FRA | France | Merville |  | WRI1025379 | 1.6896 | 50.6455 | 2.6364 | Solar | [5 empty] | Open Power System Data | http://data.open-power-system-data.org/renewable_power_plants/2016-10-21/ | Open Power System Data | [10 empty] | 2.19 | 2.30 | 2.26 | 2.26 | 2.26 | SOLAR-V1-NO-AGE | SOLAR-V1-NO-AGE | SOLAR-V1-NO-AGE | SOLAR-V1-NO-AGE | SOLAR-V1-NO-AGE
FRA | France | Morbecque |  | WRI1025476 | 1.4444 | 50.6767 | 2.5362 | Solar | [5 empty] | Open Power System Data | http://data.open-power-system-data.org/renewable_power_plants/2016-10-21/ | Open Power System Data | [10 empty] | 1.93 | 1.98 | 1.93 | 1.94 | 1.95 | NO-ESTIMATION | NO-ESTIMATION | NO-ESTIMATION | NO-ESTIMATION | CAPACITY-FACTOR-V1
GBR | United Kingdom | Bodden |  | WKS0066604 | 5 | 19.2905 | -81.2453 | Solar | [5 empty] | Wiki-Solar | https://www.wiki-solar.org | Wiki-Solar | [10 empty] | 10.13 | 10.35 | 10.35 | 10.39 | 10.24 | NO-ESTIMATION | NO-ESTIMATION | NO-ESTIMATION | NO-ESTIMATION | NO-ESTIMATION
GBR | United Kingdom | Goonhilly Solar |  | GBR0001543 | 4.51 | 50.0465 | -5.2180 | Solar |  |  |  |  | Wardell Armstrong International Ltd | UK Renewable Energy Planning Database | https://www.gov.uk/government/collections/renewable-energy-planning-data | UK Renewable Energy Planning Database | 1013314 | [9 empty] | 6.83 | 6.99 | 6.82 | 6.80 | 6.71 | NO-ESTIMATION | NO-ESTIMATION | NO-ESTIMATION | NO-ESTIMATION | NO-ESTIMATION
GBR | United Kingdom | Higher Tregarne Solar Farm |  | GBR0001544 | 5 | 50.1217 | -5.1351 | Solar |  |  |  |  | John Laing Environmental Assets (formerly sPower & Cambourne Capital) | UK Renewable Energy Planning Database | https://www.gov.uk/government/collections/renewable-energy-planning-data | UK Renewable Energy Planning Database | [10 empty] | 7.92 | 7.87 | 7.86 | 7.85 | 7.93 | NO-ESTIMATION | NO-ESTIMATION | NO-ESTIMATION | NO-ESTIMATION | CAPACITY-FACTOR-V1
GBR | United Kingdom | LITTLE TREVEASE SOLAR PARK |  | GBR0001088 | 5.3 | 50.1421 | -5.1935 | Solar |  |  |  |  | Mr David Jenkin | UK Renewable Energy Planning Database | https://www.gov.uk/government/collections/renewable-energy-planning-data | UK Renewable Energy Planning Database | 1101549 | [9 empty] | 8.39 | 8.35 | 8.33 | 8.32 | 8.4 | NO-ESTIMATION | NO-ESTIMATION | NO-ESTIMATION | NO-ESTIMATION | CAPACITY-FACTOR-V1
GBR | United Kingdom | Nancrossa Farm solar park |  | GBR0002126 | 6 | 50.1601 | -5.1833 | Solar |  |  |  |  | Second Solar Project | UK Renewable Energy Planning Database | https://www.gov.uk/government/collections/renewable-energy-planning-data | UK Renewable Energy Planning Database | 1111942 | [9 empty] | 9.41 | 9.38 | 9.34 | 9.34 | 9.42 | SOLAR-V1-NO-AGE | SOLAR-V1-NO-AGE | SOLAR-V1-NO-AGE | SOLAR-V1-NO-AGE | SOLAR-V1-NO-AGE
GBR | United Kingdom | Little White Alice Solar Park |  | GBR0001098 | 1.3 | 50.1707 | -5.2253 | Solar |  |  |  |  | Little White Alice Ltd | UK Renewable Energy Planning Database | https://www.gov.uk/government/collections/renewable-energy-planning-data | UK Renewable Energy Planning Database | [10 empty] | 1.84 | 1.87 | 1.83 | 1.85 | 1.84 | SOLAR-V1-NO-AGE | SOLAR-V1-NO-AGE | SOLAR-V1-NO-AGE | SOLAR-V1-NO-AGE | SOLAR-V1-NO-AGE
GBR | United Kingdom | Wheal Alfred Road Solar Farm |  | GBR0001604 | 3.5 | 50.1769 | -5.3872 | Solar |  |  |  |  | TGC Renewables | UK Renewable Energy Planning Database | https://www.gov.uk/government/collections/renewable-energy-planning-data | UK Renewable Energy Planning Database | [10 empty] | 5.28 | 5.49 | 5.32 | 5.47 | 5.37 | NO-ESTIMATION | NO-ESTIMATION | NO-ESTIMATION | NO-ESTIMATION | CAPACITY-FACTOR-V1
GBR | United Kingdom | Roskrow Farm |  | GBR0004721 | 8.9 | 50.1808 | -5.1326 | Solar |  |  |  |  | Roskrow Solar | UK Renewable Energy Planning Database | https://www.gov.uk/government/collections/renewable-energy-planning-data | UK Renewable Energy Planning Database | [10 empty] | 14.24 | 14.16 | 14.08 | 14.16 | 14.3 | HYDRO-V1 | HYDRO-V1 | HYDRO-V1 | HYDRO-V1 | HYDRO-V1
GBR | United Kingdom | Pencoose |  | GBR0002009 | 8.145 | 50.1987 | -5.1691 | Solar |  |  |  |  | First Solar Project Ltd | UK Renewable Energy Planning Database | https://www.gov.uk/government/collections/renewable-energy-planning-data | UK Renewable Energy Planning Database | [10 empty] | 12.65 | 12.57 | 12.50 | 12.58 | 12.68 | NO-ESTIMATION | NO-ESTIMATION | NO-ESTIMATION | NO-ESTIMATION | NO-ESTIMATION
GBR | United Kingdom | Hope Solar Farm |  | GBR0001601 | 7.3 | 50.2110 | -5.3661 | Solar |  |  |  |  | Hope Solar Park Ltd | UK Renewable Energy Planning Database | https://www.gov.uk/government/collections/renewable-energy-planning-data | UK Renewable Energy Planning Database | 1104239 | [9 empty] | 11.46 | 11.74 | 11.49 | 11.45 | 11.7 | NO-ESTIMATION | NO-ESTIMATION | NO-ESTIMATION | NO-ESTIMATION | CAPACITY-FACTOR-V1
GBR | United Kingdom | Nanterrow Farm |  | GBR0001020 | 4.7 | 50.2179 | -5.3681 | Solar |  |  |  |  | Low carbon Solar Partners | UK Renewable Energy Planning Database | https://www.gov.uk/government/collections/renewable-energy-planning-data | UK Renewable Energy Planning Database | [10 empty] | 7.67 | 7.86 | 7.69 | 7.66 | 7.79 | HYDRO-V1 | HYDRO-V1 | HYDRO-V1 | HYDRO-V1 | HYDRO-V1
GBR | United Kingdom | Wheal Jane |  | GBR0001032 | 1.42 | 50.2376 | -5.1228 | Solar |  |  |  |  | 35 Degrees | UK Renewable Energy Planning Database | https://www.gov.uk/government/collections/renewable-energy-planning-data | UK Renewable Energy Planning Database | 1083700 | [9 empty] | 2.11 | 2.11 | 2.03 | 2.06 | 2.04 | SOLAR-V1-NO-AGE | SOLAR-V1-NO-AGE | SOLAR-V1-NO-AGE | SOLAR-V1-NO-AGE | SOLAR-V1-NO-AGE
GBR | United Kingdom | Causilgey Solar Farm |  | GBR0001545 | 5 | 50.2863 | -5.1209 | Solar |  |  |  |  | China Sunergy | UK Renewable Energy Planning Database | https://www.gov.uk/government/collections/renewable-energy-planning-data | UK Renewable Energy Planning Database | [10 empty] | 7.61 | 7.83 | 7.91 | 7.88 | 8.02 | SOLAR-V1-NO-AGE | SOLAR-V1-NO-AGE | SOLAR-V1-NO-AGE | SOLAR-V1-NO-AGE | SOLAR-V1-NO-AGE
GBR | United Kingdom | Gover Farm Solar Park |  | GBR0002382 | 8 | 50.2887 | -5.1967 | Solar |  |  |  |  | Green Energy UK Direct Ltd | UK Renewable Energy Planning Database | https://www.gov.uk/government/collections/renewable-energy-planning-data | UK Renewable Energy Planning Database | 1103290 | [9 empty] | 12.21 | 12.54 | 12.53 | 12.61 | 12.85 | SOLAR-V1-NO-AGE | SOLAR-V1-NO-AGE | SOLAR-V1-NO-AGE | SOLAR-V1-NO-AGE | SOLAR-V1-NO-AGE
GBR | United Kingdom | Garvinack Farm Solar Park |  | GBR0001897 | 7 | 50.2897 | -5.1207 | Solar |  |  |  |  | Lumicity | UK Renewable Energy Planning Database | https://www.gov.uk/government/collections/renewable-energy-planning-data | UK Renewable Energy Planning Database | [10 empty] | 10.59 | 10.91 | 11.02 | 10.97 | 11.18 | NO-ESTIMATION | NO-ESTIMATION | NO-ESTIMATION | NO-ESTIMATION | CAPACITY-FACTOR-V1
GBR | United Kingdom | Four Burrows |  | WKS0061246 | 6.3 | 50.2900 | -5.1460 | Solar | [5 empty] | Wiki-Solar | https://www.wiki-solar.org | Wiki-Solar | [10 empty] | 9.50 | 9.77 | 9.88 | 9.84 | 10.02 | NO-ESTIMATION | NO-ESTIMATION | NO-ESTIMATION | NO-ESTIMATION | CAPACITY-FACTOR-V1
GBR | United Kingdom | Four Burrows Farm (Extension 2) |  | GBR0001655 | 6.3 | 50.2917 | -5.1392 | Solar |  |  |  |  | RES UK & Ireland Limited | UK Renewable Energy Planning Database | https://www.gov.uk/government/collections/renewable-energy-planning-data | UK Renewable Energy Planning Database | [10 empty] | 9.50 | 9.77 | 9.88 | 9.84 | 10.02 | SOLAR-V1-NO-AGE | SOLAR-V1-NO-AGE | SOLAR-V1-NO-AGE | SOLAR-V1-NO-AGE | SOLAR-V1-NO-AGE
GBR | United Kingdom | Lower Slade Farm |  | GBR0002033 | 4.1 | 50.2933 | -3.7671 | Solar |  |  |  |  | PS Renewables | UK Renewable Energy Planning Database | https://www.gov.uk/government/collections/renewable-energy-planning-data | UK Renewable Energy Planning Database | [10 empty] | 6.08 | 5.98 | 6.06 | 6.06 | 5.91 | SOLAR-V1-NO-AGE | SOLAR-V1-NO-AGE | SOLAR-V1-NO-AGE | SOLAR-V1-NO-AGE | SOLAR-V1-NO-AGE
GBR | United Kingdom | Penare Farm Solar Farm |  | GBR0002008 | 11 | 50.3037 | -5.0755 | Solar |  |  |  |  | British Solar Renewables (formerly Solar Power Generation) | UK Renewable Energy Planning Database | https://www.gov.uk/government/collections/renewable-energy-planning-data | UK Renewable Energy Planning Database | [10 empty] | 16.97 | 17.61 | 17.72 | 17.63 | 18.07 | SOLAR-V1-NO-AGE | SOLAR-V1-NO-AGE | SOLAR-V1-NO-AGE | SOLAR-V1-NO-AGE | SOLAR-V1-NO-AGE
GBR | United Kingdom | Four Burrows Solar farm (Extension 1) |  | GBR0001726 | 1.5 | 50.3039 | -5.1383 | Solar |  |  |  |  | Inazin Power Ltd | UK Renewable Energy Planning Database | https://www.gov.uk/government/collections/renewable-energy-planning-data | UK Renewable Energy Planning Database | [10 empty] | 2.15 | 2.21 | 2.20 | 2.20 | 2.22 | SOLAR-V1-NO-AGE | SOLAR-V1-NO-AGE | SOLAR-V1-NO-AGE | SOLAR-V1-NO-AGE | SOLAR-V1-NO-AGE
GBR | United Kingdom | Chynoweth Farm |  | GBR0001028 | 2.9 | 50.3045 | -5.0815 | Solar |  |  |  |  | Low carbon Solar Partners | UK Renewable Energy Planning Database | https://www.gov.uk/government/collections/renewable-energy-planning-data | UK Renewable Energy Planning Database | 1091785 | [9 empty] | 4.27 | 4.42 | 4.45 | 4.41 | 4.44 | HYDRO-V1 | HYDRO-V1 | HYDRO-V1 | HYDRO-V1 | HYDRO-V1
GBR | United Kingdom | Nanteague Farm |  | GBR0001754 | 7.7 | 50.3062 | -5.0951 | Solar |  |  |  |  | British Solar Renewables | UK Renewable Energy Planning Database | https://www.gov.uk/government/collections/renewable-energy-planning-data | UK Renewable Energy Planning Database | 1105487 | [9 empty] | 11.68 | 12.06 | 12.18 | 12.08 | 12.31 | SOLAR-V1-NO-AGE | SOLAR-V1-NO-AGE | SOLAR-V1-NO-AGE | SOLAR-V1-NO-AGE | SOLAR-V1-NO-AGE
GBR | United Kingdom | Tregassow Farm - Solar Modules |  | GBR0001353 | 6 | 50.3069 | -5.0152 | Solar |  |  |  |  | Mr Larry Mark | UK Renewable Energy Planning Database | https://www.gov.uk/government/collections/renewable-energy-planning-data | UK Renewable Energy Planning Database | 1101088 | [9 empty] | 8.97 | 9.36 | 9.50 | 9.36 | 9.54 | HYDRO-V1 | HYDRO-V1 | HYDRO-V1 | HYDRO-V1 | HYDRO-V1
GBR | United Kingdom | Ninnis Farm Solar |  | GBR0001546 | 5 | 50.3197 | -4.8354 | Solar |  |  |  |  | The Green Company | UK Renewable Energy Planning Database | https://www.gov.uk/government/collections/renewable-energy-planning-data | UK Renewable Energy Planning Database | 1096711 | [9 empty] | 7.52 | 7.88 | 7.83 | 7.86 | 7.98 | NO-ESTIMATION | NO-ESTIMATION | NO-ESTIMATION | NO-ESTIMATION | CAPACITY-FACTOR-V1
GBR | United Kingdom | Newton Downs Farm |  | GBR0005451 | 5 | 50.3264 | -4.0303 | Solar |  |  |  |  | Core Aries (Renewable Energy) | UK Renewable Energy Planning Database | https://www.gov.uk/government/collections/renewable-energy-planning-data | UK Renewable Energy Planning Database | [10 empty] | 7.62 | 7.64 | 7.54 | 7.66 | 7.65 | HYDRO-V1 | HYDRO-V1 | HYDRO-V1 | HYDRO-V1 | HYDRO-V1
GBR | United Kingdom | Carnemough Farm Solar Park |  | GBR0001642 | 7 | 50.3316 | -4.9292 | Solar |  |  |  |  | Elgin Energy EsCo | UK Renewable Energy Planning Database | https://www.gov.uk/government/collections/renewable-energy-planning-data | UK Renewable Energy Planning Database | 1101416 | [9 empty] | 10.48 | 10.97 | 11.13 | 11.00 | 11.15 | SOLAR-V1-NO-AGE | SOLAR-V1-NO-AGE | SOLAR-V1-NO-AGE | SOLAR-V1-NO-AGE | SOLAR-V1-NO-AGE
GBR | United Kingdom | Creacombe Solar Farm |  | GBR2001127 | 7.3 | 50.3332 | -3.9763 | Solar |  |  |  |  | Gnaton Farm | UK Renewable Energy Planning Database | https://www.gov.uk/government/collections/renewable-energy-planning-data | UK Renewable Energy Planning Database | [10 empty] | 11.00 | 11.11 | 10.95 | 11.14 | 11.13 | NO-ESTIMATION | NO-ESTIMATION | NO-ESTIMATION | NO-ESTIMATION | CAPACITY-FACTOR-V1
GBR | United Kingdom | Manor Farm Eggington |  | GBR0001019 | 4.992 | 50.3371 | -4.8363 | Solar |  |  |  |  | Low carbon Solar Partners | UK Renewable Energy Planning Database | https://www.gov.uk/government/collections/renewable-energy-planning-data | UK Renewable Energy Planning Database | [10 empty] | 7.51 | 7.86 | 7.79 | 7.85 | 7.97 | SOLAR-V1-NO-AGE | SOLAR-V1-NO-AGE | SOLAR-V1-NO-AGE | SOLAR-V1-NO-AGE | SOLAR-V1-NO-AGE
GBR | United Kingdom | Hewas Solar Farm |  | GBR0001548 | 5 | 50.3414 | -4.9303 | Solar |  |  |  |  | Lightsource Renewable Energy | UK Renewable Energy Planning Database | https://www.gov.uk/government/collections/renewable-energy-planning-data | UK Renewable Energy Planning Database | 1105195 | [9 empty] | 7.53 | 7.88 | 8.00 | 7.90 | 8.01 | NO-ESTIMATION | NO-ESTIMATION | NO-ESTIMATION | NO-ESTIMATION | CAPACITY-FACTOR-V1
GBR | United Kingdom | Balls Wood Solar Farm |  | GBR0001958 | 8.7 | 50.3497 | -4.0370 | Solar |  |  |  |  | Due South Energy & SunE Project6 Ltd | UK Renewable Energy Planning Database | https://www.gov.uk/government/collections/renewable-energy-planning-data | UK Renewable Energy Planning Database | [10 empty] | 13.25 | 13.36 | 13.17 | 13.40 | 13.4 | SOLAR-V1-NO-AGE | SOLAR-V1-NO-AGE | SOLAR-V1-NO-AGE | SOLAR-V1-NO-AGE | SOLAR-V1-NO-AGE
GBR | United Kingdom | Anthony Estate Solar Farm - resubmission |  | GBR0001954 | 4.7 | 50.3502 | -4.2498 | Solar |  |  |  |  | St Antony 101 PV Park | UK Renewable Energy Planning Database | https://www.gov.uk/government/collections/renewable-energy-planning-data | UK Renewable Energy Planning Database | [10 empty] | 7.49 | 7.56 | 7.52 | 7.52 | 7.52 | HYDRO-V1 | HYDRO-V1 | HYDRO-V1 | HYDRO-V1 | HYDRO-V1
GBR | United Kingdom | Carloggas Farm Solar Park |  | GBR0001824 | 8.3 | 50.3513 | -4.8759 | Solar |  |  |  |  | Good Energy Generation | UK Renewable Energy Planning Database | https://www.gov.uk/government/collections/renewable-energy-planning-data | UK Renewable Energy Planning Database | [10 empty] | 12.26 | 12.84 | 12.80 | 12.81 | 13 | HYDRO-V1 | HYDRO-V1 | HYDRO-V1 | HYDRO-V1 | HYDRO-V1
GBR | United Kingdom | Land at Oldstone Farm |  | GBR0005588 | 5 | 50.3515 | -3.6621 | Solar |  |  |  |  | British Solar Renewables | UK Renewable Energy Planning Database | https://www.gov.uk/government/collections/renewable-energy-planning-data | UK Renewable Energy Planning Database | [10 empty] | 7.60 | 7.62 | 7.55 | 7.64 | 7.74 | SOLAR-V1-NO-AGE | SOLAR-V1-NO-AGE | SOLAR-V1-NO-AGE | SOLAR-V1-NO-AGE | SOLAR-V1-NO-AGE
GBR | United Kingdom | KERNICK MICA DAM - SOLAR FARM |  | GBR0002028 | 12 | 50.3534 | -4.9043 | Solar |  |  |  |  | Mr Mark Shorrock | UK Renewable Energy Planning Database | https://www.gov.uk/government/collections/renewable-energy-planning-data | UK Renewable Energy Planning Database | [10 empty] | 18.32 | 19.24 | 19.34 | 19.16 | 19.65 | SOLAR-V1-NO-AGE | SOLAR-V1-NO-AGE | SOLAR-V1-NO-AGE | SOLAR-V1-NO-AGE | SOLAR-V1-NO-AGE
GBR | United Kingdom | Mendennick Solar |  | GBR0004891 | 2.64 | 50.3550 | -4.2407 | Solar |  |  |  |  | REG Solarpower | UK Renewable Energy Planning Database | https://www.gov.uk/government/collections/renewable-energy-planning-data | UK Renewable Energy Planning Database | [10 empty] | 3.84 | 3.89 | 3.85 | 3.85 | 3.8 | HYDRO-V1 | HYDRO-V1 | HYDRO-V1 | HYDRO-V1 | HYDRO-V1
GBR | United Kingdom | Trethosa Farm Solar Park |  | GBR0001896 | 4.8 | 50.3557 | -4.8988 | Solar |  |  |  |  | Trethosa Solar Ltd | UK Renewable Energy Planning Database | https://www.gov.uk/government/collections/renewable-energy-planning-data | UK Renewable Energy Planning Database | [10 empty] | 7.90 | 8.18 | 8.32 | 8.21 | 8.3 | SOLAR-V1-NO-AGE | SOLAR-V1-NO-AGE | SOLAR-V1-NO-AGE | SOLAR-V1-NO-AGE | SOLAR-V1-NO-AGE
GBR | United Kingdom | Southdown Quarry |  | GBR0002059 | 1.5 | 50.3562 | -4.2020 | Solar |  |  |  |  | Ethical Power | UK Renewable Energy Planning Database | https://www.gov.uk/government/collections/renewable-energy-planning-data | UK Renewable Energy Planning Database | [10 empty] | 2.17 | 2.23 | 2.17 | 2.17 | 2.15 | NO-ESTIMATION | NO-ESTIMATION | NO-ESTIMATION | NO-ESTIMATION | CAPACITY-FACTOR-V1
GBR | United Kingdom | Place Barton Farm |  | GBR0005137 | 4.9 | 50.3601 | -3.7473 | Solar |  |  |  |  | British Solar Renewables | UK Renewable Energy Planning Database | https://www.gov.uk/government/collections/renewable-energy-planning-data | UK Renewable Energy Planning Database | [10 empty] | 7.25 | 7.24 | 7.23 | 7.24 | 7.39 | SOLAR-V1-NO-AGE | SOLAR-V1-NO-AGE | SOLAR-V1-NO-AGE | SOLAR-V1-NO-AGE | SOLAR-V1-NO-AGE
GBR | United Kingdom | Burthy |  | GBR0001718 | 13.0804 | 50.3609 | -4.9461 | Solar |  |  |  |  | Elgin Energy EsCo | UK Renewable Energy Planning Database | https://www.gov.uk/government/collections/renewable-energy-planning-data | UK Renewable Energy Planning Database | [10 empty] | 19.87 | 20.88 | 21.10 | 20.80 | 21.35 | SOLAR-V1-NO-AGE | SOLAR-V1-NO-AGE | SOLAR-V1-NO-AGE | SOLAR-V1-NO-AGE | SOLAR-V1-NO-AGE
GBR | United Kingdom | Luson Farm |  | GBR0001423 | 1.9 | 50.3617 | -3.9413 | Solar |  |  |  |  | Lightsource Renewable Energy | UK Renewable Energy Planning Database | https://www.gov.uk/government/collections/renewable-energy-planning-data | UK Renewable Energy Planning Database | [10 empty] | 2.66 | 2.62 | 2.63 | 2.66 | 2.63 | NO-ESTIMATION | NO-ESTIMATION | NO-ESTIMATION | NO-ESTIMATION | CAPACITY-FACTOR-V1
GBR | United Kingdom | West Carclaze Solar Farm |  | GBR2001086 | 6.5 | 50.3629 | -4.7862 | Solar |  |  |  |  | Canadian Solar | UK Renewable Energy Planning Database | https://www.gov.uk/government/collections/renewable-energy-planning-data | UK Renewable Energy Planning Database | [10 empty] | 9.80 | 10.17 | 9.83 | 10.12 | 10.28 | HYDRO-V1 | HYDRO-V1 | HYDRO-V1 | HYDRO-V1 | HYDRO-V1
GBR | United Kingdom | Blackawton Solar Farm |  | GBR0001283 | 3 | 50.3641 | -3.6421 | Solar |  |  |  |  | Maria Bailey Planning | UK Renewable Energy Planning Database | https://www.gov.uk/government/collections/renewable-energy-planning-data | UK Renewable Energy Planning Database | [10 empty] | 4.51 | 4.45 | 4.47 | 4.51 | 4.48 | HYDRO-V1 | HYDRO-V1 | HYDRO-V1 | HYDRO-V1 | HYDRO-V1
GBR | United Kingdom | Trefullock Solar Farm |  | GBR0001080 | 5 | 50.3666 | -4.9565 | Solar |  |  |  |  | Bosch Solar Energy | UK Renewable Energy Planning Database | https://www.gov.uk/government/collections/renewable-energy-planning-data | UK Renewable Energy Planning Database | [10 empty] | 7.53 | 7.88 | 8.00 | 7.90 | 8.01 | NO-ESTIMATION | NO-ESTIMATION | NO-ESTIMATION | NO-ESTIMATION | CAPACITY-FACTOR-V1
GBR | United Kingdom | Summercourt Solar Farm (Glebe Farm) |  | GBR0001065 | 1.1 | 50.3734 | -4.9579 | Solar |  |  |  |  | Solar Securities Group Ltd | UK Renewable Energy Planning Database | https://www.gov.uk/government/collections/renewable-energy-planning-data | UK Renewable Energy Planning Database | 1107419 | [9 empty] | 1.57 | 1.59 | 1.71 | 1.57 | 1.58 | HYDRO-V1 | HYDRO-V1 | HYDRO-V1 | HYDRO-V1 | HYDRO-V1
GBR | United Kingdom | Land North East Of Penrose Far |  | GBR0004929 | 1.5 | 50.3767 | -4.9570 | Solar |  |  |  |  | Clean Earth Energy | UK Renewable Energy Planning Database | https://www.gov.uk/government/collections/renewable-energy-planning-data | UK Renewable Energy Planning Database | [10 empty] | 2.13 | 2.22 | 2.32 | 2.19 | 2.2 | NO-ESTIMATION | NO-ESTIMATION | NO-ESTIMATION | NO-ESTIMATION | CAPACITY-FACTOR-V1
GBR | United Kingdom | Carines Farm Solar Array |  | GBR0001059 | 1 | 50.3833 | -5.1111 | Solar |  |  |  |  | Solar Securities Group Ltd | UK Renewable Energy Planning Database | https://www.gov.uk/government/collections/renewable-energy-planning-data | UK Renewable Energy Planning Database | [10 empty] | 1.52 | 1.54 | 1.60 | 1.54 | 1.54 | SOLAR-V1-NO-AGE | SOLAR-V1-NO-AGE | SOLAR-V1-NO-AGE | SOLAR-V1-NO-AGE | SOLAR-V1-NO-AGE
GBR | United Kingdom | Coombeshead Solar Farm |  | GBR0002331 | 8 | 50.3860 | -3.7664 | Solar |  |  |  |  | Green Hedge (BayWa r.e.) | UK Renewable Energy Planning Database | https://www.gov.uk/government/collections/renewable-energy-planning-data | UK Renewable Energy Planning Database | 1107407 | [9 empty] | 12.07 | 12.07 | 12.12 | 12.13 | 12.43 | HYDRO-V1 | HYDRO-V1 | HYDRO-V1 | HYDRO-V1 | HYDRO-V1
GBR | United Kingdom | Langage Solar Farm |  | GBR0001039 | 5 | 50.3891 | -4.0089 | Solar |  |  |  |  | Terrence O'Rourke Ltd | UK Renewable Energy Planning Database | https://www.gov.uk/government/collections/renewable-energy-planning-data | UK Renewable Energy Planning Database | 1104802 | [9 empty] | 7.60 | 7.61 | 7.55 | 7.58 | 7.73 | SOLAR-V1-NO-AGE | SOLAR-V1-NO-AGE | SOLAR-V1-NO-AGE | SOLAR-V1-NO-AGE | SOLAR-V1-NO-AGE
GBR | United Kingdom | Langunnett |  | GBR0001230 | 6.174 | 50.3913 | -4.5960 | Solar |  |  |  |  | Vogt Solar | UK Renewable Energy Planning Database | https://www.gov.uk/government/collections/renewable-energy-planning-data | UK Renewable Energy Planning Database | 1101500 | [9 empty] | 9.26 | 9.68 | 9.33 | 9.23 | 9.47 | SOLAR-V1-NO-AGE | SOLAR-V1-NO-AGE | SOLAR-V1-NO-AGE | SOLAR-V1-NO-AGE | SOLAR-V1-NO-AGE
GBR | United Kingdom | Land at Gilley's Mill Dam |  | GBR0001815 | 5 | 50.3942 | -4.8455 | Solar |  |  |  |  | NextEnergy Solar Fund | UK Renewable Energy Planning Database | https://www.gov.uk/government/collections/renewable-energy-planning-data | UK Renewable Energy Planning Database | [10 empty] | 7.57 | 7.88 | 7.80 | 7.86 | 7.98 | NO-ESTIMATION | NO-ESTIMATION | NO-ESTIMATION | NO-ESTIMATION | NO-ESTIMATION
GBR | United Kingdom | Trevemper |  | GBR0001023 | 1.6999 | 50.3949 | -5.0693 | Solar |  |  |  |  | The Green Company | UK Renewable Energy Planning Database | https://www.gov.uk/government/collections/renewable-energy-planning-data | UK Renewable Energy Planning Database | 1096719 | [9 empty] | 2.35 | 2.46 | 2.47 | 2.44 | 2.46 | SOLAR-V1-NO-AGE | SOLAR-V1-NO-AGE | SOLAR-V1-NO-AGE | SOLAR-V1-NO-AGE | SOLAR-V1-NO-AGE
GBR | United Kingdom | Trenoweth Solar Farm |  | GBR0001584 | 2.5 | 50.3973 | -4.7489 | Solar |  |  |  |  | Kronos Solar | UK Renewable Energy Planning Database | https://www.gov.uk/government/collections/renewable-energy-planning-data | UK Renewable Energy Planning Database | [10 empty] | 3.66 | 3.77 | 3.63 | 3.72 | 3.74 | SOLAR-V1-NO-AGE | SOLAR-V1-NO-AGE | SOLAR-V1-NO-AGE | SOLAR-V1-NO-AGE | SOLAR-V1-NO-AGE
GBR | United Kingdom | HENDRA HOLIDAY PARK SOLAR FARM |  | GBR0001609 | 1.2 | 50.3996 | -5.0556 | Solar |  |  |  |  | Hendra Holiday Park | UK Renewable Energy Planning Database | https://www.gov.uk/government/collections/renewable-energy-planning-data | UK Renewable Energy Planning Database | [10 empty] | 1.72 | 1.74 | 1.80 | 1.72 | 1.73 | HYDRO-V1 | HYDRO-V1 | HYDRO-V1 | HYDRO-V1 | HYDRO-V1
GBR | United Kingdom | Wilton |  | GBR0001872 | 9.484 | 50.4016 | -4.3787 | Solar |  |  |  |  | Primrose Solar | UK Renewable Energy Planning Database | https://www.gov.uk/government/collections/renewable-energy-planning-data | UK Renewable Energy Planning Database | [10 empty] | 14.42 | 14.52 | 14.36 | 14.46 | 14.79 | NO-ESTIMATION | NO-ESTIMATION | NO-ESTIMATION | NO-ESTIMATION | CAPACITY-FACTOR-V1
GBR | United Kingdom | Land At Bake Farm |  | GBR0005485 | 5 | 50.4018 | -4.3562 | Solar |  |  |  |  | Murex Energy | UK Renewable Energy Planning Database | https://www.gov.uk/government/collections/renewable-energy-planning-data | UK Renewable Energy Planning Database | [10 empty] | 7.60 | 7.61 | 7.55 | 7.59 | 7.75 | HYDRO-V1 | HYDRO-V1 | HYDRO-V1 | HYDRO-V1 | HYDRO-V1
GBR | United Kingdom | Tredinnick Fields |  | GBR0001064 | 5.8 | 50.4067 | -4.7582 | Solar |  |  |  |  | Kronos Solar | UK Renewable Energy Planning Database | https://www.gov.uk/government/collections/renewable-energy-planning-data | UK Renewable Energy Planning Database | 1097915 | [9 empty] | 8.76 | 9.08 | 8.74 | 9.03 | 9.17 | HYDRO-V1 | HYDRO-V1 | HYDRO-V1 | HYDRO-V1 | HYDRO-V1
GBR | United Kingdom | Pensipple Farm |  | GBR0002010 | 5 | 50.4073 | -4.4518 | Solar |  |  |  |  | Elgin Energy EsCo | UK Renewable Energy Planning Database | https://www.gov.uk/government/collections/renewable-energy-planning-data | UK Renewable Energy Planning Database | [10 empty] | 7.62 | 7.62 | 7.55 | 7.66 | 7.65 | NO-ESTIMATION | NO-ESTIMATION | NO-ESTIMATION | NO-ESTIMATION | CAPACITY-FACTOR-V1
GBR | United Kingdom | Newnham Estate |  | GBR0002225 | 14 | 50.4085 | -4.0295 | Solar |  |  |  |  | Solstice Renewables | UK Renewable Energy Planning Database | https://www.gov.uk/government/collections/renewable-energy-planning-data | UK Renewable Energy Planning Database | 1106427 | [9 empty] | 21.30 | 21.48 | 21.25 | 21.27 | 21.92 | NO-ESTIMATION | NO-ESTIMATION | NO-ESTIMATION | NO-ESTIMATION | CAPACITY-FACTOR-V1
GBR | United Kingdom | Bodwen Solar Park |  | GBR0001639 | 5.5 | 50.4115 | -4.7786 | Solar |  |  |  |  | Greencoat Capital | UK Renewable Energy Planning Database | https://www.gov.uk/government/collections/renewable-energy-planning-data | UK Renewable Energy Planning Database | [10 empty] | 8.35 | 8.66 | 8.37 | 8.62 | 8.76 | NO-ESTIMATION | NO-ESTIMATION | NO-ESTIMATION | NO-ESTIMATION | CAPACITY-FACTOR-V1
GBR | United Kingdom | Ernesettle Solar Farm |  | GBR0005395 | 4.1 | 50.4118 | -4.1823 | Solar |  |  |  |  | PEC Renewables | UK Renewable Energy Planning Database | https://www.gov.uk/government/collections/renewable-energy-planning-data | UK Renewable Energy Planning Database | 1110375 | [9 empty] | 6.08 | 5.96 | 6.05 | 6.06 | 5.91 | HYDRO-V1 | HYDRO-V1 | HYDRO-V1 | HYDRO-V1 | HYDRO-V1
GBR | United Kingdom | Rew Farm Solar Farm |  | GBR0001308 | 6.1 | 50.4189 | -4.6895 | Solar |  |  |  |  | Lightsource Renewable Energy | UK Renewable Energy Planning Database | https://www.gov.uk/government/collections/renewable-energy-planning-data | UK Renewable Energy Planning Database | 1110275 | [9 empty] | 9.22 | 9.53 | 9.21 | 9.60 | 9.64 | HYDRO-V1 | HYDRO-V1 | HYDRO-V1 | HYDRO-V1 | HYDRO-V1
GBR | United Kingdom | Hazard Farm |  | GBR0001720 | 6.4 | 50.4202 | -3.7610 | Solar |  |  |  |  | TGC Renewables | UK Renewable Energy Planning Database | https://www.gov.uk/government/collections/renewable-energy-planning-data | UK Renewable Energy Planning Database | 1105495 | [9 empty] | 9.57 | 9.66 | 9.60 | 9.62 | 9.84 | NO-ESTIMATION | NO-ESTIMATION | NO-ESTIMATION | NO-ESTIMATION | CAPACITY-FACTOR-V1
GBR | United Kingdom | St Columb Major Solar Farm |  | GBR0001566 | 7 | 50.4229 | -4.9278 | Solar |  |  |  |  | Inazin Solar (previoulsy owned by Low Carbon Solar) | UK Renewable Energy Planning Database | https://www.gov.uk/government/collections/renewable-energy-planning-data | UK Renewable Energy Planning Database | 1104242 | [9 empty] | 10.48 | 10.97 | 10.98 | 10.95 | 11.11 | NO-ESTIMATION | NO-ESTIMATION | NO-ESTIMATION | NO-ESTIMATION | CAPACITY-FACTOR-V1
GBR | United Kingdom | Hatchlands Farm |  | GBR0001176 | 5.2 | 50.4236 | -3.7849 | Solar |  |  |  |  | Orta Solar | UK Renewable Energy Planning Database | https://www.gov.uk/government/collections/renewable-energy-planning-data | UK Renewable Energy Planning Database | 1096707 | [9 empty] | 7.88 | 7.92 | 7.87 | 7.89 | 8.07 | NO-ESTIMATION | NO-ESTIMATION | NO-ESTIMATION | NO-ESTIMATION | CAPACITY-FACTOR-V1
GBR | United Kingdom | Woodlands Barton Solar Farm |  | GBR0001560 | 4.9 | 50.4239 | -4.8051 | Solar |  |  |  |  | Laurence Associates | UK Renewable Energy Planning Database | https://www.gov.uk/government/collections/renewable-energy-planning-data | UK Renewable Energy Planning Database | [10 empty] | 7.27 | 7.48 | 7.26 | 7.46 | 7.56 | HYDRO-V1 | HYDRO-V1 | HYDRO-V1 | HYDRO-V1 | HYDRO-V1
GBR | United Kingdom | Marley Thatch Solar Farm |  | GBR0001467 | 6.3 | 50.4248 | -3.8093 | Solar |  |  |  |  | TGC Renewables | UK Renewable Energy Planning Database | https://www.gov.uk/government/collections/renewable-energy-planning-data | UK Renewable Energy Planning Database | 1101554 | [9 empty] | 9.44 | 9.39 | 9.45 | 9.47 | 9.69 | NO-ESTIMATION | NO-ESTIMATION | NO-ESTIMATION | NO-ESTIMATION | CAPACITY-FACTOR-V1
GBR | United Kingdom | Trequite |  | GBR0002129 | 10.988 | 50.4263 | -4.3656 | Solar |  |  |  |  | Elgin Energy EsCo | UK Renewable Energy Planning Database | https://www.gov.uk/government/collections/renewable-energy-planning-data | UK Renewable Energy Planning Database | 1108933 | [9 empty] | 16.77 | 16.78 | 16.81 | 16.82 | 17.34 | HYDRO-V1 | HYDRO-V1 | HYDRO-V1 | HYDRO-V1 | HYDRO-V1
GBR | United Kingdom | Polmaugan Farm |  | GBR0001813 | 5 | 50.4295 | -4.6633 | Solar |  |  |  |  | Munich RE | UK Renewable Energy Planning Database | https://www.gov.uk/government/collections/renewable-energy-planning-data | UK Renewable Energy Planning Database | 1106998 | [9 empty] | 7.57 | 7.85 | 7.63 | 7.56 | 7.75 | SOLAR-V1-NO-AGE | SOLAR-V1-NO-AGE | SOLAR-V1-NO-AGE | SOLAR-V1-NO-AGE | SOLAR-V1-NO-AGE
GBR | United Kingdom | Kernow Solar Farm |  | GBR0001554 | 5 | 50.4298 | -5.0054 | Solar |  |  |  |  | Cornwall Council Property Services | UK Renewable Energy Planning Database | https://www.gov.uk/government/collections/renewable-energy-planning-data | UK Renewable Energy Planning Database | [10 empty] | 7.53 | 7.88 | 8.01 | 7.88 | 8.01 | HYDRO-V1 | HYDRO-V1 | HYDRO-V1 | HYDRO-V1 | HYDRO-V1
GBR | United Kingdom | Warleigh Barton Solar Farm |  | GBR0001583 | 5 | 50.4344 | -4.1618 | Solar |  |  |  |  | Low Carbon Solar | UK Renewable Energy Planning Database | https://www.gov.uk/government/collections/renewable-energy-planning-data | UK Renewable Energy Planning Database | 1104230 | [9 empty] | 7.62 | 7.61 | 7.56 | 7.66 | 7.65 | NO-ESTIMATION | NO-ESTIMATION | NO-ESTIMATION | NO-ESTIMATION | CAPACITY-FACTOR-V1
GBR | United Kingdom | Trehawke Barton (Doddycross) Solar Farm |  | GBR0002121 | 9.1 | 50.4359 | -4.3788 | Solar |  |  |  |  | KS SPV20 Ltd | UK Renewable Energy Planning Database | https://www.gov.uk/government/collections/renewable-energy-planning-data | UK Renewable Energy Planning Database | 1105218 | [9 empty] | 13.80 | 13.92 | 13.82 | 13.83 | 14.22 | SOLAR-V1-NO-AGE | SOLAR-V1-NO-AGE | SOLAR-V1-NO-AGE | SOLAR-V1-NO-AGE | SOLAR-V1-NO-AGE
GBR | United Kingdom | Bidwell Solar Farm - resubmission |  | GBR0001964 | 5 | 50.4391 | -3.7313 | Solar |  |  |  |  | Wessex Solar Energy | UK Renewable Energy Planning Database | https://www.gov.uk/government/collections/renewable-energy-planning-data | UK Renewable Energy Planning Database | 1115188 | [9 empty] | 7.46 | 7.63 | 7.59 | 7.59 | 7.75 | SOLAR-V1-NO-AGE | SOLAR-V1-NO-AGE | SOLAR-V1-NO-AGE | SOLAR-V1-NO-AGE | SOLAR-V1-NO-AGE
GBR | United Kingdom | Clann Solar Farm |  | GBR0001588 | 1.4 | 50.4408 | -4.7776 | Solar |  |  |  |  | Lightsource Renewable Energy | UK Renewable Energy Planning Database | https://www.gov.uk/government/collections/renewable-energy-planning-data | UK Renewable Energy Planning Database | [10 empty] | 1.99 | 2.01 | 1.98 | 1.98 | 1.99 | NO-ESTIMATION | NO-ESTIMATION | NO-ESTIMATION | NO-ESTIMATION | CAPACITY-FACTOR-V1
GBR | United Kingdom | West Kingsmill Farm Solar Park |  | GBR0002098 | 1.6 | 50.4414 | -4.2430 | Solar |  |  |  |  | Inazin (previously Low carbon Solar Partners) | UK Renewable Energy Planning Database | https://www.gov.uk/government/collections/renewable-energy-planning-data | UK Renewable Energy Planning Database | [10 empty] | 2.32 | 2.29 | 2.29 | 2.32 | 2.3 | HYDRO-V1 | HYDRO-V1 | HYDRO-V1 | HYDRO-V1 | HYDRO-V1
GBR | United Kingdom | North Wayton Farm |  | GBR0001776 | 5 | 50.4420 | -4.2170 | Solar |  |  |  |  | KS SPV21 Ltd | UK Renewable Energy Planning Database | https://www.gov.uk/government/collections/renewable-energy-planning-data | UK Renewable Energy Planning Database | [10 empty] | 7.62 | 7.62 | 7.55 | 7.66 | 7.7 | NO-ESTIMATION | NO-ESTIMATION | NO-ESTIMATION | NO-ESTIMATION | NO-ESTIMATION
GBR | United Kingdom | Howton |  | GBR0001021 | 4.9997 | 50.4424 | -4.2820 | Solar |  |  |  |  | Low carbon Solar Partners | UK Renewable Energy Planning Database | https://www.gov.uk/government/collections/renewable-energy-planning-data | UK Renewable Energy Planning Database | 1090523 | [9 empty] | 7.60 | 7.59 | 7.55 | 7.56 | 7.75 | NO-ESTIMATION | NO-ESTIMATION | NO-ESTIMATION | NO-ESTIMATION | NO-ESTIMATION
GBR | United Kingdom | Kerriers Solar Park |  | GBR0002383 | 9.6 | 50.4424 | -4.8164 | Solar |  |  |  |  | Kronos Solar | UK Renewable Energy Planning Database | https://www.gov.uk/government/collections/renewable-energy-planning-data | UK Renewable Energy Planning Database | [10 empty] | 14.62 | 15.22 | 14.70 | 15.14 | 15.41 | NO-ESTIMATION | NO-ESTIMATION | NO-ESTIMATION | NO-ESTIMATION | CAPACITY-FACTOR-V1
GBR | United Kingdom | Lee Moor |  | GBR0004839 | 4.9873 | 50.4472 | -4.0131 | Solar |  |  |  |  | Wanageeska | UK Renewable Energy Planning Database | https://www.gov.uk/government/collections/renewable-energy-planning-data | UK Renewable Energy Planning Database | [10 empty] | 7.55 | 7.53 | 7.53 | 7.55 | 7.73 | SOLAR-V1-NO-AGE | SOLAR-V1-NO-AGE | SOLAR-V1-NO-AGE | SOLAR-V1-NO-AGE | SOLAR-V1-NO-AGE
GBR | United Kingdom | Higher Trevartha Farm |  | GBR0001067 | 3 | 50.4517 | -4.4281 | Solar |  |  |  |  | Smarter Energy Solutions Ltd | UK Renewable Energy Planning Database | https://www.gov.uk/government/collections/renewable-energy-planning-data | UK Renewable Energy Planning Database | [10 empty] | 4.51 | 4.39 | 4.49 | 4.49 | 4.5 | NO-ESTIMATION | NO-ESTIMATION | NO-ESTIMATION | NO-ESTIMATION | CAPACITY-FACTOR-V1
GBR | United Kingdom | Winnards Perch Solar Farm |  | GBR0002348 | 3.8 | 50.4624 | -4.9199 | Solar |  |  |  |  | Solar Securities Group | UK Renewable Energy Planning Database | https://www.gov.uk/government/collections/renewable-energy-planning-data | UK Renewable Energy Planning Database | [10 empty] | 5.47 | 5.74 | 5.73 | 5.70 | 5.73 | SOLAR-V1-NO-AGE | SOLAR-V1-NO-AGE | SOLAR-V1-NO-AGE | SOLAR-V1-NO-AGE | SOLAR-V1-NO-AGE
GBR | United Kingdom | Winnard's Perch |  | WKS0065610 | 3.5 | 50.4626 | -4.9260 | Solar | [5 empty] | Wiki-Solar | https://www.wiki-solar.org | Wiki-Solar | [10 empty] | 5.05 | 5.31 | 5.30 | 5.27 | 5.3 | SOLAR-V1-NO-AGE | SOLAR-V1-NO-AGE | SOLAR-V1-NO-AGE | SOLAR-V1-NO-AGE | SOLAR-V1-NO-AGE
GBR | United Kingdom | Margate |  | GBR0004878 | 3.366 | 50.4671 | -4.6976 | Solar |  |  |  |  | Lanhydrock Estate Company | UK Renewable Energy Planning Database | https://www.gov.uk/government/collections/renewable-energy-planning-data | UK Renewable Energy Planning Database | [10 empty] | 4.96 | 5.09 | 4.92 | 5.12 | 5.06 | SOLAR-V1-NO-AGE | SOLAR-V1-NO-AGE | SOLAR-V1-NO-AGE | SOLAR-V1-NO-AGE | SOLAR-V1-NO-AGE
GBR | United Kingdom | Newton Margate |  | GBR0005079 | 1.5 | 50.4709 | -4.6998 | Solar |  |  |  |  | Tulip Meats | UK Renewable Energy Planning Database | https://www.gov.uk/government/collections/renewable-energy-planning-data | UK Renewable Energy Planning Database | [10 empty] | 2.17 | 2.20 | 2.16 | 2.22 | 2.18 | NO-ESTIMATION | NO-ESTIMATION | NO-ESTIMATION | NO-ESTIMATION | CAPACITY-FACTOR-V1
GBR | United Kingdom | Newton Ferrers |  | GBR0002125 | 19.501 | 50.4741 | -4.3163 | Solar |  |  |  |  | Gruene Energien | UK Renewable Energy Planning Database | https://www.gov.uk/government/collections/renewable-energy-planning-data | UK Renewable Energy Planning Database | [10 empty] | 29.74 | 29.88 | 29.74 | 29.82 | 30.69 | NO-ESTIMATION | NO-ESTIMATION | NO-ESTIMATION | NO-ESTIMATION | CAPACITY-FACTOR-V1
GBR | United Kingdom | Ford Farm Solar Farm |  | GBR0001626 | 5 | 50.4796 | -4.3783 | Solar |  |  |  |  | Ford Farm PV Scheme LLP | UK Renewable Energy Planning Database | https://www.gov.uk/government/collections/renewable-energy-planning-data | UK Renewable Energy Planning Database | 1111943 | [9 empty] | 7.49 | 7.62 | 7.61 | 7.64 | 7.69 | SOLAR-V1-NO-AGE | SOLAR-V1-NO-AGE | SOLAR-V1-NO-AGE | SOLAR-V1-NO-AGE | SOLAR-V1-NO-AGE
GBR | United Kingdom | Lower Bodiniel Farm |  | GBR0001551 | 5 | 50.4800 | -4.7383 | Solar |  |  |  |  | Wardell Armstrong International Ltd | UK Renewable Energy Planning Database | https://www.gov.uk/government/collections/renewable-energy-planning-data | UK Renewable Energy Planning Database | [10 empty] | 7.63 | 7.88 | 7.64 | 7.88 | 7.98 | HYDRO-V1 | HYDRO-V1 | HYDRO-V1 | HYDRO-V1 | HYDRO-V1
GBR | United Kingdom | Bodmin |  | GBR0001971 | 4.9768 | 50.4835 | -4.7335 | Solar |  |  |  |  | Solar Securities Group | UK Renewable Energy Planning Database | https://www.gov.uk/government/collections/renewable-energy-planning-data | UK Renewable Energy Planning Database | 1106911 | [9 empty] | 7.59 | 7.85 | 7.60 | 7.81 | 7.94 | NO-ESTIMATION | NO-ESTIMATION | NO-ESTIMATION | NO-ESTIMATION | CAPACITY-FACTOR-V1
GBR | United Kingdom | Trelow Farm |  | GBR0001547 | 1.6 | 50.4899 | -4.9298 | Solar |  |  |  |  | Low carbon Solar Partners | UK Renewable Energy Planning Database | https://www.gov.uk/government/collections/renewable-energy-planning-data | UK Renewable Energy Planning Database | [10 empty] | 2.26 | 2.36 | 2.39 | 2.33 | 2.34 | NO-ESTIMATION | NO-ESTIMATION | NO-ESTIMATION | NO-ESTIMATION | CAPACITY-FACTOR-V1
GBR | United Kingdom | Trenouth Farm |  | GBR0001563 | 3.6 | 50.4944 | -4.9620 | Solar |  |  |  |  | Low Carbon Solar | UK Renewable Energy Planning Database | https://www.gov.uk/government/collections/renewable-energy-planning-data | UK Renewable Energy Planning Database | [10 empty] | 5.19 | 5.46 | 5.53 | 5.42 | 5.45 | NO-ESTIMATION | NO-ESTIMATION | NO-ESTIMATION | NO-ESTIMATION | CAPACITY-FACTOR-V1
GBR | United Kingdom | Hawksland Solar |  | GBR0001540 | 3.1 | 50.5027 | -4.8918 | Solar |  |  |  |  | Moser Baer | UK Renewable Energy Planning Database | https://www.gov.uk/government/collections/renewable-energy-planning-data | UK Renewable Energy Planning Database | [10 empty] | 4.54 | 4.77 | 4.72 | 4.74 | 4.76 | NO-ESTIMATION | NO-ESTIMATION | NO-ESTIMATION | NO-ESTIMATION | CAPACITY-FACTOR-V1
GBR | United Kingdom | Middle Treworder Farm |  | GBR0001541 | 5 | 50.5036 | -4.8437 | Solar |  |  |  |  | Innogy (previously BELECTRIC Solar) | UK Renewable Energy Planning Database | https://www.gov.uk/government/collections/renewable-energy-planning-data | UK Renewable Energy Planning Database | [10 empty] | 7.62 | 7.89 | 7.63 | 7.86 | 7.98 | SOLAR-V1-NO-AGE | SOLAR-V1-NO-AGE | SOLAR-V1-NO-AGE | SOLAR-V1-NO-AGE | SOLAR-V1-NO-AGE
GBR | United Kingdom | Parkview solar park |  | GBR0001846 | 6.5 | 50.5047 | -3.7497 | Solar |  |  |  |  | NextEnergy | UK Renewable Energy Planning Database | https://www.gov.uk/government/collections/renewable-energy-planning-data | UK Renewable Energy Planning Database | 1109185 | [9 empty] | 9.57 | 9.71 | 9.77 | 9.80 | 9.91 | SOLAR-V1-NO-AGE | SOLAR-V1-NO-AGE | SOLAR-V1-NO-AGE | SOLAR-V1-NO-AGE | SOLAR-V1-NO-AGE
GBR | United Kingdom | Rydon Farm |  | GBR0005234 | 12 | 50.5068 | -3.6353 | Solar |  |  |  |  | MTS Rydon Solar | UK Renewable Energy Planning Database | https://www.gov.uk/government/collections/renewable-energy-planning-data | UK Renewable Energy Planning Database | [10 empty] | 18.32 | 18.40 | 18.35 | 18.40 | 18.95 | NO-ESTIMATION | NO-ESTIMATION | NO-ESTIMATION | NO-ESTIMATION | CAPACITY-FACTOR-V1
GBR | United Kingdom | Callington Solar Farm |  | GBR0001564 | 6.4 | 50.5072 | -4.3260 | Solar |  |  |  |  | Inazin (Low Carbon Solar) | UK Renewable Energy Planning Database | https://www.gov.uk/government/collections/renewable-energy-planning-data | UK Renewable Energy Planning Database | 1104238 | [9 empty] | 9.40 | 9.67 | 9.50 | 9.62 | 9.76 | NO-ESTIMATION | NO-ESTIMATION | NO-ESTIMATION | NO-ESTIMATION | CAPACITY-FACTOR-V1
GBR | United Kingdom | Benbole |  | GBR0001035 | 1.739 | 50.5401 | -4.7826 | Solar |  |  |  |  | Mr John Brown | UK Renewable Energy Planning Database | https://www.gov.uk/government/collections/renewable-energy-planning-data | UK Renewable Energy Planning Database | 1085088 | [9 empty] | 2.44 | 2.51 | 2.43 | 2.48 | 2.49 | SOLAR-V1-NO-AGE | SOLAR-V1-NO-AGE | SOLAR-V1-NO-AGE | SOLAR-V1-NO-AGE | SOLAR-V1-NO-AGE
GBR | United Kingdom | Trefinnick |  | GBR0001594 | 4.4036 | 50.5423 | -4.3492 | Solar |  |  |  |  | MTS Trefinnick Solar Ltd | UK Renewable Energy Planning Database | https://www.gov.uk/government/collections/renewable-energy-planning-data | UK Renewable Energy Planning Database | 1096706 | [9 empty] | 6.41 | 6.50 | 6.49 | 6.52 | 6.51 | SOLAR-V1-NO-AGE | SOLAR-V1-NO-AGE | SOLAR-V1-NO-AGE | SOLAR-V1-NO-AGE | SOLAR-V1-NO-AGE
GBR | United Kingdom | Kellygreen Farm |  | GBR0001428 | 4 | 50.5629 | -4.7479 | Solar |  |  |  |  | INRG Solar | UK Renewable Energy Planning Database | https://www.gov.uk/government/collections/renewable-energy-planning-data | UK Renewable Energy Planning Database | [10 empty] | 5.89 | 6.03 | 5.85 | 5.95 | 6 | SOLAR-V1-NO-AGE | SOLAR-V1-NO-AGE | SOLAR-V1-NO-AGE | SOLAR-V1-NO-AGE | SOLAR-V1-NO-AGE
GBR | United Kingdom | Treswarrow Solar Park |  | GBR0001641 | 6.5 | 50.5679 | -4.8498 | Solar |  |  |  |  | Richard Jones | UK Renewable Energy Planning Database | https://www.gov.uk/government/collections/renewable-energy-planning-data | UK Renewable Energy Planning Database | [10 empty] | 9.80 | 10.17 | 9.83 | 10.12 | 10.28 | HYDRO-V1 | HYDRO-V1 | HYDRO-V1 | HYDRO-V1 | HYDRO-V1
GBR | United Kingdom | Sawmills Solar Farm |  | GBR0002335 | 6.5 | 50.5921 | -3.5337 | Solar |  |  |  |  | Solstice Renewables | UK Renewable Energy Planning Database | https://www.gov.uk/government/collections/renewable-energy-planning-data | UK Renewable Energy Planning Database | 1106341 | [9 empty] | 9.74 | 9.69 | 9.75 | 9.75 | 9.99 | SOLAR-V1-NO-AGE | SOLAR-V1-NO-AGE | SOLAR-V1-NO-AGE | SOLAR-V1-NO-AGE | SOLAR-V1-NO-AGE
GBR | United Kingdom | Tredown Solar Farm |  | GBR0001435 | 1.2 | 50.6102 | -4.2707 | Solar |  |  |  |  | Lightsource Renewable Energy | UK Renewable Energy Planning Database | https://www.gov.uk/government/collections/renewable-energy-planning-data | UK Renewable Energy Planning Database | [10 empty] | 1.75 | 1.72 | 1.74 | 1.74 | 1.74 | SOLAR-V1-NO-AGE | SOLAR-V1-NO-AGE | SOLAR-V1-NO-AGE | SOLAR-V1-NO-AGE | SOLAR-V1-NO-AGE
GBR | United Kingdom | Land at Newlands Farm |  | GBR0004703 | 5 | 50.6278 | -2.4948 | Solar |  |  |  |  | British Solar Renewables | UK Renewable Energy Planning Database | https://www.gov.uk/government/collections/renewable-energy-planning-data | UK Renewable Energy Planning Database | [10 empty] | 7.51 | 7.86 | 7.58 | 7.57 | 8.04 | SOLAR-V1-NO-AGE | SOLAR-V1-NO-AGE | SOLAR-V1-NO-AGE | SOLAR-V1-NO-AGE | SOLAR-V1-NO-AGE
GBR | United Kingdom | Liverton Farm |  | GBR0001380 | 4.8 | 50.6339 | -3.3711 | Solar |  |  |  |  | Clinton Devon Estates | UK Renewable Energy Planning Database | https://www.gov.uk/government/collections/renewable-energy-planning-data | UK Renewable Energy Planning Database | 1110579 | [9 empty] | 7.94 | 7.98 | 7.95 | 7.98 | 8.1 | SOLAR-V1-NO-AGE | SOLAR-V1-NO-AGE | SOLAR-V1-NO-AGE | SOLAR-V1-NO-AGE | SOLAR-V1-NO-AGE
GBR | United Kingdom | VENTNOR ROAD SOLAR PARK |  | GBR0001096 | 4.8 | 50.6420 | -1.2043 | Solar |  |  |  |  | BNRG Renewables | UK Renewable Energy Planning Database | https://www.gov.uk/government/collections/renewable-energy-planning-data | UK Renewable Energy Planning Database | [10 empty] | 7.97 | 8.18 | 7.99 | 8.39 | 8.28 | HYDRO-V1 | HYDRO-V1 | HYDRO-V1 | HYDRO-V1 | HYDRO-V1
GBR | United Kingdom | NOTTINGTON LANE SOLAR FARM |  | GBR0001090 | 5 | 50.6433 | -2.5063 | Solar |  |  |  |  | PS Renewables | UK Renewable Energy Planning Database | https://www.gov.uk/government/collections/renewable-energy-planning-data | UK Renewable Energy Planning Database | 1096539 | [9 empty] | 7.59 | 7.88 | 7.61 | 7.55 | 8.08 | SOLAR-V1-NO-AGE | SOLAR-V1-NO-AGE | SOLAR-V1-NO-AGE | SOLAR-V1-NO-AGE | SOLAR-V1-NO-AGE
GBR | United Kingdom | Bystock Solar Farm |  | GBR0002112 | 4.1 | 50.6473 | -3.3825 | Solar |  |  |  |  | Lightsource Renewable Energy | UK Renewable Energy Planning Database | https://www.gov.uk/government/collections/renewable-energy-planning-data | UK Renewable Energy Planning Database | 1114849 | [9 empty] | 6.07 | 5.96 | 6.02 | 6.04 | 6.04 | SOLAR-V1-NO-AGE | SOLAR-V1-NO-AGE | SOLAR-V1-NO-AGE | SOLAR-V1-NO-AGE | SOLAR-V1-NO-AGE
GBR | United Kingdom | Coombe Farm |  | GBR0002173 | 8 | 50.6582 | -3.3934 | Solar |  |  |  |  | Renewable Energy Systems Ltd (RES) | UK Renewable Energy Planning Database | https://www.gov.uk/government/collections/renewable-energy-planning-data | UK Renewable Energy Planning Database | [10 empty] | 12.08 | 12.20 | 12.09 | 12.13 | 12.43 | SOLAR-V1-NO-AGE | SOLAR-V1-NO-AGE | SOLAR-V1-NO-AGE | SOLAR-V1-NO-AGE | SOLAR-V1-NO-AGE
GBR | United Kingdom | Galton Manor Solar Park |  | GBR0005512 | 5 | 50.6699 | -2.3064 | Solar |  |  |  |  | British Solar Renewables | UK Renewable Energy Planning Database | https://www.gov.uk/government/collections/renewable-energy-planning-data | UK Renewable Energy Planning Database | 1107364 | [9 empty] | 7.62 | 7.83 | 7.63 | 7.63 | 7.78 | NO-ESTIMATION | NO-ESTIMATION | NO-ESTIMATION | NO-ESTIMATION | CAPACITY-FACTOR-V1
GBR | United Kingdom | Arreton A |  | WKS0072667 | 4 | 50.6711 | -1.2760 | Solar | [5 empty] | Wiki-Solar | https://www.wiki-solar.org | Wiki-Solar | [10 empty] | 5.92 | 6.03 | 5.82 | 5.86 | 6.02 | NO-ESTIMATION | NO-ESTIMATION | NO-ESTIMATION | NO-ESTIMATION | CAPACITY-FACTOR-V1
GBR | United Kingdom | Rexton Cross |  | GBR0001173 | 2 | 50.6755 | -4.2466 | Solar |  |  |  |  | Padero Solaer | UK Renewable Energy Planning Database | https://www.gov.uk/government/collections/renewable-energy-planning-data | UK Renewable Energy Planning Database | [10 empty] | 2.91 | 2.85 | 2.88 | 2.90 | 2.89 | SOLAR-V1-NO-AGE | SOLAR-V1-NO-AGE | SOLAR-V1-NO-AGE | SOLAR-V1-NO-AGE | SOLAR-V1-NO-AGE
GBR | United Kingdom | Fieldscale |  | GBR0004833 | 10.6 | 50.6772 | -1.2454 | Solar |  |  |  |  | SBC Renewables | UK Renewable Energy Planning Database | https://www.gov.uk/government/collections/renewable-energy-planning-data | UK Renewable Energy Planning Database | [10 empty] | 16.30 | 17.04 | 16.40 | 16.49 | 17.3 | HYDRO-V1 | HYDRO-V1 | HYDRO-V1 | HYDRO-V1 | HYDRO-V1
GBR | United Kingdom | Wilmingham Lane Solar Farm |  | GBR0001343 | 7 | 50.6872 | -1.4855 | Solar |  |  |  |  | Low Carbon Solar | UK Renewable Energy Planning Database | https://www.gov.uk/government/collections/renewable-energy-planning-data | UK Renewable Energy Planning Database | 1101416 | [9 empty] | 10.52 | 11.00 | 10.48 | 10.63 | 11.08 | HYDRO-V1 | HYDRO-V1 | HYDRO-V1 | HYDRO-V1 | HYDRO-V1
GBR | United Kingdom | Holly Farm Solar Park |  | GBR0005632 | 5 | 50.6880 | -2.3171 | Solar |  |  |  |  | British Solar Renewables | UK Renewable Energy Planning Database | https://www.gov.uk/government/collections/renewable-energy-planning-data | UK Renewable Energy Planning Database | [10 empty] | 7.62 | 7.83 | 7.63 | 7.65 | 7.75 | NO-ESTIMATION | NO-ESTIMATION | NO-ESTIMATION | NO-ESTIMATION | CAPACITY-FACTOR-V1
GBR | United Kingdom | Woolbridge Solar Park |  | GBR0001902 | 5 | 50.6886 | -2.2235 | Solar |  |  |  |  | Good Energy Generation | UK Renewable Energy Planning Database | https://www.gov.uk/government/collections/renewable-energy-planning-data | UK Renewable Energy Planning Database | 1100455 | [9 empty] | 7.62 | 7.83 | 7.63 | 7.65 | 7.75 | SOLAR-V1-NO-AGE | SOLAR-V1-NO-AGE | SOLAR-V1-NO-AGE | SOLAR-V1-NO-AGE | SOLAR-V1-NO-AGE
GBR | United Kingdom | Lee Farm |  | GBR0001558 | 5 | 50.6925 | -1.4491 | Solar |  |  |  |  | Vogt Solar | UK Renewable Energy Planning Database | https://www.gov.uk/government/collections/renewable-energy-planning-data | UK Renewable Energy Planning Database | [10 empty] | 7.59 | 7.90 | 7.53 | 7.64 | 7.96 | SOLAR-V1-NO-AGE | SOLAR-V1-NO-AGE | SOLAR-V1-NO-AGE | SOLAR-V1-NO-AGE | SOLAR-V1-NO-AGE
GBR | United Kingdom | Homestead Farm |  | GBR0002314 | 10.7 | 50.6940 | -1.4431 | Solar |  |  |  |  | Anesco | UK Renewable Energy Planning Database | https://www.gov.uk/government/collections/renewable-energy-planning-data | UK Renewable Energy Planning Database | 1113418 | [9 empty] | 16.43 | 17.24 | 16.38 | 16.62 | 17.43 | SOLAR-V1-NO-AGE | SOLAR-V1-NO-AGE | SOLAR-V1-NO-AGE | SOLAR-V1-NO-AGE | SOLAR-V1-NO-AGE
GBR | United Kingdom | Redbridge Road |  | WKS0063796 | 6.4 | 50.6940 | -2.3130 | Solar | [5 empty] | Wiki-Solar | https://www.wiki-solar.org | Wiki-Solar | [10 empty] | 9.64 | 9.95 | 9.67 | 9.70 | 9.82 | HYDRO-V1 | HYDRO-V1 | HYDRO-V1 | HYDRO-V1 | HYDRO-V1
GBR | United Kingdom | Stables |  | GBR0001421 | 1.966 | 50.6971 | -1.4220 | Solar |  |  |  |  | Lightsource Renewable Energy | UK Renewable Energy Planning Database | https://www.gov.uk/government/collections/renewable-energy-planning-data | UK Renewable Energy Planning Database | [10 empty] | 2.85 | 2.90 | 2.77 | 2.81 | 2.85 | SOLAR-V1-NO-AGE | SOLAR-V1-NO-AGE | SOLAR-V1-NO-AGE | SOLAR-V1-NO-AGE | SOLAR-V1-NO-AGE
GBR | United Kingdom | Hill Farm Solar Park |  | GBR0001758 | 10.2 | 50.6975 | -1.1322 | Solar |  |  |  |  | Lightsource Renewable Energy (BNRG Renewables) | UK Renewable Energy Planning Database | https://www.gov.uk/government/collections/renewable-energy-planning-data | UK Renewable Energy Planning Database | [10 empty] | 15.27 | 16.03 | 15.42 | 15.59 | 16.23 | SOLAR-V1-NO-AGE | SOLAR-V1-NO-AGE | SOLAR-V1-NO-AGE | SOLAR-V1-NO-AGE | SOLAR-V1-NO-AGE
GBR | United Kingdom | Winsdon Farm |  | GBR0001561 | 5 | 50.6980 | -4.4494 | Solar |  |  |  |  | Primrose Solar | UK Renewable Energy Planning Database | https://www.gov.uk/government/collections/renewable-energy-planning-data | UK Renewable Energy Planning Database | [10 empty] | 7.62 | 7.62 | 7.55 | 7.66 | 7.65 | HYDRO-V1 | HYDRO-V1 | HYDRO-V1 | HYDRO-V1 | HYDRO-V1
GBR | United Kingdom | Crossways Solar Park |  | GBR0001567 | 4.997 | 50.7000 | -2.3243 | Solar |  |  |  |  | Vogt Solar | UK Renewable Energy Planning Database | https://www.gov.uk/government/collections/renewable-energy-planning-data | UK Renewable Energy Planning Database | 1096728 | [9 empty] | 7.60 | 7.85 | 7.64 | 7.64 | 7.74 | HYDRO-V1 | HYDRO-V1 | HYDRO-V1 | HYDRO-V1 | HYDRO-V1
GBR | United Kingdom | Parabel North Beer Solar Farm |  | GBR0001728 | 6.8 | 50.7013 | -4.4025 | Solar |  |  |  |  | 35 Degrees | UK Renewable Energy Planning Database | https://www.gov.uk/government/collections/renewable-energy-planning-data | UK Renewable Energy Planning Database | 1101879¦1110548 | [9 empty] | 10.23 | 10.25 | 10.18 | 10.30 | 10.43 | HYDRO-V1 | HYDRO-V1 | HYDRO-V1 | HYDRO-V1 | HYDRO-V1
GBR | United Kingdom | Canworthy Water |  | GBR0001630 | 41 | 50.7035 | -4.4906 | Solar |  |  |  |  | Equitix | UK Renewable Energy Planning Database | https://www.gov.uk/government/collections/renewable-energy-planning-data | UK Renewable Energy Planning Database | 1106092 | [9 empty] | 58.79 | 58.93 | 58.07 | 59.09 | 59.68 | HYDRO-V1 | HYDRO-V1 | HYDRO-V1 | HYDRO-V1 | HYDRO-V1
GBR | United Kingdom | Oaklands Plantation |  | GBR0002052 | 5 | 50.7055 | -2.1436 | Solar |  |  |  |  | Eneco UK | UK Renewable Energy Planning Database | https://www.gov.uk/government/collections/renewable-energy-planning-data | UK Renewable Energy Planning Database | 1105964 | [9 empty] | 7.62 | 7.85 | 7.63 | 7.60 | 8.09 | SOLAR-V1-NO-AGE | SOLAR-V1-NO-AGE | SOLAR-V1-NO-AGE | SOLAR-V1-NO-AGE | SOLAR-V1-NO-AGE
GBR | United Kingdom | Durrants Farm Solar |  | GBR0001082 | 4.5 | 50.7099 | -1.3664 | Solar |  |  |  |  | Kronos Solar/Vogt Solar | UK Renewable Energy Planning Database | https://www.gov.uk/government/collections/renewable-energy-planning-data | UK Renewable Energy Planning Database | 1102156 | [9 empty] | 6.67 | 6.81 | 6.52 | 6.62 | 6.77 | HYDRO-V1 | HYDRO-V1 | HYDRO-V1 | HYDRO-V1 | HYDRO-V1
GBR | United Kingdom | East Fairlee |  | GBR0001762 | 6.979 | 50.7106 | -1.1375 | Solar |  |  |  |  | The Solar Building Company Ltd | UK Renewable Energy Planning Database | https://www.gov.uk/government/collections/renewable-energy-planning-data | UK Renewable Energy Planning Database | 1108934 | [9 empty] | 10.48 | 10.97 | 10.44 | 10.63 | 11.06 | NO-ESTIMATION | NO-ESTIMATION | NO-ESTIMATION | NO-ESTIMATION | CAPACITY-FACTOR-V1
GBR | United Kingdom | Trigon Solar Farm |  | GBR0001060 | 7 | 50.7108 | -2.1739 | Solar |  |  |  |  | Trigon Solar Farm Ltd | UK Renewable Energy Planning Database | https://www.gov.uk/government/collections/renewable-energy-planning-data | UK Renewable Energy Planning Database | 1101416 | [9 empty] | 10.56 | 10.94 | 10.62 | 10.63 | 11.11 | SOLAR-V1-NO-AGE | SOLAR-V1-NO-AGE | SOLAR-V1-NO-AGE | SOLAR-V1-NO-AGE | SOLAR-V1-NO-AGE
GBR | United Kingdom | Grange Farm |  | GBR0001572 | 5.8022 | 50.7110 | -4.4233 | Solar |  |  |  |  | Vogt Solar | UK Renewable Energy Planning Database | https://www.gov.uk/government/collections/renewable-energy-planning-data | UK Renewable Energy Planning Database | 1101501 | [9 empty] | 8.73 | 8.76 | 8.68 | 8.80 | 8.86 | NO-ESTIMATION | NO-ESTIMATION | NO-ESTIMATION | NO-ESTIMATION | CAPACITY-FACTOR-V1
GBR | United Kingdom | Bottom Plain |  | GBR0001973 | 10 | 50.7127 | -2.1654 | Solar |  |  |  |  | Inazin Energy/Low Carbon | UK Renewable Energy Planning Database | https://www.gov.uk/government/collections/renewable-energy-planning-data | UK Renewable Energy Planning Database | 1104227 | [9 empty] | 15.20 | 15.75 | 15.26 | 15.27 | 16.07 | NO-ESTIMATION | NO-ESTIMATION | NO-ESTIMATION | NO-ESTIMATION | CAPACITY-FACTOR-V1
GBR | United Kingdom | Grange Farm |  | GBR0001931 | 6 | 50.7131 | -1.2600 | Solar |  |  |  |  | INRG Solar | UK Renewable Energy Planning Database | https://www.gov.uk/government/collections/renewable-energy-planning-data | UK Renewable Energy Planning Database | 1101501¦1109211 | [9 empty] | 9.00 | 9.39 | 8.94 | 9.08 | 9.46 | SOLAR-V1-NO-AGE | SOLAR-V1-NO-AGE | SOLAR-V1-NO-AGE | SOLAR-V1-NO-AGE | SOLAR-V1-NO-AGE
GBR | United Kingdom | West Ditchen Farm (resubmission) |  | GBR0002102 | 5 | 50.7238 | -4.4054 | Solar |  |  |  |  | PV Sunpower Ltd | UK Renewable Energy Planning Database | https://www.gov.uk/government/collections/renewable-energy-planning-data | UK Renewable Energy Planning Database | [10 empty] | 7.62 | 7.62 | 7.55 | 7.66 | 7.74 | HYDRO-V1 | HYDRO-V1 | HYDRO-V1 | HYDRO-V1 | HYDRO-V1
GBR | United Kingdom | Great Houndbeare Farm |  | GBR2001022 | 10 | 50.7326 | -3.3512 | Solar |  |  |  |  | Sunsave 49 SPV (prev. Cherry Solar) | UK Renewable Energy Planning Database | https://www.gov.uk/government/collections/renewable-energy-planning-data | UK Renewable Energy Planning Database | [10 empty] | 14.81 | 15.10 | 15.13 | 15.17 | 15.57 | HYDRO-V1 | HYDRO-V1 | HYDRO-V1 | HYDRO-V1 | HYDRO-V1
GBR | United Kingdom | Chawton Farm Solar Farm |  | GBR0001095 | 3.2 | 50.7350 | -1.3020 | Solar |  |  |  |  | BNRG Renewables | UK Renewable Energy Planning Database | https://www.gov.uk/government/collections/renewable-energy-planning-data | UK Renewable Energy Planning Database | 1101546 | [9 empty] | 4.80 | 4.89 | 4.65 | 4.73 | 4.85 | SOLAR-V1-NO-AGE | SOLAR-V1-NO-AGE | SOLAR-V1-NO-AGE | SOLAR-V1-NO-AGE | SOLAR-V1-NO-AGE
GBR | United Kingdom | South Newton Farm |  | GBR0002058 | 11.3 | 50.7355 | -2.0976 | Solar |  |  |  |  | Equitix | UK Renewable Energy Planning Database | https://www.gov.uk/government/collections/renewable-energy-planning-data | UK Renewable Energy Planning Database | 1116678 | [9 empty] | 17.28 | 17.94 | 17.39 | 17.40 | 18.11 | SOLAR-V1-NO-AGE | SOLAR-V1-NO-AGE | SOLAR-V1-NO-AGE | SOLAR-V1-NO-AGE | SOLAR-V1-NO-AGE
GBR | United Kingdom | Pennington Recycling Centre |  | GBR0005407 | 1.2 | 50.7387 | -1.5632 | Solar |  |  |  |  | Novus Solar Developments | UK Renewable Energy Planning Database | https://www.gov.uk/government/collections/renewable-energy-planning-data | UK Renewable Energy Planning Database | [10 empty] | 1.75 | 1.72 | 1.74 | 1.72 | 1.83 | NO-ESTIMATION | NO-ESTIMATION | NO-ESTIMATION | NO-ESTIMATION | CAPACITY-FACTOR-V1
GBR | United Kingdom | Lower Pennington Farm |  | GBR0001907 | 2.7 | 50.7400 | -1.5529 | Solar |  |  |  |  | West Solent Solar Cooperative Ltd - Anthony Woolhouse - | UK Renewable Energy Planning Database | https://www.gov.uk/government/collections/renewable-energy-planning-data | UK Renewable Energy Planning Database | [10 empty] | 3.99 | 4.06 | 3.95 | 3.91 | 4.04 | NO-ESTIMATION | NO-ESTIMATION | NO-ESTIMATION | NO-ESTIMATION | NO-ESTIMATION
GBR | United Kingdom | North of Newton Farm |  | GBR0002047 | 3 | 50.7449 | -2.0951 | Solar |  |  |  |  | Primrose Solar | UK Renewable Energy Planning Database | https://www.gov.uk/government/collections/renewable-energy-planning-data | UK Renewable Energy Planning Database | [10 empty] | 4.51 | 4.56 | 4.49 | 4.50 | 4.46 | NO-ESTIMATION | NO-ESTIMATION | NO-ESTIMATION | NO-ESTIMATION | CAPACITY-FACTOR-V1
GBR | United Kingdom | STRETE FARM SOLAR FARM |  | GBR0001352 | 4.8 | 50.7459 | -3.3587 | Solar |  |  |  |  | Ms Power Projects Ltd | UK Renewable Energy Planning Database | https://www.gov.uk/government/collections/renewable-energy-planning-data | UK Renewable Energy Planning Database | 1101557 | [9 empty] | 7.84 | 7.90 | 7.97 | 7.99 | 8.11 | SOLAR-V1-NO-AGE | SOLAR-V1-NO-AGE | SOLAR-V1-NO-AGE | SOLAR-V1-NO-AGE | SOLAR-V1-NO-AGE
GBR | United Kingdom | Race farm |  | GBR0002016 | 6.1 | 50.7482 | -2.0614 | Solar |  |  |  |  | Equitix | UK Renewable Energy Planning Database | https://www.gov.uk/government/collections/renewable-energy-planning-data | UK Renewable Energy Planning Database | 1116677 | [9 empty] | 9.17 | 9.48 | 9.22 | 9.24 | 9.37 | NO-ESTIMATION | NO-ESTIMATION | NO-ESTIMATION | NO-ESTIMATION | CAPACITY-FACTOR-V1
GBR | United Kingdom | Dolmans Hill (Redbridge Farm) Solar Arrays |  | GBR0001589 | 5 | 50.7504 | -2.1031 | Solar | [5 empty] | UK Renewable Energy Planning Database | https://www.gov.uk/government/collections/renewable-energy-planning-data | UK Renewable Energy Planning Database | [10 empty] | 7.49 | 7.63 | 7.62 | 7.64 | 7.68 | SOLAR-V1-NO-AGE | SOLAR-V1-NO-AGE | SOLAR-V1-NO-AGE | SOLAR-V1-NO-AGE | SOLAR-V1-NO-AGE
GBR | United Kingdom | Northmoor |  | GBR0002288 | 5 | 50.7510 | -4.4506 | Solar |  |  |  |  | Lightsource Renewable Energy | UK Renewable Energy Planning Database | https://www.gov.uk/government/collections/renewable-energy-planning-data | UK Renewable Energy Planning Database | [10 empty] | 7.58 | 7.62 | 7.57 | 7.59 | 7.76 | NO-ESTIMATION | NO-ESTIMATION | NO-ESTIMATION | NO-ESTIMATION | NO-ESTIMATION
GBR | United Kingdom | Whiddon Farm |  | GBR0001446 | 1 | 50.7524 | -4.2773 | Solar |  |  |  |  | Lightsource Renewable Energy | UK Renewable Energy Planning Database | https://www.gov.uk/government/collections/renewable-energy-planning-data | UK Renewable Energy Planning Database | [10 empty] | 1.49 | 1.50 | 1.51 | 1.51 | 1.5 | SOLAR-V1-NO-AGE | SOLAR-V1-NO-AGE | SOLAR-V1-NO-AGE | SOLAR-V1-NO-AGE | SOLAR-V1-NO-AGE
GBR | United Kingdom | West Venn Solar Farm (resubmission) |  | GBR0005547 | 5 | 50.7544 | -4.2994 | Solar |  |  |  |  | Solar Securities Group Ltd | UK Renewable Energy Planning Database | https://www.gov.uk/government/collections/renewable-energy-planning-data | UK Renewable Energy Planning Database | [10 empty] | 7.46 | 7.63 | 7.51 | 7.59 | 7.75 | SOLAR-V1-NO-AGE | SOLAR-V1-NO-AGE | SOLAR-V1-NO-AGE | SOLAR-V1-NO-AGE | SOLAR-V1-NO-AGE
GBR | United Kingdom | Christchurch Energy |  | GBR0002308 | 18 | 50.7555 | -1.7502 | Solar |  |  |  |  | New Forest Energy Ltd | UK Renewable Energy Planning Database | https://www.gov.uk/government/collections/renewable-energy-planning-data | UK Renewable Energy Planning Database | 1107391 | [9 empty] | 27.22 | 27.71 | 27.75 | 27.83 | 28.11 | SOLAR-V1-NO-AGE | SOLAR-V1-NO-AGE | SOLAR-V1-NO-AGE | SOLAR-V1-NO-AGE | SOLAR-V1-NO-AGE
GBR | United Kingdom | Office Field |  | GBR0001273 | 7.2 | 50.7569 | -1.7037 | Solar |  |  |  |  | Anesco | UK Renewable Energy Planning Database | https://www.gov.uk/government/collections/renewable-energy-planning-data | UK Renewable Energy Planning Database | [10 empty] | 10.63 | 10.92 | 10.89 | 10.92 | 11.01 | NO-ESTIMATION | NO-ESTIMATION | NO-ESTIMATION | NO-ESTIMATION | CAPACITY-FACTOR-V1
GBR | United Kingdom | Land At Ferry Farm |  | GBR0004931 | 10 | 50.7577 | -0.7845 | Solar |  |  |  |  | BNRG (sold to another developer) | UK Renewable Energy Planning Database | https://www.gov.uk/government/collections/renewable-energy-planning-data | UK Renewable Energy Planning Database | [10 empty] | 14.84 | 15.27 | 15.13 | 15.14 | 15.54 | SOLAR-V1-NO-AGE | SOLAR-V1-NO-AGE | SOLAR-V1-NO-AGE | SOLAR-V1-NO-AGE | SOLAR-V1-NO-AGE
GBR | United Kingdom | Waterditch Solar Farm |  | GBR0005315 | 18 | 50.7592 | -1.7518 | Solar |  |  |  |  | New Forest Energy | UK Renewable Energy Planning Database | https://www.gov.uk/government/collections/renewable-energy-planning-data | UK Renewable Energy Planning Database | [10 empty] | 27.22 | 27.71 | 27.75 | 27.83 | 28.16 | SOLAR-V1-NO-AGE | SOLAR-V1-NO-AGE | SOLAR-V1-NO-AGE | SOLAR-V1-NO-AGE | SOLAR-V1-NO-AGE
GBR | United Kingdom | Crannaford Solar Farm |  | GBR0001984 | 12.5 | 50.7599 | -3.4048 | Solar |  |  |  |  | MS Power Projects Ltd (Mr L Mark) | UK Renewable Energy Planning Database | https://www.gov.uk/government/collections/renewable-energy-planning-data | UK Renewable Energy Planning Database | 1106886 | [9 empty] | 18.80 | 19.08 | 19.08 | 18.84 | 19.56 | NO-ESTIMATION | NO-ESTIMATION | NO-ESTIMATION | NO-ESTIMATION | NO-ESTIMATION
GBR | United Kingdom | Burrowton Farm |  | GBR0001978 | 5 | 50.7613 | -3.4208 | Solar |  |  |  |  | British Solar Renewables | UK Renewable Energy Planning Database | https://www.gov.uk/government/collections/renewable-energy-planning-data | UK Renewable Energy Planning Database | [10 empty] | 7.48 | 7.57 | 7.58 | 7.51 | 7.73 | SOLAR-V1-NO-AGE | SOLAR-V1-NO-AGE | SOLAR-V1-NO-AGE | SOLAR-V1-NO-AGE | SOLAR-V1-NO-AGE
GBR | United Kingdom | Beckley Solar Farm |  | GBR0001252 | 1.7 | 50.7618 | -1.6798 | Solar |  |  |  |  | Anesco | UK Renewable Energy Planning Database | https://www.gov.uk/government/collections/renewable-energy-planning-data | UK Renewable Energy Planning Database | [10 empty] | 2.36 | 2.38 | 2.40 | 2.41 | 2.38 | NO-ESTIMATION | NO-ESTIMATION | NO-ESTIMATION | NO-ESTIMATION | CAPACITY-FACTOR-V1
GBR | United Kingdom | Bakers Farm (solar) |  | GBR0001957 | 12 | 50.7644 | -0.7931 | Solar |  |  |  |  | Quercus Renewable Holding 2 | UK Renewable Energy Planning Database | https://www.gov.uk/government/collections/renewable-energy-planning-data | UK Renewable Energy Planning Database | 1106241 | [9 empty] | 18.03 | 18.53 | 18.35 | 18.36 | 18.89 | NO-ESTIMATION | NO-ESTIMATION | NO-ESTIMATION | NO-ESTIMATION | CAPACITY-FACTOR-V1
GBR | United Kingdom | SAUNDERCROFT SOLAR FARM |  | GBR0002055 | 7 | 50.7650 | -3.3985 | Solar |  |  |  |  | Ms V Creber | UK Renewable Energy Planning Database | https://www.gov.uk/government/collections/renewable-energy-planning-data | UK Renewable Energy Planning Database | [10 empty] | 10.31 | 10.52 | 10.49 | 10.35 | 10.71 | NO-ESTIMATION | NO-ESTIMATION | NO-ESTIMATION | NO-ESTIMATION | CAPACITY-FACTOR-V1
GBR | United Kingdom | Francis Court |  | GBR0002145 | 4.224 | 50.7668 | -3.4657 | Solar |  |  |  |  | Martifer Solar (Voltalia) | UK Renewable Energy Planning Database | https://www.gov.uk/government/collections/renewable-energy-planning-data | UK Renewable Energy Planning Database | [10 empty] | 6.17 | 6.20 | 6.24 | 6.25 | 6.24 | HYDRO-V1 | HYDRO-V1 | HYDRO-V1 | HYDRO-V1 | HYDRO-V1
GBR | United Kingdom | Newlands Farm (East Devon) |  | GBR0001468 | 5 | 50.7726 | -2.9510 | Solar |  |  |  |  | TGC Renewables | UK Renewable Energy Planning Database | https://www.gov.uk/government/collections/renewable-energy-planning-data | UK Renewable Energy Planning Database | [10 empty] | 7.48 | 7.55 | 7.57 | 7.60 | 7.64 | NO-ESTIMATION | NO-ESTIMATION | NO-ESTIMATION | NO-ESTIMATION | NO-ESTIMATION
GBR | United Kingdom | Eastacombe |  | GBR0001610 | 3.577 | 50.7730 | -4.3353 | Solar |  |  |  |  | The Green Company (Europe) Limited | UK Renewable Energy Planning Database | https://www.gov.uk/government/collections/renewable-energy-planning-data | UK Renewable Energy Planning Database | 1096717 | [9 empty] | 5.23 | 5.28 | 5.25 | 5.31 | 5.32 | NO-ESTIMATION | NO-ESTIMATION | NO-ESTIMATION | NO-ESTIMATION | CAPACITY-FACTOR-V1
GBR | United Kingdom | Henbury Quarry |  | GBR0002139 | 3.684 | 50.7735 | -2.0477 | Solar |  |  |  |  | Lightsource Renewable Energy | UK Renewable Energy Planning Database | https://www.gov.uk/government/collections/renewable-energy-planning-data | UK Renewable Energy Planning Database | [10 empty] | 5.42 | 5.44 | 5.48 | 5.49 | 5.45 | NO-ESTIMATION | NO-ESTIMATION | NO-ESTIMATION | NO-ESTIMATION | NO-ESTIMATION
GBR | United Kingdom | Bourne Farm |  | GBR0006062 | 2.4 | 50.7756 | -2.3952 | Solar |  |  |  |  | Farm Power Apollo | UK Renewable Energy Planning Database | https://www.gov.uk/government/collections/renewable-energy-planning-data | UK Renewable Energy Planning Database | [10 empty] | 3.47 | 3.50 | 3.51 | 3.52 | 3.49 | NO-ESTIMATION | NO-ESTIMATION | NO-ESTIMATION | NO-ESTIMATION | NO-ESTIMATION
GBR | United Kingdom | Woodtown |  | GBR0004761 | 2.719 | 50.7762 | -1.8718 | Solar |  |  |  |  | Woodtown Solar Limited | UK Renewable Energy Planning Database | https://www.gov.uk/government/collections/renewable-energy-planning-data | UK Renewable Energy Planning Database | [10 empty] | 3.97 | 3.99 | 4.02 | 4.03 | 3.98 | SOLAR-V1-NO-AGE | SOLAR-V1-NO-AGE | SOLAR-V1-NO-AGE | SOLAR-V1-NO-AGE | SOLAR-V1-NO-AGE
GBR | United Kingdom | Bourne Park (Solar) |  | GBR0002361 | 5 | 50.7779 | -2.3943 | Solar |  |  |  |  | Sovereign Energy Partners LLP - Charles Houston - | UK Renewable Energy Planning Database | https://www.gov.uk/government/collections/renewable-energy-planning-data | UK Renewable Energy Planning Database | [10 empty] | 7.48 | 7.64 | 7.60 | 7.59 | 7.69 | NO-ESTIMATION | NO-ESTIMATION | NO-ESTIMATION | NO-ESTIMATION | CAPACITY-FACTOR-V1
GBR | United Kingdom | Hale Farm Solar |  | GBR0004727 | 12.2316 | 50.7784 | -1.8640 | Solar |  |  |  |  | Hale Solar Limited | UK Renewable Energy Planning Database | https://www.gov.uk/government/collections/renewable-energy-planning-data | UK Renewable Energy Planning Database | 1109212 | [9 empty] | 18.40 | 18.83 | 18.76 | 18.76 | 19.06 | NO-ESTIMATION | NO-ESTIMATION | NO-ESTIMATION | NO-ESTIMATION | CAPACITY-FACTOR-V1
GBR | United Kingdom | Wyld Meadow Solar Park |  | GBR0001574 | 4.8384 | 50.7792 | -2.9354 | Solar |  |  |  |  | Low Carbon Solar UK | UK Renewable Energy Planning Database | https://www.gov.uk/government/collections/renewable-energy-planning-data | UK Renewable Energy Planning Database | 1096727 | [9 empty] | 7.93 | 8.02 | 8.01 | 8.04 | 8.07 | SOLAR-V1-NO-AGE | SOLAR-V1-NO-AGE | SOLAR-V1-NO-AGE | SOLAR-V1-NO-AGE | SOLAR-V1-NO-AGE
GBR | United Kingdom | Bradford Solar Park |  | GBR0001158 | 5.3 | 50.7807 | -4.4415 | Solar |  |  |  |  | Wessex Solar Energy | UK Renewable Energy Planning Database | https://www.gov.uk/government/collections/renewable-energy-planning-data | UK Renewable Energy Planning Database | 1101547 | [9 empty] | 8.03 | 8.07 | 8.02 | 8.05 | 8.23 | NO-ESTIMATION | NO-ESTIMATION | NO-ESTIMATION | NO-ESTIMATION | CAPACITY-FACTOR-V1
GBR | United Kingdom | Stonebarrow Farm |  | GBR0002064 | 8 | 50.7855 | -2.9249 | Solar |  |  |  |  | British Solar Renewables (formerly known as Solar Power Generation) | UK Renewable Energy Planning Database | https://www.gov.uk/government/collections/renewable-energy-planning-data | UK Renewable Energy Planning Database | [10 empty] | 11.88 | 12.09 | 12.06 | 12.11 | 12.2 | HYDRO-V1 | HYDRO-V1 | HYDRO-V1 | HYDRO-V1 | HYDRO-V1
GBR | United Kingdom | Land West of Parsonage Wood |  | GBR0005582 | 4.2 | 50.7900 | -4.3993 | Solar |  |  |  |  | Lightsource Renewable Energy | UK Renewable Energy Planning Database | https://www.gov.uk/government/collections/renewable-energy-planning-data | UK Renewable Energy Planning Database | [10 empty] | 6.17 | 6.15 | 6.19 | 6.18 | 6.2 | NO-ESTIMATION | NO-ESTIMATION | NO-ESTIMATION | NO-ESTIMATION | CAPACITY-FACTOR-V1
GBR | United Kingdom | Beechgrove Farm |  | GBR0001070 | 4 | 50.7904 | -2.9226 | Solar |  |  |  |  | AEE Renewables | UK Renewable Energy Planning Database | https://www.gov.uk/government/collections/renewable-energy-planning-data | UK Renewable Energy Planning Database | [10 empty] | 5.86 | 5.88 | 5.92 | 5.95 | 5.87 | NO-ESTIMATION | NO-ESTIMATION | NO-ESTIMATION | NO-ESTIMATION | CAPACITY-FACTOR-V1
GBR | United Kingdom | CRINACOTT SOLAR FARM (Pyworthy) |  | GBR0001094 | 6.7 | 50.7904 | -4.4014 | Solar |  |  |  |  | Sunsave 4 Ltd/ Vogt Solar | UK Renewable Energy Planning Database | https://www.gov.uk/government/collections/renewable-energy-planning-data | UK Renewable Energy Planning Database | 1101498 | [9 empty] | 9.92 | 10.09 | 10.04 | 10.06 | 10.3 | HYDRO-V1 | HYDRO-V1 | HYDRO-V1 | HYDRO-V1 | HYDRO-V1
GBR | United Kingdom | Chapel Lane Parley Solar Farm Phase 1 |  | GBR0002282 | 20 | 50.7918 | -1.8612 | Solar |  |  |  |  | Solar Power Generation Limited | UK Renewable Energy Planning Database | https://www.gov.uk/government/collections/renewable-energy-planning-data | UK Renewable Energy Planning Database | 1084625 | [9 empty] | 30.09 | 30.71 | 30.56 | 30.64 | 31.14 | SOLAR-V1-NO-AGE | SOLAR-V1-NO-AGE | SOLAR-V1-NO-AGE | SOLAR-V1-NO-AGE | SOLAR-V1-NO-AGE
GBR | United Kingdom | Creathorne Farm - Solar Farm |  | GBR0001614 | 1.8 | 50.7956 | -4.5451 | Solar |  |  |  |  | Good Energy Generation | UK Renewable Energy Planning Database | https://www.gov.uk/government/collections/renewable-energy-planning-data | UK Renewable Energy Planning Database | 1105899 | [9 empty] | 2.51 | 2.45 | 2.49 | 2.49 | 2.5 | HYDRO-V1 | HYDRO-V1 | HYDRO-V1 | HYDRO-V1 | HYDRO-V1
GBR | United Kingdom | Chapel Lane Parley Solar Farm Phase 2 |  | GBR0002105 | 36 | 50.7959 | -1.8563 | Solar |  |  |  |  | Eco Sustainable Solutions | UK Renewable Energy Planning Database | https://www.gov.uk/government/collections/renewable-energy-planning-data | UK Renewable Energy Planning Database | 1084625 | [9 empty] | 51.42 | 52.63 | 52.25 | 52.40 | 53.34 | SOLAR-V1-NO-AGE | SOLAR-V1-NO-AGE | SOLAR-V1-NO-AGE | SOLAR-V1-NO-AGE | SOLAR-V1-NO-AGE
GBR | United Kingdom | Foxcombe Farm Solar Park |  | GBR0001631 | 5 | 50.8024 | -4.2937 | Solar |  |  |  |  | Mr John Wearmouth Tel: 07956 429942 | UK Renewable Energy Planning Database | https://www.gov.uk/government/collections/renewable-energy-planning-data | UK Renewable Energy Planning Database | 1115192 | [9 empty] | 7.46 | 7.63 | 7.51 | 7.59 | 7.75 | NO-ESTIMATION | NO-ESTIMATION | NO-ESTIMATION | NO-ESTIMATION | CAPACITY-FACTOR-V1
GBR | United Kingdom | Derriton Fields Solar Farm |  | GBR0001648 | 11.8 | 50.8026 | -4.3678 | Solar |  |  |  |  | Sunsave 12 (Derriton Fields) Limited./ Vogt solar | UK Renewable Energy Planning Database | https://www.gov.uk/government/collections/renewable-energy-planning-data | UK Renewable Energy Planning Database | [10 empty] | 17.73 | 18.16 | 17.94 | 18.09 | 18.65 | NO-ESTIMATION | NO-ESTIMATION | NO-ESTIMATION | NO-ESTIMATION | NO-ESTIMATION
GBR | United Kingdom | Chapel Lane Parley Solar Farm Phase 3 |  | GBR0002234 | 4 | 50.8032 | -1.8644 | Solar |  |  |  |  | Eco Sustainable Solutions | UK Renewable Energy Planning Database | https://www.gov.uk/government/collections/renewable-energy-planning-data | UK Renewable Energy Planning Database | 1108400 | [9 empty] | 5.86 | 5.90 | 5.92 | 5.94 | 5.91 | SOLAR-V1-NO-AGE | SOLAR-V1-NO-AGE | SOLAR-V1-NO-AGE | SOLAR-V1-NO-AGE | SOLAR-V1-NO-AGE
GBR | United Kingdom | Great Knowles |  | GBR0001549 | 2.915 | 50.8042 | -4.3769 | Solar |  |  |  |  | The Green Company | UK Renewable Energy Planning Database | https://www.gov.uk/government/collections/renewable-energy-planning-data | UK Renewable Energy Planning Database | 1096716 | [9 empty] | 4.30 | 4.32 | 4.30 | 4.34 | 4.34 | SOLAR-V1-NO-AGE | SOLAR-V1-NO-AGE | SOLAR-V1-NO-AGE | SOLAR-V1-NO-AGE | SOLAR-V1-NO-AGE
GBR | United Kingdom | The Manor of Cadland Estate |  | GBR0001562 | 5 | 50.8051 | -1.3603 | Solar |  |  |  |  | The Manor of Cadland Estate | UK Renewable Energy Planning Database | https://www.gov.uk/government/collections/renewable-energy-planning-data | UK Renewable Energy Planning Database | 1096715 | [9 empty] | 7.49 | 7.53 | 7.60 | 7.61 | 7.75 | HYDRO-V1 | HYDRO-V1 | HYDRO-V1 | HYDRO-V1 | HYDRO-V1
GBR | United Kingdom | Park Farm |  | GBR0005786 | 4 | 50.8059 | -0.7170 | Solar |  |  |  |  | BNRG (BL Solar) | UK Renewable Energy Planning Database | https://www.gov.uk/government/collections/renewable-energy-planning-data | UK Renewable Energy Planning Database | [10 empty] | 5.86 | 5.83 | 5.90 | 5.91 | 5.91 | NO-ESTIMATION | NO-ESTIMATION | NO-ESTIMATION | NO-ESTIMATION | CAPACITY-FACTOR-V1
GBR | United Kingdom | Rookery Farm |  | GBR0001785 | 3.8 | 50.8061 | -0.6235 | Solar |  |  |  |  | Green Switch Solutions | UK Renewable Energy Planning Database | https://www.gov.uk/government/collections/renewable-energy-planning-data | UK Renewable Energy Planning Database | [10 empty] | 5.56 | 5.55 | 5.60 | 5.61 | 5.61 | NO-ESTIMATION | NO-ESTIMATION | NO-ESTIMATION | NO-ESTIMATION | NO-ESTIMATION
GBR | United Kingdom | Cadland 2 |  | GBR0001669 | 3.016 | 50.8095 | -1.3599 | Solar |  |  |  |  | Manor of Cadland | UK Renewable Energy Planning Database | https://www.gov.uk/government/collections/renewable-energy-planning-data | UK Renewable Energy Planning Database | [10 empty] | 4.48 | 4.41 | 4.55 | 4.54 | 4.53 | HYDRO-V1 | HYDRO-V1 | HYDRO-V1 | HYDRO-V1 | HYDRO-V1
GBR | United Kingdom | Rampisham North |  | GBR0004897 | 5 | 50.8099 | -2.6388 | Solar |  |  |  |  | British Solar Renewables | UK Renewable Energy Planning Database | https://www.gov.uk/government/collections/renewable-energy-planning-data | UK Renewable Energy Planning Database | [10 empty] | 7.48 | 7.54 | 7.57 | 7.60 | 7.71 | NO-ESTIMATION | NO-ESTIMATION | NO-ESTIMATION | NO-ESTIMATION | CAPACITY-FACTOR-V1
GBR | United Kingdom | MMD Shipping Services |  | GBR0005071 | 1.2 | 50.8102 | -1.0900 | Solar |  |  |  |  | EvoEnergy | UK Renewable Energy Planning Database | https://www.gov.uk/government/collections/renewable-energy-planning-data | UK Renewable Energy Planning Database | [10 empty] | 1.72 | 1.71 | 1.75 | 1.74 | 1.74 | NO-ESTIMATION | NO-ESTIMATION | NO-ESTIMATION | NO-ESTIMATION | CAPACITY-FACTOR-V1
GBR | United Kingdom | Hillsmoor Solar Farm |  | GBR0001884 | 1.2 | 50.8112 | -4.0867 | Solar |  |  |  |  | Mosscliff Environmental | UK Renewable Energy Planning Database | https://www.gov.uk/government/collections/renewable-energy-planning-data | UK Renewable Energy Planning Database | [10 empty] | 1.72 | 1.74 | 1.76 | 1.74 | 1.73 | SOLAR-V1-NO-AGE | SOLAR-V1-NO-AGE | SOLAR-V1-NO-AGE | SOLAR-V1-NO-AGE | SOLAR-V1-NO-AGE
GBR | United Kingdom | Land East Of Wadbrook Farm |  | GBR0005131 | 5 | 50.8117 | -2.9590 | Solar |  |  |  |  | INRG Solar | UK Renewable Energy Planning Database | https://www.gov.uk/government/collections/renewable-energy-planning-data | UK Renewable Energy Planning Database | [10 empty] | 7.48 | 7.55 | 7.58 | 7.51 | 7.71 | NO-ESTIMATION | NO-ESTIMATION | NO-ESTIMATION | NO-ESTIMATION | CAPACITY-FACTOR-V1
GBR | United Kingdom | Bilsham Farm |  | GBR0001966 | 14.5 | 50.8138 | -0.6357 | Solar |  |  |  |  | NextEnergy Solar Fund | UK Renewable Energy Planning Database | https://www.gov.uk/government/collections/renewable-energy-planning-data | UK Renewable Energy Planning Database | 1104232 | [9 empty] | 21.76 | 22.34 | 22.10 | 22.16 | 22.8 | NO-ESTIMATION | NO-ESTIMATION | NO-ESTIMATION | NO-ESTIMATION | CAPACITY-FACTOR-V1
GBR | United Kingdom | Manor Farm - Shripney |  | GBR0002296 | 5 | 50.8148 | -0.6825 | Solar |  |  |  |  | BNRG Renewables | UK Renewable Energy Planning Database | https://www.gov.uk/government/collections/renewable-energy-planning-data | UK Renewable Energy Planning Database | [10 empty] | 7.48 | 7.62 | 7.57 | 7.59 | 7.75 | SOLAR-V1-NO-AGE | SOLAR-V1-NO-AGE | SOLAR-V1-NO-AGE | SOLAR-V1-NO-AGE | SOLAR-V1-NO-AGE
GBR | United Kingdom | Willsland Solar farm |  | GBR0001341 | 3.2 | 50.8166 | -4.1300 | Solar |  |  |  |  | The Green Company | UK Renewable Energy Planning Database | https://www.gov.uk/government/collections/renewable-energy-planning-data | UK Renewable Energy Planning Database | 1096712 | [9 empty] | 4.71 | 4.77 | 4.78 | 4.75 | 4.75 | HYDRO-V1 | HYDRO-V1 | HYDRO-V1 | HYDRO-V1 | HYDRO-V1
GBR | United Kingdom | Highampton A |  | WKS0072567 | 4 | 50.8172 | -4.1164 | Solar | [5 empty] | Wiki-Solar | https://www.wiki-solar.org | Wiki-Solar | [10 empty] | 5.84 | 5.89 | 5.95 | 5.87 | 5.89 | NO-ESTIMATION | NO-ESTIMATION | NO-ESTIMATION | NO-ESTIMATION | CAPACITY-FACTOR-V1
GBR | United Kingdom | Bedborough |  | GBR0002114 | 4.991 | 50.8173 | -1.9243 | Solar |  |  |  |  | Solstice Renewables Ltd | UK Renewable Energy Planning Database | https://www.gov.uk/government/collections/renewable-energy-planning-data | UK Renewable Energy Planning Database | [10 empty] | 7.47 | 7.62 | 7.59 | 7.58 | 7.68 | SOLAR-V1-NO-AGE | SOLAR-V1-NO-AGE | SOLAR-V1-NO-AGE | SOLAR-V1-NO-AGE | SOLAR-V1-NO-AGE
GBR | United Kingdom | Merston |  | GBR0004713 | 4.999 | 50.8181 | -0.7317 | Solar |  |  |  |  | Primrose Solar / Mongoose Energy | UK Renewable Energy Planning Database | https://www.gov.uk/government/collections/renewable-energy-planning-data | UK Renewable Energy Planning Database | [10 empty] | 7.48 | 7.62 | 7.57 | 7.59 | 7.75 | SOLAR-V1-NO-AGE | SOLAR-V1-NO-AGE | SOLAR-V1-NO-AGE | SOLAR-V1-NO-AGE | SOLAR-V1-NO-AGE
GBR | United Kingdom | North Farm (Spetisbury) |  | GBR0002233 | 11.6 | 50.8182 | -2.1698 | Solar |  |  |  |  | British Solar Renewables | UK Renewable Energy Planning Database | https://www.gov.uk/government/collections/renewable-energy-planning-data | UK Renewable Energy Planning Database | 1110548 | [9 empty] | 17.44 | 17.90 | 17.76 | 17.73 | 18.14 | SOLAR-V1-NO-AGE | SOLAR-V1-NO-AGE | SOLAR-V1-NO-AGE | SOLAR-V1-NO-AGE | SOLAR-V1-NO-AGE
GBR | United Kingdom | Brookbarn |  | GBR0004933 | 3.63 | 50.8196 | -0.5449 | Solar |  |  |  |  | Anesco | UK Renewable Energy Planning Database | https://www.gov.uk/government/collections/renewable-energy-planning-data | UK Renewable Energy Planning Database | [10 empty] | 5.33 | 5.32 | 5.37 | 5.38 | 5.37 | HYDRO-V1 | HYDRO-V1 | HYDRO-V1 | HYDRO-V1 | HYDRO-V1
GBR | United Kingdom | Southern Counties Shooting Ground Phase 1 (resubmission) |  | GBR0005096 | 9 | 50.8212 | -2.5557 | Solar |  |  |  |  | British Solar Renewables / NextEenrgy Solar Fund (NESF) | UK Renewable Energy Planning Database | https://www.gov.uk/government/collections/renewable-energy-planning-data | UK Renewable Energy Planning Database | [10 empty] | 13.42 | 13.64 | 13.63 | 13.66 | 13.83 | HYDRO-V1 | HYDRO-V1 | HYDRO-V1 | HYDRO-V1 | HYDRO-V1
GBR | United Kingdom | Pitworthy Farm Solar Park |  | GBR0002013 | 18 | 50.8214 | -4.4275 | Solar |  |  |  |  | Hive Energy | UK Renewable Energy Planning Database | https://www.gov.uk/government/collections/renewable-energy-planning-data | UK Renewable Energy Planning Database | 1107384 | [9 empty] | 27.58 | 27.70 | 27.59 | 27.66 | 28.44 | NO-ESTIMATION | NO-ESTIMATION | NO-ESTIMATION | NO-ESTIMATION | CAPACITY-FACTOR-V1
GBR | United Kingdom | Southern Counties Shooting Ground Phase 2 (resubmission) |  | GBR0005891 | 5 | 50.8220 | -2.5562 | Solar |  |  |  |  | British Solar Renewables | UK Renewable Energy Planning Database | https://www.gov.uk/government/collections/renewable-energy-planning-data | UK Renewable Energy Planning Database | 1112246 | [9 empty] | 7.48 | 7.55 | 7.57 | 7.58 | 7.64 | NO-ESTIMATION | NO-ESTIMATION | NO-ESTIMATION | NO-ESTIMATION | CAPACITY-FACTOR-V1
GBR | United Kingdom | Land at Barnham |  | GBR0005832 | 1 | 50.8226 | -0.6514 | Solar |  |  |  |  | Wirsol | UK Renewable Energy Planning Database | https://www.gov.uk/government/collections/renewable-energy-planning-data | UK Renewable Energy Planning Database | [10 empty] | 1.49 | 1.52 | 1.51 | 1.50 | 1.5 | SOLAR-V1-NO-AGE | SOLAR-V1-NO-AGE | SOLAR-V1-NO-AGE | SOLAR-V1-NO-AGE | SOLAR-V1-NO-AGE
GBR | United Kingdom | Winham Farm - resubmission |  | GBR0002095 | 5 | 50.8245 | -3.3974 | Solar |  |  |  |  | Hive Energy | UK Renewable Energy Planning Database | https://www.gov.uk/government/collections/renewable-energy-planning-data | UK Renewable Energy Planning Database | [10 empty] | 7.48 | 7.57 | 7.49 | 7.48 | 7.75 | SOLAR-V1-NO-AGE | SOLAR-V1-NO-AGE | SOLAR-V1-NO-AGE | SOLAR-V1-NO-AGE | SOLAR-V1-NO-AGE
GBR | United Kingdom | ParkerSteel Shoreham Plant |  | GBR0006055 | 1.8 | 50.8281 | -0.2152 | Solar |  |  |  |  | Larimin | UK Renewable Energy Planning Database | https://www.gov.uk/government/collections/renewable-energy-planning-data | UK Renewable Energy Planning Database | [10 empty] | 2.48 | 2.48 | 2.49 | 2.49 | 2.49 | HYDRO-V1 | HYDRO-V1 | HYDRO-V1 | HYDRO-V1 | HYDRO-V1
GBR | United Kingdom | Decoy Farm House Solar Modules |  | GBR0001987 | 6 | 50.8291 | -0.6920 | Solar |  |  |  |  | Ms Power Projects Ltd | UK Renewable Energy Planning Database | https://www.gov.uk/government/collections/renewable-energy-planning-data | UK Renewable Energy Planning Database | [10 empty] | 8.84 | 9.04 | 9.00 | 9.02 | 9.22 | HYDRO-V1 | HYDRO-V1 | HYDRO-V1 | HYDRO-V1 | HYDRO-V1
GBR | United Kingdom | Frome St Quintin |  | WKS0069220 | 4.1 | 50.8300 | -2.5610 | Solar | [5 empty] | Wiki-Solar | https://www.wiki-solar.org | Wiki-Solar | [10 empty] | 6.00 | 6.02 | 6.07 | 6.01 | 6.07 | SOLAR-V1-NO-AGE | SOLAR-V1-NO-AGE | SOLAR-V1-NO-AGE | SOLAR-V1-NO-AGE | SOLAR-V1-NO-AGE
GBR | United Kingdom | Ellicombe Farm |  | GBR0001442 | 1.4 | 50.8309 | -3.7844 | Solar |  |  |  |  | Lightsource Renewable Energy | UK Renewable Energy Planning Database | https://www.gov.uk/government/collections/renewable-energy-planning-data | UK Renewable Energy Planning Database | [10 empty] | 1.95 | 1.99 | 1.97 | 1.97 | 2.01 | HYDRO-V1 | HYDRO-V1 | HYDRO-V1 | HYDRO-V1 | HYDRO-V1
GBR | United Kingdom | Newlands Farm Solar Park |  | GBR0001362 | 4.9993 | 50.8313 | -1.1961 | Solar |  |  |  |  | SUNSAVE 10 (FAREHAM) LTD 14 HIGH CROSS TRURO CORNWALL TR1 2AJ/ Vogt Solar | UK Renewable Energy Planning Database | https://www.gov.uk/government/collections/renewable-energy-planning-data | UK Renewable Energy Planning Database | 1102418 | [9 empty] | 7.48 | 7.58 | 7.62 | 7.64 | 7.69 | NO-ESTIMATION | NO-ESTIMATION | NO-ESTIMATION | NO-ESTIMATION | CAPACITY-FACTOR-V1
GBR | United Kingdom | Binsted |  | GBR0006205 | 4.9979 | 50.8338 | -0.6061 | Solar |  |  |  |  | Lightsource | UK Renewable Energy Planning Database | https://www.gov.uk/government/collections/renewable-energy-planning-data | UK Renewable Energy Planning Database | [10 empty] | 7.48 | 7.61 | 7.55 | 7.59 | 7.75 | NO-ESTIMATION | NO-ESTIMATION | NO-ESTIMATION | NO-ESTIMATION | CAPACITY-FACTOR-V1
GBR | United Kingdom | Oving Solar Farm |  | GBR0001571 | 5 | 50.8373 | -0.7054 | Solar |  |  |  |  | Vogt Solar | UK Renewable Energy Planning Database | https://www.gov.uk/government/collections/renewable-energy-planning-data | UK Renewable Energy Planning Database | 1101503 | [9 empty] | 7.49 | 7.61 | 7.52 | 7.59 | 7.75 | NO-ESTIMATION | NO-ESTIMATION | NO-ESTIMATION | NO-ESTIMATION | CAPACITY-FACTOR-V1
GBR | United Kingdom | Canada Farm |  | GBR0001874 | 8.3 | 50.8378 | -2.2282 | Solar |  |  |  |  | British Solar Renewables | UK Renewable Energy Planning Database | https://www.gov.uk/government/collections/renewable-energy-planning-data | UK Renewable Energy Planning Database | [10 empty] | 12.03 | 12.24 | 12.24 | 12.28 | 12.53 | HYDRO-V1 | HYDRO-V1 | HYDRO-V1 | HYDRO-V1 | HYDRO-V1
GBR | United Kingdom | Marshwood Farm |  | GBR0004752 | 1.8 | 50.8394 | -2.9370 | Solar |  |  |  |  | KWTN Solar | UK Renewable Energy Planning Database | https://www.gov.uk/government/collections/renewable-energy-planning-data | UK Renewable Energy Planning Database | [10 empty] | 2.47 | 2.49 | 2.51 | 2.47 | 2.52 | NO-ESTIMATION | NO-ESTIMATION | NO-ESTIMATION | NO-ESTIMATION | NO-ESTIMATION
GBR | United Kingdom | Wilbees Farm (resubmission) |  | GBR0002258 | 5 | 50.8404 | 0.1907 | Solar |  |  |  |  | Hive Energy | UK Renewable Energy Planning Database | https://www.gov.uk/government/collections/renewable-energy-planning-data | UK Renewable Energy Planning Database | [10 empty] | 7.48 | 7.68 | 7.57 | 7.57 | 7.73 | HYDRO-V1 | HYDRO-V1 | HYDRO-V1 | HYDRO-V1 | HYDRO-V1
GBR | United Kingdom | Sharland Farm |  | GBR0005152 | 2.8 | 50.8418 | -3.7608 | Solar |  |  |  |  | Lightsource Renewable Energy | UK Renewable Energy Planning Database | https://www.gov.uk/government/collections/renewable-energy-planning-data | UK Renewable Energy Planning Database | [10 empty] | 4.11 | 4.14 | 4.10 | 4.11 | 4.17 | NO-ESTIMATION | NO-ESTIMATION | NO-ESTIMATION | NO-ESTIMATION | CAPACITY-FACTOR-V1
GBR | United Kingdom | Crockers Hele |  | GBR0001729 | 1.3 | 50.8423 | -4.0951 | Solar |  |  |  |  | Mr Knapman | UK Renewable Energy Planning Database | https://www.gov.uk/government/collections/renewable-energy-planning-data | UK Renewable Energy Planning Database | [10 empty] | 1.83 | 1.84 | 1.86 | 1.84 | 1.84 | HYDRO-V1 | HYDRO-V1 | HYDRO-V1 | HYDRO-V1 | HYDRO-V1
GBR | United Kingdom | Littleton |  | GBR0004840 | 12.1 | 50.8449 | -2.1671 | Solar |  |  |  |  | Lightsource Renewable Energy | UK Renewable Energy Planning Database | https://www.gov.uk/government/collections/renewable-energy-planning-data | UK Renewable Energy Planning Database | [10 empty] | 18.20 | 18.69 | 18.51 | 18.51 | 18.93 | HYDRO-V1 | HYDRO-V1 | HYDRO-V1 | HYDRO-V1 | HYDRO-V1
GBR | United Kingdom | Natewood Farm |  | GBR0002043 | 8.9 | 50.8450 | 0.2357 | Solar |  |  |  |  | Haymaker Energy | UK Renewable Energy Planning Database | https://www.gov.uk/government/collections/renewable-energy-planning-data | UK Renewable Energy Planning Database | [10 empty] | 13.26 | 13.89 | 13.52 | 13.50 | 13.87 | NO-ESTIMATION | NO-ESTIMATION | NO-ESTIMATION | NO-ESTIMATION | CAPACITY-FACTOR-V1
GBR | United Kingdom | Homeland Solar Farm |  | GBR0001761 | 13.2 | 50.8470 | -1.8648 | Solar |  |  |  |  | Foresight | UK Renewable Energy Planning Database | https://www.gov.uk/government/collections/renewable-energy-planning-data | UK Renewable Energy Planning Database | 1100453 | [9 empty] | 19.80 | 20.25 | 20.04 | 20.15 | 20.56 | SOLAR-V1-NO-AGE | SOLAR-V1-NO-AGE | SOLAR-V1-NO-AGE | SOLAR-V1-NO-AGE | SOLAR-V1-NO-AGE
GBR | United Kingdom | Former Westhampnett Landfill |  | GBR2001117 | 7.5 | 50.8474 | -0.7433 | Solar |  |  |  |  | West Sussex County Council | UK Renewable Energy Planning Database | https://www.gov.uk/government/collections/renewable-energy-planning-data | UK Renewable Energy Planning Database | [10 empty] | 11.07 | 11.37 | 11.21 | 11.33 | 11.59 | NO-ESTIMATION | NO-ESTIMATION | NO-ESTIMATION | NO-ESTIMATION | CAPACITY-FACTOR-V1
GBR | United Kingdom | Land at Tangmere Airfield |  | GBR0004766 | 5 | 50.8481 | -0.7019 | Solar |  |  |  |  | West Sussex County Council | UK Renewable Energy Planning Database | https://www.gov.uk/government/collections/renewable-energy-planning-data | UK Renewable Energy Planning Database | 1110237 | [9 empty] | 7.49 | 7.61 | 7.51 | 7.59 | 7.75 | SOLAR-V1-NO-AGE | SOLAR-V1-NO-AGE | SOLAR-V1-NO-AGE | SOLAR-V1-NO-AGE | SOLAR-V1-NO-AGE
GBR | United Kingdom | Broadgate Solar Farm |  | GBR0001618 | 1.1 | 50.8523 | -3.7396 | Solar |  |  |  |  | Lightsource Renewable Energy | UK Renewable Energy Planning Database | https://www.gov.uk/government/collections/renewable-energy-planning-data | UK Renewable Energy Planning Database | 1096722 | [9 empty] | 1.54 | 1.59 | 1.57 | 1.57 | 1.6 | NO-ESTIMATION | NO-ESTIMATION | NO-ESTIMATION | NO-ESTIMATION | NO-ESTIMATION
GBR | United Kingdom | Kia Ora Farm |  | GBR0001441 | 1.8 | 50.8545 | -3.4082 | Solar |  |  |  |  | Lightsource Renewable Energy | UK Renewable Energy Planning Database | https://www.gov.uk/government/collections/renewable-energy-planning-data | UK Renewable Energy Planning Database | [10 empty] | 2.48 | 2.50 | 2.47 | 2.47 | 2.52 | SOLAR-V1-NO-AGE | SOLAR-V1-NO-AGE | SOLAR-V1-NO-AGE | SOLAR-V1-NO-AGE | SOLAR-V1-NO-AGE
GBR | United Kingdom | Berwick solar farm |  | GBR0001963 | 8.2 | 50.8560 | 0.1748 | Solar |  |  |  |  | Susenco/Low Carbon | UK Renewable Energy Planning Database | https://www.gov.uk/government/collections/renewable-energy-planning-data | UK Renewable Energy Planning Database | 1104231 | [9 empty] | 11.83 | 12.22 | 12.10 | 12.10 | 12.38 | SOLAR-V1-NO-AGE | SOLAR-V1-NO-AGE | SOLAR-V1-NO-AGE | SOLAR-V1-NO-AGE | SOLAR-V1-NO-AGE
GBR | United Kingdom | Strettington Solar Farm |  | GBR0005487 | 5 | 50.8571 | -0.7298 | Solar |  |  |  |  | Sunsave 30 (Strettington)/ Vogt solar | UK Renewable Energy Planning Database | https://www.gov.uk/government/collections/renewable-energy-planning-data | UK Renewable Energy Planning Database | [10 empty] | 7.49 | 7.61 | 7.51 | 7.59 | 7.77 | NO-ESTIMATION | NO-ESTIMATION | NO-ESTIMATION | NO-ESTIMATION | CAPACITY-FACTOR-V1
GBR | United Kingdom | Wedgehill Farm |  | GBR0002086 | 13 | 50.8613 | -1.9008 | Solar |  |  |  |  | Orta Solar | UK Renewable Energy Planning Database | https://www.gov.uk/government/collections/renewable-energy-planning-data | UK Renewable Energy Planning Database | [10 empty] | 19.52 | 19.71 | 19.79 | 19.81 | 20.1 | SOLAR-V1-NO-AGE | SOLAR-V1-NO-AGE | SOLAR-V1-NO-AGE | SOLAR-V1-NO-AGE | SOLAR-V1-NO-AGE
GBR | United Kingdom | Hunters Race Solar Park |  | GBR0002280 | 9.3 | 50.8621 | -0.7927 | Solar |  |  |  |  | Aardvark Environment Matters | UK Renewable Energy Planning Database | https://www.gov.uk/government/collections/renewable-energy-planning-data | UK Renewable Energy Planning Database | [10 empty] | 13.87 | 14.25 | 14.02 | 14.17 | 14.54 | NO-ESTIMATION | NO-ESTIMATION | NO-ESTIMATION | NO-ESTIMATION | NO-ESTIMATION
GBR | United Kingdom | Dunkeswell Airfield |  | GBR0001454 | 2 | 50.8645 | -3.2270 | Solar |  |  |  |  | Lumicity | UK Renewable Energy Planning Database | https://www.gov.uk/government/collections/renewable-energy-planning-data | UK Renewable Energy Planning Database | [10 empty] | 2.89 | 2.89 | 2.87 | 2.88 | 2.92 | NO-ESTIMATION | NO-ESTIMATION | NO-ESTIMATION | NO-ESTIMATION | CAPACITY-FACTOR-V1
GBR | United Kingdom | Verwood Solar Farm |  | GBR0002109 | 20.4 | 50.8652 | -1.8830 | Solar |  |  |  |  | Wirsol Solar UK | UK Renewable Energy Planning Database | https://www.gov.uk/government/collections/renewable-energy-planning-data | UK Renewable Energy Planning Database | 1107840 | [9 empty] | 30.70 | 30.98 | 31.10 | 30.72 | 31.58 | HYDRO-V1 | HYDRO-V1 | HYDRO-V1 | HYDRO-V1 | HYDRO-V1
GBR | United Kingdom | Laughton Level |  | GBR0001918 | 7 | 50.8684 | 0.1202 | Solar |  |  |  |  | Wessex Solar Energy | UK Renewable Energy Planning Database | https://www.gov.uk/government/collections/renewable-energy-planning-data | UK Renewable Energy Planning Database | 1115189 | [9 empty] | 10.31 | 10.60 | 10.52 | 10.53 | 10.79 | NO-ESTIMATION | NO-ESTIMATION | NO-ESTIMATION | NO-ESTIMATION | CAPACITY-FACTOR-V1
GBR | United Kingdom | East Langford Farm |  | GBR0001022 | 5 | 50.8701 | -4.4271 | Solar |  |  |  |  | Low carbon Solar Partners | UK Renewable Energy Planning Database | https://www.gov.uk/government/collections/renewable-energy-planning-data | UK Renewable Energy Planning Database | 1088456 | [9 empty] | 7.56 | 7.61 | 7.59 | 7.59 | 7.76 | SOLAR-V1-NO-AGE | SOLAR-V1-NO-AGE | SOLAR-V1-NO-AGE | SOLAR-V1-NO-AGE | SOLAR-V1-NO-AGE
GBR | United Kingdom | Pashley Farm |  | GBR0002368 | 11.5 | 50.8732 | 0.4275 | Solar |  |  |  |  | Bluefield Solar Income Fund | UK Renewable Energy Planning Database | https://www.gov.uk/government/collections/renewable-energy-planning-data | UK Renewable Energy Planning Database | 1106207 | [9 empty] | 17.27 | 18.24 | 17.51 | 17.77 | 18.13 | SOLAR-V1-NO-AGE | SOLAR-V1-NO-AGE | SOLAR-V1-NO-AGE | SOLAR-V1-NO-AGE | SOLAR-V1-NO-AGE
GBR | United Kingdom | Goldenhaye Field Solar Farm |  | GBR0001576 | 2 | 50.8739 | -2.9058 | Solar |  |  |  |  | Cricket St Thomas Estate | UK Renewable Energy Planning Database | https://www.gov.uk/government/collections/renewable-energy-planning-data | UK Renewable Energy Planning Database | [10 empty] | 2.88 | 2.89 | 2.88 | 2.88 | 2.92 | NO-ESTIMATION | NO-ESTIMATION | NO-ESTIMATION | NO-ESTIMATION | NO-ESTIMATION
GBR | United Kingdom | Wambrook Farm |  | GBR0002226 | 4.1 | 50.8744 | -2.9875 | Solar |  |  |  |  | Sunsave 19 (Wambrook)/ Vogt Solar | UK Renewable Energy Planning Database | https://www.gov.uk/government/collections/renewable-energy-planning-data | UK Renewable Energy Planning Database | [10 empty] | 6.01 | 6.04 | 5.97 | 5.98 | 6.09 | NO-ESTIMATION | NO-ESTIMATION | NO-ESTIMATION | NO-ESTIMATION | NO-ESTIMATION
GBR | United Kingdom | Higher Pirzwell Solar Farm |  | GBR0001617 | 1.2 | 50.8745 | -3.3154 | Solar |  |  |  |  | Lightsource Renewable Energy | UK Renewable Energy Planning Database | https://www.gov.uk/government/collections/renewable-energy-planning-data | UK Renewable Energy Planning Database | 1096721 | [9 empty] | 1.70 | 1.74 | 1.72 | 1.72 | 1.75 | SOLAR-V1-NO-AGE | SOLAR-V1-NO-AGE | SOLAR-V1-NO-AGE | SOLAR-V1-NO-AGE | SOLAR-V1-NO-AGE
GBR | United Kingdom | St Francis |  | GBR0001324 | 4.3253 | 50.8749 | 0.4534 | Solar |  |  |  |  | Lightsource Renewable Energy | UK Renewable Energy Planning Database | https://www.gov.uk/government/collections/renewable-energy-planning-data | UK Renewable Energy Planning Database | [10 empty] | 6.31 | 6.43 | 6.33 | 6.38 | 6.31 | NO-ESTIMATION | NO-ESTIMATION | NO-ESTIMATION | NO-ESTIMATION | CAPACITY-FACTOR-V1
GBR | United Kingdom | Stoneshill Farm (resubmission) |  | GBR0004794 | 5 | 50.8783 | -3.3846 | Solar |  |  |  |  | Green Energy UK Direct | UK Renewable Energy Planning Database | https://www.gov.uk/government/collections/renewable-energy-planning-data | UK Renewable Energy Planning Database | [10 empty] | 7.49 | 7.57 | 7.46 | 7.48 | 7.74 | NO-ESTIMATION | NO-ESTIMATION | NO-ESTIMATION | NO-ESTIMATION | CAPACITY-FACTOR-V1
GBR | United Kingdom | Lower Coombe Farm (Bean Field) |  | GBR0001160 | 1 | 50.8832 | -2.8379 | Solar |  |  |  |  | A H Warren Trust | UK Renewable Energy Planning Database | https://www.gov.uk/government/collections/renewable-energy-planning-data | UK Renewable Energy Planning Database | [10 empty] | 1.43 | 1.50 | 1.50 | 1.49 | 1.52 | NO-ESTIMATION | NO-ESTIMATION | NO-ESTIMATION | NO-ESTIMATION | CAPACITY-FACTOR-V1
GBR | United Kingdom | Southwick Estate |  | GBR0001768 | 48 | 50.8844 | -1.0813 | Solar |  |  |  |  | Bluefield Solar Income Fund | UK Renewable Energy Planning Database | https://www.gov.uk/government/collections/renewable-energy-planning-data | UK Renewable Energy Planning Database | 1101056 | [9 empty] | 67.65 | 68.66 | 68.74 | 68.92 | 69.62 | NO-ESTIMATION | NO-ESTIMATION | NO-ESTIMATION | NO-ESTIMATION | CAPACITY-FACTOR-V1
GBR | United Kingdom | Lower Coombe Farm Solar |  | GBR0001081 | 1 | 50.8852 | -2.8311 | Solar |  |  |  |  | Solar South West | UK Renewable Energy Planning Database | https://www.gov.uk/government/collections/renewable-energy-planning-data | UK Renewable Energy Planning Database | 1107392 | [9 empty] | 1.43 | 1.50 | 1.50 | 1.49 | 1.52 | NO-ESTIMATION | NO-ESTIMATION | NO-ESTIMATION | NO-ESTIMATION | CAPACITY-FACTOR-V1
GBR | United Kingdom | Chard Solar Park |  | GBR0005102 | 3 | 50.8859 | -2.9434 | Solar |  |  |  |  | Conergy | UK Renewable Energy Planning Database | https://www.gov.uk/government/collections/renewable-energy-planning-data | UK Renewable Energy Planning Database | 1115187 | [9 empty] | 4.46 | 4.49 | 4.43 | 4.45 | 4.53 | NO-ESTIMATION | NO-ESTIMATION | NO-ESTIMATION | NO-ESTIMATION | CAPACITY-FACTOR-V1
GBR | United Kingdom | Southcombe Farm |  | GBR0001443 | 1.2 | 50.8861 | -4.2151 | Solar |  |  |  |  | Lightsource Renewable Energy | UK Renewable Energy Planning Database | https://www.gov.uk/government/collections/renewable-energy-planning-data | UK Renewable Energy Planning Database | 1096699 | [9 empty] | 1.72 | 1.74 | 1.75 | 1.75 | 1.75 | SOLAR-V1-NO-AGE | SOLAR-V1-NO-AGE | SOLAR-V1-NO-AGE | SOLAR-V1-NO-AGE | SOLAR-V1-NO-AGE
GBR | United Kingdom | Caswell Farm Solar Park |  | GBR0001898 | 6.7 | 50.8878 | -2.5962 | Solar |  |  |  |  | Juwi Renewable Energies | UK Renewable Energy Planning Database | https://www.gov.uk/government/collections/renewable-energy-planning-data | UK Renewable Energy Planning Database | 1113310 | [9 empty] | 9.83 | 10.03 | 9.82 | 9.86 | 10.25 | SOLAR-V1-NO-AGE | SOLAR-V1-NO-AGE | SOLAR-V1-NO-AGE | SOLAR-V1-NO-AGE | SOLAR-V1-NO-AGE
GBR | United Kingdom | Tavells Lane Solar Farm |  | GBR0001086 | 5.3 | 50.8941 | -1.4585 | Solar |  |  |  |  | Hive Energy | UK Renewable Energy Planning Database | https://www.gov.uk/government/collections/renewable-energy-planning-data | UK Renewable Energy Planning Database | 1106911 | [9 empty] | 7.93 | 8.09 | 8.06 | 8.09 | 8.14 | NO-ESTIMATION | NO-ESTIMATION | NO-ESTIMATION | NO-ESTIMATION | CAPACITY-FACTOR-V1
GBR | United Kingdom | Langlands Solar Farm |  | GBR0001229 | 2.1 | 50.8973 | -3.3609 | Solar | [5 empty] | UK Renewable Energy Planning Database | https://www.gov.uk/government/collections/renewable-energy-planning-data | UK Renewable Energy Planning Database | 1100762 | [9 empty] | 3.06 | 3.06 | 3.04 | 3.05 | 3.09 | NO-ESTIMATION | NO-ESTIMATION | NO-ESTIMATION | NO-ESTIMATION | CAPACITY-FACTOR-V1
GBR | United Kingdom | Lower Severalls Farm |  | GBR0002154 | 10.8 | 50.8989 | -2.7772 | Solar |  |  |  |  | Sigma Solar Limited / OPDE | UK Renewable Energy Planning Database | https://www.gov.uk/government/collections/renewable-energy-planning-data | UK Renewable Energy Planning Database | [10 empty] | 16.30 | 16.53 | 16.56 | 16.29 | 17.04 | NO-ESTIMATION | NO-ESTIMATION | NO-ESTIMATION | NO-ESTIMATION | CAPACITY-FACTOR-V1
GBR | United Kingdom | Nether Mill Farm (resubmission) |  | GBR0001303 | 3.1 | 50.8993 | -3.3952 | Solar |  |  |  |  | AEE Renewables | UK Renewable Energy Planning Database | https://www.gov.uk/government/collections/renewable-energy-planning-data | UK Renewable Energy Planning Database | [10 empty] | 4.61 | 4.64 | 4.59 | 4.60 | 4.68 | SOLAR-V1-NO-AGE | SOLAR-V1-NO-AGE | SOLAR-V1-NO-AGE | SOLAR-V1-NO-AGE | SOLAR-V1-NO-AGE
GBR | United Kingdom | Cross Roads Plantation |  | GBR0002248 | 5 | 50.9069 | -1.8404 | Solar |  |  |  |  | Good Energy Generation | UK Renewable Energy Planning Database | https://www.gov.uk/government/collections/renewable-energy-planning-data | UK Renewable Energy Planning Database | 1105964 | [9 empty] | 7.55 | 7.55 | 7.46 | 7.48 | 7.75 | HYDRO-V1 | HYDRO-V1 | HYDRO-V1 | HYDRO-V1 | HYDRO-V1
GBR | United Kingdom | Lovedean Farm |  | GBR0001449 | 4.5 | 50.9121 | -1.0341 | Solar |  |  |  |  | Lightsource Renewable Energy | UK Renewable Energy Planning Database | https://www.gov.uk/government/collections/renewable-energy-planning-data | UK Renewable Energy Planning Database | 1097009 | [9 empty] | 6.60 | 6.64 | 6.69 | 6.73 | 6.66 | NO-ESTIMATION | NO-ESTIMATION | NO-ESTIMATION | NO-ESTIMATION | CAPACITY-FACTOR-V1
GBR | United Kingdom | Rudge Hill Farm |  | GBR0001723 | 1.0189 | 50.9129 | -2.3126 | Solar |  |  |  |  | Lightsource Renewable Energy | UK Renewable Energy Planning Database | https://www.gov.uk/government/collections/renewable-energy-planning-data | UK Renewable Energy Planning Database | 1105521 | [9 empty] | 1.46 | 1.52 | 1.53 | 1.52 | 1.54 | NO-ESTIMATION | NO-ESTIMATION | NO-ESTIMATION | NO-ESTIMATION | CAPACITY-FACTOR-V1
GBR | United Kingdom | Upper Clayhill |  | GBR0001198 | 4.7492 | 50.9159 | 0.0554 | Solar |  |  |  |  | Lightsource Renewable Energy | UK Renewable Energy Planning Database | https://www.gov.uk/government/collections/renewable-energy-planning-data | UK Renewable Energy Planning Database | 1111282 | [9 empty] | 7.48 | 7.47 | 7.57 | 7.57 | 7.69 | SOLAR-V1-NO-AGE | SOLAR-V1-NO-AGE | SOLAR-V1-NO-AGE | SOLAR-V1-NO-AGE | SOLAR-V1-NO-AGE
GBR | United Kingdom | West Bradley |  | GBR0001445 | 1.029 | 50.9163 | -3.5707 | Solar |  |  |  |  | Lightsource Renewable Energy | UK Renewable Energy Planning Database | https://www.gov.uk/government/collections/renewable-energy-planning-data | UK Renewable Energy Planning Database | 1096723 | [9 empty] | 1.48 | 1.55 | 1.53 | 1.53 | 1.56 | SOLAR-V1-NO-AGE | SOLAR-V1-NO-AGE | SOLAR-V1-NO-AGE | SOLAR-V1-NO-AGE | SOLAR-V1-NO-AGE
GBR | United Kingdom | Raglington Farm Solar Park |  | GBR0001418 | 4.6452 | 50.9179 | -1.2323 | Solar |  |  |  |  | Hive Energy | UK Renewable Energy Planning Database | https://www.gov.uk/government/collections/renewable-energy-planning-data | UK Renewable Energy Planning Database | 1101571 | [9 empty] | 7.17 | 7.28 | 7.27 | 7.26 | 7.32 | SOLAR-V1-NO-AGE | SOLAR-V1-NO-AGE | SOLAR-V1-NO-AGE | SOLAR-V1-NO-AGE | SOLAR-V1-NO-AGE
GBR | United Kingdom | Stone Hill |  | GBR0001507 | 2.6 | 50.9201 | 0.2268 | Solar |  |  |  |  | Solar Century | UK Renewable Energy Planning Database | https://www.gov.uk/government/collections/renewable-energy-planning-data | UK Renewable Energy Planning Database | 1115485 | [9 empty] | 3.76 | 3.77 | 3.77 | 3.78 | 3.79 | NO-ESTIMATION | NO-ESTIMATION | NO-ESTIMATION | NO-ESTIMATION | CAPACITY-FACTOR-V1
GBR | United Kingdom | Beaford Brook Solar Park |  | GBR0001346 | 5.2 | 50.9217 | -4.0387 | Solar |  |  |  |  | Wessex Solar Energy | UK Renewable Energy Planning Database | https://www.gov.uk/government/collections/renewable-energy-planning-data | UK Renewable Energy Planning Database | [10 empty] | 7.78 | 7.87 | 7.88 | 7.90 | 8.02 | SOLAR-V1-NO-AGE | SOLAR-V1-NO-AGE | SOLAR-V1-NO-AGE | SOLAR-V1-NO-AGE | SOLAR-V1-NO-AGE
GBR | United Kingdom | Chester Energy (East Woolley Farm) |  | GBR0001024 | 5 | 50.9235 | -4.4863 | Solar |  |  |  |  | Mr John R Wearmouth Chester Energy (Eastcott) Ltd | UK Renewable Energy Planning Database | https://www.gov.uk/government/collections/renewable-energy-planning-data | UK Renewable Energy Planning Database | [10 empty] | 7.58 | 7.52 | 7.57 | 7.57 | 7.77 | NO-ESTIMATION | NO-ESTIMATION | NO-ESTIMATION | NO-ESTIMATION | CAPACITY-FACTOR-V1
GBR | United Kingdom | Shroton |  | WKS0061949 | 4 | 50.9243 | -2.2124 | Solar | [5 empty] | Wiki-Solar | https://www.wiki-solar.org | Wiki-Solar | [10 empty] | 5.87 | 5.88 | 5.93 | 5.85 | 5.95 | NO-ESTIMATION | NO-ESTIMATION | NO-ESTIMATION | NO-ESTIMATION | CAPACITY-FACTOR-V1
GBR | United Kingdom | Culmhead Solar Farm (Resubmission) |  | GBR0001603 | 7.5 | 50.9261 | -3.1280 | Solar |  |  |  |  | Anesco | UK Renewable Energy Planning Database | https://www.gov.uk/government/collections/renewable-energy-planning-data | UK Renewable Energy Planning Database | [10 empty] | 11.25 | 11.35 | 11.06 | 11.09 | 11.45 | NO-ESTIMATION | NO-ESTIMATION | NO-ESTIMATION | NO-ESTIMATION | CAPACITY-FACTOR-V1
GBR | United Kingdom | Trickey Warren |  | GBR0004860 | 4.632 | 50.9269 | -3.1381 | Solar |  |  |  |  | Anesco | UK Renewable Energy Planning Database | https://www.gov.uk/government/collections/renewable-energy-planning-data | UK Renewable Energy Planning Database | [10 empty] | 7.22 | 7.27 | 7.15 | 7.17 | 7.32 | NO-ESTIMATION | NO-ESTIMATION | NO-ESTIMATION | NO-ESTIMATION | CAPACITY-FACTOR-V1
GBR | United Kingdom | Horam |  | GBR0002169 | 8.1151 | 50.9313 | 0.2377 | Solar |  |  |  |  | Vogt Solar | UK Renewable Energy Planning Database | https://www.gov.uk/government/collections/renewable-energy-planning-data | UK Renewable Energy Planning Database | 1109309 | [9 empty] | 11.72 | 12.11 | 11.97 | 11.98 | 12.28 | NO-ESTIMATION | NO-ESTIMATION | NO-ESTIMATION | NO-ESTIMATION | CAPACITY-FACTOR-V1
GBR | United Kingdom | Ayshford Court Farm |  | GBR0001569 | 5 | 50.9319 | -3.3459 | Solar |  |  |  |  | AEE Renewables UK | UK Renewable Energy Planning Database | https://www.gov.uk/government/collections/renewable-energy-planning-data | UK Renewable Energy Planning Database | 1108427 | [9 empty] | 7.47 | 7.59 | 7.46 | 7.49 | 7.73 | NO-ESTIMATION | NO-ESTIMATION | NO-ESTIMATION | NO-ESTIMATION | CAPACITY-FACTOR-V1
GBR | United Kingdom | Testwood Water Supply Works |  | GBR0006329 | 1.9 | 50.9325 | -1.4979 | Solar |  |  |  |  | Southern Water Services | UK Renewable Energy Planning Database | https://www.gov.uk/government/collections/renewable-energy-planning-data | UK Renewable Energy Planning Database | [10 empty] | 2.62 | 2.64 | 2.66 | 2.66 | 2.63 | NO-ESTIMATION | NO-ESTIMATION | NO-ESTIMATION | NO-ESTIMATION | CAPACITY-FACTOR-V1
GBR | United Kingdom | Bentley Estate |  | GBR0002132 | 4.7819 | 50.9335 | 0.1108 | Solar |  |  |  |  | Lightsource Renewable Energy | UK Renewable Energy Planning Database | https://www.gov.uk/government/collections/renewable-energy-planning-data | UK Renewable Energy Planning Database | 1108533 | [9 empty] | 7.84 | 7.95 | 7.88 | 7.96 | 8.1 | NO-ESTIMATION | NO-ESTIMATION | NO-ESTIMATION | NO-ESTIMATION | CAPACITY-FACTOR-V1
GBR | United Kingdom | Dengemarsh Road |  | GBR0006376 | 1 | 50.9351 | 0.9099 | Solar |  |  |  |  | Tudor Roof Tile Co | UK Renewable Energy Planning Database | https://www.gov.uk/government/collections/renewable-energy-planning-data | UK Renewable Energy Planning Database | [10 empty] | 1.49 | 1.53 | 1.50 | 1.49 | 1.53 | SOLAR-V1-NO-AGE | SOLAR-V1-NO-AGE | SOLAR-V1-NO-AGE | SOLAR-V1-NO-AGE | SOLAR-V1-NO-AGE
GBR | United Kingdom | Hurcott Copse Solar Farm |  | GBR0002118 | 10 | 50.9373 | -2.8660 | Solar |  |  |  |  | Dillington Farms Ltd | UK Renewable Energy Planning Database | https://www.gov.uk/government/collections/renewable-energy-planning-data | UK Renewable Energy Planning Database | [10 empty] | 14.86 | 15.13 | 14.81 | 14.85 | 15.52 | SOLAR-V1-NO-AGE | SOLAR-V1-NO-AGE | SOLAR-V1-NO-AGE | SOLAR-V1-NO-AGE | SOLAR-V1-NO-AGE
GBR | United Kingdom | Ford Farm (Ashurst) |  | GBR0001531 | 10 | 50.9428 | -0.3223 | Solar |  |  |  |  | Conergy | UK Renewable Energy Planning Database | https://www.gov.uk/government/collections/renewable-energy-planning-data | UK Renewable Energy Planning Database | 1111943 | [9 empty] | 14.85 | 15.10 | 15.14 | 15.08 | 15.6 | SOLAR-V1-NO-AGE | SOLAR-V1-NO-AGE | SOLAR-V1-NO-AGE | SOLAR-V1-NO-AGE | SOLAR-V1-NO-AGE
GBR | United Kingdom | Forest Farm |  | GBR0005018 | 3 | 50.9429 | -1.2027 | Solar |  |  |  |  | NESF (formerly Earthworm/Waltham Solar) | UK Renewable Energy Planning Database | https://www.gov.uk/government/collections/renewable-energy-planning-data | UK Renewable Energy Planning Database | [10 empty] | 4.46 | 4.49 | 4.51 | 4.52 | 4.49 | NO-ESTIMATION | NO-ESTIMATION | NO-ESTIMATION | NO-ESTIMATION | NO-ESTIMATION
GBR | United Kingdom | Dillington |  | WKS0063153 | 5.4 | 50.9440 | -2.8930 | Solar | [5 empty] | Wiki-Solar | https://www.wiki-solar.org | Wiki-Solar | [10 empty] | 8.03 | 8.15 | 8.02 | 8.05 | 8.32 | NO-ESTIMATION | NO-ESTIMATION | NO-ESTIMATION | NO-ESTIMATION | CAPACITY-FACTOR-V1
GBR | United Kingdom | Bishop's Waltham Solar Farm |  | GBR0001325 | 12 | 50.9443 | -1.2081 | Solar |  |  |  |  | Solafields U/Bishop's Waltham Renewables Ltd | UK Renewable Energy Planning Database | https://www.gov.uk/government/collections/renewable-energy-planning-data | UK Renewable Energy Planning Database | [10 empty] | 18.06 | 18.53 | 18.31 | 18.36 | 18.77 | HYDRO-V1 | HYDRO-V1 | HYDRO-V1 | HYDRO-V1 | HYDRO-V1
GBR | United Kingdom | Barton Solar Farm |  | GBR0001587 | 1.2 | 50.9461 | -3.3141 | Solar |  |  |  |  | Lightsource Renewable Energy | UK Renewable Energy Planning Database | https://www.gov.uk/government/collections/renewable-energy-planning-data | UK Renewable Energy Planning Database | [10 empty] | 1.69 | 1.74 | 1.72 | 1.73 | 1.75 | NO-ESTIMATION | NO-ESTIMATION | NO-ESTIMATION | NO-ESTIMATION | CAPACITY-FACTOR-V1
GBR | United Kingdom | Priors Byne Farm |  | GBR0001536 | 7.6 | 50.9463 | -0.3422 | Solar |  |  |  |  | Gamma Solar Limited | UK Renewable Energy Planning Database | https://www.gov.uk/government/collections/renewable-energy-planning-data | UK Renewable Energy Planning Database | [10 empty] | 11.22 | 11.40 | 11.45 | 11.39 | 11.76 | NO-ESTIMATION | NO-ESTIMATION | NO-ESTIMATION | NO-ESTIMATION | CAPACITY-FACTOR-V1
GBR | United Kingdom | Chalcroft Solar Park |  | GBR0001157 | 6.3 | 50.9494 | -1.3079 | Solar |  |  |  |  | Chalcroft Solar Park | UK Renewable Energy Planning Database | https://www.gov.uk/government/collections/renewable-energy-planning-data | UK Renewable Energy Planning Database | 1101550 | [9 empty] | 9.29 | 9.53 | 9.43 | 9.46 | 9.61 | NO-ESTIMATION | NO-ESTIMATION | NO-ESTIMATION | NO-ESTIMATION | CAPACITY-FACTOR-V1
GBR | United Kingdom | Week Farm Solar Park |  | GBR0001659 | 3.3 | 50.9517 | -4.1195 | Solar | [5 empty] | UK Renewable Energy Planning Database | https://www.gov.uk/government/collections/renewable-energy-planning-data | UK Renewable Energy Planning Database | [10 empty] | 4.83 | 4.88 | 4.91 | 4.86 | 4.86 | NO-ESTIMATION | NO-ESTIMATION | NO-ESTIMATION | NO-ESTIMATION | CAPACITY-FACTOR-V1
GBR | United Kingdom | Land off Hooklands Lane |  | GBR0005578 | 5 | 50.9524 | -0.3855 | Solar |  |  |  |  | Conergy UK | UK Renewable Energy Planning Database | https://www.gov.uk/government/collections/renewable-energy-planning-data | UK Renewable Energy Planning Database | [10 empty] | 7.48 | 7.53 | 7.60 | 7.53 | 7.77 | HYDRO-V1 | HYDRO-V1 | HYDRO-V1 | HYDRO-V1 | HYDRO-V1
GBR | United Kingdom | Red Hill Farm |  | GBR0004792 | 4.8 | 50.9549 | -3.3028 | Solar |  |  |  |  | Lightsource Renewable Energy | UK Renewable Energy Planning Database | https://www.gov.uk/government/collections/renewable-energy-planning-data | UK Renewable Energy Planning Database | [10 empty] | 7.84 | 7.91 | 7.84 | 7.89 | 8.09 | NO-ESTIMATION | NO-ESTIMATION | NO-ESTIMATION | NO-ESTIMATION | CAPACITY-FACTOR-V1
GBR | United Kingdom | Grove Solar Park (Phase 1) |  | GBR0005259 | 5 | 50.9636 | -1.4790 | Solar |  |  |  |  | Solar Century | UK Renewable Energy Planning Database | https://www.gov.uk/government/collections/renewable-energy-planning-data | UK Renewable Energy Planning Database | [10 empty] | 7.48 | 7.64 | 7.60 | 7.59 | 7.69 | NO-ESTIMATION | NO-ESTIMATION | NO-ESTIMATION | NO-ESTIMATION | CAPACITY-FACTOR-V1
GBR | United Kingdom | Grove Solar Park (Phase 2) |  | GBR0006163 | 11 | 50.9636 | -1.4790 | Solar |  |  |  |  | Solar Century | UK Renewable Energy Planning Database | https://www.gov.uk/government/collections/renewable-energy-planning-data | UK Renewable Energy Planning Database | [10 empty] | 16.55 | 17.00 | 16.86 | 16.83 | 17.21 | NO-ESTIMATION | NO-ESTIMATION | NO-ESTIMATION | NO-ESTIMATION | CAPACITY-FACTOR-V1
GBR | United Kingdom | Hamptworth |  | WKS0061985 | 4.2 | 50.9660 | -1.6750 | Solar | [5 empty] | Wiki-Solar | https://www.wiki-solar.org | Wiki-Solar | [10 empty] | 6.13 | 6.14 | 6.20 | 6.12 | 6.14 | NO-ESTIMATION | NO-ESTIMATION | NO-ESTIMATION | NO-ESTIMATION | CAPACITY-FACTOR-V1
GBR | United Kingdom | Land at Stalbridge Park |  | GBR0005429 | 5 | 50.9724 | -2.3816 | Solar |  |  |  |  | British Solar Renewables / NextEnergy Solar Fund (NESF) | UK Renewable Energy Planning Database | https://www.gov.uk/government/collections/renewable-energy-planning-data | UK Renewable Energy Planning Database | [10 empty] | 7.56 | 7.59 | 7.47 | 7.50 | 7.73 | SOLAR-V1-NO-AGE | SOLAR-V1-NO-AGE | SOLAR-V1-NO-AGE | SOLAR-V1-NO-AGE | SOLAR-V1-NO-AGE
GBR | United Kingdom | Milborne Port Solar Farm |  | GBR2001088 | 4.2 | 50.9755 | -2.4541 | Solar |  |  |  |  | Big 60 Million | UK Renewable Energy Planning Database | https://www.gov.uk/government/collections/renewable-energy-planning-data | UK Renewable Energy Planning Database | [10 empty] | 6.18 | 6.22 | 6.12 | 6.15 | 6.22 | SOLAR-V1-NO-AGE | SOLAR-V1-NO-AGE | SOLAR-V1-NO-AGE | SOLAR-V1-NO-AGE | SOLAR-V1-NO-AGE
GBR | United Kingdom | Walland Farm |  | GBR0002336 | 5 | 50.9758 | -4.3468 | Solar |  |  |  |  | Lightsource Renewable Energy | UK Renewable Energy Planning Database | https://www.gov.uk/government/collections/renewable-energy-planning-data | UK Renewable Energy Planning Database | [10 empty] | 7.46 | 7.63 | 7.60 | 7.57 | 7.69 | NO-ESTIMATION | NO-ESTIMATION | NO-ESTIMATION | NO-ESTIMATION | CAPACITY-FACTOR-V1
GBR | United Kingdom | Land Parcel North of Goddards |  | GBR0005140 | 5 | 50.9770 | -0.1684 | Solar |  |  |  |  | INRG Solar | UK Renewable Energy Planning Database | https://www.gov.uk/government/collections/renewable-energy-planning-data | UK Renewable Energy Planning Database | [10 empty] | 7.48 | 7.59 | 7.59 | 7.59 | 7.76 | NO-ESTIMATION | NO-ESTIMATION | NO-ESTIMATION | NO-ESTIMATION | CAPACITY-FACTOR-V1
GBR | United Kingdom | Tonedale Farm |  | GBR0004994 | 5 | 50.9798 | -3.2480 | Solar |  |  |  |  | Capital Estate Tonedale | UK Renewable Energy Planning Database | https://www.gov.uk/government/collections/renewable-energy-planning-data | UK Renewable Energy Planning Database | [10 empty] | 7.56 | 7.60 | 7.48 | 7.50 | 7.7 | NO-ESTIMATION | NO-ESTIMATION | NO-ESTIMATION | NO-ESTIMATION | CAPACITY-FACTOR-V1
GBR | United Kingdom | Bowden Lane Solar Park |  | GBR0005428 | 4.9896 | 50.9818 | -2.4287 | Solar |  |  |  |  | British Solar Renewables / NextEnergy Solar Fund (NESF) | UK Renewable Energy Planning Database | https://www.gov.uk/government/collections/renewable-energy-planning-data | UK Renewable Energy Planning Database | [10 empty] | 7.59 | 7.61 | 7.47 | 7.48 | 7.68 | NO-ESTIMATION | NO-ESTIMATION | NO-ESTIMATION | NO-ESTIMATION | CAPACITY-FACTOR-V1
GBR | United Kingdom | Knockworthy Farm Solar Park |  | GBR0001416 | 4.6452 | 50.9853 | -4.1224 | Solar |  |  |  |  | Hive Energy | UK Renewable Energy Planning Database | https://www.gov.uk/government/collections/renewable-energy-planning-data | UK Renewable Energy Planning Database | 1101575 | [9 empty] | 7.16 | 7.27 | 7.27 | 7.22 | 7.3 | NO-ESTIMATION | NO-ESTIMATION | NO-ESTIMATION | NO-ESTIMATION | NO-ESTIMATION
GBR | United Kingdom | Highwood Lane |  | GBR0005242 | 5 | 50.9900 | -1.5059 | Solar |  |  |  |  | Solstice Renewables | UK Renewable Energy Planning Database | https://www.gov.uk/government/collections/renewable-energy-planning-data | UK Renewable Energy Planning Database | [10 empty] | 7.49 | 7.63 | 7.57 | 7.59 | 7.69 | NO-ESTIMATION | NO-ESTIMATION | NO-ESTIMATION | NO-ESTIMATION | CAPACITY-FACTOR-V1
GBR | United Kingdom | Sycamore Farm |  | GBR0001775 | 20 | 50.9924 | 0.8763 | Solar |  |  |  |  | BNRG Renewables | UK Renewable Energy Planning Database | https://www.gov.uk/government/collections/renewable-energy-planning-data | UK Renewable Energy Planning Database | 1099229 | [9 empty] | 30.05 | 31.61 | 30.77 | 30.73 | 31.47 | HYDRO-V1 | HYDRO-V1 | HYDRO-V1 | HYDRO-V1 | HYDRO-V1
GBR | United Kingdom | Taunton Racecourse |  | GBR0001509 | 1.5 | 50.9942 | -3.0874 | Solar |  |  |  |  | Green Hedge (BayWa r.e.) | UK Renewable Energy Planning Database | https://www.gov.uk/government/collections/renewable-energy-planning-data | UK Renewable Energy Planning Database | [10 empty] | 2.13 | 2.17 | 2.13 | 2.14 | 2.13 | SOLAR-V1-NO-AGE | SOLAR-V1-NO-AGE | SOLAR-V1-NO-AGE | SOLAR-V1-NO-AGE | SOLAR-V1-NO-AGE
GBR | United Kingdom | Chilton Cantelo Solar Park |  | GBR0001344 | 4.997 | 50.9945 | -2.6027 | Solar |  |  |  |  | Mr Angus Macdonald | UK Renewable Energy Planning Database | https://www.gov.uk/government/collections/renewable-energy-planning-data | UK Renewable Energy Planning Database | 1096726 | [9 empty] | 7.60 | 7.51 | 7.47 | 7.49 | 7.69 | SOLAR-V1-NO-AGE | SOLAR-V1-NO-AGE | SOLAR-V1-NO-AGE | SOLAR-V1-NO-AGE | SOLAR-V1-NO-AGE
GBR | United Kingdom | Land At Chiddinglye Farm |  | GBR0005263 | 5 | 50.9985 | -0.0670 | Solar |  |  |  |  | REPOWER Balcombe & Chiddinglye Solar Park | UK Renewable Energy Planning Database | https://www.gov.uk/government/collections/renewable-energy-planning-data | UK Renewable Energy Planning Database | [10 empty] | 7.48 | 7.58 | 7.62 | 7.61 | 7.71 | NO-ESTIMATION | NO-ESTIMATION | NO-ESTIMATION | NO-ESTIMATION | CAPACITY-FACTOR-V1
GBR | United Kingdom | Cleave Farm |  | GBR0001649 | 4.5644 | 51.0039 | -4.1408 | Solar |  |  |  |  | Lightsource Renewable Energy | UK Renewable Energy Planning Database | https://www.gov.uk/government/collections/renewable-energy-planning-data | UK Renewable Energy Planning Database | [10 empty] | 6.96 | 7.08 | 7.07 | 7.09 | 7.11 | SOLAR-V1-NO-AGE | SOLAR-V1-NO-AGE | SOLAR-V1-NO-AGE | SOLAR-V1-NO-AGE | SOLAR-V1-NO-AGE
GBR | United Kingdom | Grange Farm Solar Farm |  | GBR0002120 | 4.9 | 51.0059 | -3.2219 | Solar |  |  |  |  | Anesco | UK Renewable Energy Planning Database | https://www.gov.uk/government/collections/renewable-energy-planning-data | UK Renewable Energy Planning Database | [10 empty] | 7.26 | 7.30 | 7.18 | 7.19 | 7.35 | SOLAR-V1-NO-AGE | SOLAR-V1-NO-AGE | SOLAR-V1-NO-AGE | SOLAR-V1-NO-AGE | SOLAR-V1-NO-AGE
GBR | United Kingdom | Whitman Laboratories |  | GBR0006198 | 1 | 51.0060 | -0.9515 | Solar |  |  |  |  | Whitman Laboratories | UK Renewable Energy Planning Database | https://www.gov.uk/government/collections/renewable-energy-planning-data | UK Renewable Energy Planning Database | [10 empty] | 1.43 | 1.50 | 1.51 | 1.52 | 1.49 | NO-ESTIMATION | NO-ESTIMATION | NO-ESTIMATION | NO-ESTIMATION | NO-ESTIMATION
GBR | United Kingdom | New Rendy Farm |  | GBR0001750 | 4.8 | 51.0074 | -3.2012 | Solar |  |  |  |  | TGC Renewables | UK Renewable Energy Planning Database | https://www.gov.uk/government/collections/renewable-energy-planning-data | UK Renewable Energy Planning Database | 1115194 | [9 empty] | 7.93 | 8.01 | 7.86 | 7.88 | 8.04 | HYDRO-V1 | HYDRO-V1 | HYDRO-V1 | HYDRO-V1 | HYDRO-V1
GBR | United Kingdom | Field House Solar / Hursley Road |  | GBR0002026 | 7 | 51.0087 | -1.3915 | Solar |  |  |  |  | Orta Solar | UK Renewable Energy Planning Database | https://www.gov.uk/government/collections/renewable-energy-planning-data | UK Renewable Energy Planning Database | 1108486 | [9 empty] | 10.32 | 10.64 | 10.48 | 10.51 | 10.7 | NO-ESTIMATION | NO-ESTIMATION | NO-ESTIMATION | NO-ESTIMATION | CAPACITY-FACTOR-V1
GBR | United Kingdom | Sutton Montis Road Solar Park / Sutton Bridge Solar Farm |  | GBR0002067 | 5.4 | 51.0133 | -2.5647 | Solar |  |  |  |  | PS Renewables | UK Renewable Energy Planning Database | https://www.gov.uk/government/collections/renewable-energy-planning-data | UK Renewable Energy Planning Database | 1106911¦1115185 | [9 empty] | 8.17 | 8.19 | 8.04 | 8.07 | 8.28 | HYDRO-V1 | HYDRO-V1 | HYDRO-V1 | HYDRO-V1 | HYDRO-V1
GBR | United Kingdom | Southfield Solar Park |  | GBR0002060 | 9.7614 | 51.0141 | -2.6086 | Solar |  |  |  |  | British Solar Renewables | UK Renewable Energy Planning Database | https://www.gov.uk/government/collections/renewable-energy-planning-data | UK Renewable Energy Planning Database | [10 empty] | 14.68 | 14.64 | 14.46 | 14.51 | 15.02 | NO-ESTIMATION | NO-ESTIMATION | NO-ESTIMATION | NO-ESTIMATION | CAPACITY-FACTOR-V1
GBR | United Kingdom | Helland Meads - resubmission |  | GBR0002164 | 1.2 | 51.0174 | -2.9591 | Solar |  |  |  |  | Mr & Mrs Dennis | UK Renewable Energy Planning Database | https://www.gov.uk/government/collections/renewable-energy-planning-data | UK Renewable Energy Planning Database | [10 empty] | 1.69 | 1.73 | 1.72 | 1.73 | 1.75 | NO-ESTIMATION | NO-ESTIMATION | NO-ESTIMATION | NO-ESTIMATION | CAPACITY-FACTOR-V1
GBR | United Kingdom | Kingsland Barton Solar Farm (resubmission) |  | GBR0004838 | 5 | 51.0181 | -3.8650 | Solar |  |  |  |  | Padero Solar | UK Renewable Energy Planning Database | https://www.gov.uk/government/collections/renewable-energy-planning-data | UK Renewable Energy Planning Database | 1115190 | [9 empty] | 7.49 | 7.51 | 7.46 | 7.49 | 7.73 | NO-ESTIMATION | NO-ESTIMATION | NO-ESTIMATION | NO-ESTIMATION | CAPACITY-FACTOR-V1
GBR | United Kingdom | Bommertown Solar Farm |  | GBR0002101 | 5 | 51.0189 | -3.6846 | Solar |  |  |  |  | Steadfast Molland Solar Ltd | UK Renewable Energy Planning Database | https://www.gov.uk/government/collections/renewable-energy-planning-data | UK Renewable Energy Planning Database | [10 empty] | 7.56 | 7.62 | 7.48 | 7.50 | 7.7 | HYDRO-V1 | HYDRO-V1 | HYDRO-V1 | HYDRO-V1 | HYDRO-V1
GBR | United Kingdom | Higher Knapp Farm |  | GBR0001450 | 1.5 | 51.0193 | -2.9962 | Solar |  |  |  |  | Lightsource Renewable Energy | UK Renewable Energy Planning Database | https://www.gov.uk/government/collections/renewable-energy-planning-data | UK Renewable Energy Planning Database | 1096701 | [9 empty] | 2.13 | 2.18 | 2.14 | 2.14 | 2.17 | SOLAR-V1-NO-AGE | SOLAR-V1-NO-AGE | SOLAR-V1-NO-AGE | SOLAR-V1-NO-AGE | SOLAR-V1-NO-AGE
GBR | United Kingdom | Land east of Littledown Business Park |  | GBR0005600 | 6.2 | 51.0195 | -2.1882 | Solar |  |  |  |  | Lightsource Renewable Energy | UK Renewable Energy Planning Database | https://www.gov.uk/government/collections/renewable-energy-planning-data | UK Renewable Energy Planning Database | [10 empty] | 9.12 | 9.30 | 9.11 | 9.15 | 9.49 | NO-ESTIMATION | NO-ESTIMATION | NO-ESTIMATION | NO-ESTIMATION | CAPACITY-FACTOR-V1
GBR | United Kingdom | Monty's Farm Taunton |  | GBR0004712 | 4.6103 | 51.0319 | -3.1666 | Solar |  |  |  |  | Solar Ventures | UK Renewable Energy Planning Database | https://www.gov.uk/government/collections/renewable-energy-planning-data | UK Renewable Energy Planning Database | [10 empty] | 7.19 | 7.21 | 7.11 | 7.14 | 7.18 | NO-ESTIMATION | NO-ESTIMATION | NO-ESTIMATION | NO-ESTIMATION | NO-ESTIMATION
GBR | United Kingdom | Land at Sutor Farm |  | GBR0004916 | 5 | 51.0357 | -2.3917 | Solar |  |  |  |  | Elgin Energy EsCo | UK Renewable Energy Planning Database | https://www.gov.uk/government/collections/renewable-energy-planning-data | UK Renewable Energy Planning Database | 1112137 | [9 empty] | 7.60 | 7.51 | 7.48 | 7.50 | 7.7 | NO-ESTIMATION | NO-ESTIMATION | NO-ESTIMATION | NO-ESTIMATION | CAPACITY-FACTOR-V1
GBR | United Kingdom | Sandys Moor |  | GBR0001274 | 2.9 | 51.0385 | -3.3063 | Solar |  |  |  |  | Anesco | UK Renewable Energy Planning Database | https://www.gov.uk/government/collections/renewable-energy-planning-data | UK Renewable Energy Planning Database | [10 empty] | 4.28 | 4.32 | 4.27 | 4.30 | 4.34 | SOLAR-V1-NO-AGE | SOLAR-V1-NO-AGE | SOLAR-V1-NO-AGE | SOLAR-V1-NO-AGE | SOLAR-V1-NO-AGE
GBR | United Kingdom | Tengore Lane - resubmission |  | GBR0001903 | 3 | 51.0428 | -2.7920 | Solar |  |  |  |  | TGC Renewables | UK Renewable Energy Planning Database | https://www.gov.uk/government/collections/renewable-energy-planning-data | UK Renewable Energy Planning Database | [10 empty] | 4.45 | 4.49 | 4.43 | 4.47 | 4.51 | NO-ESTIMATION | NO-ESTIMATION | NO-ESTIMATION | NO-ESTIMATION | CAPACITY-FACTOR-V1
GBR | United Kingdom | Higher Hatherleigh Solar Farm |  | GBR0001586 | 3.5 | 51.0437 | -2.4272 | Solar |  |  |  |  | Hive Energy | UK Renewable Energy Planning Database | https://www.gov.uk/government/collections/renewable-energy-planning-data | UK Renewable Energy Planning Database | [10 empty] | 5.19 | 5.22 | 5.15 | 5.16 | 5.21 | NO-ESTIMATION | NO-ESTIMATION | NO-ESTIMATION | NO-ESTIMATION | CAPACITY-FACTOR-V1
GBR | United Kingdom | Higher Hatherleigh Solar Farm extension |  | GBR0001355 | 1.5 | 51.0438 | -2.4107 | Solar |  |  |  |  | Mr J Pertwee | UK Renewable Energy Planning Database | https://www.gov.uk/government/collections/renewable-energy-planning-data | UK Renewable Energy Planning Database | [10 empty] | 2.13 | 2.17 | 2.14 | 2.14 | 2.17 | NO-ESTIMATION | NO-ESTIMATION | NO-ESTIMATION | NO-ESTIMATION | CAPACITY-FACTOR-V1
GBR | United Kingdom | Slaughtergate Farm |  | GBR0001439 | 1.8 | 51.0459 | -2.3119 | Solar |  |  |  |  | Lightsource Renewable Energy | UK Renewable Energy Planning Database | https://www.gov.uk/government/collections/renewable-energy-planning-data | UK Renewable Energy Planning Database | 1096700 | [9 empty] | 2.47 | 2.50 | 2.47 | 2.49 | 2.51 | NO-ESTIMATION | NO-ESTIMATION | NO-ESTIMATION | NO-ESTIMATION | CAPACITY-FACTOR-V1
GBR | United Kingdom | Land at Five Oaks Farm |  | GBR0005146 | 5 | 51.0463 | -0.4342 | Solar |  |  |  |  | Low Carbon | UK Renewable Energy Planning Database | https://www.gov.uk/government/collections/renewable-energy-planning-data | UK Renewable Energy Planning Database | 1098017 | [9 empty] | 7.48 | 7.62 | 7.62 | 7.64 | 7.66 | SOLAR-V1-NO-AGE | SOLAR-V1-NO-AGE | SOLAR-V1-NO-AGE | SOLAR-V1-NO-AGE | SOLAR-V1-NO-AGE
GBR | United Kingdom | Bake Farm Solar Park |  | GBR0004783 | 4.9993 | 51.0483 | -1.8335 | Solar |  |  |  |  | British Solar Renewables | UK Renewable Energy Planning Database | https://www.gov.uk/government/collections/renewable-energy-planning-data | UK Renewable Energy Planning Database | 1106911 | [9 empty] | 7.60 | 7.52 | 7.48 | 7.50 | 7.7 | SOLAR-V1-NO-AGE | SOLAR-V1-NO-AGE | SOLAR-V1-NO-AGE | SOLAR-V1-NO-AGE | SOLAR-V1-NO-AGE
GBR | United Kingdom | Hook Valley Solar Park |  | GBR0002005 | 15.3 | 51.0486 | -2.4349 | Solar |  |  |  |  | British Solar Renewables (formerly know as Solar Power Generation) | UK Renewable Energy Planning Database | https://www.gov.uk/government/collections/renewable-energy-planning-data | UK Renewable Energy Planning Database | [10 empty] | 23.28 | 23.46 | 22.96 | 23.03 | 23.86 | NO-ESTIMATION | NO-ESTIMATION | NO-ESTIMATION | NO-ESTIMATION | NO-ESTIMATION
GBR | United Kingdom | Hollamoor Farm (PV) |  | GBR0001226 | 2 | 51.0506 | -4.0744 | Solar |  |  |  |  | Lightsource Renewable Energy | UK Renewable Energy Planning Database | https://www.gov.uk/government/collections/renewable-energy-planning-data | UK Renewable Energy Planning Database | [10 empty] | 2.88 | 2.89 | 2.92 | 2.87 | 2.88 | NO-ESTIMATION | NO-ESTIMATION | NO-ESTIMATION | NO-ESTIMATION | CAPACITY-FACTOR-V1
GBR | United Kingdom | Halse Farm |  | GBR0001349 | 8.2 | 51.0517 | -3.2126 | Solar |  |  |  |  | AEE Renewables UK 18 Ltd | UK Renewable Energy Planning Database | https://www.gov.uk/government/collections/renewable-energy-planning-data | UK Renewable Energy Planning Database | 1099600 | [9 empty] | 12.02 | 12.15 | 11.85 | 11.87 | 12.24 | NO-ESTIMATION | NO-ESTIMATION | NO-ESTIMATION | NO-ESTIMATION | CAPACITY-FACTOR-V1
GBR | United Kingdom | Collacott Farm |  | GBR0004990 | 4.5 | 51.0534 | -4.1253 | Solar |  |  |  |  | Cooper Energy Engineering | UK Renewable Energy Planning Database | https://www.gov.uk/government/collections/renewable-energy-planning-data | UK Renewable Energy Planning Database | [10 empty] | 6.57 | 6.66 | 6.67 | 6.69 | 6.65 | SOLAR-V1-NO-AGE | SOLAR-V1-NO-AGE | SOLAR-V1-NO-AGE | SOLAR-V1-NO-AGE | SOLAR-V1-NO-AGE
GBR | United Kingdom | Manor Farm (Dorset) |  | GBR0001904 | 5 | 51.0541 | -2.3179 | Solar |  |  |  |  | INRG Solar | UK Renewable Energy Planning Database | https://www.gov.uk/government/collections/renewable-energy-planning-data | UK Renewable Energy Planning Database | [10 empty] | 7.56 | 7.57 | 7.46 | 7.51 | 7.73 | NO-ESTIMATION | NO-ESTIMATION | NO-ESTIMATION | NO-ESTIMATION | CAPACITY-FACTOR-V1
GBR | United Kingdom | Five Oaks |  | WKS0061062 | 4.8 | 51.0550 | -0.4410 | Solar | [5 empty] | Wiki-Solar | https://www.wiki-solar.org | Wiki-Solar | [10 empty] | 7.87 | 8.01 | 8.01 | 8.04 | 8.03 | SOLAR-V1-NO-AGE | SOLAR-V1-NO-AGE | SOLAR-V1-NO-AGE | SOLAR-V1-NO-AGE | SOLAR-V1-NO-AGE
GBR | United Kingdom | Clapton Farm Solar Park |  | GBR0005508 | 5 | 51.0567 | -2.3472 | Solar |  |  |  |  | British Solar Renewables | UK Renewable Energy Planning Database | https://www.gov.uk/government/collections/renewable-energy-planning-data | UK Renewable Energy Planning Database | [10 empty] | 7.57 | 7.59 | 7.47 | 7.50 | 7.73 | NO-ESTIMATION | NO-ESTIMATION | NO-ESTIMATION | NO-ESTIMATION | CAPACITY-FACTOR-V1
GBR | United Kingdom | Aller Court Farm Solar Park |  | GBR0001646 | 5 | 51.0576 | -2.8652 | Solar |  |  |  |  | NESF (formerly British Solar Renewables) | UK Renewable Energy Planning Database | https://www.gov.uk/government/collections/renewable-energy-planning-data | UK Renewable Energy Planning Database | [10 empty] | 7.47 | 7.52 | 7.46 | 7.51 | 7.73 | NO-ESTIMATION | NO-ESTIMATION | NO-ESTIMATION | NO-ESTIMATION | CAPACITY-FACTOR-V1
GBR | United Kingdom | Sandhill Solar Park |  | GBR0001386 | 2 | 51.0605 | -3.1973 | Solar |  |  |  |  | Solar Power South | UK Renewable Energy Planning Database | https://www.gov.uk/government/collections/renewable-energy-planning-data | UK Renewable Energy Planning Database | [10 empty] | 2.89 | 2.92 | 2.88 | 2.89 | 2.92 | HYDRO-V1 | HYDRO-V1 | HYDRO-V1 | HYDRO-V1 | HYDRO-V1
GBR | United Kingdom | Kenardington Place Farm |  | GBR0002138 | 7 | 51.0612 | 0.8125 | Solar |  |  |  |  | Kronos Solar | UK Renewable Energy Planning Database | https://www.gov.uk/government/collections/renewable-energy-planning-data | UK Renewable Energy Planning Database | [10 empty] | 10.31 | 10.92 | 10.48 | 10.65 | 10.77 | SOLAR-V1-NO-AGE | SOLAR-V1-NO-AGE | SOLAR-V1-NO-AGE | SOLAR-V1-NO-AGE | SOLAR-V1-NO-AGE
GBR | United Kingdom | Horsacott Farm Solar Park |  | GBR0001591 | 6.4 | 51.0642 | -4.1088 | Solar |  |  |  |  | Hazel Capital (bought from Lumicity Limited in 2012) | UK Renewable Energy Planning Database | https://www.gov.uk/government/collections/renewable-energy-planning-data | UK Renewable Energy Planning Database | 1099602 | [9 empty] | 9.42 | 9.67 | 9.62 | 9.59 | 9.72 | NO-ESTIMATION | NO-ESTIMATION | NO-ESTIMATION | NO-ESTIMATION | CAPACITY-FACTOR-V1
GBR | United Kingdom | Lower Marsh Farm |  | GBR0002103 | 5 | 51.0667 | -3.1167 | Solar |  |  |  |  | Solar Power South | UK Renewable Energy Planning Database | https://www.gov.uk/government/collections/renewable-energy-planning-data | UK Renewable Energy Planning Database | 1091789 | [9 empty] | 7.60 | 7.60 | 7.48 | 7.51 | 7.63 | NO-ESTIMATION | NO-ESTIMATION | NO-ESTIMATION | NO-ESTIMATION | NO-ESTIMATION
GBR | United Kingdom | Somerton Door Farm |  | GBR0001836 | 8.7 | 51.0673 | -2.7573 | Solar |  |  |  |  | Lightsource Renewable Energy | UK Renewable Energy Planning Database | https://www.gov.uk/government/collections/renewable-energy-planning-data | UK Renewable Energy Planning Database | 1105354 | [9 empty] | 13.08 | 13.22 | 12.95 | 13.02 | 13.5 | NO-ESTIMATION | NO-ESTIMATION | NO-ESTIMATION | NO-ESTIMATION | NO-ESTIMATION
GBR | United Kingdom | Manor Farm (Keinton Mandeville) |  | GBR0002387 | 1 | 51.0696 | -2.6409 | Solar | [5 empty] | UK Renewable Energy Planning Database | https://www.gov.uk/government/collections/renewable-energy-planning-data | UK Renewable Energy Planning Database | [10 empty] | 1.43 | 1.50 | 1.49 | 1.49 | 1.51 | NO-ESTIMATION | NO-ESTIMATION | NO-ESTIMATION | NO-ESTIMATION | CAPACITY-FACTOR-V1
GBR | United Kingdom | Higher Hill Solar Park |  | GBR0002386 | 4.9864 | 51.0763 | -2.6892 | Solar |  |  |  |  | Solar Power Generation | UK Renewable Energy Planning Database | https://www.gov.uk/government/collections/renewable-energy-planning-data | UK Renewable Energy Planning Database | [10 empty] | 7.54 | 7.57 | 7.44 | 7.49 | 7.71 | SOLAR-V1-NO-AGE | SOLAR-V1-NO-AGE | SOLAR-V1-NO-AGE | SOLAR-V1-NO-AGE | SOLAR-V1-NO-AGE
GBR | United Kingdom | Grove Farm (solar) |  | GBR0001429 | 3.5 | 51.0766 | -3.2622 | Solar |  |  |  |  | juwi Renewable Energies | UK Renewable Energy Planning Database | https://www.gov.uk/government/collections/renewable-energy-planning-data | UK Renewable Energy Planning Database | [10 empty] | 5.16 | 5.20 | 5.14 | 5.16 | 5.21 | NO-ESTIMATION | NO-ESTIMATION | NO-ESTIMATION | NO-ESTIMATION | NO-ESTIMATION
GBR | United Kingdom | Higher Hill Farm (extension) |  | GBR0002174 | 1.5 | 51.0794 | -2.6955 | Solar |  |  |  |  | British Solar Renewables | UK Renewable Energy Planning Database | https://www.gov.uk/government/collections/renewable-energy-planning-data | UK Renewable Energy Planning Database | [10 empty] | 2.13 | 2.17 | 2.13 | 2.15 | 2.17 | NO-ESTIMATION | NO-ESTIMATION | NO-ESTIMATION | NO-ESTIMATION | CAPACITY-FACTOR-V1
GBR | United Kingdom | Manor Farm (Castle Cary) |  | GBR0002242 | 1.8 | 51.0806 | -2.5102 | Solar |  |  |  |  | Brilliant Harvest Installations | UK Renewable Energy Planning Database | https://www.gov.uk/government/collections/renewable-energy-planning-data | UK Renewable Energy Planning Database | [10 empty] | 2.48 | 2.52 | 2.48 | 2.48 | 2.51 | NO-ESTIMATION | NO-ESTIMATION | NO-ESTIMATION | NO-ESTIMATION | CAPACITY-FACTOR-V1
GBR | United Kingdom | Bishops Sutton |  | GBR0001282 | 12 | 51.0827 | -1.1511 | Solar |  |  |  |  | Lightsource Renewable Energy | UK Renewable Energy Planning Database | https://www.gov.uk/government/collections/renewable-energy-planning-data | UK Renewable Energy Planning Database | [10 empty] | 18.02 | 18.54 | 18.31 | 18.40 | 18.77 | HYDRO-V1 | HYDRO-V1 | HYDRO-V1 | HYDRO-V1 | HYDRO-V1
GBR | United Kingdom | Partridge Farm |  | GBR0002006 | 10.6 | 51.1022 | 0.9765 | Solar |  |  |  |  | Eco Energy World | UK Renewable Energy Planning Database | https://www.gov.uk/government/collections/renewable-energy-planning-data | UK Renewable Energy Planning Database | [10 empty] | 15.95 | 16.93 | 16.41 | 16.27 | 16.79 | SOLAR-V1-NO-AGE | SOLAR-V1-NO-AGE | SOLAR-V1-NO-AGE | SOLAR-V1-NO-AGE | SOLAR-V1-NO-AGE
GBR | United Kingdom | PARK WOOD SOLAR FARM |  | GBR0001076 | 5 | 51.1052 | -2.6728 | Solar |  |  |  |  | Solar Power Generation Limited | UK Renewable Energy Planning Database | https://www.gov.uk/government/collections/renewable-energy-planning-data | UK Renewable Energy Planning Database | [10 empty] | 7.56 | 7.52 | 7.47 | 7.50 | 7.73 | NO-ESTIMATION | NO-ESTIMATION | NO-ESTIMATION | NO-ESTIMATION | NO-ESTIMATION
GBR | United Kingdom | Eveley |  | GBR0005080 | 49.328 | 51.1076 | -1.5302 | Solar |  |  |  |  | PS Renewables | UK Renewable Energy Planning Database | https://www.gov.uk/government/collections/renewable-energy-planning-data | UK Renewable Energy Planning Database | 1108896 | [9 empty] | 69.82 | 70.39 | 70.77 | 71.10 | 71.69 | SOLAR-V1-NO-AGE | SOLAR-V1-NO-AGE | SOLAR-V1-NO-AGE | SOLAR-V1-NO-AGE | SOLAR-V1-NO-AGE
GBR | United Kingdom | Majors Hill/Turners Hill Solar Farm |  | GBR0005267 | 1.1 | 51.1104 | -0.1088 | Solar |  |  |  |  | Haymaker Energy | UK Renewable Energy Planning Database | https://www.gov.uk/government/collections/renewable-energy-planning-data | UK Renewable Energy Planning Database | [10 empty] | 1.54 | 1.57 | 1.60 | 1.60 | 1.59 | SOLAR-V1-NO-AGE | SOLAR-V1-NO-AGE | SOLAR-V1-NO-AGE | SOLAR-V1-NO-AGE | SOLAR-V1-NO-AGE
GBR | United Kingdom | Luscott Barton |  | GBR0002252 | 13 | 51.1105 | -4.1205 | Solar |  |  |  |  | Sunsave 7 Luscott Barton Ltd/ vogt Solar | UK Renewable Energy Planning Database | https://www.gov.uk/government/collections/renewable-energy-planning-data | UK Renewable Energy Planning Database | [10 empty] | 19.45 | 19.96 | 19.81 | 19.84 | 20.25 | NO-ESTIMATION | NO-ESTIMATION | NO-ESTIMATION | NO-ESTIMATION | CAPACITY-FACTOR-V1
GBR | United Kingdom | Cobbs Cross Solar Park |  | GBR0001089 | 5 | 51.1124 | -3.0371 | Solar |  |  |  |  | PS Renewables | UK Renewable Energy Planning Database | https://www.gov.uk/government/collections/renewable-energy-planning-data | UK Renewable Energy Planning Database | 1107364 | [9 empty] | 7.57 | 7.62 | 7.49 | 7.50 | 7.7 | NO-ESTIMATION | NO-ESTIMATION | NO-ESTIMATION | NO-ESTIMATION | CAPACITY-FACTOR-V1
GBR | United Kingdom | Redlands Farm |  | GBR0001764 | 6.2 | 51.1129 | -2.8192 | Solar |  |  |  |  | juwi Renewable Energies | UK Renewable Energy Planning Database | https://www.gov.uk/government/collections/renewable-energy-planning-data | UK Renewable Energy Planning Database | [10 empty] | 9.22 | 9.21 | 9.12 | 9.16 | 9.48 | NO-ESTIMATION | NO-ESTIMATION | NO-ESTIMATION | NO-ESTIMATION | CAPACITY-FACTOR-V1
GBR | United Kingdom | Barley Wood Farm Lane (Gaston Lane - resubmission) |  | GBR0001474 | 5.4 | 51.1147 | -0.9782 | Solar |  |  |  |  | Lightsource Renewable Energy | UK Renewable Energy Planning Database | https://www.gov.uk/government/collections/renewable-energy-planning-data | UK Renewable Energy Planning Database | [10 empty] | 8.05 | 8.22 | 8.14 | 8.16 | 8.29 | SOLAR-V1-NO-AGE | SOLAR-V1-NO-AGE | SOLAR-V1-NO-AGE | SOLAR-V1-NO-AGE | SOLAR-V1-NO-AGE
GBR | United Kingdom | Dunsfold |  | GBR0001084 | 2.0006 | 51.1193 | -0.5448 | Solar |  |  |  |  | Dunsfold Park Ltd | UK Renewable Energy Planning Database | https://www.gov.uk/government/collections/renewable-energy-planning-data | UK Renewable Energy Planning Database | 1096718 | [9 empty] | 2.88 | 2.89 | 2.92 | 2.92 | 2.88 | SOLAR-V1-NO-AGE | SOLAR-V1-NO-AGE | SOLAR-V1-NO-AGE | SOLAR-V1-NO-AGE | SOLAR-V1-NO-AGE
GBR | United Kingdom | Park Wall Solar Park |  | GBR0001103 | 5 | 51.1195 | -2.9710 | Solar | [5 empty] | UK Renewable Energy Planning Database | https://www.gov.uk/government/collections/renewable-energy-planning-data | UK Renewable Energy Planning Database | 1101548 | [9 empty] | 7.56 | 7.59 | 7.47 | 7.50 | 7.7 | HYDRO-V1 | HYDRO-V1 | HYDRO-V1 | HYDRO-V1 | HYDRO-V1
GBR | United Kingdom | Summerway Drove |  | GBR0001046 | 2 | 51.1227 | -2.9657 | Solar |  |  |  |  | BNRG Renewables | UK Renewable Energy Planning Database | https://www.gov.uk/government/collections/renewable-energy-planning-data | UK Renewable Energy Planning Database | 1088693 | [9 empty] | 2.89 | 2.90 | 2.88 | 2.89 | 2.92 | HYDRO-V1 | HYDRO-V1 | HYDRO-V1 | HYDRO-V1 | HYDRO-V1
GBR | United Kingdom | Worsted Farm |  | GBR2001095 | 5 | 51.1245 | 0.0155 | Solar |  |  |  |  | S4N Worsted/ | UK Renewable Energy Planning Database | https://www.gov.uk/government/collections/renewable-energy-planning-data | UK Renewable Energy Planning Database | [10 empty] | 7.48 | 7.58 | 7.62 | 7.61 | 7.69 | SOLAR-V1-NO-AGE | SOLAR-V1-NO-AGE | SOLAR-V1-NO-AGE | SOLAR-V1-NO-AGE | SOLAR-V1-NO-AGE
GBR | United Kingdom | Bratton Fleming Solar Farm |  | GBR0001557 | 5 | 51.1252 | -3.9249 | Solar |  |  |  |  | Wessex Solar Energy | UK Renewable Energy Planning Database | https://www.gov.uk/government/collections/renewable-energy-planning-data | UK Renewable Energy Planning Database | [10 empty] | 7.48 | 7.57 | 7.49 | 7.51 | 7.75 | SOLAR-V1-NO-AGE | SOLAR-V1-NO-AGE | SOLAR-V1-NO-AGE | SOLAR-V1-NO-AGE | SOLAR-V1-NO-AGE
GBR | United Kingdom | Whitley Farm (2 of 2) |  | GBR0002092 | 3.5 | 51.1285 | -2.7844 | Solar |  |  |  |  | British Solar Renewables | UK Renewable Energy Planning Database | https://www.gov.uk/government/collections/renewable-energy-planning-data | UK Renewable Energy Planning Database | [10 empty] | 5.16 | 5.19 | 5.12 | 5.16 | 5.21 | SOLAR-V1-NO-AGE | SOLAR-V1-NO-AGE | SOLAR-V1-NO-AGE | SOLAR-V1-NO-AGE | SOLAR-V1-NO-AGE
GBR | United Kingdom | Whitley (Ashcott Farm) Solar Park |  | GBR0002091 | 7.5702 | 51.1303 | -2.7953 | Solar |  |  |  |  | British Solar Renewables | UK Renewable Energy Planning Database | https://www.gov.uk/government/collections/renewable-energy-planning-data | UK Renewable Energy Planning Database | [10 empty] | 11.29 | 11.44 | 11.15 | 11.21 | 11.6 | HYDRO-V1 | HYDRO-V1 | HYDRO-V1 | HYDRO-V1 | HYDRO-V1
GBR | United Kingdom | Capeland Farm |  | GBR0001943 | 8.3 | 51.1312 | -3.9082 | Solar |  |  |  |  | juwi Renewable Energies | UK Renewable Energy Planning Database | https://www.gov.uk/government/collections/renewable-energy-planning-data | UK Renewable Energy Planning Database | [10 empty] | 12.03 | 12.29 | 12.02 | 12.06 | 12.55 | SOLAR-V1-NO-AGE | SOLAR-V1-NO-AGE | SOLAR-V1-NO-AGE | SOLAR-V1-NO-AGE | SOLAR-V1-NO-AGE
GBR | United Kingdom | Land to the north and south of Cakers Lane (Wilsom) |  | GBR0004986 | 11 | 51.1424 | -0.9501 | Solar |  |  |  |  | Canadian Solar | UK Renewable Energy Planning Database | https://www.gov.uk/government/collections/renewable-energy-planning-data | UK Renewable Energy Planning Database | [10 empty] | 16.53 | 16.99 | 16.79 | 16.83 | 17.21 | NO-ESTIMATION | NO-ESTIMATION | NO-ESTIMATION | NO-ESTIMATION | NO-ESTIMATION
GBR | United Kingdom | Wilsom Farm |  | GBR0001515 | 11 | 51.1424 | -0.9501 | Solar |  |  |  |  | Canadian solar | UK Renewable Energy Planning Database | https://www.gov.uk/government/collections/renewable-energy-planning-data | UK Renewable Energy Planning Database | [10 empty] | 16.53 | 16.99 | 16.79 | 16.83 | 17.21 | HYDRO-V1 | HYDRO-V1 | HYDRO-V1 | HYDRO-V1 | HYDRO-V1
GBR | United Kingdom | Blatchworthy |  | GBR0001605 | 1.4125 | 51.1461 | -4.1377 | Solar |  |  |  |  | Lightsource Renewable Energy | UK Renewable Energy Planning Database | https://www.gov.uk/government/collections/renewable-energy-planning-data | UK Renewable Energy Planning Database | [10 empty] | 1.99 | 2.01 | 2.02 | 2.02 | 2.02 | NO-ESTIMATION | NO-ESTIMATION | NO-ESTIMATION | NO-ESTIMATION | CAPACITY-FACTOR-V1
GBR | United Kingdom | West Hill Farm (solar) |  | GBR0001828 | 7.3 | 51.1461 | -4.1377 | Solar |  |  |  |  | Lumicity | UK Renewable Energy Planning Database | https://www.gov.uk/government/collections/renewable-energy-planning-data | UK Renewable Energy Planning Database | 1099605 | [9 empty] | 10.75 | 11.10 | 10.99 | 11.03 | 11.27 | NO-ESTIMATION | NO-ESTIMATION | NO-ESTIMATION | NO-ESTIMATION | CAPACITY-FACTOR-V1
GBR | United Kingdom | Pylle Southern solar park (Lower Easton Farm) |  | GBR0004729 | 5 | 51.1463 | -2.5395 | Solar |  |  |  |  | Pylle Solar/ John Laing | UK Renewable Energy Planning Database | https://www.gov.uk/government/collections/renewable-energy-planning-data | UK Renewable Energy Planning Database | 1112246 | [9 empty] | 7.60 | 7.59 | 7.49 | 7.50 | 7.7 | NO-ESTIMATION | NO-ESTIMATION | NO-ESTIMATION | NO-ESTIMATION | CAPACITY-FACTOR-V1
GBR | United Kingdom | Land At Guston Court Farm |  | GBR0004952 | 5 | 51.1487 | 1.3283 | Solar |  |  |  |  | Conergy West Sussex | UK Renewable Energy Planning Database | https://www.gov.uk/government/collections/renewable-energy-planning-data | UK Renewable Energy Planning Database | 1108427 | [9 empty] | 7.56 | 7.88 | 7.63 | 7.63 | 7.98 | HYDRO-V1 | HYDRO-V1 | HYDRO-V1 | HYDRO-V1 | HYDRO-V1
GBR | United Kingdom | West Hill Farm |  | GBR0004740 | 2.4 | 51.1504 | -4.1312 | Solar |  |  |  |  | Hazel Capital LLP | UK Renewable Energy Planning Database | https://www.gov.uk/government/collections/renewable-energy-planning-data | UK Renewable Energy Planning Database | [10 empty] | 3.46 | 3.49 | 3.49 | 3.49 | 3.51 | NO-ESTIMATION | NO-ESTIMATION | NO-ESTIMATION | NO-ESTIMATION | CAPACITY-FACTOR-V1
GBR | United Kingdom | Boscombe Airfield |  | GBR0002345 | 12.3 | 51.1514 | -1.7379 | Solar |  |  |  |  | Lark Energy | UK Renewable Energy Planning Database | https://www.gov.uk/government/collections/renewable-energy-planning-data | UK Renewable Energy Planning Database | [10 empty] | 18.74 | 18.77 | 18.45 | 18.56 | 19.25 | NO-ESTIMATION | NO-ESTIMATION | NO-ESTIMATION | NO-ESTIMATION | CAPACITY-FACTOR-V1
GBR | United Kingdom | Barton Close Solar Park |  | GBR0001864 | 4.6103 | 51.1539 | -4.1740 | Solar |  |  |  |  | British Solar Renewables | UK Renewable Energy Planning Database | https://www.gov.uk/government/collections/renewable-energy-planning-data | UK Renewable Energy Planning Database | [10 empty] | 7.09 | 7.21 | 7.13 | 7.20 | 7.33 | SOLAR-V1-NO-AGE | SOLAR-V1-NO-AGE | SOLAR-V1-NO-AGE | SOLAR-V1-NO-AGE | SOLAR-V1-NO-AGE
GBR | United Kingdom | Fullenton Solar Farm |  | GBR0005472 | 4.2 | 51.1558 | -1.4581 | Solar |  |  |  |  | Tealing Solar Parks | UK Renewable Energy Planning Database | https://www.gov.uk/government/collections/renewable-energy-planning-data | UK Renewable Energy Planning Database | [10 empty] | 6.14 | 6.14 | 6.20 | 6.14 | 6.14 | HYDRO-V1 | HYDRO-V1 | HYDRO-V1 | HYDRO-V1 | HYDRO-V1
GBR | United Kingdom | Widehurst Farm |  | GBR0005824 | 5 | 51.1593 | 0.5089 | Solar |  |  |  |  | Wirsol (formerly Susenco) | UK Renewable Energy Planning Database | https://www.gov.uk/government/collections/renewable-energy-planning-data | UK Renewable Energy Planning Database | [10 empty] | 7.48 | 7.89 | 7.57 | 7.58 | 7.73 | SOLAR-V1-NO-AGE | SOLAR-V1-NO-AGE | SOLAR-V1-NO-AGE | SOLAR-V1-NO-AGE | SOLAR-V1-NO-AGE
GBR | United Kingdom | Saxley Farm |  | GBR0001333 | 5 | 51.1610 | -1.5363 | Solar |  |  |  |  | Solar Century/ Bluefield Solar | UK Renewable Energy Planning Database | https://www.gov.uk/government/collections/renewable-energy-planning-data | UK Renewable Energy Planning Database | 1101876 | [9 empty] | 7.56 | 7.55 | 7.56 | 7.48 | 7.71 | NO-ESTIMATION | NO-ESTIMATION | NO-ESTIMATION | NO-ESTIMATION | NO-ESTIMATION
GBR | United Kingdom | Westover Farm - resubmission |  | GBR0002090 | 7 | 51.1621 | -1.5062 | Solar |  |  |  |  | Mrs Victoria Prescott | UK Renewable Energy Planning Database | https://www.gov.uk/government/collections/renewable-energy-planning-data | UK Renewable Energy Planning Database | 1101574 | [9 empty] | 10.41 | 10.48 | 10.48 | 10.33 | 10.69 | NO-ESTIMATION | NO-ESTIMATION | NO-ESTIMATION | NO-ESTIMATION | CAPACITY-FACTOR-V1
GBR | United Kingdom | Abbots Ann |  | GBR0004874 | 7 | 51.1636 | -1.5123 | Solar |  |  |  |  | British Solar Renewables | UK Renewable Energy Planning Database | https://www.gov.uk/government/collections/renewable-energy-planning-data | UK Renewable Energy Planning Database | [10 empty] | 10.41 | 10.48 | 10.48 | 10.33 | 10.69 | SOLAR-V1-NO-AGE | SOLAR-V1-NO-AGE | SOLAR-V1-NO-AGE | SOLAR-V1-NO-AGE | SOLAR-V1-NO-AGE
GBR | United Kingdom | Oaklands Farm - resubmission |  | GBR0001925 | 6.9 | 51.1682 | 0.8078 | Solar |  |  |  |  | Lightsource Renewable Energy | UK Renewable Energy Planning Database | https://www.gov.uk/government/collections/renewable-energy-planning-data | UK Renewable Energy Planning Database | [10 empty] | 10.16 | 10.78 | 10.36 | 10.51 | 10.5 | NO-ESTIMATION | NO-ESTIMATION | NO-ESTIMATION | NO-ESTIMATION | CAPACITY-FACTOR-V1
GBR | United Kingdom | Upper Farm solar park |  | GBR0002082 | 12 | 51.1721 | -1.0997 | Solar |  |  |  |  | Kronos Solar | UK Renewable Energy Planning Database | https://www.gov.uk/government/collections/renewable-energy-planning-data | UK Renewable Energy Planning Database | 1105063 | [9 empty] | 18.02 | 18.44 | 18.35 | 18.40 | 18.82 | HYDRO-V1 | HYDRO-V1 | HYDRO-V1 | HYDRO-V1 | HYDRO-V1
GBR | United Kingdom | Higher Bye |  | GBR0002342 | 6.7906 | 51.1726 | -3.3597 | Solar |  |  |  |  | Anesco | UK Renewable Energy Planning Database | https://www.gov.uk/government/collections/renewable-energy-planning-data | UK Renewable Energy Planning Database | [10 empty] | 10.05 | 10.09 | 9.96 | 10.01 | 10.35 | SOLAR-V1-NO-AGE | SOLAR-V1-NO-AGE | SOLAR-V1-NO-AGE | SOLAR-V1-NO-AGE | SOLAR-V1-NO-AGE
GBR | United Kingdom | Paddock Wood |  | GBR0002266 | 9.2 | 51.1726 | 0.4120 | Solar |  |  |  |  | Foresight Solar Fund | UK Renewable Energy Planning Database | https://www.gov.uk/government/collections/renewable-energy-planning-data | UK Renewable Energy Planning Database | 1107387 | [9 empty] | 13.71 | 14.45 | 13.98 | 13.96 | 14.33 | HYDRO-V1 | HYDRO-V1 | HYDRO-V1 | HYDRO-V1 | HYDRO-V1
GBR | United Kingdom | Land at East Farm - extension |  | GBR0001915 | 6 | 51.1751 | -2.0110 | Solar |  |  |  |  | J.M. Stratton & Co. | UK Renewable Energy Planning Database | https://www.gov.uk/government/collections/renewable-energy-planning-data | UK Renewable Energy Planning Database | [10 empty] | 8.98 | 8.99 | 8.82 | 8.86 | 9.17 | HYDRO-V1 | HYDRO-V1 | HYDRO-V1 | HYDRO-V1 | HYDRO-V1
GBR | United Kingdom | Puriton |  | GBR0001047 | 4.5677 | 51.1757 | -2.9675 | Solar |  |  |  |  | BNRG Renewables | UK Renewable Energy Planning Database | https://www.gov.uk/government/collections/renewable-energy-planning-data | UK Renewable Energy Planning Database | 1088694 | [9 empty] | 7.03 | 7.07 | 6.98 | 7.01 | 7.15 | NO-ESTIMATION | NO-ESTIMATION | NO-ESTIMATION | NO-ESTIMATION | CAPACITY-FACTOR-V1
GBR | United Kingdom | Pyde Drove |  | GBR0002015 | 7 | 51.1781 | -2.9237 | Solar |  |  |  |  | Wessex Solar Energy | UK Renewable Energy Planning Database | https://www.gov.uk/government/collections/renewable-energy-planning-data | UK Renewable Energy Planning Database | 1101945 | [9 empty] | 10.41 | 10.52 | 10.30 | 10.33 | 10.68 | NO-ESTIMATION | NO-ESTIMATION | NO-ESTIMATION | NO-ESTIMATION | CAPACITY-FACTOR-V1
GBR | United Kingdom | Capel Grange Solar Park |  | GBR0004936 | 6.6 | 51.1781 | 0.3596 | Solar |  |  |  |  | West Coast Energy | UK Renewable Energy Planning Database | https://www.gov.uk/government/collections/renewable-energy-planning-data | UK Renewable Energy Planning Database | [10 empty] | 9.73 | 10.01 | 9.90 | 9.90 | 10.14 | SOLAR-V1-NO-AGE | SOLAR-V1-NO-AGE | SOLAR-V1-NO-AGE | SOLAR-V1-NO-AGE | SOLAR-V1-NO-AGE
GBR | United Kingdom | East Farm |  | GBR0001748 | 6.8429 | 51.1783 | -2.0196 | Solar |  |  |  |  | Anesco | UK Renewable Energy Planning Database | https://www.gov.uk/government/collections/renewable-energy-planning-data | UK Renewable Energy Planning Database | [10 empty] | 10.25 | 10.29 | 10.07 | 10.12 | 10.46 | NO-ESTIMATION | NO-ESTIMATION | NO-ESTIMATION | NO-ESTIMATION | CAPACITY-FACTOR-V1
GBR | United Kingdom | Puriton Landfill Solar Farm |  | GBR0002190 | 11.4 | 51.1788 | -2.9784 | Solar |  |  |  |  | SBC Renewables | UK Renewable Energy Planning Database | https://www.gov.uk/government/collections/renewable-energy-planning-data | UK Renewable Energy Planning Database | 1088694 | [9 empty] | 17.25 | 17.42 | 17.09 | 17.15 | 17.76 | NO-ESTIMATION | NO-ESTIMATION | NO-ESTIMATION | NO-ESTIMATION | CAPACITY-FACTOR-V1
GBR | United Kingdom | Owls Lodge |  | GBR0001247 | 10.0046 | 51.1843 | -1.3737 | Solar |  |  |  |  | Anesco (previously AEE Renewables) | UK Renewable Energy Planning Database | https://www.gov.uk/government/collections/renewable-energy-planning-data | UK Renewable Energy Planning Database | 1101745 | [9 empty] | 14.98 | 15.07 | 15.08 | 14.86 | 15.47 | SOLAR-V1-NO-AGE | SOLAR-V1-NO-AGE | SOLAR-V1-NO-AGE | SOLAR-V1-NO-AGE | SOLAR-V1-NO-AGE
GBR | United Kingdom | Monksham Solar Farm |  | GBR0002039 | 10.7 | 51.1846 | -2.3358 | Solar |  |  |  |  | John Laing Environmental Assets Group | UK Renewable Energy Planning Database | https://www.gov.uk/government/collections/renewable-energy-planning-data | UK Renewable Energy Planning Database | 1108890 | [9 empty] | 16.35 | 16.29 | 16.13 | 16.17 | 16.75 | NO-ESTIMATION | NO-ESTIMATION | NO-ESTIMATION | NO-ESTIMATION | CAPACITY-FACTOR-V1
GBR | United Kingdom | Hadlow Solar Park |  | GBR0001905 | 18.9218 | 51.1869 | 0.3409 | Solar |  |  |  |  | Hadlow Solar Park | UK Renewable Energy Planning Database | https://www.gov.uk/government/collections/renewable-energy-planning-data | UK Renewable Energy Planning Database | [10 empty] | 28.45 | 29.11 | 28.83 | 28.85 | 29.69 | SOLAR-V1-NO-AGE | SOLAR-V1-NO-AGE | SOLAR-V1-NO-AGE | SOLAR-V1-NO-AGE | SOLAR-V1-NO-AGE
GBR | United Kingdom | Owls Lodge Farm Extension |  | GBR0001538 | 5 | 51.1876 | -1.3674 | Solar |  |  |  |  | Anesco | UK Renewable Energy Planning Database | https://www.gov.uk/government/collections/renewable-energy-planning-data | UK Renewable Energy Planning Database | 1101745 | [9 empty] | 7.56 | 7.55 | 7.56 | 7.48 | 7.71 | HYDRO-V1 | HYDRO-V1 | HYDRO-V1 | HYDRO-V1 | HYDRO-V1
GBR | United Kingdom | Huntspill Level Solar Park |  | GBR0005440 | 5.5 | 51.1943 | -2.9620 | Solar |  |  |  |  | Wessex Solar Energy | UK Renewable Energy Planning Database | https://www.gov.uk/government/collections/renewable-energy-planning-data | UK Renewable Energy Planning Database | [10 empty] | 8.27 | 8.30 | 8.18 | 8.21 | 8.43 | NO-ESTIMATION | NO-ESTIMATION | NO-ESTIMATION | NO-ESTIMATION | NO-ESTIMATION
GBR | United Kingdom | Shipton Bellinger - Park House Corner Solar Farm |  | GBR0001573 | 5.4 | 51.1947 | -1.6660 | Solar |  |  |  |  | Low Carbon Solar | UK Renewable Energy Planning Database | https://www.gov.uk/government/collections/renewable-energy-planning-data | UK Renewable Energy Planning Database | 1096709 | [9 empty] | 8.17 | 8.15 | 8.02 | 8.07 | 8.31 | SOLAR-V1-NO-AGE | SOLAR-V1-NO-AGE | SOLAR-V1-NO-AGE | SOLAR-V1-NO-AGE | SOLAR-V1-NO-AGE
GBR | United Kingdom | West Woodlands |  | GBR0004889 | 5 | 51.1948 | -2.3184 | Solar |  |  |  |  | Sunsave 24/ Vogt solar | UK Renewable Energy Planning Database | https://www.gov.uk/government/collections/renewable-energy-planning-data | UK Renewable Energy Planning Database | [10 empty] | 7.60 | 7.51 | 7.48 | 7.50 | 7.7 | SOLAR-V1-NO-AGE | SOLAR-V1-NO-AGE | SOLAR-V1-NO-AGE | SOLAR-V1-NO-AGE | SOLAR-V1-NO-AGE
GBR | United Kingdom | Parkhouse Corner (Orta Solar) |  | GBR0001385 | 6.6 | 51.1955 | -1.6752 | Solar |  |  |  |  | Orta Solar | UK Renewable Energy Planning Database | https://www.gov.uk/government/collections/renewable-energy-planning-data | UK Renewable Energy Planning Database | 1096710 | [9 empty] | 9.88 | 9.90 | 9.70 | 9.75 | 10.09 | HYDRO-V1 | HYDRO-V1 | HYDRO-V1 | HYDRO-V1 | HYDRO-V1
GBR | United Kingdom | Cowdown Lane |  | GBR0001983 | 40 | 51.1961 | -1.4601 | Solar |  |  |  |  | Equitix | UK Renewable Energy Planning Database | https://www.gov.uk/government/collections/renewable-energy-planning-data | UK Renewable Energy Planning Database | [10 empty] | 56.98 | 56.94 | 56.42 | 56.52 | 58.57 | NO-ESTIMATION | NO-ESTIMATION | NO-ESTIMATION | NO-ESTIMATION | NO-ESTIMATION
GBR | United Kingdom | Holwell Hill |  | GBR0002004 | 6 | 51.1983 | -2.3840 | Solar |  |  |  |  | Lightsource Renewable Energy | UK Renewable Energy Planning Database | https://www.gov.uk/government/collections/renewable-energy-planning-data | UK Renewable Energy Planning Database | [10 empty] | 8.98 | 8.91 | 8.83 | 8.85 | 9.13 | SOLAR-V1-NO-AGE | SOLAR-V1-NO-AGE | SOLAR-V1-NO-AGE | SOLAR-V1-NO-AGE | SOLAR-V1-NO-AGE
GBR | United Kingdom | Lains Farm |  | GBR0001840 | 5 | 51.1987 | -1.6116 | Solar |  |  |  |  | INRG | UK Renewable Energy Planning Database | https://www.gov.uk/government/collections/renewable-energy-planning-data | UK Renewable Energy Planning Database | [10 empty] | 7.60 | 7.57 | 7.46 | 7.50 | 7.74 | SOLAR-V1-NO-AGE | SOLAR-V1-NO-AGE | SOLAR-V1-NO-AGE | SOLAR-V1-NO-AGE | SOLAR-V1-NO-AGE
GBR | United Kingdom | New Row Farm |  | GBR0002133 | 3.9 | 51.2042 | -2.5281 | Solar |  |  |  |  | Lightsource Renewable Energy | UK Renewable Energy Planning Database | https://www.gov.uk/government/collections/renewable-energy-planning-data | UK Renewable Energy Planning Database | [10 empty] | 5.76 | 5.76 | 5.71 | 5.72 | 5.78 | NO-ESTIMATION | NO-ESTIMATION | NO-ESTIMATION | NO-ESTIMATION | CAPACITY-FACTOR-V1
GBR | United Kingdom | Marsh House Solar Park |  | GBR0001233 | 5.5 | 51.2056 | -0.8486 | Solar |  |  |  |  | Constantine Land Ltd | UK Renewable Energy Planning Database | https://www.gov.uk/government/collections/renewable-energy-planning-data | UK Renewable Energy Planning Database | 1103254 | [9 empty] | 8.18 | 8.38 | 8.29 | 8.35 | 8.44 | NO-ESTIMATION | NO-ESTIMATION | NO-ESTIMATION | NO-ESTIMATION | NO-ESTIMATION
GBR | United Kingdom | Crapnell Farm Solar Farm |  | GBR0001522 | 5.4 | 51.2091 | -2.5784 | Solar |  |  |  |  | Lightsource Renewable Energy | UK Renewable Energy Planning Database | https://www.gov.uk/government/collections/renewable-energy-planning-data | UK Renewable Energy Planning Database | 1106911 | [9 empty] | 8.17 | 8.07 | 8.03 | 8.06 | 8.27 | NO-ESTIMATION | NO-ESTIMATION | NO-ESTIMATION | NO-ESTIMATION | CAPACITY-FACTOR-V1
GBR | United Kingdom | Tilmanstone Colliery |  | GBR0002075 | 10 | 51.2098 | 1.2764 | Solar |  |  |  |  | Ovenden Plant Hire Limited | UK Renewable Energy Planning Database | https://www.gov.uk/government/collections/renewable-energy-planning-data | UK Renewable Energy Planning Database | [10 empty] | 14.83 | 15.75 | 15.26 | 15.30 | 15.92 | NO-ESTIMATION | NO-ESTIMATION | NO-ESTIMATION | NO-ESTIMATION | CAPACITY-FACTOR-V1
GBR | United Kingdom | Andover Solar Farm |  | GBR0001570 | 5 | 51.2112 | -1.5364 | Solar |  |  |  |  | The Clark Trustees | UK Renewable Energy Planning Database | https://www.gov.uk/government/collections/renewable-energy-planning-data | UK Renewable Energy Planning Database | [10 empty] | 7.57 | 7.55 | 7.48 | 7.48 | 7.75 | NO-ESTIMATION | NO-ESTIMATION | NO-ESTIMATION | NO-ESTIMATION | CAPACITY-FACTOR-V1
GBR | United Kingdom | Pitts Farm (revised application) |  | GBR0002127 | 2.6 | 51.2138 | -2.5858 | Solar | [5 empty] | UK Renewable Energy Planning Database | https://www.gov.uk/government/collections/renewable-energy-planning-data | UK Renewable Energy Planning Database | [10 empty] | 3.77 | 3.74 | 3.76 | 3.77 | 3.81 | NO-ESTIMATION | NO-ESTIMATION | NO-ESTIMATION | NO-ESTIMATION | CAPACITY-FACTOR-V1
GBR | United Kingdom | Frying Down Copse Solar Farm |  | GBR0001342 | 5 | 51.2142 | -1.0694 | Solar | [5 empty] | UK Renewable Energy Planning Database | https://www.gov.uk/government/collections/renewable-energy-planning-data | UK Renewable Energy Planning Database | [10 empty] | 7.56 | 7.56 | 7.58 | 7.60 | 7.64 | SOLAR-V1-NO-AGE | SOLAR-V1-NO-AGE | SOLAR-V1-NO-AGE | SOLAR-V1-NO-AGE | SOLAR-V1-NO-AGE
GBR | United Kingdom | Yardwall Manor |  | GBR0002201 | 3 | 51.2217 | -2.9116 | Solar |  |  |  |  | Hadstone Energy | UK Renewable Energy Planning Database | https://www.gov.uk/government/collections/renewable-energy-planning-data | UK Renewable Energy Planning Database | 1108390 | [9 empty] | 4.45 | 4.50 | 4.45 | 4.47 | 4.51 | NO-ESTIMATION | NO-ESTIMATION | NO-ESTIMATION | NO-ESTIMATION | CAPACITY-FACTOR-V1
GBR | United Kingdom | Hawkers Farm (resubmission) |  | GBR0004757 | 9.5 | 51.2244 | -2.7639 | Solar |  |  |  |  | Greenfields (A) | UK Renewable Energy Planning Database | https://www.gov.uk/government/collections/renewable-energy-planning-data | UK Renewable Energy Planning Database | 1107420 | [9 empty] | 14.30 | 14.30 | 14.13 | 14.18 | 14.71 | SOLAR-V1-NO-AGE | SOLAR-V1-NO-AGE | SOLAR-V1-NO-AGE | SOLAR-V1-NO-AGE | SOLAR-V1-NO-AGE
GBR | United Kingdom | Watchfield Lawn |  | GBR0001681 | 10.2 | 51.2253 | -2.9446 | Solar |  |  |  |  | Belltown Power | UK Renewable Energy Planning Database | https://www.gov.uk/government/collections/renewable-energy-planning-data | UK Renewable Energy Planning Database | [10 empty] | 15.23 | 15.41 | 15.09 | 15.14 | 15.68 | SOLAR-V1-NO-AGE | SOLAR-V1-NO-AGE | SOLAR-V1-NO-AGE | SOLAR-V1-NO-AGE | SOLAR-V1-NO-AGE
GBR | United Kingdom | Hawkers Farm |  | GBR0005343 | 2.5 | 51.2256 | -2.7641 | Solar |  |  |  |  | Greenfields (A) | UK Renewable Energy Planning Database | https://www.gov.uk/government/collections/renewable-energy-planning-data | UK Renewable Energy Planning Database | 1107420 | [9 empty] | 3.64 | 3.62 | 3.63 | 3.64 | 3.68 | NO-ESTIMATION | NO-ESTIMATION | NO-ESTIMATION | NO-ESTIMATION | CAPACITY-FACTOR-V1
GBR | United Kingdom | East Lenham Solar Farm |  | GBR0001816 | 6.6 | 51.2274 | 0.7119 | Solar |  |  |  |  | Laurence Associates | UK Renewable Energy Planning Database | https://www.gov.uk/government/collections/renewable-energy-planning-data | UK Renewable Energy Planning Database | 1115196 | [9 empty] | 9.72 | 10.46 | 9.88 | 9.99 | 10.12 | NO-ESTIMATION | NO-ESTIMATION | NO-ESTIMATION | NO-ESTIMATION | CAPACITY-FACTOR-V1
GBR | United Kingdom | Land at Mill Farm |  | GBR0001747 | 1 | 51.2291 | -2.8218 | Solar |  |  |  |  | Community Power Ltd | UK Renewable Energy Planning Database | https://www.gov.uk/government/collections/renewable-energy-planning-data | UK Renewable Energy Planning Database | [10 empty] | 1.43 | 1.50 | 1.49 | 1.49 | 1.51 | SOLAR-V1-NO-AGE | SOLAR-V1-NO-AGE | SOLAR-V1-NO-AGE | SOLAR-V1-NO-AGE | SOLAR-V1-NO-AGE
GBR | United Kingdom | Land at Soho Farm |  | GBR0001743 | 1.5 | 51.2311 | -2.4367 | Solar |  |  |  |  | Mells Park Trust | UK Renewable Energy Planning Database | https://www.gov.uk/government/collections/renewable-energy-planning-data | UK Renewable Energy Planning Database | [10 empty] | 2.13 | 2.17 | 2.14 | 2.14 | 2.17 | SOLAR-V1-NO-AGE | SOLAR-V1-NO-AGE | SOLAR-V1-NO-AGE | SOLAR-V1-NO-AGE | SOLAR-V1-NO-AGE
GBR | United Kingdom | Knowlton |  | GBR0001382 | 11.541 | 51.2349 | 1.2649 | Solar |  |  |  |  | Sunsave 20 (Knowlton) Ltd/ Vogt Solar | UK Renewable Energy Planning Database | https://www.gov.uk/government/collections/renewable-energy-planning-data | UK Renewable Energy Planning Database | [10 empty] | 17.33 | 18.43 | 17.79 | 17.84 | 18.52 | NO-ESTIMATION | NO-ESTIMATION | NO-ESTIMATION | NO-ESTIMATION | CAPACITY-FACTOR-V1
GBR | United Kingdom | Overton Solar Park |  | GBR0001848 | 3.7523 | 51.2497 | -1.2739 | Solar |  |  |  |  | British Solar Renewables | UK Renewable Energy Planning Database | https://www.gov.uk/government/collections/renewable-energy-planning-data | UK Renewable Energy Planning Database | [10 empty] | 5.54 | 5.52 | 5.47 | 5.48 | 5.59 | SOLAR-V1-NO-AGE | SOLAR-V1-NO-AGE | SOLAR-V1-NO-AGE | SOLAR-V1-NO-AGE | SOLAR-V1-NO-AGE
GBR | United Kingdom | Ashlawn Farm |  | GBR0002375 | 6.8 | 51.2557 | -2.9041 | Solar | [5 empty] | UK Renewable Energy Planning Database | https://www.gov.uk/government/collections/renewable-energy-planning-data | UK Renewable Energy Planning Database | [10 empty] | 9.97 | 9.99 | 9.98 | 10.18 | 10.16 | HYDRO-V1 | HYDRO-V1 | HYDRO-V1 | HYDRO-V1 | HYDRO-V1
GBR | United Kingdom | Shooters Bottom Solar Park |  | GBR0001575 | 7 | 51.2588 | -2.5864 | Solar |  |  |  |  | Anesco | UK Renewable Energy Planning Database | https://www.gov.uk/government/collections/renewable-energy-planning-data | UK Renewable Energy Planning Database | [10 empty] | 10.49 | 10.31 | 10.29 | 10.50 | 10.49 | SOLAR-V1-NO-AGE | SOLAR-V1-NO-AGE | SOLAR-V1-NO-AGE | SOLAR-V1-NO-AGE | SOLAR-V1-NO-AGE
GBR | United Kingdom | Grain Harvesters Ltd |  | GBR0001320 | 1 | 51.2667 | 1.2312 | Solar |  |  |  |  | Grain Harvesters Ltd | UK Renewable Energy Planning Database | https://www.gov.uk/government/collections/renewable-energy-planning-data | UK Renewable Energy Planning Database | [10 empty] | 1.49 | 1.53 | 1.49 | 1.51 | 1.51 | SOLAR-V1-NO-AGE | SOLAR-V1-NO-AGE | SOLAR-V1-NO-AGE | SOLAR-V1-NO-AGE | SOLAR-V1-NO-AGE
GBR | United Kingdom | Wick Lane Solar Ltd |  | GBR0005536 | 2.8 | 51.2698 | -2.9624 | Solar |  |  |  |  | Navitas Project | UK Renewable Energy Planning Database | https://www.gov.uk/government/collections/renewable-energy-planning-data | UK Renewable Energy Planning Database | [10 empty] | 4.11 | 4.12 | 4.12 | 4.14 | 4.13 | NO-ESTIMATION | NO-ESTIMATION | NO-ESTIMATION | NO-ESTIMATION | CAPACITY-FACTOR-V1
GBR | United Kingdom | Westbury (Closed) Landfill Site |  | GBR0001314 | 3.5 | 51.2730 | -2.1608 | Solar |  |  |  |  | Viridor | UK Renewable Energy Planning Database | https://www.gov.uk/government/collections/renewable-energy-planning-data | UK Renewable Energy Planning Database | 1044642 | [9 empty] | 5.27 | 5.13 | 5.14 | 5.20 | 5.16 | HYDRO-V1 | HYDRO-V1 | HYDRO-V1 | HYDRO-V1 | HYDRO-V1
GBR | United Kingdom | Littlebourne |  | GBR0002379 | 17 | 51.2738 | 1.1439 | Solar |  |  |  |  | Bluefield Solar Income Fund | UK Renewable Energy Planning Database | https://www.gov.uk/government/collections/renewable-energy-planning-data | UK Renewable Energy Planning Database | 1106206 | [9 empty] | 25.33 | 26.70 | 25.68 | 25.98 | 26.24 | NO-ESTIMATION | NO-ESTIMATION | NO-ESTIMATION | NO-ESTIMATION | NO-ESTIMATION
GBR | United Kingdom | Blenches Mill Solar Park |  | GBR0001969 | 6.0788 | 51.2746 | -2.1899 | Solar |  |  |  |  | British Solar Renewables (formerly know as Solar Power Generation) | UK Renewable Energy Planning Database | https://www.gov.uk/government/collections/renewable-energy-planning-data | UK Renewable Energy Planning Database | 1101573 | [9 empty] | 9.15 | 8.95 | 9.05 | 9.12 | 9.11 | SOLAR-V1-NO-AGE | SOLAR-V1-NO-AGE | SOLAR-V1-NO-AGE | SOLAR-V1-NO-AGE | SOLAR-V1-NO-AGE
GBR | United Kingdom | Marshborough Farm solar park (resubmission) |  | GBR0005117 | 5 | 51.2774 | 1.3072 | Solar |  |  |  |  | Vogt Solar | UK Renewable Energy Planning Database | https://www.gov.uk/government/collections/renewable-energy-planning-data | UK Renewable Energy Planning Database | [10 empty] | 7.49 | 7.84 | 7.56 | 7.63 | 7.69 | SOLAR-V1-NO-AGE | SOLAR-V1-NO-AGE | SOLAR-V1-NO-AGE | SOLAR-V1-NO-AGE | SOLAR-V1-NO-AGE
GBR | United Kingdom | Hungerford |  | GBR0005387 | 4.474 | 51.2798 | -0.8805 | Solar |  |  |  |  | Solstice Renewables | UK Renewable Energy Planning Database | https://www.gov.uk/government/collections/renewable-energy-planning-data | UK Renewable Energy Planning Database | [10 empty] | 6.70 | 6.66 | 6.57 | 6.58 | 6.55 | SOLAR-V1-NO-AGE | SOLAR-V1-NO-AGE | SOLAR-V1-NO-AGE | SOLAR-V1-NO-AGE | SOLAR-V1-NO-AGE
GBR | United Kingdom | Whitchurch |  | GBR0001620 | 6.52 | 51.2799 | -2.5256 | Solar |  |  |  |  | Anesco | UK Renewable Energy Planning Database | https://www.gov.uk/government/collections/renewable-energy-planning-data | UK Renewable Energy Planning Database | [10 empty] | 9.78 | 9.61 | 9.59 | 9.79 | 9.77 | HYDRO-V1 | HYDRO-V1 | HYDRO-V1 | HYDRO-V1 | HYDRO-V1
GBR | United Kingdom | Brook Hall Farm (resubmission) |  | GBR0005926 | 4.7 | 51.2802 | -2.2140 | Solar |  |  |  |  | South West Solar Parks (Brook Hall Farm SPV) | UK Renewable Energy Planning Database | https://www.gov.uk/government/collections/renewable-energy-planning-data | UK Renewable Energy Planning Database | [10 empty] | 7.52 | 7.40 | 7.44 | 7.50 | 7.5 | SOLAR-V1-NO-AGE | SOLAR-V1-NO-AGE | SOLAR-V1-NO-AGE | SOLAR-V1-NO-AGE | SOLAR-V1-NO-AGE
GBR | United Kingdom | Wick Farm Solar Park |  | GBR0002274 | 14.6 | 51.2871 | -2.9813 | Solar |  |  |  |  | Hadstone Energy/ Communities for Renewables | UK Renewable Energy Planning Database | https://www.gov.uk/government/collections/renewable-energy-planning-data | UK Renewable Energy Planning Database | 1105729 | [9 empty] | 22.33 | 21.94 | 21.90 | 22.28 | 22.45 | NO-ESTIMATION | NO-ESTIMATION | NO-ESTIMATION | NO-ESTIMATION | NO-ESTIMATION
GBR | United Kingdom | Taplins Farm solar park |  | GBR0002312 | 5.9 | 51.2885 | -0.8835 | Solar |  |  |  |  | PS Renewables | UK Renewable Energy Planning Database | https://www.gov.uk/government/collections/renewable-energy-planning-data | UK Renewable Energy Planning Database | [10 empty] | 8.87 | 8.88 | 8.69 | 8.71 | 8.81 | SOLAR-V1-NO-AGE | SOLAR-V1-NO-AGE | SOLAR-V1-NO-AGE | SOLAR-V1-NO-AGE | SOLAR-V1-NO-AGE
GBR | United Kingdom | Land at Poles Hole Farm |  | GBR2001089 | 6.8 | 51.2903 | -2.2314 | Solar |  |  |  |  | Sunsave 13 (Southwick) | UK Renewable Energy Planning Database | https://www.gov.uk/government/collections/renewable-energy-planning-data | UK Renewable Energy Planning Database | [10 empty] | 10.20 | 9.98 | 10.09 | 10.18 | 10.16 | NO-ESTIMATION | NO-ESTIMATION | NO-ESTIMATION | NO-ESTIMATION | CAPACITY-FACTOR-V1
GBR | United Kingdom | Land West Side of Axe and Cleaver Lane |  | GBR0005336 | 5 | 51.2921 | -2.2118 | Solar |  |  |  |  | Wessex Solar Energy | UK Renewable Energy Planning Database | https://www.gov.uk/government/collections/renewable-energy-planning-data | UK Renewable Energy Planning Database | [10 empty] | 7.64 | 7.48 | 7.56 | 7.62 | 7.61 | HYDRO-V1 | HYDRO-V1 | HYDRO-V1 | HYDRO-V1 | HYDRO-V1
GBR | United Kingdom | Land off Ford Lane |  | GBR0005572 | 4.7 | 51.3058 | 0.3443 | Solar |  |  |  |  | Trina Solar | UK Renewable Energy Planning Database | https://www.gov.uk/government/collections/renewable-energy-planning-data | UK Renewable Energy Planning Database | [10 empty] | 7.48 | 7.54 | 7.41 | 7.50 | 7.58 | SOLAR-V1-NO-AGE | SOLAR-V1-NO-AGE | SOLAR-V1-NO-AGE | SOLAR-V1-NO-AGE | SOLAR-V1-NO-AGE
GBR | United Kingdom | Lower End Farm |  | GBR0002159 | 4.9 | 51.3066 | -2.0387 | Solar |  |  |  |  | Good Energy Generation | UK Renewable Energy Planning Database | https://www.gov.uk/government/collections/renewable-energy-planning-data | UK Renewable Energy Planning Database | 1108425 | [9 empty] | 7.29 | 7.17 | 7.16 | 7.28 | 7.27 | NO-ESTIMATION | NO-ESTIMATION | NO-ESTIMATION | NO-ESTIMATION | CAPACITY-FACTOR-V1
GBR | United Kingdom | Stokes Marsh Farm |  | GBR0002358 | 16.6 | 51.3076 | -2.0846 | Solar |  |  |  |  | South West Solar Parks | UK Renewable Energy Planning Database | https://www.gov.uk/government/collections/renewable-energy-planning-data | UK Renewable Energy Planning Database | [10 empty] | 25.23 | 24.73 | 24.72 | 25.15 | 25.35 | NO-ESTIMATION | NO-ESTIMATION | NO-ESTIMATION | NO-ESTIMATION | NO-ESTIMATION
GBR | United Kingdom | Ebbsfleet Solar Farm |  | GBR0001981 | 5 | 51.3105 | 1.3389 | Solar |  |  |  |  | Thanet Solar Ltd/ Vogt Solar | UK Renewable Energy Planning Database | https://www.gov.uk/government/collections/renewable-energy-planning-data | UK Renewable Energy Planning Database | [10 empty] | 7.49 | 7.85 | 7.56 | 7.63 | 7.69 | SOLAR-V1-NO-AGE | SOLAR-V1-NO-AGE | SOLAR-V1-NO-AGE | SOLAR-V1-NO-AGE | SOLAR-V1-NO-AGE
GBR | United Kingdom | Hill End Farm |  | GBR0002001 | 2.8 | 51.3118 | -1.1114 | Solar |  |  |  |  | Lightsource Renewable Energy | UK Renewable Energy Planning Database | https://www.gov.uk/government/collections/renewable-energy-planning-data | UK Renewable Energy Planning Database | [10 empty] | 4.10 | 4.16 | 4.11 | 4.13 | 4.12 | SOLAR-V1-NO-AGE | SOLAR-V1-NO-AGE | SOLAR-V1-NO-AGE | SOLAR-V1-NO-AGE | SOLAR-V1-NO-AGE
GBR | United Kingdom | Ebbsfleet Farm Solar Farm |  | GBR0001041 | 4.9 | 51.3157 | 1.3458 | Solar |  |  |  |  | GKA Limited | UK Renewable Energy Planning Database | https://www.gov.uk/government/collections/renewable-energy-planning-data | UK Renewable Energy Planning Database | 1101506 | [9 empty] | 7.18 | 7.46 | 7.24 | 7.29 | 7.29 | NO-ESTIMATION | NO-ESTIMATION | NO-ESTIMATION | NO-ESTIMATION | NO-ESTIMATION
GBR | United Kingdom | Abbey Fields Farm |  | GBR0005394 | 5.3 | 51.3187 | 0.9029 | Solar |  |  |  |  | FR Solar Kent PV | UK Renewable Energy Planning Database | https://www.gov.uk/government/collections/renewable-energy-planning-data | UK Renewable Energy Planning Database | [10 empty] | 7.92 | 8.07 | 8.06 | 8.06 | 8.14 | NO-ESTIMATION | NO-ESTIMATION | NO-ESTIMATION | NO-ESTIMATION | CAPACITY-FACTOR-V1
GBR | United Kingdom | BIOSSENCE SOLAR PARK |  | GBR0001607 | 4.5 | 51.3202 | 0.4816 | Solar |  |  |  |  | AGR | UK Renewable Energy Planning Database | https://www.gov.uk/government/collections/renewable-energy-planning-data | UK Renewable Energy Planning Database | [10 empty] | 6.67 | 6.67 | 6.68 | 6.69 | 6.64 | NO-ESTIMATION | NO-ESTIMATION | NO-ESTIMATION | NO-ESTIMATION | NO-ESTIMATION
GBR | United Kingdom | Land north of Ashton Road |  | GBR0005498 | 4 | 51.3219 | -2.1549 | Solar |  |  |  |  | Conergy | UK Renewable Energy Planning Database | https://www.gov.uk/government/collections/renewable-energy-planning-data | UK Renewable Energy Planning Database | [10 empty] | 5.99 | 5.85 | 5.86 | 5.93 | 5.88 | NO-ESTIMATION | NO-ESTIMATION | NO-ESTIMATION | NO-ESTIMATION | CAPACITY-FACTOR-V1
GBR | United Kingdom | Woodlands Farm Solar Park |  | GBR0001516 | 10 | 51.3252 | 1.1240 | Solar |  |  |  |  | Lightsource Renewable Energy | UK Renewable Energy Planning Database | https://www.gov.uk/government/collections/renewable-energy-planning-data | UK Renewable Energy Planning Database | [10 empty] | 14.84 | 15.70 | 15.10 | 15.30 | 15.37 | NO-ESTIMATION | NO-ESTIMATION | NO-ESTIMATION | NO-ESTIMATION | CAPACITY-FACTOR-V1
GBR | United Kingdom | Trowle Common |  | GBR0004948 | 5 | 51.3265 | -2.2331 | Solar |  |  |  |  | Low Carbon | UK Renewable Energy Planning Database | https://www.gov.uk/government/collections/renewable-energy-planning-data | UK Renewable Energy Planning Database | [10 empty] | 7.64 | 7.48 | 7.56 | 7.62 | 7.61 | NO-ESTIMATION | NO-ESTIMATION | NO-ESTIMATION | NO-ESTIMATION | CAPACITY-FACTOR-V1
GBR | United Kingdom | Berry Court Farm |  | GBR2001026 | 4.2 | 51.3280 | -1.1122 | Solar |  |  |  |  | Green Switch Solutions - SOLD | UK Renewable Energy Planning Database | https://www.gov.uk/government/collections/renewable-energy-planning-data | UK Renewable Energy Planning Database | [10 empty] | 6.21 | 6.20 | 6.13 | 6.14 | 6.15 | NO-ESTIMATION | NO-ESTIMATION | NO-ESTIMATION | NO-ESTIMATION | CAPACITY-FACTOR-V1
GBR | United Kingdom | Cockhill Solar Farm |  | GBR0002343 | 20 | 51.3315 | -2.2240 | Solar |  |  |  |  | Next Energy Solar Fund Ltd | UK Renewable Energy Planning Database | https://www.gov.uk/government/collections/renewable-energy-planning-data | UK Renewable Energy Planning Database | 1107406 | [9 empty] | 30.66 | 30.06 | 30.33 | 30.57 | 30.8 | NO-ESTIMATION | NO-ESTIMATION | NO-ESTIMATION | NO-ESTIMATION | CAPACITY-FACTOR-V1
GBR | United Kingdom | Towerbrook Farm (Banwell Solar Farm) |  | GBR0001203 | 7.2 | 51.3315 | -2.8547 | Solar |  |  |  |  | Aquila Capital | UK Renewable Energy Planning Database | https://www.gov.uk/government/collections/renewable-energy-planning-data | UK Renewable Energy Planning Database | 1108085 | [9 empty] | 10.73 | 10.62 | 10.73 | 10.83 | 10.81 | NO-ESTIMATION | NO-ESTIMATION | NO-ESTIMATION | NO-ESTIMATION | CAPACITY-FACTOR-V1
GBR | United Kingdom | Thorne Farm |  | GBR0002073 | 6.2 | 51.3386 | 1.3476 | Solar |  |  |  |  | Lightsource Renewable Energy | UK Renewable Energy Planning Database | https://www.gov.uk/government/collections/renewable-energy-planning-data | UK Renewable Energy Planning Database | [10 empty] | 9.14 | 9.65 | 9.29 | 9.37 | 9.43 | NO-ESTIMATION | NO-ESTIMATION | NO-ESTIMATION | NO-ESTIMATION | CAPACITY-FACTOR-V1
GBR | United Kingdom | Marsh Farm Hilperton |  | GBR0002373 | 9.1 | 51.3422 | -2.1856 | Solar |  |  |  |  | Hilperton PV Ltd | UK Renewable Energy Planning Database | https://www.gov.uk/government/collections/renewable-energy-planning-data | UK Renewable Energy Planning Database | [10 empty] | 13.80 | 13.56 | 13.55 | 13.80 | 13.84 | NO-ESTIMATION | NO-ESTIMATION | NO-ESTIMATION | NO-ESTIMATION | NO-ESTIMATION
GBR | United Kingdom | Bowerhouse Farm |  | GBR0001518 | 8.3 | 51.3450 | -2.8611 | Solar |  |  |  |  | KWTN Solar | UK Renewable Energy Planning Database | https://www.gov.uk/government/collections/renewable-energy-planning-data | UK Renewable Energy Planning Database | 1108304 | [9 empty] | 12.13 | 12.03 | 12.13 | 12.24 | 12.25 | NO-ESTIMATION | NO-ESTIMATION | NO-ESTIMATION | NO-ESTIMATION | CAPACITY-FACTOR-V1
GBR | United Kingdom | Kingston Farm |  | GBR0001165 | 5 | 51.3466 | -2.2442 | Solar |  |  |  |  | Shaun Moulton | [18 empty] | NO-ESTIMATION | NO-ESTIMATION | NO-ESTIMATION | NO-ESTIMATION | CAPACITY-FACTOR-V1
GBR | United Kingdom | Chelwood Solar Farm |  | GBR0002298 | 5 | 51.3484 | -2.5157 | Solar |  |  |  |  | Mongoose Energy Coop | UK Renewable Energy Planning Database | https://www.gov.uk/government/collections/renewable-energy-planning-data | UK Renewable Energy Planning Database | [10 empty] | 7.62 | 7.49 | 7.47 | 7.62 | 7.61 | NO-ESTIMATION | NO-ESTIMATION | NO-ESTIMATION | NO-ESTIMATION | CAPACITY-FACTOR-V1
GBR | United Kingdom | Congresbury Solar Farm |  | GBR0001952 | 7.1 | 51.3501 | -2.8246 | Solar |  |  |  |  | Padero Solar Renewables | UK Renewable Energy Planning Database | https://www.gov.uk/government/collections/renewable-energy-planning-data | UK Renewable Energy Planning Database | [10 empty] | 10.57 | 10.46 | 10.57 | 10.66 | 10.65 | NO-ESTIMATION | NO-ESTIMATION | NO-ESTIMATION | NO-ESTIMATION | CAPACITY-FACTOR-V1
GBR | United Kingdom | Hunstrete (Wilmington Farm) |  | GBR0002153 | 2.3 | 51.3516 | -2.5039 | Solar |  |  |  |  | Bath & West Community Energy Ltd | UK Renewable Energy Planning Database | https://www.gov.uk/government/collections/renewable-energy-planning-data | UK Renewable Energy Planning Database | 1109182 | [9 empty] | 3.34 | 3.33 | 3.33 | 3.34 | 3.33 | NO-ESTIMATION | NO-ESTIMATION | NO-ESTIMATION | NO-ESTIMATION | CAPACITY-FACTOR-V1
GBR | United Kingdom | Owl's Hatch Solar Park |  | GBR0002255 | 51.9376 | 51.3516 | 1.0986 | Solar |  |  |  |  | Cubico Sustainable Investments | UK Renewable Energy Planning Database | https://www.gov.uk/government/collections/renewable-energy-planning-data | UK Renewable Energy Planning Database | 1115229 | [9 empty] | 73.65 | 77.30 | 74.03 | 75.07 | 76.28 | SOLAR-V1-NO-AGE | SOLAR-V1-NO-AGE | SOLAR-V1-NO-AGE | SOLAR-V1-NO-AGE | SOLAR-V1-NO-AGE
GBR | United Kingdom | Manston |  | GBR0001232 | 9.831 | 51.3519 | 1.3674 | Solar |  |  |  |  | Vogt Solar | UK Renewable Energy Planning Database | https://www.gov.uk/government/collections/renewable-energy-planning-data | UK Renewable Energy Planning Database | 1101496 | [9 empty] | 14.60 | 15.48 | 14.88 | 15.00 | 15.22 | NO-ESTIMATION | NO-ESTIMATION | NO-ESTIMATION | NO-ESTIMATION | CAPACITY-FACTOR-V1
GBR | United Kingdom | Manston Solar Farm extension (Westwood) |  | GBR0001359 | 9.2 | 51.3519 | 1.3745 | Solar |  |  |  |  | Sunsave 16 Ltd/ Vogt Solar | UK Renewable Energy Planning Database | https://www.gov.uk/government/collections/renewable-energy-planning-data | UK Renewable Energy Planning Database | 1101496 | [9 empty] | 13.73 | 14.55 | 13.98 | 14.10 | 14.28 | SOLAR-V1-NO-AGE | SOLAR-V1-NO-AGE | SOLAR-V1-NO-AGE | SOLAR-V1-NO-AGE | SOLAR-V1-NO-AGE
GBR | United Kingdom | Tonge Corner Farm |  | GBR0001924 | 22 | 51.3551 | 0.7808 | Solar |  |  |  |  | Martifer Solar (Voltalia) | UK Renewable Energy Planning Database | https://www.gov.uk/government/collections/renewable-energy-planning-data | UK Renewable Energy Planning Database | [10 empty] | 32.52 | 32.95 | 32.64 | 32.98 | 33.5 | NO-ESTIMATION | NO-ESTIMATION | NO-ESTIMATION | NO-ESTIMATION | CAPACITY-FACTOR-V1
GBR | United Kingdom | Molehill Farm |  | GBR0002367 | 18 | 51.3566 | 1.0854 | Solar |  |  |  |  | Bluefield Solar Income Fund | UK Renewable Energy Planning Database | https://www.gov.uk/government/collections/renewable-energy-planning-data | UK Renewable Energy Planning Database | 1106208 | [9 empty] | 27.19 | 28.68 | 27.53 | 27.85 | 28.36 | NO-ESTIMATION | NO-ESTIMATION | NO-ESTIMATION | NO-ESTIMATION | CAPACITY-FACTOR-V1
GBR | United Kingdom | Twin Elm Solar Farm |  | GBR0001208 | 1 | 51.3580 | -2.7959 | Solar | [5 empty] | UK Renewable Energy Planning Database | https://www.gov.uk/government/collections/renewable-energy-planning-data | UK Renewable Energy Planning Database | [10 empty] | 1.42 | 1.49 | 1.43 | 1.44 | 1.43 | HYDRO-V1 | HYDRO-V1 | HYDRO-V1 | HYDRO-V1 | HYDRO-V1
GBR | United Kingdom | Bobbing solar farm |  | GBR0001970 | 11.3 | 51.3581 | 0.6889 | Solar |  |  |  |  | Solar Securities (Group) | UK Renewable Energy Planning Database | https://www.gov.uk/government/collections/renewable-energy-planning-data | UK Renewable Energy Planning Database | [10 empty] | 17.18 | 17.39 | 17.21 | 17.32 | 17.64 | SOLAR-V1-NO-AGE | SOLAR-V1-NO-AGE | SOLAR-V1-NO-AGE | SOLAR-V1-NO-AGE | SOLAR-V1-NO-AGE
GBR | United Kingdom | Iwood Lane Solar Farm |  | GBR0001886 | 8 | 51.3593 | -2.7913 | Solar |  |  |  |  | Wessex Solar Energy | UK Renewable Energy Planning Database | https://www.gov.uk/government/collections/renewable-energy-planning-data | UK Renewable Energy Planning Database | 1115186 | [9 empty] | 12.13 | 11.86 | 11.97 | 12.07 | 12.08 | SOLAR-V1-NO-AGE | SOLAR-V1-NO-AGE | SOLAR-V1-NO-AGE | SOLAR-V1-NO-AGE | SOLAR-V1-NO-AGE
GBR | United Kingdom | CRAYSMARSH SOLAR FARM |  | GBR0001619 | 1.8 | 51.3626 | -2.0947 | Solar |  |  |  |  | Mr Nick Boyle | UK Renewable Energy Planning Database | https://www.gov.uk/government/collections/renewable-energy-planning-data | UK Renewable Energy Planning Database | [10 empty] | 2.50 | 2.48 | 2.47 | 2.48 | 2.48 | NO-ESTIMATION | NO-ESTIMATION | NO-ESTIMATION | NO-ESTIMATION | CAPACITY-FACTOR-V1
GBR | United Kingdom | Iwade Solar Farm |  | GBR0004836 | 1.7 | 51.3671 | 0.6542 | Solar |  |  |  |  | FH Dean Ltd | UK Renewable Energy Planning Database | https://www.gov.uk/government/collections/renewable-energy-planning-data | UK Renewable Energy Planning Database | 1105513 | [9 empty] | 2.36 | 2.39 | 2.40 | 2.40 | 2.4 | SOLAR-V1-NO-AGE | SOLAR-V1-NO-AGE | SOLAR-V1-NO-AGE | SOLAR-V1-NO-AGE | SOLAR-V1-NO-AGE
GBR | United Kingdom | Orchard Farm |  | GBR0004846 | 10 | 51.3698 | 0.6989 | Solar |  |  |  |  | Omega Solar / OPDE | UK Renewable Energy Planning Database | https://www.gov.uk/government/collections/renewable-energy-planning-data | UK Renewable Energy Planning Database | [10 empty] | 15.06 | 15.26 | 15.08 | 15.19 | 15.44 | HYDRO-V1 | HYDRO-V1 | HYDRO-V1 | HYDRO-V1 | HYDRO-V1
GBR | United Kingdom | Hopton Road Industrial Estate |  | GBR0002024 | 1.3 | 51.3713 | -1.9676 | Solar |  |  |  |  | Hopton PV Ltd | UK Renewable Energy Planning Database | https://www.gov.uk/government/collections/renewable-energy-planning-data | UK Renewable Energy Planning Database | [10 empty] | 1.82 | 1.83 | 1.81 | 1.82 | 1.81 | NO-ESTIMATION | NO-ESTIMATION | NO-ESTIMATION | NO-ESTIMATION | CAPACITY-FACTOR-V1
GBR | United Kingdom | Morrisons roof mounted solar |  | GBR0001237 | 2 | 51.3717 | 0.7454 | Solar |  |  |  |  | Morrisons | UK Renewable Energy Planning Database | https://www.gov.uk/government/collections/renewable-energy-planning-data | UK Renewable Energy Planning Database | [10 empty] | 2.89 | 2.89 | 2.91 | 2.92 | 2.89 | HYDRO-V1 | HYDRO-V1 | HYDRO-V1 | HYDRO-V1 | HYDRO-V1
GBR | United Kingdom | The Grange |  | GBR0004856 | 8 | 51.3720 | -2.8763 | Solar |  |  |  |  | Elgin Energy EsCo | UK Renewable Energy Planning Database | https://www.gov.uk/government/collections/renewable-energy-planning-data | UK Renewable Energy Planning Database | [10 empty] | 11.96 | 11.86 | 11.97 | 12.07 | 12.08 | NO-ESTIMATION | NO-ESTIMATION | NO-ESTIMATION | NO-ESTIMATION | CAPACITY-FACTOR-V1
GBR | United Kingdom | Snarlton Farm (Melksham solar farm) |  | GBR0001335 | 49.6 | 51.3734 | -2.0897 | Solar |  |  |  |  | Foresight | UK Renewable Energy Planning Database | https://www.gov.uk/government/collections/renewable-energy-planning-data | UK Renewable Energy Planning Database | 1110811 | [9 empty] | 71.78 | 70.43 | 70.30 | 71.54 | 72.19 | HYDRO-V1 | HYDRO-V1 | HYDRO-V1 | HYDRO-V1 | HYDRO-V1
GBR | United Kingdom | Gravel Works Wasing Estate |  | GBR0005143 | 5 | 51.3797 | -1.1932 | Solar |  |  |  |  | NESF (formerly INRG Solar) | UK Renewable Energy Planning Database | https://www.gov.uk/government/collections/renewable-energy-planning-data | UK Renewable Energy Planning Database | [10 empty] | 7.67 | 7.48 | 7.49 | 7.57 | 7.6 | NO-ESTIMATION | NO-ESTIMATION | NO-ESTIMATION | NO-ESTIMATION | CAPACITY-FACTOR-V1
GBR | United Kingdom | Roundponds Farm Solar Park |  | GBR0002023 | 13.5 | 51.3801 | -2.1627 | Solar |  |  |  |  | Hive Energy | UK Renewable Energy Planning Database | https://www.gov.uk/government/collections/renewable-energy-planning-data | UK Renewable Energy Planning Database | 1107383 | [9 empty] | 20.59 | 20.26 | 20.22 | 20.57 | 20.73 | SOLAR-V1-NO-AGE | SOLAR-V1-NO-AGE | SOLAR-V1-NO-AGE | SOLAR-V1-NO-AGE | SOLAR-V1-NO-AGE
GBR | United Kingdom | Limberlost |  | GBR0001272 | 1.594 | 51.3811 | -1.2325 | Solar |  |  |  |  | Anesco | UK Renewable Energy Planning Database | https://www.gov.uk/government/collections/renewable-energy-planning-data | UK Renewable Energy Planning Database | [10 empty] | 2.29 | 2.26 | 2.26 | 2.27 | 2.26 | HYDRO-V1 | HYDRO-V1 | HYDRO-V1 | HYDRO-V1 | HYDRO-V1
GBR | United Kingdom | Norrington |  | GBR0002285 | 11.145 | 51.3833 | -2.1701 | Solar |  |  |  |  | Terraform Power (SunEdison) | UK Renewable Energy Planning Database | https://www.gov.uk/government/collections/renewable-energy-planning-data | UK Renewable Energy Planning Database | 1111958 | [9 empty] | 17.05 | 16.77 | 16.74 | 17.03 | 17.16 | NO-ESTIMATION | NO-ESTIMATION | NO-ESTIMATION | NO-ESTIMATION | CAPACITY-FACTOR-V1
GBR | United Kingdom | Sheepbridge Court Farm |  | GBR0002244 | 8 | 51.3895 | -0.9610 | Solar |  |  |  |  | Orta Sheepbridge Solar | UK Renewable Energy Planning Database | https://www.gov.uk/government/collections/renewable-energy-planning-data | UK Renewable Energy Planning Database | [10 empty] | 12.00 | 12.08 | 11.87 | 11.89 | 12.07 | HYDRO-V1 | HYDRO-V1 | HYDRO-V1 | HYDRO-V1 | HYDRO-V1
GBR | United Kingdom | QE2 Reservoir |  | GBR0006063 | 6.3377 | 51.3897 | -0.3096 | Solar |  |  |  |  | Lightsource Renewable Energy | UK Renewable Energy Planning Database | https://www.gov.uk/government/collections/renewable-energy-planning-data | UK Renewable Energy Planning Database | [10 empty] | 9.52 | 9.51 | 9.33 | 9.35 | 9.66 | SOLAR-V1-NO-AGE | SOLAR-V1-NO-AGE | SOLAR-V1-NO-AGE | SOLAR-V1-NO-AGE | SOLAR-V1-NO-AGE
GBR | United Kingdom | Old Rides solar Farm |  | GBR0001727 | 8 | 51.3929 | 0.8695 | Solar |  |  |  |  | Sunsave 9 (Old Rides) Ltd/ Vogt solar | UK Renewable Energy Planning Database | https://www.gov.uk/government/collections/renewable-energy-planning-data | UK Renewable Energy Planning Database | 1101497 | [9 empty] | 11.97 | 12.23 | 12.12 | 12.20 | 12.32 | NO-ESTIMATION | NO-ESTIMATION | NO-ESTIMATION | NO-ESTIMATION | CAPACITY-FACTOR-V1
GBR | United Kingdom | West Hall Solar Farm |  | GBR0002359 | 7 | 51.3949 | -3.4049 | Solar |  |  |  |  | INRG Solar | UK Renewable Energy Planning Database | https://www.gov.uk/government/collections/renewable-energy-planning-data | UK Renewable Energy Planning Database | 1101416 | [9 empty] | 10.53 | 10.31 | 10.29 | 10.45 | 10.49 | SOLAR-V1-NO-AGE | SOLAR-V1-NO-AGE | SOLAR-V1-NO-AGE | SOLAR-V1-NO-AGE | SOLAR-V1-NO-AGE
GBR | United Kingdom | Port of Barry (Resubmission) - Site 1 |  | GBR0005093 | 4.5 | 51.3962 | -3.2543 | Solar |  |  |  |  | Associated British Ports (ABP) | UK Renewable Energy Planning Database | https://www.gov.uk/government/collections/renewable-energy-planning-data | UK Renewable Energy Planning Database | 1109346 | [9 empty] | 6.73 | 6.60 | 6.60 | 6.65 | 6.63 | SOLAR-V1-NO-AGE | SOLAR-V1-NO-AGE | SOLAR-V1-NO-AGE | SOLAR-V1-NO-AGE | SOLAR-V1-NO-AGE
GBR | United Kingdom | Port of Barry (Resubmission) - Site 2 |  | GBR0005605 | 5 | 51.3962 | -3.2543 | Solar |  |  |  |  | Associated British Ports (ABP) | UK Renewable Energy Planning Database | https://www.gov.uk/government/collections/renewable-energy-planning-data | UK Renewable Energy Planning Database | [10 empty] | 7.64 | 7.49 | 7.47 | 7.58 | 7.61 | HYDRO-V1 | HYDRO-V1 | HYDRO-V1 | HYDRO-V1 | HYDRO-V1
GBR | United Kingdom | Rosedew Farm |  | GBR0006369 | 5 | 51.3976 | -3.4707 | Solar |  |  |  |  | INRG | UK Renewable Energy Planning Database | https://www.gov.uk/government/collections/renewable-energy-planning-data | UK Renewable Energy Planning Database | [10 empty] | 7.63 | 7.46 | 7.48 | 7.50 | 7.6 | SOLAR-V1-NO-AGE | SOLAR-V1-NO-AGE | SOLAR-V1-NO-AGE | SOLAR-V1-NO-AGE | SOLAR-V1-NO-AGE
GBR | United Kingdom | Pierces Farm |  | GBR0001306 | 1.74 | 51.4006 | -1.0222 | Solar |  |  |  |  | Andrew Wickens | UK Renewable Energy Planning Database | https://www.gov.uk/government/collections/renewable-energy-planning-data | UK Renewable Energy Planning Database | [10 empty] | 2.43 | 2.45 | 2.40 | 2.41 | 2.42 | SOLAR-V1-NO-AGE | SOLAR-V1-NO-AGE | SOLAR-V1-NO-AGE | SOLAR-V1-NO-AGE | SOLAR-V1-NO-AGE
GBR | United Kingdom | South Lees Farm |  | GBR0001767 | 11 | 51.4017 | 0.8064 | Solar |  |  |  |  | Solar Century | UK Renewable Energy Planning Database | https://www.gov.uk/government/collections/renewable-energy-planning-data | UK Renewable Energy Planning Database | [10 empty] | 16.68 | 16.97 | 16.79 | 16.96 | 17.21 | NO-ESTIMATION | NO-ESTIMATION | NO-ESTIMATION | NO-ESTIMATION | CAPACITY-FACTOR-V1
GBR | United Kingdom | Walton |  | GBR0002388 | 1.7863 | 51.4041 | -0.3977 | Solar |  |  |  |  | Thames Water | UK Renewable Energy Planning Database | https://www.gov.uk/government/collections/renewable-energy-planning-data | UK Renewable Energy Planning Database | [10 empty] | 2.46 | 2.50 | 2.46 | 2.47 | 2.45 | SOLAR-V1-NO-AGE | SOLAR-V1-NO-AGE | SOLAR-V1-NO-AGE | SOLAR-V1-NO-AGE | SOLAR-V1-NO-AGE
GBR | United Kingdom | Llancadle Farm |  | GBR2001082 | 5 | 51.4066 | -3.3862 | Solar |  |  |  |  | Llancadle Solar Farm Ltd | UK Renewable Energy Planning Database | https://www.gov.uk/government/collections/renewable-energy-planning-data | UK Renewable Energy Planning Database | [10 empty] | 7.62 | 7.49 | 7.47 | 7.60 | 7.61 | SOLAR-V1-NO-AGE | SOLAR-V1-NO-AGE | SOLAR-V1-NO-AGE | SOLAR-V1-NO-AGE | SOLAR-V1-NO-AGE
GBR | United Kingdom | Manor Farm (Wiltshire) - resubmission |  | GBR0001923 | 6.3 | 51.4095 | -2.2189 | Solar |  |  |  |  | RB & T Barton Ltd | UK Renewable Energy Planning Database | https://www.gov.uk/government/collections/renewable-energy-planning-data | UK Renewable Energy Planning Database | [10 empty] | 9.48 | 9.27 | 9.37 | 9.46 | 9.44 | SOLAR-V1-NO-AGE | SOLAR-V1-NO-AGE | SOLAR-V1-NO-AGE | SOLAR-V1-NO-AGE | SOLAR-V1-NO-AGE
GBR | United Kingdom | Cwm Derwyn Farm |  | GBR0005477 | 5 | 51.4162 | -3.3144 | Solar |  |  |  |  | Kronos Solar | UK Renewable Energy Planning Database | https://www.gov.uk/government/collections/renewable-energy-planning-data | UK Renewable Energy Planning Database | [10 empty] | 7.62 | 7.49 | 7.47 | 7.60 | 7.61 | NO-ESTIMATION | NO-ESTIMATION | NO-ESTIMATION | NO-ESTIMATION | CAPACITY-FACTOR-V1
GBR | United Kingdom | Pingewood Road South |  | GBR0002011 | 15.8 | 51.4175 | -1.0144 | Solar |  |  |  |  | BayWa/ SunGift | UK Renewable Energy Planning Database | https://www.gov.uk/government/collections/renewable-energy-planning-data | UK Renewable Energy Planning Database | 1110080 | [9 empty] | 24.11 | 24.04 | 23.69 | 23.72 | 24.23 | HYDRO-V1 | HYDRO-V1 | HYDRO-V1 | HYDRO-V1 | HYDRO-V1
GBR | United Kingdom | Weycock Road |  | GBR0002338 | 7 | 51.4178 | -3.3075 | Solar |  |  |  |  | Elgin Energy EsCo | UK Renewable Energy Planning Database | https://www.gov.uk/government/collections/renewable-energy-planning-data | UK Renewable Energy Planning Database | [10 empty] | 10.50 | 10.31 | 10.29 | 10.47 | 10.49 | NO-ESTIMATION | NO-ESTIMATION | NO-ESTIMATION | NO-ESTIMATION | CAPACITY-FACTOR-V1
GBR | United Kingdom | Sutton Mawr Farm |  | GBR0001823 | 7.5 | 51.4186 | -3.3270 | Solar |  |  |  |  | Lightsource Renewable Energy | UK Renewable Energy Planning Database | https://www.gov.uk/government/collections/renewable-energy-planning-data | UK Renewable Energy Planning Database | [10 empty] | 11.27 | 11.08 | 11.06 | 11.24 | 11.26 | SOLAR-V1-NO-AGE | SOLAR-V1-NO-AGE | SOLAR-V1-NO-AGE | SOLAR-V1-NO-AGE | SOLAR-V1-NO-AGE
GBR | United Kingdom | RUDGE FARM SOLAR FARM |  | GBR0001091 | 7 | 51.4204 | -1.6067 | Solar |  |  |  |  | Orta Solar | UK Renewable Energy Planning Database | https://www.gov.uk/government/collections/renewable-energy-planning-data | UK Renewable Energy Planning Database | [10 empty] | 10.52 | 10.30 | 10.29 | 10.50 | 10.49 | SOLAR-V1-NO-AGE | SOLAR-V1-NO-AGE | SOLAR-V1-NO-AGE | SOLAR-V1-NO-AGE | SOLAR-V1-NO-AGE
GBR | United Kingdom | Morfa Farm |  | GBR0001862 | 2 | 51.4216 | -3.4977 | Solar |  |  |  |  | Lightsource Renewable Energy | UK Renewable Energy Planning Database | https://www.gov.uk/government/collections/renewable-energy-planning-data | UK Renewable Energy Planning Database | 1096718 | [9 empty] | 2.88 | 2.87 | 2.88 | 2.89 | 2.89 | SOLAR-V1-NO-AGE | SOLAR-V1-NO-AGE | SOLAR-V1-NO-AGE | SOLAR-V1-NO-AGE | SOLAR-V1-NO-AGE
GBR | United Kingdom | Biglis Farm |  | GBR0005289 | 5 | 51.4233 | -3.2395 | Solar |  |  |  |  | Conergy West Sussex | UK Renewable Energy Planning Database | https://www.gov.uk/government/collections/renewable-energy-planning-data | UK Renewable Energy Planning Database | [10 empty] | 7.63 | 7.48 | 7.47 | 7.58 | 7.61 | HYDRO-V1 | HYDRO-V1 | HYDRO-V1 | HYDRO-V1 | HYDRO-V1
GBR | United Kingdom | Treguff |  | GBR0002137 | 3.7365 | 51.4308 | -3.4073 | Solar |  |  |  |  | Lightsource Renewable Energy | UK Renewable Energy Planning Database | https://www.gov.uk/government/collections/renewable-energy-planning-data | UK Renewable Energy Planning Database | [10 empty] | 5.56 | 5.48 | 5.47 | 5.52 | 5.49 | SOLAR-V1-NO-AGE | SOLAR-V1-NO-AGE | SOLAR-V1-NO-AGE | SOLAR-V1-NO-AGE | SOLAR-V1-NO-AGE
GBR | United Kingdom | Whitton Mawr |  | GBR0002093 | 6 | 51.4413 | -3.3240 | Solar |  |  |  |  | Cenin Renewables | UK Renewable Energy Planning Database | https://www.gov.uk/government/collections/renewable-energy-planning-data | UK Renewable Energy Planning Database | [10 empty] | 8.99 | 8.84 | 8.82 | 8.97 | 8.99 | SOLAR-V1-NO-AGE | SOLAR-V1-NO-AGE | SOLAR-V1-NO-AGE | SOLAR-V1-NO-AGE | SOLAR-V1-NO-AGE
GBR | United Kingdom | Wraysbury Landfill |  | GBR0001938 | 4.8 | 51.4478 | -0.5433 | Solar |  |  |  |  | Sirius Solar Building | UK Renewable Energy Planning Database | https://www.gov.uk/government/collections/renewable-energy-planning-data | UK Renewable Energy Planning Database | [10 empty] | 7.78 | 8.00 | 7.87 | 7.89 | 7.94 | HYDRO-V1 | HYDRO-V1 | HYDRO-V1 | HYDRO-V1 | HYDRO-V1
GBR | United Kingdom | High Penn Solar Park |  | GBR0001998 | 9.6 | 51.4512 | -1.9860 | Solar |  |  |  |  | Hive Energy | UK Renewable Energy Planning Database | https://www.gov.uk/government/collections/renewable-energy-planning-data | UK Renewable Energy Planning Database | 1101055 | [9 empty] | 14.51 | 14.26 | 14.38 | 14.51 | 14.55 | NO-ESTIMATION | NO-ESTIMATION | NO-ESTIMATION | NO-ESTIMATION | CAPACITY-FACTOR-V1
GBR | United Kingdom | Garn Solar Farm |  | GBR0001895 | 7.4 | 51.4537 | -3.3886 | Solar |  |  |  |  | Equitix | UK Renewable Energy Planning Database | https://www.gov.uk/government/collections/renewable-energy-planning-data | UK Renewable Energy Planning Database | 1101885 | [9 empty] | 11.12 | 10.93 | 10.91 | 11.09 | 11.11 | HYDRO-V1 | HYDRO-V1 | HYDRO-V1 | HYDRO-V1 | HYDRO-V1
GBR | United Kingdom | FPV00411EN Bracknell Forest |  | WKS0067417 | 4.7 | 51.4550 | -0.6950 | Solar | [5 empty] | Wiki-Solar | https://www.wiki-solar.org | Wiki-Solar | [10 empty] | 7.44 | 7.50 | 7.41 | 7.43 | 7.49 | NO-ESTIMATION | NO-ESTIMATION | NO-ESTIMATION | NO-ESTIMATION | CAPACITY-FACTOR-V1
GBR | United Kingdom | MALMAYNES HALL FARM |  | GBR0002135 | 12 | 51.4551 | 0.6142 | Solar |  |  |  |  | Wessex Solar Energy | UK Renewable Energy Planning Database | https://www.gov.uk/government/collections/renewable-energy-planning-data | UK Renewable Energy Planning Database | [10 empty] | 18.28 | 18.49 | 18.32 | 18.36 | 18.79 | NO-ESTIMATION | NO-ESTIMATION | NO-ESTIMATION | NO-ESTIMATION | CAPACITY-FACTOR-V1
GBR | United Kingdom | Woden Park |  | GBR0002096 | 4.992 | 51.4679 | -3.2432 | Solar |  |  |  |  | Caerau Solar IQ | UK Renewable Energy Planning Database | https://www.gov.uk/government/collections/renewable-energy-planning-data | UK Renewable Energy Planning Database | 1108930 | [9 empty] | 7.62 | 7.46 | 7.46 | 7.57 | 7.6 | NO-ESTIMATION | NO-ESTIMATION | NO-ESTIMATION | NO-ESTIMATION | NO-ESTIMATION
GBR | United Kingdom | Barvills Solar Farm (resubmission) |  | GBR0005942 | 5 | 51.4721 | 0.4234 | Solar |  |  |  |  | BE Renewables/Barvills Solar Limited | UK Renewable Energy Planning Database | https://www.gov.uk/government/collections/renewable-energy-planning-data | UK Renewable Energy Planning Database | [10 empty] | 7.60 | 7.59 | 7.46 | 7.60 | 7.75 | NO-ESTIMATION | NO-ESTIMATION | NO-ESTIMATION | NO-ESTIMATION | CAPACITY-FACTOR-V1
GBR | United Kingdom | Home Farm |  | GBR0005104 | 6.7 | 51.4745 | -3.2928 | Solar |  |  |  |  | Cenin Renewables | UK Renewable Energy Planning Database | https://www.gov.uk/government/collections/renewable-energy-planning-data | UK Renewable Energy Planning Database | [10 empty] | 10.02 | 9.85 | 9.83 | 10.00 | 10.02 | HYDRO-V1 | HYDRO-V1 | HYDRO-V1 | HYDRO-V1 | HYDRO-V1
GBR | United Kingdom | Corntown Farm |  | GBR0005548 | 3.4 | 51.4796 | -3.5305 | Solar |  |  |  |  | SBC Renewables | UK Renewable Energy Planning Database | https://www.gov.uk/government/collections/renewable-energy-planning-data | UK Renewable Energy Planning Database | [10 empty] | 5.08 | 4.97 | 4.99 | 5.00 | 4.99 | SOLAR-V1-NO-AGE | SOLAR-V1-NO-AGE | SOLAR-V1-NO-AGE | SOLAR-V1-NO-AGE | SOLAR-V1-NO-AGE
GBR | United Kingdom | Hadley Farm (Orta Membury Solar Farm) |  | GBR0001920 | 17 | 51.4806 | -1.5640 | Solar |  |  |  |  | Foresight Solar | UK Renewable Energy Planning Database | https://www.gov.uk/government/collections/renewable-energy-planning-data | UK Renewable Energy Planning Database | 1105495¦1109875 | [9 empty] | 25.84 | 25.36 | 25.55 | 25.76 | 25.96 | NO-ESTIMATION | NO-ESTIMATION | NO-ESTIMATION | NO-ESTIMATION | CAPACITY-FACTOR-V1
GBR | United Kingdom | Battens Farm Solar Park |  | GBR0001476 | 11 | 51.4820 | -2.1650 | Solar |  |  |  |  | Battens Farm Solar Park Ltd - James Hartley | UK Renewable Energy Planning Database | https://www.gov.uk/government/collections/renewable-energy-planning-data | UK Renewable Energy Planning Database | 1101412 | [9 empty] | 16.83 | 16.56 | 16.68 | 16.81 | 16.94 | NO-ESTIMATION | NO-ESTIMATION | NO-ESTIMATION | NO-ESTIMATION | CAPACITY-FACTOR-V1
GBR | United Kingdom | Ring O Bells Farm |  | GBR0002020 | 5 | 51.4890 | -2.3961 | Solar |  |  |  |  | GEUK Direct LTD - Daniel Corcoran - daniel@geukdirect.com | UK Renewable Energy Planning Database | https://www.gov.uk/government/collections/renewable-energy-planning-data | UK Renewable Energy Planning Database | [10 empty] | 7.66 | 7.49 | 7.54 | 7.62 | 7.61 | SOLAR-V1-NO-AGE | SOLAR-V1-NO-AGE | SOLAR-V1-NO-AGE | SOLAR-V1-NO-AGE | SOLAR-V1-NO-AGE
GBR | United Kingdom | Thameside DC |  | GBR0005985 | 1 | 51.4924 | 0.0270 | Solar |  |  |  |  | Sainsbury's | UK Renewable Energy Planning Database | https://www.gov.uk/government/collections/renewable-energy-planning-data | UK Renewable Energy Planning Database | [10 empty] | 1.40 | 1.52 | 1.45 | 1.45 | 1.48 | SOLAR-V1-NO-AGE | SOLAR-V1-NO-AGE | SOLAR-V1-NO-AGE | SOLAR-V1-NO-AGE | SOLAR-V1-NO-AGE
GBR | United Kingdom | Castle Combe |  | GBR0001944 | 15.3274 | 51.4936 | -2.2174 | Solar |  |  |  |  | Sunsave 17 (Castle Combe) Limited /Vogt Solar | UK Renewable Energy Planning Database | https://www.gov.uk/government/collections/renewable-energy-planning-data | UK Renewable Energy Planning Database | 1109308 | [9 empty] | 23.46 | 23.00 | 23.26 | 23.39 | 23.56 | SOLAR-V1-NO-AGE | SOLAR-V1-NO-AGE | SOLAR-V1-NO-AGE | SOLAR-V1-NO-AGE | SOLAR-V1-NO-AGE
GBR | United Kingdom | Seaview Farm |  | GBR0001787 | 1.7 | 51.4955 | -3.6958 | Solar |  |  |  |  | Mohammed Khaliq | UK Renewable Energy Planning Database | https://www.gov.uk/government/collections/renewable-energy-planning-data | UK Renewable Energy Planning Database | [10 empty] | 2.36 | 2.40 | 2.36 | 2.37 | 2.4 | NO-ESTIMATION | NO-ESTIMATION | NO-ESTIMATION | NO-ESTIMATION | NO-ESTIMATION
GBR | United Kingdom | Western International Market |  | GBR0006132 | 1.7 | 51.4960 | -0.4081 | Solar |  |  |  |  | London Borough of Hounslow | UK Renewable Energy Planning Database | https://www.gov.uk/government/collections/renewable-energy-planning-data | UK Renewable Energy Planning Database | [10 empty] | 2.35 | 2.40 | 2.36 | 2.36 | 2.36 | NO-ESTIMATION | NO-ESTIMATION | NO-ESTIMATION | NO-ESTIMATION | CAPACITY-FACTOR-V1
GBR | United Kingdom | Land At Court Farm |  | GBR0001521 | 2.2 | 51.4979 | -3.5174 | Solar |  |  |  |  | Sybac Solar International GmbH | UK Renewable Energy Planning Database | https://www.gov.uk/government/collections/renewable-energy-planning-data | UK Renewable Energy Planning Database | [10 empty] | 3.19 | 3.17 | 3.18 | 3.19 | 3.19 | HYDRO-V1 | HYDRO-V1 | HYDRO-V1 | HYDRO-V1 | HYDRO-V1
GBR | United Kingdom | Lake Farm |  | GBR0001384 | 5 | 51.4982 | -2.0907 | Solar |  |  |  |  | AEE Renewables UK(3) Ltd | UK Renewable Energy Planning Database | https://www.gov.uk/government/collections/renewable-energy-planning-data | UK Renewable Energy Planning Database | [10 empty] | 7.64 | 7.49 | 7.56 | 7.62 | 7.61 | HYDRO-V1 | HYDRO-V1 | HYDRO-V1 | HYDRO-V1 | HYDRO-V1
GBR | United Kingdom | Aldi - Cardiff |  | GBR0006486 | 1.5 | 51.5002 | -3.1181 | Solar |  |  |  |  | Aldi | UK Renewable Energy Planning Database | https://www.gov.uk/government/collections/renewable-energy-planning-data | UK Renewable Energy Planning Database | [10 empty] | 2.14 | 2.17 | 2.13 | 2.14 | 2.14 | HYDRO-V1 | HYDRO-V1 | HYDRO-V1 | HYDRO-V1 | HYDRO-V1
GBR | United Kingdom | MOD Lyneham |  | GBR0002203 | 69.8 | 51.5066 | -1.9680 | Solar |  |  |  |  | Defence Infrastructure Organisation | UK Renewable Energy Planning Database | https://www.gov.uk/government/collections/renewable-energy-planning-data | UK Renewable Energy Planning Database | 1106020 | [9 empty] | 101.24 | 99.25 | 100.38 | 100.94 | 101.74 | NO-ESTIMATION | NO-ESTIMATION | NO-ESTIMATION | NO-ESTIMATION | NO-ESTIMATION
GBR | United Kingdom | Crossness |  | GBR0002385 | 1.5037 | 51.5080 | 0.1377 | Solar |  |  |  |  | Thames Water Utilities | UK Renewable Energy Planning Database | https://www.gov.uk/government/collections/renewable-energy-planning-data | UK Renewable Energy Planning Database | 1090350 | [9 empty] | 2.14 | 2.17 | 2.13 | 2.14 | 2.16 | SOLAR-V1-NO-AGE | SOLAR-V1-NO-AGE | SOLAR-V1-NO-AGE | SOLAR-V1-NO-AGE | SOLAR-V1-NO-AGE
GBR | United Kingdom | Wroughton Airfield Solar Park |  | GBR0001735 | 50 | 51.5104 | -1.8124 | Solar |  |  |  |  | Rockfire Capital | UK Renewable Energy Planning Database | https://www.gov.uk/government/collections/renewable-energy-planning-data | UK Renewable Energy Planning Database | [10 empty] | 72.07 | 70.91 | 71.92 | 72.11 | 72.75 | SOLAR-V1-NO-AGE | SOLAR-V1-NO-AGE | SOLAR-V1-NO-AGE | SOLAR-V1-NO-AGE | SOLAR-V1-NO-AGE
GBR | United Kingdom | Stormy Down Solar Farm |  | GBR0006520 | 3.8 | 51.5120 | -3.6708 | Solar |  |  |  |  | Belisama Energy | UK Renewable Energy Planning Database | https://www.gov.uk/government/collections/renewable-energy-planning-data | UK Renewable Energy Planning Database | [10 empty] | 5.61 | 5.63 | 5.56 | 5.58 | 5.61 | NO-ESTIMATION | NO-ESTIMATION | NO-ESTIMATION | NO-ESTIMATION | CAPACITY-FACTOR-V1
GBR | United Kingdom | Moorhouse Lane - resubmission |  | GBR0002040 | 1.8 | 51.5149 | -2.6576 | Solar |  |  |  |  | Orta Solar Ltd | UK Renewable Energy Planning Database | https://www.gov.uk/government/collections/renewable-energy-planning-data | UK Renewable Energy Planning Database | 1107767 | [9 empty] | 2.50 | 2.48 | 2.47 | 2.48 | 2.48 | SOLAR-V1-NO-AGE | SOLAR-V1-NO-AGE | SOLAR-V1-NO-AGE | SOLAR-V1-NO-AGE | SOLAR-V1-NO-AGE
GBR | United Kingdom | Rock Farm / Goldborough Farm (Rookwood) |  | GBR0001834 | 5 | 51.5196 | -1.8807 | Solar |  |  |  |  | Good Energy Generation | UK Renewable Energy Planning Database | https://www.gov.uk/government/collections/renewable-energy-planning-data | UK Renewable Energy Planning Database | 1106914 | [9 empty] | 7.57 | 7.48 | 7.60 | 7.66 | 7.61 | SOLAR-V1-NO-AGE | SOLAR-V1-NO-AGE | SOLAR-V1-NO-AGE | SOLAR-V1-NO-AGE | SOLAR-V1-NO-AGE
GBR | United Kingdom | Amcor Flexibles |  | GBR0005312 | 1.7 | 51.5224 | -2.5266 | Solar |  |  |  |  | Langley Eco | UK Renewable Energy Planning Database | https://www.gov.uk/government/collections/renewable-energy-planning-data | UK Renewable Energy Planning Database | [10 empty] | 2.35 | 2.36 | 2.36 | 2.36 | 2.36 | NO-ESTIMATION | NO-ESTIMATION | NO-ESTIMATION | NO-ESTIMATION | CAPACITY-FACTOR-V1
GBR | United Kingdom | Court Colman solar park |  | GBR0001982 | 15 | 51.5227 | -3.6187 | Solar |  |  |  |  | Suncredit UK/ Vogt Solar | UK Renewable Energy Planning Database | https://www.gov.uk/government/collections/renewable-energy-planning-data | UK Renewable Energy Planning Database | [10 empty] | 22.95 | 22.81 | 22.53 | 22.60 | 23.03 | SOLAR-V1-NO-AGE | SOLAR-V1-NO-AGE | SOLAR-V1-NO-AGE | SOLAR-V1-NO-AGE | SOLAR-V1-NO-AGE
GBR | United Kingdom | Agricultural Land at Trecastle |  | GBR0005150 | 4 | 51.5238 | -3.4252 | Solar |  |  |  |  | Suncredit UK/ Vogt solar | UK Renewable Energy Planning Database | https://www.gov.uk/government/collections/renewable-energy-planning-data | UK Renewable Energy Planning Database | [10 empty] | 5.89 | 5.86 | 5.87 | 5.93 | 5.88 | SOLAR-V1-NO-AGE | SOLAR-V1-NO-AGE | SOLAR-V1-NO-AGE | SOLAR-V1-NO-AGE | SOLAR-V1-NO-AGE
GBR | United Kingdom | Lower Basset Down Farm |  | GBR0001850 | 10.5 | 51.5245 | -1.7914 | Solar |  |  |  |  | INRG Solar | UK Renewable Energy Planning Database | https://www.gov.uk/government/collections/renewable-energy-planning-data | UK Renewable Energy Planning Database | [10 empty] | 16.09 | 15.82 | 16.04 | 16.08 | 16.23 | NO-ESTIMATION | NO-ESTIMATION | NO-ESTIMATION | NO-ESTIMATION | CAPACITY-FACTOR-V1
GBR | United Kingdom | Rolls Royce Filton Campus Building 184 |  | GBR0006042 | 1.4 | 51.5246 | -2.5713 | Solar |  |  |  |  | Innogy (previously BELECTRIC Solar) | UK Renewable Energy Planning Database | https://www.gov.uk/government/collections/renewable-energy-planning-data | UK Renewable Energy Planning Database | [10 empty] | 1.96 | 1.97 | 1.95 | 1.96 | 1.95 | NO-ESTIMATION | NO-ESTIMATION | NO-ESTIMATION | NO-ESTIMATION | CAPACITY-FACTOR-V1
GBR | United Kingdom | Rolls Royce Filton Campus Building 185 |  | GBR0006043 | 1.8 | 51.5246 | -2.5713 | Solar |  |  |  |  | Innogy (previously BELECTRIC Solar) | UK Renewable Energy Planning Database | https://www.gov.uk/government/collections/renewable-energy-planning-data | UK Renewable Energy Planning Database | [10 empty] | 2.47 | 2.48 | 2.47 | 2.48 | 2.48 | SOLAR-V1-NO-AGE | SOLAR-V1-NO-AGE | SOLAR-V1-NO-AGE | SOLAR-V1-NO-AGE | SOLAR-V1-NO-AGE
GBR | United Kingdom | Severn Road Solar Park |  | GBR0004899 | 1.8 | 51.5325 | -2.6689 | Solar |  |  |  |  | Bristol City Council | UK Renewable Energy Planning Database | https://www.gov.uk/government/collections/renewable-energy-planning-data | UK Renewable Energy Planning Database | [10 empty] | 2.50 | 2.48 | 2.47 | 2.48 | 2.48 | HYDRO-V1 | HYDRO-V1 | HYDRO-V1 | HYDRO-V1 | HYDRO-V1
GBR | United Kingdom | Says Court |  | GBR0001663 | 19.807 | 51.5336 | -2.4494 | Solar |  |  |  |  | AEE Renewables | UK Renewable Energy Planning Database | https://www.gov.uk/government/collections/renewable-energy-planning-data | UK Renewable Energy Planning Database | [10 empty] | 30.08 | 29.77 | 29.76 | 30.27 | 30.5 | NO-ESTIMATION | NO-ESTIMATION | NO-ESTIMATION | NO-ESTIMATION | NO-ESTIMATION
GBR | United Kingdom | Common Farm |  | GBR0005527 | 4.99 | 51.5353 | -1.8036 | Solar |  |  |  |  | Public Power Solutions/ Swindon Borough Council | UK Renewable Energy Planning Database | https://www.gov.uk/government/collections/renewable-energy-planning-data | UK Renewable Energy Planning Database | 1111834 | [9 empty] | 7.60 | 7.46 | 7.59 | 7.61 | 7.59 | NO-ESTIMATION | NO-ESTIMATION | NO-ESTIMATION | NO-ESTIMATION | CAPACITY-FACTOR-V1
GBR | United Kingdom | Caegarw |  | WKS0069640 | 3.9 | 51.5377 | -3.7163 | Solar | [5 empty] | Wiki-Solar | https://www.wiki-solar.org | Wiki-Solar | [10 empty] | 5.74 | 5.79 | 5.70 | 5.73 | 5.78 | NO-ESTIMATION | NO-ESTIMATION | NO-ESTIMATION | NO-ESTIMATION | CAPACITY-FACTOR-V1
GBR | United Kingdom | Hammond Court Farm |  | GBR0001992 | 15 | 51.5389 | -2.5314 | Solar |  |  |  |  | Solar Power South | UK Renewable Energy Planning Database | https://www.gov.uk/government/collections/renewable-energy-planning-data | UK Renewable Energy Planning Database | [10 empty] | 22.49 | 22.51 | 22.50 | 22.89 | 23.06 | NO-ESTIMATION | NO-ESTIMATION | NO-ESTIMATION | NO-ESTIMATION | CAPACITY-FACTOR-V1
GBR | United Kingdom | Grange Farm (Avon) |  | GBR0001914 | 21 | 51.5397 | -2.5227 | Solar |  |  |  |  | Solar Power South | UK Renewable Energy Planning Database | https://www.gov.uk/government/collections/renewable-energy-planning-data | UK Renewable Energy Planning Database | [10 empty] | 31.37 | 31.38 | 31.38 | 31.92 | 32.16 | NO-ESTIMATION | NO-ESTIMATION | NO-ESTIMATION | NO-ESTIMATION | CAPACITY-FACTOR-V1
GBR | United Kingdom | Caergarw Farm |  | GBR0006035 | 3.8 | 51.5401 | -3.6997 | Solar |  |  |  |  | Suncredit UK (Sunventures 7) | UK Renewable Energy Planning Database | https://www.gov.uk/government/collections/renewable-energy-planning-data | UK Renewable Energy Planning Database | [10 empty] | 5.61 | 5.65 | 5.56 | 5.58 | 5.64 | NO-ESTIMATION | NO-ESTIMATION | NO-ESTIMATION | NO-ESTIMATION | CAPACITY-FACTOR-V1
GBR | United Kingdom | Wickfield Farm |  | GBR0001784 | 5 | 51.5415 | -1.8708 | Solar |  |  |  |  | NESF (formerly A C Crocker Properties Ltd) | UK Renewable Energy Planning Database | https://www.gov.uk/government/collections/renewable-energy-planning-data | UK Renewable Energy Planning Database | [10 empty] | 7.57 | 7.48 | 7.60 | 7.63 | 7.61 | NO-ESTIMATION | NO-ESTIMATION | NO-ESTIMATION | NO-ESTIMATION | NO-ESTIMATION
GBR | United Kingdom | Hullavington Solar Park |  | GBR0002384 | 7 | 51.5431 | -2.1651 | Solar |  |  |  |  | Wessex Solar Energy | UK Renewable Energy Planning Database | https://www.gov.uk/government/collections/renewable-energy-planning-data | UK Renewable Energy Planning Database | 1112080 | [9 empty] | 10.52 | 10.31 | 10.41 | 10.50 | 10.49 | NO-ESTIMATION | NO-ESTIMATION | NO-ESTIMATION | NO-ESTIMATION | CAPACITY-FACTOR-V1
GBR | United Kingdom | Oakham |  | GBR0001269 | 4.639 | 51.5458 | -2.5796 | Solar |  |  |  |  | Anesco/Parklands Solar | UK Renewable Energy Planning Database | https://www.gov.uk/government/collections/renewable-energy-planning-data | UK Renewable Energy Planning Database | [10 empty] | 7.26 | 7.17 | 7.19 | 7.26 | 7.25 | NO-ESTIMATION | NO-ESTIMATION | NO-ESTIMATION | NO-ESTIMATION | CAPACITY-FACTOR-V1
GBR | United Kingdom | Spittleborough Farm |  | GBR0002061 | 12 | 51.5464 | -1.8814 | Solar |  |  |  |  | MTS Spittleborough Solar Ltd | UK Renewable Energy Planning Database | https://www.gov.uk/government/collections/renewable-energy-planning-data | UK Renewable Energy Planning Database | [10 empty] | 18.28 | 18.03 | 18.28 | 18.34 | 18.47 | NO-ESTIMATION | NO-ESTIMATION | NO-ESTIMATION | NO-ESTIMATION | CAPACITY-FACTOR-V1
GBR | United Kingdom | Newport (Began Road) |  | GBR0005866 | 4.9 | 51.5508 | -3.1003 | Solar |  |  |  |  | Eco Energy World | UK Renewable Energy Planning Database | https://www.gov.uk/government/collections/renewable-energy-planning-data | UK Renewable Energy Planning Database | [10 empty] | 7.28 | 7.15 | 7.17 | 7.18 | 7.27 | SOLAR-V1-NO-AGE | SOLAR-V1-NO-AGE | SOLAR-V1-NO-AGE | SOLAR-V1-NO-AGE | SOLAR-V1-NO-AGE
GBR | United Kingdom | Parklands |  | GBR0005310 | 4.6 | 51.5574 | -2.5519 | Solar |  |  |  |  | Anesco | UK Renewable Energy Planning Database | https://www.gov.uk/government/collections/renewable-energy-planning-data | UK Renewable Energy Planning Database | [10 empty] | 7.10 | 7.04 | 7.04 | 7.14 | 7.13 | SOLAR-V1-NO-AGE | SOLAR-V1-NO-AGE | SOLAR-V1-NO-AGE | SOLAR-V1-NO-AGE | SOLAR-V1-NO-AGE
GBR | United Kingdom | Cranham Golf Course Solar Park |  | GBR0002117 | 2.6 | 51.5587 | 0.2827 | Solar |  |  |  |  | Cranham Golf Course | UK Renewable Energy Planning Database | https://www.gov.uk/government/collections/renewable-energy-planning-data | UK Renewable Energy Planning Database | [10 empty] | 3.77 | 3.74 | 3.76 | 3.77 | 3.81 | SOLAR-V1-NO-AGE | SOLAR-V1-NO-AGE | SOLAR-V1-NO-AGE | SOLAR-V1-NO-AGE | SOLAR-V1-NO-AGE
GBR | United Kingdom | Rodbourne Rail Farm - Solar Park |  | GBR0001394 | 7.6 | 51.5612 | -2.0994 | Solar |  |  |  |  | British Solar Renewables | UK Renewable Energy Planning Database | https://www.gov.uk/government/collections/renewable-energy-planning-data | UK Renewable Energy Planning Database | 1101572 | [9 empty] | 11.45 | 11.21 | 11.33 | 11.43 | 11.41 | NO-ESTIMATION | NO-ESTIMATION | NO-ESTIMATION | NO-ESTIMATION | CAPACITY-FACTOR-V1
GBR | United Kingdom | Land adjacent to Church Road |  | GBR0005207 | 3.5 | 51.5612 | -2.6576 | Solar |  |  |  |  | Canadian Solar | UK Renewable Energy Planning Database | https://www.gov.uk/government/collections/renewable-energy-planning-data | UK Renewable Energy Planning Database | [10 empty] | 5.26 | 5.14 | 5.16 | 5.20 | 5.16 | NO-ESTIMATION | NO-ESTIMATION | NO-ESTIMATION | NO-ESTIMATION | CAPACITY-FACTOR-V1
GBR | United Kingdom | Clearwell Farm - solar |  | GBR0001577 | 2 | 51.5617 | -3.0894 | Solar |  |  |  |  | Heritage Energy | UK Renewable Energy Planning Database | https://www.gov.uk/government/collections/renewable-energy-planning-data | UK Renewable Energy Planning Database | [10 empty] | 2.89 | 2.87 | 2.89 | 2.89 | 2.89 | SOLAR-V1-NO-AGE | SOLAR-V1-NO-AGE | SOLAR-V1-NO-AGE | SOLAR-V1-NO-AGE | SOLAR-V1-NO-AGE
GBR | United Kingdom | Maes Bach |  | GBR0002243 | 4.5594 | 51.5639 | -3.2916 | Solar |  |  |  |  | Lightsource Renewable Energy | UK Renewable Energy Planning Database | https://www.gov.uk/government/collections/renewable-energy-planning-data | UK Renewable Energy Planning Database | [10 empty] | 7.04 | 6.97 | 7.01 | 7.07 | 7.07 | HYDRO-V1 | HYDRO-V1 | HYDRO-V1 | HYDRO-V1 | HYDRO-V1
GBR | United Kingdom | Fairwinds |  | GBR0001763 | 12.1969 | 51.5641 | 0.3896 | Solar |  |  |  |  | MS Power Projects Ltd | UK Renewable Energy Planning Database | https://www.gov.uk/government/collections/renewable-energy-planning-data | UK Renewable Energy Planning Database | [10 empty] | 18.58 | 18.58 | 18.30 | 18.70 | 19.19 | SOLAR-V1-NO-AGE | SOLAR-V1-NO-AGE | SOLAR-V1-NO-AGE | SOLAR-V1-NO-AGE | SOLAR-V1-NO-AGE
GBR | United Kingdom | London Southend Airport (resubmission) |  | GBR0005946 | 2.5 | 51.5755 | 0.6938 | Solar |  |  |  |  | London Southend Airport Co. | UK Renewable Energy Planning Database | https://www.gov.uk/government/collections/renewable-energy-planning-data | UK Renewable Energy Planning Database | 1111438 | [9 empty] | 3.64 | 3.66 | 3.67 | 3.69 | 3.66 | SOLAR-V1-NO-AGE | SOLAR-V1-NO-AGE | SOLAR-V1-NO-AGE | SOLAR-V1-NO-AGE | SOLAR-V1-NO-AGE
GBR | United Kingdom | Berthlwyd Farm |  | GBR0005560 | 5 | 51.5834 | -3.3322 | Solar |  |  |  |  | Greencoat Capital | UK Renewable Energy Planning Database | https://www.gov.uk/government/collections/renewable-energy-planning-data | UK Renewable Energy Planning Database | [10 empty] | 7.66 | 7.48 | 7.57 | 7.62 | 7.61 | SOLAR-V1-NO-AGE | SOLAR-V1-NO-AGE | SOLAR-V1-NO-AGE | SOLAR-V1-NO-AGE | SOLAR-V1-NO-AGE
GBR | United Kingdom | Winterbrook |  | GBR0002259 | 1.2 | 51.5868 | -1.1314 | Solar |  |  |  |  | S.A.T. Sun & Alternative Technology | UK Renewable Energy Planning Database | https://www.gov.uk/government/collections/renewable-energy-planning-data | UK Renewable Energy Planning Database | [10 empty] | 1.68 | 1.72 | 1.70 | 1.69 | 1.72 | NO-ESTIMATION | NO-ESTIMATION | NO-ESTIMATION | NO-ESTIMATION | CAPACITY-FACTOR-V1
GBR | United Kingdom | Southbrook Solar Farm |  | GBR0005379 | 5 | 51.5873 | -2.7227 | Solar |  |  |  |  | Sunventures (Suncredit UK) | UK Renewable Energy Planning Database | https://www.gov.uk/government/collections/renewable-energy-planning-data | UK Renewable Energy Planning Database | [10 empty] | 7.64 | 7.48 | 7.60 | 7.62 | 7.61 | NO-ESTIMATION | NO-ESTIMATION | NO-ESTIMATION | NO-ESTIMATION | CAPACITY-FACTOR-V1
GBR | United Kingdom | Braydon Manor Farm |  | GBR0001974 | 8.7 | 51.5885 | -1.9362 | Solar |  |  |  |  | Public Power Solutions | UK Renewable Energy Planning Database | https://www.gov.uk/government/collections/renewable-energy-planning-data | UK Renewable Energy Planning Database | 1105991 | [9 empty] | 13.21 | 12.97 | 13.16 | 13.20 | 13.23 | NO-ESTIMATION | NO-ESTIMATION | NO-ESTIMATION | NO-ESTIMATION | CAPACITY-FACTOR-V1
GBR | United Kingdom | Sevor Farm |  | GBR0001724 | 9.3 | 51.5923 | -1.7161 | Solar |  |  |  |  | AEE Renewables | UK Renewable Energy Planning Database | https://www.gov.uk/government/collections/renewable-energy-planning-data | UK Renewable Energy Planning Database | [10 empty] | 14.10 | 13.86 | 14.01 | 14.10 | 14.14 | NO-ESTIMATION | NO-ESTIMATION | NO-ESTIMATION | NO-ESTIMATION | CAPACITY-FACTOR-V1
GBR | United Kingdom | Tower Hill Farm |  | GBR0002077 | 8.1 | 51.5973 | -2.4724 | Solar |  |  |  |  | NextEnergy Solar Fund (NESF) | UK Renewable Energy Planning Database | https://www.gov.uk/government/collections/renewable-energy-planning-data | UK Renewable Energy Planning Database | 1106608 | [9 empty] | 12.28 | 12.01 | 12.12 | 12.23 | 12.23 | NO-ESTIMATION | NO-ESTIMATION | NO-ESTIMATION | NO-ESTIMATION | CAPACITY-FACTOR-V1
GBR | United Kingdom | Roves Farm (Solar) - resubmission |  | GBR0002049 | 12.7 | 51.5978 | -1.6983 | Solar |  |  |  |  | Bluefield Solar | UK Renewable Energy Planning Database | https://www.gov.uk/government/collections/renewable-energy-planning-data | UK Renewable Energy Planning Database | [10 empty] | 19.42 | 19.09 | 19.30 | 19.41 | 19.55 | NO-ESTIMATION | NO-ESTIMATION | NO-ESTIMATION | NO-ESTIMATION | CAPACITY-FACTOR-V1
GBR | United Kingdom | B&Q Swindon DC |  | GBR0005653 | 2.5 | 51.5996 | -1.7429 | Solar |  |  |  |  | Kingfisher Scottish Limited Partnership | UK Renewable Energy Planning Database | https://www.gov.uk/government/collections/renewable-energy-planning-data | UK Renewable Energy Planning Database | [10 empty] | 3.66 | 3.63 | 3.64 | 3.65 | 3.64 | SOLAR-V1-NO-AGE | SOLAR-V1-NO-AGE | SOLAR-V1-NO-AGE | SOLAR-V1-NO-AGE | SOLAR-V1-NO-AGE
GBR | United Kingdom | Pant-Y-Moch Farm |  | GBR0001900 | 5 | 51.5998 | -3.7646 | Solar |  |  |  |  | Canadian Solar | UK Renewable Energy Planning Database | https://www.gov.uk/government/collections/renewable-energy-planning-data | UK Renewable Energy Planning Database | 1111420 | [9 empty] | 7.60 | 7.57 | 7.49 | 7.51 | 7.59 | HYDRO-V1 | HYDRO-V1 | HYDRO-V1 | HYDRO-V1 | HYDRO-V1
GBR | United Kingdom | Langstone Court Road Solar Farm |  | GBR0001580 | 2.5 | 51.6009 | -2.9121 | Solar |  |  |  |  | C. DARTNELL | UK Renewable Energy Planning Database | https://www.gov.uk/government/collections/renewable-energy-planning-data | UK Renewable Energy Planning Database | 1096536 | [9 empty] | 3.66 | 3.63 | 3.64 | 3.65 | 3.64 | HYDRO-V1 | HYDRO-V1 | HYDRO-V1 | HYDRO-V1 | HYDRO-V1
GBR | United Kingdom | Court Farm (Resubmission) |  | GBR0005084 | 8.5 | 51.6011 | -2.8787 | Solar |  |  |  |  | BE Renewables | UK Renewable Energy Planning Database | https://www.gov.uk/government/collections/renewable-energy-planning-data | UK Renewable Energy Planning Database | [10 empty] | 12.48 | 12.25 | 12.44 | 12.47 | 12.51 | NO-ESTIMATION | NO-ESTIMATION | NO-ESTIMATION | NO-ESTIMATION | CAPACITY-FACTOR-V1
GBR | United Kingdom | Elms Farm |  | GBR0001832 | 29 | 51.6051 | -1.4003 | Solar |  |  |  |  | Bluefield Solar | UK Renewable Energy Planning Database | https://www.gov.uk/government/collections/renewable-energy-planning-data | UK Renewable Energy Planning Database | 1106887 | [9 empty] | 41.75 | 40.83 | 40.89 | 41.61 | 41.98 | NO-ESTIMATION | NO-ESTIMATION | NO-ESTIMATION | NO-ESTIMATION | CAPACITY-FACTOR-V1
GBR | United Kingdom | Land at Beech Farm |  | GBR0005253 | 4.6 | 51.6054 | -1.7366 | Solar |  |  |  |  | Vortex (formerly SunEdison) | UK Renewable Energy Planning Database | https://www.gov.uk/government/collections/renewable-energy-planning-data | UK Renewable Energy Planning Database | [10 empty] | 7.15 | 7.04 | 7.09 | 7.14 | 7.13 | SOLAR-V1-NO-AGE | SOLAR-V1-NO-AGE | SOLAR-V1-NO-AGE | SOLAR-V1-NO-AGE | SOLAR-V1-NO-AGE
GBR | United Kingdom | Bentham Farm |  | GBR0002344 | 8 | 51.6055 | -1.8987 | Solar |  |  |  |  | Hive Energy | UK Renewable Energy Planning Database | https://www.gov.uk/government/collections/renewable-energy-planning-data | UK Renewable Energy Planning Database | 1117088 | [9 empty] | 12.05 | 11.86 | 12.04 | 12.08 | 12.07 | NO-ESTIMATION | NO-ESTIMATION | NO-ESTIMATION | NO-ESTIMATION | CAPACITY-FACTOR-V1
GBR | United Kingdom | Baglan Bay Solar Farm - Phase 1 |  | GBR0002381 | 5 | 51.6094 | -3.8295 | Solar |  |  |  |  | St. Modwen Developments | UK Renewable Energy Planning Database | https://www.gov.uk/government/collections/renewable-energy-planning-data | UK Renewable Energy Planning Database | [10 empty] | 7.64 | 7.57 | 7.48 | 7.50 | 7.6 | NO-ESTIMATION | NO-ESTIMATION | NO-ESTIMATION | NO-ESTIMATION | CAPACITY-FACTOR-V1
GBR | United Kingdom | Oak Grove Farm |  | GBR0006493 | 5.7 | 51.6107 | -2.7209 | Solar |  |  |  |  | Monmouthshire County Council | UK Renewable Energy Planning Database | https://www.gov.uk/government/collections/renewable-energy-planning-data | UK Renewable Energy Planning Database | [10 empty] | 8.64 | 8.44 | 8.59 | 8.61 | 8.59 | NO-ESTIMATION | NO-ESTIMATION | NO-ESTIMATION | NO-ESTIMATION | CAPACITY-FACTOR-V1
GBR | United Kingdom | Chapel Farm |  | GBR0004769 | 5 | 51.6130 | -1.8167 | Solar |  |  |  |  | Public Power Solutions/ Swindon Borough Council | UK Renewable Energy Planning Database | https://www.gov.uk/government/collections/renewable-energy-planning-data | UK Renewable Energy Planning Database | [10 empty] | 7.62 | 7.48 | 7.60 | 7.62 | 7.61 | SOLAR-V1-NO-AGE | SOLAR-V1-NO-AGE | SOLAR-V1-NO-AGE | SOLAR-V1-NO-AGE | SOLAR-V1-NO-AGE
GBR | United Kingdom | Hill Farm Solar Park (VoWH) |  | GBR0001331 | 14.8 | 51.6166 | -1.3480 | Solar |  |  |  |  | Hill Farm Solar Park Limited | UK Renewable Energy Planning Database | https://www.gov.uk/government/collections/renewable-energy-planning-data | UK Renewable Energy Planning Database | [10 empty] | 22.65 | 22.17 | 22.20 | 22.58 | 22.76 | NO-ESTIMATION | NO-ESTIMATION | NO-ESTIMATION | NO-ESTIMATION | CAPACITY-FACTOR-V1
GBR | United Kingdom | Lodge Farm (Poulshot) |  | GBR0002351 | 14.5 | 51.6176 | -2.0531 | Solar |  |  |  |  | Hive Energy | UK Renewable Energy Planning Database | https://www.gov.uk/government/collections/renewable-energy-planning-data | UK Renewable Energy Planning Database | 1104714 | [9 empty] | 22.19 | 21.76 | 22.01 | 22.13 | 22.29 | NO-ESTIMATION | NO-ESTIMATION | NO-ESTIMATION | NO-ESTIMATION | NO-ESTIMATION
GBR | United Kingdom | Stanton solar park |  | GBR0002062 | 5 | 51.6183 | -1.7514 | Solar |  |  |  |  | Quercus Renewable Holding 2 | UK Renewable Energy Planning Database | https://www.gov.uk/government/collections/renewable-energy-planning-data | UK Renewable Energy Planning Database | 1107364 | [9 empty] | 7.65 | 7.48 | 7.57 | 7.62 | 7.61 | NO-ESTIMATION | NO-ESTIMATION | NO-ESTIMATION | NO-ESTIMATION | CAPACITY-FACTOR-V1
GBR | United Kingdom | Westmill Farm - PV |  | GBR0001054 | 5 | 51.6188 | -1.6440 | Solar |  |  |  |  | Mr Adam Twine | UK Renewable Energy Planning Database | https://www.gov.uk/government/collections/renewable-energy-planning-data | UK Renewable Energy Planning Database | 1087798 | [9 empty] | 7.64 | 7.48 | 7.56 | 7.62 | 7.61 | HYDRO-V1 | HYDRO-V1 | HYDRO-V1 | HYDRO-V1 | HYDRO-V1
GBR | United Kingdom | Land to North West of Lodge Farm (Park Farm) |  | GBR0005531 | 4 | 51.6198 | -2.9922 | Solar |  |  |  |  | Lightsource Renewable Energy | UK Renewable Energy Planning Database | https://www.gov.uk/government/collections/renewable-energy-planning-data | UK Renewable Energy Planning Database | [10 empty] | 5.99 | 5.86 | 5.91 | 5.93 | 5.88 | SOLAR-V1-NO-AGE | SOLAR-V1-NO-AGE | SOLAR-V1-NO-AGE | SOLAR-V1-NO-AGE | SOLAR-V1-NO-AGE
GBR | United Kingdom | Fambridge Road/Canewdon Road |  | GBR0004718 | 5 | 51.6202 | 0.6974 | Solar |  |  |  |  | UK Solar Assets (Alcor LS-SPV) | UK Renewable Energy Planning Database | https://www.gov.uk/government/collections/renewable-energy-planning-data | UK Renewable Energy Planning Database | 1113836 | [9 empty] | 7.60 | 7.64 | 7.51 | 7.59 | 7.71 | SOLAR-V1-NO-AGE | SOLAR-V1-NO-AGE | SOLAR-V1-NO-AGE | SOLAR-V1-NO-AGE | SOLAR-V1-NO-AGE
GBR | United Kingdom | Cwrt Henllys |  | GBR0005524 | 4.9925 | 51.6214 | -3.0794 | Solar |  |  |  |  | Lightsource Renewable Energy | UK Renewable Energy Planning Database | https://www.gov.uk/government/collections/renewable-energy-planning-data | UK Renewable Energy Planning Database | [10 empty] | 7.61 | 7.47 | 7.55 | 7.61 | 7.6 | NO-ESTIMATION | NO-ESTIMATION | NO-ESTIMATION | NO-ESTIMATION | CAPACITY-FACTOR-V1
GBR | United Kingdom | Outwood Farm (Phase 1) |  | GBR0002240 | 5 | 51.6219 | 0.4467 | Solar |  |  |  |  | MS Power Projects | UK Renewable Energy Planning Database | https://www.gov.uk/government/collections/renewable-energy-planning-data | UK Renewable Energy Planning Database | [10 empty] | 7.60 | 7.54 | 7.46 | 7.60 | 7.75 | SOLAR-V1-NO-AGE | SOLAR-V1-NO-AGE | SOLAR-V1-NO-AGE | SOLAR-V1-NO-AGE | SOLAR-V1-NO-AGE
GBR | United Kingdom | Malmesbury Solar |  | GBR0001079 | 5 | 51.6243 | -2.1089 | Solar |  |  |  |  | Sunstroom Energy | UK Renewable Energy Planning Database | https://www.gov.uk/government/collections/renewable-energy-planning-data | UK Renewable Energy Planning Database | 1101744 | [9 empty] | 7.64 | 7.48 | 7.56 | 7.62 | 7.61 | HYDRO-V1 | HYDRO-V1 | HYDRO-V1 | HYDRO-V1 | HYDRO-V1
GBR | United Kingdom | Marsh Farm |  | GBR0001725 | 14 | 51.6264 | -2.1108 | Solar |  |  |  |  | Steadfast Marsh Solar Ltd - Innogy (previously BELECTRIC Solar) (Wai-Kit Cheung <waikit.cheung@belectric.co.uk>) | UK Renewable Energy Planning Database | https://www.gov.uk/government/collections/renewable-energy-planning-data | UK Renewable Energy Planning Database | 1106967 | [9 empty] | 21.38 | 20.96 | 21.15 | 21.32 | 21.48 | SOLAR-V1-NO-AGE | SOLAR-V1-NO-AGE | SOLAR-V1-NO-AGE | SOLAR-V1-NO-AGE | SOLAR-V1-NO-AGE
GBR | United Kingdom | Newnton Dairy |  | GBR0001304 | 7.176 | 51.6265 | -2.1130 | Solar |  |  |  |  | Anesco | UK Renewable Energy Planning Database | https://www.gov.uk/government/collections/renewable-energy-planning-data | UK Renewable Energy Planning Database | [10 empty] | 10.81 | 10.58 | 10.70 | 10.79 | 10.77 | NO-ESTIMATION | NO-ESTIMATION | NO-ESTIMATION | NO-ESTIMATION | CAPACITY-FACTOR-V1
GBR | United Kingdom | Killan Farm Solar Array Extens |  | GBR0005398 | 1 | 51.6265 | -4.0459 | Solar |  |  |  |  | Y Felin Ddwr Charitable Trust | UK Renewable Energy Planning Database | https://www.gov.uk/government/collections/renewable-energy-planning-data | UK Renewable Energy Planning Database | [10 empty] | 1.43 | 1.51 | 1.43 | 1.44 | 1.49 | SOLAR-V1-NO-AGE | SOLAR-V1-NO-AGE | SOLAR-V1-NO-AGE | SOLAR-V1-NO-AGE | SOLAR-V1-NO-AGE
GBR | United Kingdom | Wick Farm (Burnham on Crouch) |  | GBR0002268 | 5 | 51.6272 | 0.8430 | Solar |  |  |  |  | Countryside Renewables | UK Renewable Energy Planning Database | https://www.gov.uk/government/collections/renewable-energy-planning-data | UK Renewable Energy Planning Database | 1106782 | [9 empty] | 7.60 | 7.64 | 7.58 | 7.62 | 7.68 | NO-ESTIMATION | NO-ESTIMATION | NO-ESTIMATION | NO-ESTIMATION | CAPACITY-FACTOR-V1
GBR | United Kingdom | Chelworth Industrial Estate Solar Park |  | GBR0001656 | 1 | 51.6276 | -1.8876 | Solar |  |  |  |  | Bath & West Community Energy Ltd | UK Renewable Energy Planning Database | https://www.gov.uk/government/collections/renewable-energy-planning-data | UK Renewable Energy Planning Database | 1105992 | [9 empty] | 1.40 | 1.49 | 1.43 | 1.43 | 1.43 | NO-ESTIMATION | NO-ESTIMATION | NO-ESTIMATION | NO-ESTIMATION | CAPACITY-FACTOR-V1
GBR | United Kingdom | Penrhiwarwydd Farm |  | GBR0002206 | 8.5 | 51.6327 | -3.1582 | Solar |  |  |  |  | MTS Hill Farm Solar Ltd | UK Renewable Energy Planning Database | https://www.gov.uk/government/collections/renewable-energy-planning-data | UK Renewable Energy Planning Database | [10 empty] | 12.50 | 12.25 | 12.40 | 12.47 | 12.51 | SOLAR-V1-NO-AGE | SOLAR-V1-NO-AGE | SOLAR-V1-NO-AGE | SOLAR-V1-NO-AGE | SOLAR-V1-NO-AGE
GBR | United Kingdom | Goose Willow Farm - extension |  | GBR0001908 | 7 | 51.6330 | -1.3488 | Solar |  |  |  |  | Ikaros Solar Limited | UK Renewable Energy Planning Database | https://www.gov.uk/government/collections/renewable-energy-planning-data | UK Renewable Energy Planning Database | 1100764 | [9 empty] | 10.52 | 10.28 | 10.29 | 10.50 | 10.49 | SOLAR-V1-NO-AGE | SOLAR-V1-NO-AGE | SOLAR-V1-NO-AGE | SOLAR-V1-NO-AGE | SOLAR-V1-NO-AGE
GBR | United Kingdom | Steventon |  | GBR0001817 | 10.0392 | 51.6334 | -1.3613 | Solar |  |  |  |  | Hive Energy | UK Renewable Energy Planning Database | https://www.gov.uk/government/collections/renewable-energy-planning-data | UK Renewable Energy Planning Database | [10 empty] | 15.16 | 14.87 | 14.89 | 15.16 | 15.23 | NO-ESTIMATION | NO-ESTIMATION | NO-ESTIMATION | NO-ESTIMATION | CAPACITY-FACTOR-V1
GBR | United Kingdom | Rhewl Farm |  | GBR0005053 | 6 | 51.6340 | -2.7312 | Solar |  |  |  |  | Renesola | UK Renewable Energy Planning Database | https://www.gov.uk/government/collections/renewable-energy-planning-data | UK Renewable Energy Planning Database | 1113892 | [9 empty] | 9.03 | 8.83 | 8.98 | 9.00 | 8.99 | NO-ESTIMATION | NO-ESTIMATION | NO-ESTIMATION | NO-ESTIMATION | CAPACITY-FACTOR-V1
GBR | United Kingdom | Cwmcaesingrug Farm |  | GBR0001985 | 10 | 51.6351 | -3.1698 | Solar |  |  |  |  | Kronos Solar | UK Renewable Energy Planning Database | https://www.gov.uk/government/collections/renewable-energy-planning-data | UK Renewable Energy Planning Database | [10 empty] | 15.14 | 14.84 | 15.00 | 15.10 | 15.17 | NO-ESTIMATION | NO-ESTIMATION | NO-ESTIMATION | NO-ESTIMATION | CAPACITY-FACTOR-V1
GBR | United Kingdom | Goose Willow Farm |  | GBR0001716 | 11.5 | 51.6359 | -1.3569 | Solar |  |  |  |  | IKAROS SOLAR LIMITED | UK Renewable Energy Planning Database | https://www.gov.uk/government/collections/renewable-energy-planning-data | UK Renewable Energy Planning Database | [10 empty] | 17.57 | 17.24 | 17.26 | 17.56 | 17.69 | NO-ESTIMATION | NO-ESTIMATION | NO-ESTIMATION | NO-ESTIMATION | CAPACITY-FACTOR-V1
GBR | United Kingdom | Goose Willow |  | WKS0064687 | 14.1 | 51.6360 | -1.3550 | Solar | [5 empty] | Wiki-Solar | https://www.wiki-solar.org | Wiki-Solar | [10 empty] | 21.53 | 21.08 | 21.10 | 21.47 | 21.63 | NO-ESTIMATION | NO-ESTIMATION | NO-ESTIMATION | NO-ESTIMATION | CAPACITY-FACTOR-V1
GBR | United Kingdom | Cockett Valley |  | GBR0004896 | 4 | 51.6370 | -4.0130 | Solar |  |  |  |  | Renewable Developments Wales | UK Renewable Energy Planning Database | https://www.gov.uk/government/collections/renewable-energy-planning-data | UK Renewable Energy Planning Database | [10 empty] | 5.99 | 5.93 | 5.86 | 5.88 | 5.88 | SOLAR-V1-NO-AGE | SOLAR-V1-NO-AGE | SOLAR-V1-NO-AGE | SOLAR-V1-NO-AGE | SOLAR-V1-NO-AGE
GBR | United Kingdom | Sedbury Park |  | GBR0002056 | 5 | 51.6390 | -2.6551 | Solar |  |  |  |  | Bee Green Solar | UK Renewable Energy Planning Database | https://www.gov.uk/government/collections/renewable-energy-planning-data | UK Renewable Energy Planning Database | [10 empty] | 7.64 | 7.48 | 7.60 | 7.62 | 7.61 | NO-ESTIMATION | NO-ESTIMATION | NO-ESTIMATION | NO-ESTIMATION | CAPACITY-FACTOR-V1
GBR | United Kingdom | Chapel Hill |  | GBR0002326 | 8 | 51.6423 | -4.9484 | Solar |  |  |  |  | Wessex Solar Energy | UK Renewable Energy Planning Database | https://www.gov.uk/government/collections/renewable-energy-planning-data | UK Renewable Energy Planning Database | [10 empty] | 12.12 | 12.81 | 12.25 | 12.10 | 12.45 | NO-ESTIMATION | NO-ESTIMATION | NO-ESTIMATION | NO-ESTIMATION | CAPACITY-FACTOR-V1
GBR | United Kingdom | Water Eaton Farm / Port Farm |  | GBR0002085 | 34.8 | 51.6433 | -1.8178 | Solar |  |  |  |  | Foresight/ Vogt solar | UK Renewable Energy Planning Database | https://www.gov.uk/government/collections/renewable-energy-planning-data | UK Renewable Energy Planning Database | 1109511 | [9 empty] | 50.47 | 49.66 | 50.36 | 50.50 | 50.95 | NO-ESTIMATION | NO-ESTIMATION | NO-ESTIMATION | NO-ESTIMATION | CAPACITY-FACTOR-V1
GBR | United Kingdom | Upper Huntingford Farm |  | GBR0002083 | 7.7 | 51.6436 | -2.4065 | Solar |  |  |  |  | TGC Renewables | UK Renewable Energy Planning Database | https://www.gov.uk/government/collections/renewable-energy-planning-data | UK Renewable Energy Planning Database | 1110952 | [9 empty] | 11.60 | 11.36 | 11.51 | 11.58 | 11.56 | NO-ESTIMATION | NO-ESTIMATION | NO-ESTIMATION | NO-ESTIMATION | NO-ESTIMATION
GBR | United Kingdom | Landmead Farm (East Hanney) |  | GBR0002030 | 46 | 51.6440 | -1.3736 | Solar |  |  |  |  | First Solar/Innogy (previously BELECTRIC Solar)/Foresight Solar Fund | UK Renewable Energy Planning Database | https://www.gov.uk/government/collections/renewable-energy-planning-data | UK Renewable Energy Planning Database | 1106070 | [9 empty] | 66.26 | 64.80 | 64.89 | 66.03 | 66.65 | NO-ESTIMATION | NO-ESTIMATION | NO-ESTIMATION | NO-ESTIMATION | NO-ESTIMATION
GBR | United Kingdom | Tump Solar Farm |  | GBR0001243 | 5 | 51.6451 | -2.6530 | Solar |  |  |  |  | Green Energy UK Direct | UK Renewable Energy Planning Database | https://www.gov.uk/government/collections/renewable-energy-planning-data | UK Renewable Energy Planning Database | 1101498 | [9 empty] | 7.64 | 7.48 | 7.60 | 7.62 | 7.61 | SOLAR-V1-NO-AGE | SOLAR-V1-NO-AGE | SOLAR-V1-NO-AGE | SOLAR-V1-NO-AGE | SOLAR-V1-NO-AGE
GBR | United Kingdom | Castle Eaton Farm |  | GBR0001945 | 17.8 | 51.6491 | -1.7907 | Solar |  |  |  |  | Hive Energy | UK Renewable Energy Planning Database | https://www.gov.uk/government/collections/renewable-energy-planning-data | UK Renewable Energy Planning Database | [10 empty] | 27.22 | 26.79 | 27.17 | 27.24 | 27.44 | NO-ESTIMATION | NO-ESTIMATION | NO-ESTIMATION | NO-ESTIMATION | NO-ESTIMATION
GBR | United Kingdom | Pentylands Farm |  | GBR0001593 | 19 | 51.6530 | -1.7305 | Solar |  |  |  |  | Moser Baer | UK Renewable Energy Planning Database | https://www.gov.uk/government/collections/renewable-energy-planning-data | UK Renewable Energy Planning Database | 1101877 | [9 empty] | 28.99 | 28.53 | 28.85 | 29.01 | 29.22 | NO-ESTIMATION | NO-ESTIMATION | NO-ESTIMATION | NO-ESTIMATION | NO-ESTIMATION
GBR | United Kingdom | Wally Corner Landfill Site |  | GBR0005551 | 7 | 51.6574 | -1.1619 | Solar |  |  |  |  | SBC Renewables | UK Renewable Energy Planning Database | https://www.gov.uk/government/collections/renewable-energy-planning-data | UK Renewable Energy Planning Database | [10 empty] | 10.52 | 10.28 | 10.29 | 10.47 | 10.49 | SOLAR-V1-NO-AGE | SOLAR-V1-NO-AGE | SOLAR-V1-NO-AGE | SOLAR-V1-NO-AGE | SOLAR-V1-NO-AGE
GBR | United Kingdom | Little Neath |  | WKS0065608 | 5.1 | 51.6620 | -5.0100 | Solar | [5 empty] | Wiki-Solar | https://www.wiki-solar.org | Wiki-Solar | [10 empty] | 7.72 | 8.15 | 7.79 | 7.70 | 7.92 | NO-ESTIMATION | NO-ESTIMATION | NO-ESTIMATION | NO-ESTIMATION | CAPACITY-FACTOR-V1
GBR | United Kingdom | Lynt Farm |  | GBR0002035 | 27 | 51.6625 | -1.7004 | Solar |  |  |  |  | Meag | UK Renewable Energy Planning Database | https://www.gov.uk/government/collections/renewable-energy-planning-data | UK Renewable Energy Planning Database | 1107381 | [9 empty] | 38.92 | 38.29 | 38.73 | 38.94 | 39.27 | HYDRO-V1 | HYDRO-V1 | HYDRO-V1 | HYDRO-V1 | HYDRO-V1
GBR | United Kingdom | Langley Hall Farm |  | GBR0001298 | 2.4 | 51.6633 | -1.0978 | Solar |  |  |  |  | Lark Energy | UK Renewable Energy Planning Database | https://www.gov.uk/government/collections/renewable-energy-planning-data | UK Renewable Energy Planning Database | 1109216 | [9 empty] | 3.50 | 3.46 | 3.48 | 3.49 | 3.48 | SOLAR-V1-NO-AGE | SOLAR-V1-NO-AGE | SOLAR-V1-NO-AGE | SOLAR-V1-NO-AGE | SOLAR-V1-NO-AGE
GBR | United Kingdom | Buckwell |  | WKS0064636 | 8 | 51.6638 | -2.8365 | Solar | [5 empty] | Wiki-Solar | https://www.wiki-solar.org | Wiki-Solar | [10 empty] | 12.09 | 11.86 | 12.04 | 12.07 | 12.07 | SOLAR-V1-NO-AGE | SOLAR-V1-NO-AGE | SOLAR-V1-NO-AGE | SOLAR-V1-NO-AGE | SOLAR-V1-NO-AGE
GBR | United Kingdom | Upper Wick Solar Farm |  | GBR2001078 | 5 | 51.6668 | -2.4082 | Solar |  |  |  |  | Upper Wick Solar Farm | UK Renewable Energy Planning Database | https://www.gov.uk/government/collections/renewable-energy-planning-data | UK Renewable Energy Planning Database | [10 empty] | 7.64 | 7.48 | 7.60 | 7.62 | 7.61 | NO-ESTIMATION | NO-ESTIMATION | NO-ESTIMATION | NO-ESTIMATION | CAPACITY-FACTOR-V1
GBR | United Kingdom | Dura Park Bynea Industrial Site |  | GBR0005917 | 1.4 | 51.6676 | -4.0897 | Solar |  |  |  |  | Short Bros Homes | UK Renewable Energy Planning Database | https://www.gov.uk/government/collections/renewable-energy-planning-data | UK Renewable Energy Planning Database | [10 empty] | 1.96 | 1.97 | 1.97 | 1.97 | 2 | HYDRO-V1 | HYDRO-V1 | HYDRO-V1 | HYDRO-V1 | HYDRO-V1
GBR | United Kingdom | Wogaston Solar Farm |  | GBR0005232 | 5.3 | 51.6685 | -5.0209 | Solar |  |  |  |  | Elgin Energy EsCo | UK Renewable Energy Planning Database | https://www.gov.uk/government/collections/renewable-energy-planning-data | UK Renewable Energy Planning Database | 1106911 | [9 empty] | 8.02 | 8.47 | 8.08 | 8.00 | 8.23 | HYDRO-V1 | HYDRO-V1 | HYDRO-V1 | HYDRO-V1 | HYDRO-V1
GBR | United Kingdom | Hoplass Farm |  | GBR0005257 | 10 | 51.6698 | -5.0127 | Solar |  |  |  |  | Kronos Solar | UK Renewable Energy Planning Database | https://www.gov.uk/government/collections/renewable-energy-planning-data | UK Renewable Energy Planning Database | 1107390 | [9 empty] | 15.13 | 16.00 | 15.25 | 15.10 | 15.64 | NO-ESTIMATION | NO-ESTIMATION | NO-ESTIMATION | NO-ESTIMATION | CAPACITY-FACTOR-V1
GBR | United Kingdom | Chalgrove Solar |  | GBR0002333 | 21.3404 | 51.6705 | -1.0597 | Solar |  |  |  |  | Chalgrove Solar | UK Renewable Energy Planning Database | https://www.gov.uk/government/collections/renewable-energy-planning-data | UK Renewable Energy Planning Database | 1109207 | [9 empty] | 32.54 | 31.85 | 31.89 | 32.28 | 32.69 | NO-ESTIMATION | NO-ESTIMATION | NO-ESTIMATION | NO-ESTIMATION | CAPACITY-FACTOR-V1
GBR | United Kingdom | Land West of Roberts Wall Far |  | GBR0005019 | 2.5 | 51.6712 | -4.7464 | Solar |  |  |  |  | Navitas Project | UK Renewable Energy Planning Database | https://www.gov.uk/government/collections/renewable-energy-planning-data | UK Renewable Energy Planning Database | [10 empty] | 3.69 | 3.64 | 3.64 | 3.67 | 3.58 | HYDRO-V1 | HYDRO-V1 | HYDRO-V1 | HYDRO-V1 | HYDRO-V1
GBR | United Kingdom | Upper Pant-Ysgawen Farm/Crumlin |  | GBR0005381 | 4.9 | 51.6718 | -3.1523 | Solar |  |  |  |  | Suncredit UK | UK Renewable Energy Planning Database | https://www.gov.uk/government/collections/renewable-energy-planning-data | UK Renewable Energy Planning Database | [10 empty] | 7.29 | 7.17 | 7.26 | 7.28 | 7.27 | SOLAR-V1-NO-AGE | SOLAR-V1-NO-AGE | SOLAR-V1-NO-AGE | SOLAR-V1-NO-AGE | SOLAR-V1-NO-AGE
GBR | United Kingdom | Pen Rhiw |  | GBR0002327 | 4.748 | 51.6725 | -3.3811 | Solar |  |  |  |  | Lightsource Renewable Energy | UK Renewable Energy Planning Database | https://www.gov.uk/government/collections/renewable-energy-planning-data | UK Renewable Energy Planning Database | [10 empty] | 7.60 | 7.48 | 7.56 | 7.58 | 7.57 | SOLAR-V1-NO-AGE | SOLAR-V1-NO-AGE | SOLAR-V1-NO-AGE | SOLAR-V1-NO-AGE | SOLAR-V1-NO-AGE
GBR | United Kingdom | Hendai Farm |  | GBR0002370 | 13.4 | 51.6745 | -3.2765 | Solar |  |  |  |  | Conergy UK | UK Renewable Energy Planning Database | https://www.gov.uk/government/collections/renewable-energy-planning-data | UK Renewable Energy Planning Database | [10 empty] | 20.44 | 20.08 | 20.36 | 20.42 | 20.57 | HYDRO-V1 | HYDRO-V1 | HYDRO-V1 | HYDRO-V1 | HYDRO-V1
GBR | United Kingdom | Jordanston Solar Farm |  | GBR0001388 | 5 | 51.6754 | -4.7959 | Solar |  |  |  |  | AEE Renewables | UK Renewable Energy Planning Database | https://www.gov.uk/government/collections/renewable-energy-planning-data | UK Renewable Energy Planning Database | 1099601 | [9 empty] | 7.62 | 7.61 | 7.55 | 7.65 | 7.65 | SOLAR-V1-NO-AGE | SOLAR-V1-NO-AGE | SOLAR-V1-NO-AGE | SOLAR-V1-NO-AGE | SOLAR-V1-NO-AGE
GBR | United Kingdom | Waltham Point Distribution Centre |  | GBR0006114 | 1.8 | 51.6794 | -0.0088 | Solar |  |  |  |  | Sainsbury's | UK Renewable Energy Planning Database | https://www.gov.uk/government/collections/renewable-energy-planning-data | UK Renewable Energy Planning Database | [10 empty] | 2.48 | 2.52 | 2.48 | 2.49 | 2.47 | NO-ESTIMATION | NO-ESTIMATION | NO-ESTIMATION | NO-ESTIMATION | CAPACITY-FACTOR-V1
GBR | United Kingdom | Land At Actrees Farm |  | GBR0005425 | 5 | 51.6815 | -2.4194 | Solar |  |  |  |  | Actrees Solar Power/ Vogt Solar | UK Renewable Energy Planning Database | https://www.gov.uk/government/collections/renewable-energy-planning-data | UK Renewable Energy Planning Database | 1110435 | [9 empty] | 7.64 | 7.48 | 7.60 | 7.62 | 7.61 | NO-ESTIMATION | NO-ESTIMATION | NO-ESTIMATION | NO-ESTIMATION | CAPACITY-FACTOR-V1
GBR | United Kingdom | Golden Hill |  | GBR0002325 | 6.2 | 51.6849 | -4.9078 | Solar |  |  |  |  | John Laing Environmental Assets (formerly Camborne Capital & Lightsource / Hive energy) | UK Renewable Energy Planning Database | https://www.gov.uk/government/collections/renewable-energy-planning-data | UK Renewable Energy Planning Database | 1105896 | [9 empty] | 9.21 | 9.58 | 9.26 | 9.40 | 9.5 | SOLAR-V1-NO-AGE | SOLAR-V1-NO-AGE | SOLAR-V1-NO-AGE | SOLAR-V1-NO-AGE | SOLAR-V1-NO-AGE
GBR | United Kingdom | Brynwhilach solar park |  | GBR0001975 | 5 | 51.6866 | -3.9582 | Solar |  |  |  |  | Good Energy Generation | UK Renewable Energy Planning Database | https://www.gov.uk/government/collections/renewable-energy-planning-data | UK Renewable Energy Planning Database | [10 empty] | 7.63 | 7.46 | 7.48 | 7.50 | 7.6 | SOLAR-V1-NO-AGE | SOLAR-V1-NO-AGE | SOLAR-V1-NO-AGE | SOLAR-V1-NO-AGE | SOLAR-V1-NO-AGE
GBR | United Kingdom | Land at Darran Farm |  | GBR0004734 | 2.6 | 51.6882 | -3.1804 | Solar |  |  |  |  | SRE (Darran) | UK Renewable Energy Planning Database | https://www.gov.uk/government/collections/renewable-energy-planning-data | UK Renewable Energy Planning Database | [10 empty] | 3.79 | 3.76 | 3.77 | 3.77 | 3.76 | HYDRO-V1 | HYDRO-V1 | HYDRO-V1 | HYDRO-V1 | HYDRO-V1
GBR | United Kingdom | Rhyd-y-Pandy Solar Farm |  | GBR0002354 | 6 | 51.6965 | -3.9394 | Solar |  |  |  |  | Wessex Solar Energy | UK Renewable Energy Planning Database | https://www.gov.uk/government/collections/renewable-energy-planning-data | UK Renewable Energy Planning Database | [10 empty] | 9.01 | 8.81 | 8.84 | 8.86 | 8.98 | SOLAR-V1-NO-AGE | SOLAR-V1-NO-AGE | SOLAR-V1-NO-AGE | SOLAR-V1-NO-AGE | SOLAR-V1-NO-AGE
GBR | United Kingdom | Land At Swanland Road |  | GBR0005295 | 5 | 51.6966 | -0.2221 | Solar |  |  |  |  | Gascoyne Holdings | UK Renewable Energy Planning Database | https://www.gov.uk/government/collections/renewable-energy-planning-data | UK Renewable Energy Planning Database | [10 empty] | 7.63 | 7.62 | 7.49 | 7.51 | 7.59 | SOLAR-V1-NO-AGE | SOLAR-V1-NO-AGE | SOLAR-V1-NO-AGE | SOLAR-V1-NO-AGE | SOLAR-V1-NO-AGE
GBR | United Kingdom | West Farm |  | GBR0001244 | 7.63 | 51.6987 | -4.9012 | Solar |  |  |  |  | Vogt Solar | UK Renewable Energy Planning Database | https://www.gov.uk/government/collections/renewable-energy-planning-data | UK Renewable Energy Planning Database | [10 empty] | 11.49 | 11.78 | 11.47 | 11.63 | 11.68 | SOLAR-V1-NO-AGE | SOLAR-V1-NO-AGE | SOLAR-V1-NO-AGE | SOLAR-V1-NO-AGE | SOLAR-V1-NO-AGE
GBR | United Kingdom | SPD 4 Gelliwern |  | GBR0002334 | 6.24 | 51.7000 | -3.9928 | Solar |  |  |  |  | Solar Park Developments | UK Renewable Energy Planning Database | https://www.gov.uk/government/collections/renewable-energy-planning-data | UK Renewable Energy Planning Database | 1105902 | [9 empty] | 9.38 | 9.17 | 9.19 | 9.22 | 9.34 | NO-ESTIMATION | NO-ESTIMATION | NO-ESTIMATION | NO-ESTIMATION | CAPACITY-FACTOR-V1
GBR | United Kingdom | Abergelli |  | GBR0001953 | 7.6822 | 51.7007 | -3.9476 | Solar |  |  |  |  | Anesco | UK Renewable Energy Planning Database | https://www.gov.uk/government/collections/renewable-energy-planning-data | UK Renewable Energy Planning Database | 1103050 | [9 empty] | 11.56 | 11.31 | 11.35 | 11.37 | 11.52 | NO-ESTIMATION | NO-ESTIMATION | NO-ESTIMATION | NO-ESTIMATION | CAPACITY-FACTOR-V1
GBR | United Kingdom | Pen-Y-Fan A |  | WKS0072669 | 6 | 51.7008 | -3.1691 | Solar | [5 empty] | Wiki-Solar | https://www.wiki-solar.org | Wiki-Solar | [10 empty] | 9.03 | 8.84 | 8.98 | 9.00 | 8.99 | HYDRO-V1 | HYDRO-V1 | HYDRO-V1 | HYDRO-V1 | HYDRO-V1
GBR | United Kingdom | Manmoel Road Solar Park |  | GBR0005437 | 4.1 | 51.7037 | -3.1793 | Solar |  |  |  |  | Pearmat Solar | UK Renewable Energy Planning Database | https://www.gov.uk/government/collections/renewable-energy-planning-data | UK Renewable Energy Planning Database | [10 empty] | 6.12 | 6.00 | 6.05 | 6.08 | 6.02 | SOLAR-V1-NO-AGE | SOLAR-V1-NO-AGE | SOLAR-V1-NO-AGE | SOLAR-V1-NO-AGE | SOLAR-V1-NO-AGE
GBR | United Kingdom | Potters Bar Solar Farm |  | GBR0005660 | 5 | 51.7091 | -0.2051 | Solar |  |  |  |  | UK Sustainable Energy | UK Renewable Energy Planning Database | https://www.gov.uk/government/collections/renewable-energy-planning-data | UK Renewable Energy Planning Database | [10 empty] | 7.63 | 7.62 | 7.49 | 7.51 | 7.59 | HYDRO-V1 | HYDRO-V1 | HYDRO-V1 | HYDRO-V1 | HYDRO-V1
GBR | United Kingdom | Mamhilad Solar Farm |  | GBR2001099 | 5 | 51.7126 | -2.9935 | Solar |  |  |  |  | Active Renewables | UK Renewable Energy Planning Database | https://www.gov.uk/government/collections/renewable-energy-planning-data | UK Renewable Energy Planning Database | [10 empty] | 7.64 | 7.49 | 7.60 | 7.63 | 7.61 | NO-ESTIMATION | NO-ESTIMATION | NO-ESTIMATION | NO-ESTIMATION | CAPACITY-FACTOR-V1
GBR | United Kingdom | Brynteg |  | GBR0002363 | 14.7866 | 51.7128 | -4.1781 | Solar |  |  |  |  | Brynteg Solar | UK Renewable Energy Planning Database | https://www.gov.uk/government/collections/renewable-energy-planning-data | UK Renewable Energy Planning Database | [10 empty] | 22.23 | 22.41 | 22.19 | 22.21 | 23.11 | HYDRO-V1 | HYDRO-V1 | HYDRO-V1 | HYDRO-V1 | HYDRO-V1
GBR | United Kingdom | Land at Box Road |  | GBR0005442 | 2.2 | 51.7184 | -2.3606 | Solar |  |  |  |  | Suncredit UK | UK Renewable Energy Planning Database | https://www.gov.uk/government/collections/renewable-energy-planning-data | UK Renewable Energy Planning Database | [10 empty] | 3.22 | 3.18 | 3.19 | 3.19 | 3.19 | HYDRO-V1 | HYDRO-V1 | HYDRO-V1 | HYDRO-V1 | HYDRO-V1
GBR | United Kingdom | Liddeston Ridge Solar Park (Milford Haven) |  | GBR0001634 | 5 | 51.7184 | -5.0439 | Solar |  |  |  |  | Milford Haven Port Authority | UK Renewable Energy Planning Database | https://www.gov.uk/government/collections/renewable-energy-planning-data | UK Renewable Energy Planning Database | [10 empty] | 7.52 | 7.86 | 7.54 | 7.63 | 7.73 | SOLAR-V1-NO-AGE | SOLAR-V1-NO-AGE | SOLAR-V1-NO-AGE | SOLAR-V1-NO-AGE | SOLAR-V1-NO-AGE
GBR | United Kingdom | Llancayo Solar Farm |  | GBR0001056 | 3.9 | 51.7227 | -2.9165 | Solar |  |  |  |  | m03 Power | UK Renewable Energy Planning Database | https://www.gov.uk/government/collections/renewable-energy-planning-data | UK Renewable Energy Planning Database | [10 empty] | 5.82 | 5.71 | 5.76 | 5.79 | 5.73 | SOLAR-V1-NO-AGE | SOLAR-V1-NO-AGE | SOLAR-V1-NO-AGE | SOLAR-V1-NO-AGE | SOLAR-V1-NO-AGE
GBR | United Kingdom | Crucis Farm |  | GBR0002136 | 16.057 | 51.7241 | -1.9132 | Solar |  |  |  |  | Solar Planning Limited | UK Renewable Energy Planning Database | https://www.gov.uk/government/collections/renewable-energy-planning-data | UK Renewable Energy Planning Database | [10 empty] | 24.38 | 24.00 | 24.33 | 24.40 | 24.58 | SOLAR-V1-NO-AGE | SOLAR-V1-NO-AGE | SOLAR-V1-NO-AGE | SOLAR-V1-NO-AGE | SOLAR-V1-NO-AGE
GBR | United Kingdom | Ffos Las |  | GBR0001161 | 4.9968 | 51.7250 | -4.2386 | Solar |  |  |  |  | Mr Martyn Llewelyn | UK Renewable Energy Planning Database | https://www.gov.uk/government/collections/renewable-energy-planning-data | UK Renewable Energy Planning Database | 1096713 | [9 empty] | 7.48 | 7.58 | 7.47 | 7.48 | 7.74 | NO-ESTIMATION | NO-ESTIMATION | NO-ESTIMATION | NO-ESTIMATION | CAPACITY-FACTOR-V1
GBR | United Kingdom | Hafod-Y-Dafal Farm |  | GBR0002176 | 14 | 51.7258 | -3.1582 | Solar |  |  |  |  | KS SPV53 Ltd | UK Renewable Energy Planning Database | https://www.gov.uk/government/collections/renewable-energy-planning-data | UK Renewable Energy Planning Database | 1114864 | [9 empty] | 21.30 | 20.99 | 21.26 | 21.43 | 21.45 | SOLAR-V1-NO-AGE | SOLAR-V1-NO-AGE | SOLAR-V1-NO-AGE | SOLAR-V1-NO-AGE | SOLAR-V1-NO-AGE
GBR | United Kingdom | Hurst Farm |  | GBR0001489 | 5 | 51.7286 | -2.5074 | Solar |  |  |  |  | Bee Green Solar | UK Renewable Energy Planning Database | https://www.gov.uk/government/collections/renewable-energy-planning-data | UK Renewable Energy Planning Database | [10 empty] | 7.64 | 7.48 | 7.60 | 7.63 | 7.61 | NO-ESTIMATION | NO-ESTIMATION | NO-ESTIMATION | NO-ESTIMATION | CAPACITY-FACTOR-V1
GBR | United Kingdom | BMW UK Manufacturing Ltd |  | GBR0001284 | 3 | 51.7328 | -1.1947 | Solar |  |  |  |  | Free Green Energy | UK Renewable Energy Planning Database | https://www.gov.uk/government/collections/renewable-energy-planning-data | UK Renewable Energy Planning Database | [10 empty] | 4.49 | 4.44 | 4.45 | 4.49 | 4.47 | NO-ESTIMATION | NO-ESTIMATION | NO-ESTIMATION | NO-ESTIMATION | CAPACITY-FACTOR-V1
GBR | United Kingdom | Lower House |  | GBR0005006 | 8.22 | 51.7342 | -2.9459 | Solar |  |  |  |  | 3C Energy | UK Renewable Energy Planning Database | https://www.gov.uk/government/collections/renewable-energy-planning-data | UK Renewable Energy Planning Database | [10 empty] | 12.03 | 11.88 | 12.04 | 12.14 | 12.06 | SOLAR-V1-NO-AGE | SOLAR-V1-NO-AGE | SOLAR-V1-NO-AGE | SOLAR-V1-NO-AGE | SOLAR-V1-NO-AGE
GBR | United Kingdom | Hillhouse Farm |  | GBR0002238 | 28.5 | 51.7357 | -2.3624 | Solar |  |  |  |  | Cambridge Solar Power/ Vogt Solar | UK Renewable Energy Planning Database | https://www.gov.uk/government/collections/renewable-energy-planning-data | UK Renewable Energy Planning Database | [10 empty] | 41.06 | 40.22 | 40.79 | 40.92 | 41.29 | NO-ESTIMATION | NO-ESTIMATION | NO-ESTIMATION | NO-ESTIMATION | CAPACITY-FACTOR-V1
GBR | United Kingdom | Hendre Fawr Farm |  | GBR0002286 | 11.6 | 51.7409 | -3.5913 | Solar |  |  |  |  | INRG Solar | UK Renewable Energy Planning Database | https://www.gov.uk/government/collections/renewable-energy-planning-data | UK Renewable Energy Planning Database | [10 empty] | 17.43 | 17.42 | 17.62 | 17.66 | 17.85 | SOLAR-V1-NO-AGE | SOLAR-V1-NO-AGE | SOLAR-V1-NO-AGE | SOLAR-V1-NO-AGE | SOLAR-V1-NO-AGE
GBR | United Kingdom | Yorkley Solar Park |  | GBR0005243 | 5 | 51.7459 | -2.5356 | Solar |  |  |  |  | Bee Green Solar | UK Renewable Energy Planning Database | https://www.gov.uk/government/collections/renewable-energy-planning-data | UK Renewable Energy Planning Database | [10 empty] | 7.62 | 7.48 | 7.60 | 7.63 | 7.61 | SOLAR-V1-NO-AGE | SOLAR-V1-NO-AGE | SOLAR-V1-NO-AGE | SOLAR-V1-NO-AGE | SOLAR-V1-NO-AGE
GBR | United Kingdom | Land At Cwm Bargoed |  | GBR0005292 | 5 | 51.7461 | -3.3172 | Solar |  |  |  |  | Kronos Solar/ Vogt Solar | UK Renewable Energy Planning Database | https://www.gov.uk/government/collections/renewable-energy-planning-data | UK Renewable Energy Planning Database | [10 empty] | 7.62 | 7.48 | 7.60 | 7.66 | 7.6 | SOLAR-V1-NO-AGE | SOLAR-V1-NO-AGE | SOLAR-V1-NO-AGE | SOLAR-V1-NO-AGE | SOLAR-V1-NO-AGE
GBR | United Kingdom | Yerbeston Gate Farm |  | GBR0002365 | 6.1 | 51.7473 | -4.7945 | Solar |  |  |  |  | Sunsave 23 Limited/ Vogt solar | UK Renewable Energy Planning Database | https://www.gov.uk/government/collections/renewable-energy-planning-data | UK Renewable Energy Planning Database | [10 empty] | 9.19 | 9.21 | 9.15 | 9.25 | 9.36 | SOLAR-V1-NO-AGE | SOLAR-V1-NO-AGE | SOLAR-V1-NO-AGE | SOLAR-V1-NO-AGE | SOLAR-V1-NO-AGE
GBR | United Kingdom | Bumpers 2 |  | WKS0069236 | 4.1 | 51.7478 | -0.8948 | Solar | [5 empty] | Wiki-Solar | https://www.wiki-solar.org | Wiki-Solar | [10 empty] | 6.13 | 6.07 | 6.00 | 6.02 | 6.01 | NO-ESTIMATION | NO-ESTIMATION | NO-ESTIMATION | NO-ESTIMATION | CAPACITY-FACTOR-V1
GBR | United Kingdom | Thame solar farm |  | GBR0002068 | 4.3 | 51.7478 | -0.9348 | Solar |  |  |  |  | Big 60 Million | UK Renewable Energy Planning Database | https://www.gov.uk/government/collections/renewable-energy-planning-data | UK Renewable Energy Planning Database | [10 empty] | 6.42 | 6.36 | 6.28 | 6.31 | 6.3 | NO-ESTIMATION | NO-ESTIMATION | NO-ESTIMATION | NO-ESTIMATION | CAPACITY-FACTOR-V1
GBR | United Kingdom | Bumpers Farm Phase 1 |  | GBR0002186 | 5 | 51.7483 | -0.8963 | Solar |  |  |  |  | Solar Planning | UK Renewable Energy Planning Database | https://www.gov.uk/government/collections/renewable-energy-planning-data | UK Renewable Energy Planning Database | [10 empty] | 7.64 | 7.58 | 7.48 | 7.51 | 7.6 | SOLAR-V1-NO-AGE | SOLAR-V1-NO-AGE | SOLAR-V1-NO-AGE | SOLAR-V1-NO-AGE | SOLAR-V1-NO-AGE
GBR | United Kingdom | Tiers Cross Solar Farm |  | GBR0002074 | 24 | 51.7491 | -5.0407 | Solar |  |  |  |  | Good Energy Generation | UK Renewable Energy Planning Database | https://www.gov.uk/government/collections/renewable-energy-planning-data | UK Renewable Energy Planning Database | [10 empty] | 34.57 | 35.58 | 34.58 | 35.00 | 35.76 | NO-ESTIMATION | NO-ESTIMATION | NO-ESTIMATION | NO-ESTIMATION | NO-ESTIMATION
GBR | United Kingdom | Pentre farm |  | GBR0004938 | 5.5 | 51.7587 | -4.1224 | Solar |  |  |  |  | Kinetica Solar | UK Renewable Energy Planning Database | https://www.gov.uk/government/collections/renewable-energy-planning-data | UK Renewable Energy Planning Database | 1105359 | [9 empty] | 8.32 | 8.32 | 8.19 | 8.21 | 8.31 | NO-ESTIMATION | NO-ESTIMATION | NO-ESTIMATION | NO-ESTIMATION | CAPACITY-FACTOR-V1
GBR | United Kingdom | Parc Cynog |  | GBR0005499 | 5 | 51.7592 | -4.5337 | Solar |  |  |  |  | Vattenfall | UK Renewable Energy Planning Database | https://www.gov.uk/government/collections/renewable-energy-planning-data | UK Renewable Energy Planning Database | 1023925 | [9 empty] | 7.49 | 7.51 | 7.48 | 7.48 | 7.73 | SOLAR-V1-NO-AGE | SOLAR-V1-NO-AGE | SOLAR-V1-NO-AGE | SOLAR-V1-NO-AGE | SOLAR-V1-NO-AGE
GBR | United Kingdom | Kencot Hill Solar Farm (revised application) |  | GBR0002027 | 37 | 51.7601 | -1.6396 | Solar |  |  |  |  | Foresight Solar Fund Limited | UK Renewable Energy Planning Database | https://www.gov.uk/government/collections/renewable-energy-planning-data | UK Renewable Energy Planning Database | 1102084 | [9 empty] | 52.06 | 52.66 | 53.60 | 53.71 | 54.6 | SOLAR-V1-NO-AGE | SOLAR-V1-NO-AGE | SOLAR-V1-NO-AGE | SOLAR-V1-NO-AGE | SOLAR-V1-NO-AGE
GBR | United Kingdom | Maesgwyn solar farm |  | GBR0002215 | 7.5 | 51.7658 | -3.6212 | Solar |  |  |  |  | Walters Group | UK Renewable Energy Planning Database | https://www.gov.uk/government/collections/renewable-energy-planning-data | UK Renewable Energy Planning Database | [10 empty] | 11.18 | 11.07 | 11.31 | 11.33 | 11.38 | SOLAR-V1-NO-AGE | SOLAR-V1-NO-AGE | SOLAR-V1-NO-AGE | SOLAR-V1-NO-AGE | SOLAR-V1-NO-AGE
GBR | United Kingdom | Awre |  | WKS0068743 | 5 | 51.7700 | -2.4470 | Solar | [5 empty] | Wiki-Solar | https://www.wiki-solar.org | Wiki-Solar | [10 empty] | 7.29 | 7.48 | 7.65 | 7.66 | 7.74 | NO-ESTIMATION | NO-ESTIMATION | NO-ESTIMATION | NO-ESTIMATION | CAPACITY-FACTOR-V1
GBR | United Kingdom | Clawdd Ddu |  | GBR0001951 | 13.521 | 51.7708 | -4.0380 | Solar |  |  |  |  | Elgin Energy EsCo | UK Renewable Energy Planning Database | https://www.gov.uk/government/collections/renewable-energy-planning-data | UK Renewable Energy Planning Database | 1108929 | [9 empty] | 20.66 | 20.25 | 20.53 | 20.59 | 20.74 | SOLAR-V1-NO-AGE | SOLAR-V1-NO-AGE | SOLAR-V1-NO-AGE | SOLAR-V1-NO-AGE | SOLAR-V1-NO-AGE
GBR | United Kingdom | Popehill Farm |  | GBR0006108 | 5 | 51.7737 | -4.9877 | Solar |  |  |  |  | North Tenement Solar Limited | UK Renewable Energy Planning Database | https://www.gov.uk/government/collections/renewable-energy-planning-data | UK Renewable Energy Planning Database | [10 empty] | 7.60 | 7.59 | 7.57 | 7.64 | 7.75 | SOLAR-V1-NO-AGE | SOLAR-V1-NO-AGE | SOLAR-V1-NO-AGE | SOLAR-V1-NO-AGE | SOLAR-V1-NO-AGE
GBR | United Kingdom | Pont Andrew |  | GBR0001356 | 1.5443 | 51.7753 | -4.1376 | Solar |  |  |  |  | Lightsource Renewable Energy | UK Renewable Energy Planning Database | https://www.gov.uk/government/collections/renewable-energy-planning-data | UK Renewable Energy Planning Database | 1096714 | [9 empty] | 2.19 | 2.23 | 2.19 | 2.20 | 2.19 | SOLAR-V1-NO-AGE | SOLAR-V1-NO-AGE | SOLAR-V1-NO-AGE | SOLAR-V1-NO-AGE | SOLAR-V1-NO-AGE
GBR | United Kingdom | North Tenement |  | GBR0005523 | 5 | 51.7771 | -4.9882 | Solar |  |  |  |  | North Tenement Solar Farm Limited | UK Renewable Energy Planning Database | https://www.gov.uk/government/collections/renewable-energy-planning-data | UK Renewable Energy Planning Database | [10 empty] | 7.60 | 7.55 | 7.57 | 7.64 | 7.75 | NO-ESTIMATION | NO-ESTIMATION | NO-ESTIMATION | NO-ESTIMATION | CAPACITY-FACTOR-V1
GBR | United Kingdom | Pingry Farm - Phase 1 |  | GBR0002012 | 3.4 | 51.7819 | -2.6230 | Solar |  |  |  |  | Coleford Energy | UK Renewable Energy Planning Database | https://www.gov.uk/government/collections/renewable-energy-planning-data | UK Renewable Energy Planning Database | [10 empty] | 4.86 | 4.99 | 5.07 | 5.08 | 5.03 | SOLAR-V1-NO-AGE | SOLAR-V1-NO-AGE | SOLAR-V1-NO-AGE | SOLAR-V1-NO-AGE | SOLAR-V1-NO-AGE
GBR | United Kingdom | Pingry Farm - Phase 2 |  | GBR0005230 | 3.4 | 51.7819 | -2.6230 | Solar |  |  |  |  | Coleford Energy | UK Renewable Energy Planning Database | https://www.gov.uk/government/collections/renewable-energy-planning-data | UK Renewable Energy Planning Database | [10 empty] | 4.86 | 4.99 | 5.07 | 5.08 | 5.03 | SOLAR-V1-NO-AGE | SOLAR-V1-NO-AGE | SOLAR-V1-NO-AGE | SOLAR-V1-NO-AGE | SOLAR-V1-NO-AGE
GBR | United Kingdom | Westerfield Farm - resubmission |  | GBR0002089 | 12.5 | 51.7854 | -1.6082 | Solar |  |  |  |  | Lightsource Renewable Energy | UK Renewable Energy Planning Database | https://www.gov.uk/government/collections/renewable-energy-planning-data | UK Renewable Energy Planning Database | [10 empty] | 18.37 | 18.81 | 19.13 | 19.17 | 19.46 | HYDRO-V1 | HYDRO-V1 | HYDRO-V1 | HYDRO-V1 | HYDRO-V1
GBR | United Kingdom | Pen-Y-Cae |  | GBR0001781 | 6.7623 | 51.7874 | -4.0291 | Solar |  |  |  |  | Rockfire Capital | UK Renewable Energy Planning Database | https://www.gov.uk/government/collections/renewable-energy-planning-data | UK Renewable Energy Planning Database | 1107299 | [9 empty] | 10.14 | 9.93 | 10.09 | 10.12 | 10.1 | NO-ESTIMATION | NO-ESTIMATION | NO-ESTIMATION | NO-ESTIMATION | CAPACITY-FACTOR-V1
GBR | United Kingdom | Eynsham Solar Farm |  | GBR0001529 | 13.2 | 51.7940 | -1.4264 | Solar |  |  |  |  | Belltown Power | UK Renewable Energy Planning Database | https://www.gov.uk/government/collections/renewable-energy-planning-data | UK Renewable Energy Planning Database | 1115483 | [9 empty] | 19.44 | 19.81 | 20.06 | 20.22 | 20.24 | NO-ESTIMATION | NO-ESTIMATION | NO-ESTIMATION | NO-ESTIMATION | CAPACITY-FACTOR-V1
GBR | United Kingdom | Cefn Betingau Farm |  | GBR0001330 | 9 | 51.7942 | -3.9437 | Solar |  |  |  |  | Wessex Solar Energy | UK Renewable Energy Planning Database | https://www.gov.uk/government/collections/renewable-energy-planning-data | UK Renewable Energy Planning Database | 1101880 | [9 empty] | 13.65 | 13.43 | 13.62 | 13.65 | 13.69 | HYDRO-V1 | HYDRO-V1 | HYDRO-V1 | HYDRO-V1 | HYDRO-V1
GBR | United Kingdom | Saron |  | GBR0002355 | 6.3326 | 51.7953 | -4.0184 | Solar |  |  |  |  | Anesco | UK Renewable Energy Planning Database | https://www.gov.uk/government/collections/renewable-energy-planning-data | UK Renewable Energy Planning Database | [10 empty] | 9.52 | 9.32 | 9.48 | 9.50 | 9.49 | HYDRO-V1 | HYDRO-V1 | HYDRO-V1 | HYDRO-V1 | HYDRO-V1
GBR | United Kingdom | The Flit |  | GBR0002071 | 10.5 | 51.8046 | -1.2940 | Solar |  |  |  |  | United Photovoltaics | UK Renewable Energy Planning Database | https://www.gov.uk/government/collections/renewable-energy-planning-data | UK Renewable Energy Planning Database | [10 empty] | 15.53 | 15.84 | 16.04 | 16.15 | 16.21 | NO-ESTIMATION | NO-ESTIMATION | NO-ESTIMATION | NO-ESTIMATION | CAPACITY-FACTOR-V1
GBR | United Kingdom | Cuckoo Grove Farm |  | GBR0002376 | 7.5 | 51.8099 | -5.0074 | Solar | [5 empty] | UK Renewable Energy Planning Database | https://www.gov.uk/government/collections/renewable-energy-planning-data | UK Renewable Energy Planning Database | [10 empty] | 11.25 | 11.25 | 11.31 | 11.29 | 11.59 | NO-ESTIMATION | NO-ESTIMATION | NO-ESTIMATION | NO-ESTIMATION | CAPACITY-FACTOR-V1
GBR | United Kingdom | Gib Lane (Aston Clinton solar park) |  | GBR0002239 | 24.2 | 51.8106 | -0.7338 | Solar |  |  |  |  | CEE | UK Renewable Energy Planning Database | https://www.gov.uk/government/collections/renewable-energy-planning-data | UK Renewable Energy Planning Database | 1111284 | [9 empty] | 34.79 | 34.50 | 34.94 | 35.04 | 35.33 | SOLAR-V1-NO-AGE | SOLAR-V1-NO-AGE | SOLAR-V1-NO-AGE | SOLAR-V1-NO-AGE | SOLAR-V1-NO-AGE
GBR | United Kingdom | Shoals Hook Farm |  | GBR0002180 | 12.1 | 51.8135 | -4.9417 | Solar |  |  |  |  | John Laing Environmental Assets (formerly Camborne Capital) | UK Renewable Energy Planning Database | https://www.gov.uk/government/collections/renewable-energy-planning-data | UK Renewable Energy Planning Database | 1110241 | [9 empty] | 18.46 | 18.47 | 18.36 | 18.48 | 19.08 | NO-ESTIMATION | NO-ESTIMATION | NO-ESTIMATION | NO-ESTIMATION | CAPACITY-FACTOR-V1
GBR | United Kingdom | Langenhoe Solar Farm |  | GBR0001463 | 21.3 | 51.8141 | 0.9368 | Solar |  |  |  |  | NextEnergy Solar Fund | UK Renewable Energy Planning Database | https://www.gov.uk/government/collections/renewable-energy-planning-data | UK Renewable Energy Planning Database | 1104552 | [9 empty] | 32.41 | 32.31 | 31.84 | 31.93 | 33.06 | SOLAR-V1-NO-AGE | SOLAR-V1-NO-AGE | SOLAR-V1-NO-AGE | SOLAR-V1-NO-AGE | SOLAR-V1-NO-AGE
GBR | United Kingdom | Fenton Home Farm |  | GBR0001765 | 31.3 | 51.8195 | -4.9189 | Solar |  |  |  |  | Sunsave | UK Renewable Energy Planning Database | https://www.gov.uk/government/collections/renewable-energy-planning-data | UK Renewable Energy Planning Database | [10 empty] | 45.16 | 45.19 | 44.91 | 45.30 | 46.79 | NO-ESTIMATION | NO-ESTIMATION | NO-ESTIMATION | NO-ESTIMATION | CAPACITY-FACTOR-V1
GBR | United Kingdom | Stantway Solar Farm |  | GBR0002063 | 5 | 51.8212 | -2.3998 | Solar |  |  |  |  | Mr P Walker | UK Renewable Energy Planning Database | https://www.gov.uk/government/collections/renewable-energy-planning-data | UK Renewable Energy Planning Database | [10 empty] | 7.25 | 7.48 | 7.63 | 7.66 | 7.71 | SOLAR-V1-NO-AGE | SOLAR-V1-NO-AGE | SOLAR-V1-NO-AGE | SOLAR-V1-NO-AGE | SOLAR-V1-NO-AGE
GBR | United Kingdom | Chisbon Solar Farm (Frowick Lane) |  | GBR0001950 | 13 | 51.8219 | 1.0873 | Solar |  |  |  |  | ESCO NRG | UK Renewable Energy Planning Database | https://www.gov.uk/government/collections/renewable-energy-planning-data | UK Renewable Energy Planning Database | 1110734 | [9 empty] | 19.70 | 19.91 | 19.74 | 19.96 | 20.13 | SOLAR-V1-NO-AGE | SOLAR-V1-NO-AGE | SOLAR-V1-NO-AGE | SOLAR-V1-NO-AGE | SOLAR-V1-NO-AGE
GBR | United Kingdom | Oak Cottage |  | GBR0001774 | 4.8672 | 51.8233 | -4.8613 | Solar |  |  |  |  | Anesco | UK Renewable Energy Planning Database | https://www.gov.uk/government/collections/renewable-energy-planning-data | UK Renewable Energy Planning Database | [10 empty] | 7.21 | 7.11 | 7.22 | 7.21 | 7.35 | NO-ESTIMATION | NO-ESTIMATION | NO-ESTIMATION | NO-ESTIMATION | CAPACITY-FACTOR-V1
GBR | United Kingdom | Crundale / Fenton Home Farm (extension) |  | GBR0004830 | 5.9 | 51.8236 | -4.9284 | Solar |  |  |  |  | Vogt Solar | UK Renewable Energy Planning Database | https://www.gov.uk/government/collections/renewable-energy-planning-data | UK Renewable Energy Planning Database | 1109319 | [9 empty] | 8.83 | 8.79 | 8.76 | 8.85 | 9.06 | HYDRO-V1 | HYDRO-V1 | HYDRO-V1 | HYDRO-V1 | HYDRO-V1
GBR | United Kingdom | Highfields Farm (Braintree) |  | GBR0001999 | 2.8 | 51.8248 | 0.7195 | Solar |  |  |  |  | Hive Energy | UK Renewable Energy Planning Database | https://www.gov.uk/government/collections/renewable-energy-planning-data | UK Renewable Energy Planning Database | [10 empty] | 4.14 | 4.11 | 4.12 | 4.13 | 4.1 | SOLAR-V1-NO-AGE | SOLAR-V1-NO-AGE | SOLAR-V1-NO-AGE | SOLAR-V1-NO-AGE | SOLAR-V1-NO-AGE
GBR | United Kingdom | Highfields Farm (Colchester) |  | GBR0002000 | 12.2 | 51.8248 | 0.7195 | Solar |  |  |  |  | Hive Energy | UK Renewable Energy Planning Database | https://www.gov.uk/government/collections/renewable-energy-planning-data | UK Renewable Energy Planning Database | [10 empty] | 18.67 | 18.51 | 18.35 | 18.38 | 18.73 | HYDRO-V1 | HYDRO-V1 | HYDRO-V1 | HYDRO-V1 | HYDRO-V1
GBR | United Kingdom | Gib Lane Solar farm (Extension) |  | GBR0005599 | 5 | 51.8274 | -0.7363 | Solar |  |  |  |  | Haymaker Energy | UK Renewable Energy Planning Database | https://www.gov.uk/government/collections/renewable-energy-planning-data | UK Renewable Energy Planning Database | [10 empty] | 7.53 | 7.49 | 7.60 | 7.62 | 7.61 | SOLAR-V1-NO-AGE | SOLAR-V1-NO-AGE | SOLAR-V1-NO-AGE | SOLAR-V1-NO-AGE | SOLAR-V1-NO-AGE
GBR | United Kingdom | Caeremlyn Solar Farm |  | GBR0001719 | 18 | 51.8279 | -4.6334 | Solar |  |  |  |  | Munich RE | UK Renewable Energy Planning Database | https://www.gov.uk/government/collections/renewable-energy-planning-data | UK Renewable Energy Planning Database | 1102096 | [9 empty] | 27.24 | 27.53 | 27.23 | 27.22 | 28.27 | SOLAR-V1-NO-AGE | SOLAR-V1-NO-AGE | SOLAR-V1-NO-AGE | SOLAR-V1-NO-AGE | SOLAR-V1-NO-AGE
GBR | United Kingdom | Chisbon |  | WKS0063874 | 10.1 | 51.8285 | 1.1847 | Solar | [5 empty] | Wiki-Solar | https://www.wiki-solar.org | Wiki-Solar | [10 empty] | 15.08 | 15.35 | 15.20 | 15.33 | 15.56 | SOLAR-V1-NO-AGE | SOLAR-V1-NO-AGE | SOLAR-V1-NO-AGE | SOLAR-V1-NO-AGE | SOLAR-V1-NO-AGE
GBR | United Kingdom | Land South Of Bryn Cyrnau Isaf (resubmission) |  | GBR0005271 | 5.9 | 51.8338 | -4.2807 | Solar |  |  |  |  | Green Switch Solutions - Liquidated | UK Renewable Energy Planning Database | https://www.gov.uk/government/collections/renewable-energy-planning-data | UK Renewable Energy Planning Database | [10 empty] | 8.83 | 8.83 | 8.69 | 8.70 | 8.81 | SOLAR-V1-NO-AGE | SOLAR-V1-NO-AGE | SOLAR-V1-NO-AGE | SOLAR-V1-NO-AGE | SOLAR-V1-NO-AGE
GBR | United Kingdom | Manor Farm (Monmouthshire) |  | GBR0001746 | 10.5 | 51.8346 | -2.9253 | Solar |  |  |  |  | 3C Energy/Conergy | UK Renewable Energy Planning Database | https://www.gov.uk/government/collections/renewable-energy-planning-data | UK Renewable Energy Planning Database | [10 empty] | 15.31 | 16.00 | 16.12 | 16.03 | 16.47 | SOLAR-V1-NO-AGE | SOLAR-V1-NO-AGE | SOLAR-V1-NO-AGE | SOLAR-V1-NO-AGE | SOLAR-V1-NO-AGE
GBR | United Kingdom | Birch Airfield |  | GBR0002187 | 5.6 | 51.8370 | 0.7886 | Solar |  |  |  |  | Push Energy/ NESF | UK Renewable Energy Planning Database | https://www.gov.uk/government/collections/renewable-energy-planning-data | UK Renewable Energy Planning Database | [10 empty] | 8.50 | 8.37 | 8.32 | 8.34 | 8.45 | NO-ESTIMATION | NO-ESTIMATION | NO-ESTIMATION | NO-ESTIMATION | CAPACITY-FACTOR-V1
GBR | United Kingdom | Folly Farm |  | GBR0002217 | 13.1 | 51.8395 | -0.7395 | Solar |  |  |  |  | Hive Energy | UK Renewable Energy Planning Database | https://www.gov.uk/government/collections/renewable-energy-planning-data | UK Renewable Energy Planning Database | 1107382 | [9 empty] | 19.75 | 19.66 | 19.91 | 19.96 | 20.11 | SOLAR-V1-NO-AGE | SOLAR-V1-NO-AGE | SOLAR-V1-NO-AGE | SOLAR-V1-NO-AGE | SOLAR-V1-NO-AGE
GBR | United Kingdom | Cressing Solar Farm (Phase 1) |  | GBR0005497 | 5 | 51.8408 | 0.6011 | Solar |  |  |  |  | Octopus Investments | UK Renewable Energy Planning Database | https://www.gov.uk/government/collections/renewable-energy-planning-data | UK Renewable Energy Planning Database | [10 empty] | 7.64 | 7.59 | 7.49 | 7.50 | 7.6 | SOLAR-V1-NO-AGE | SOLAR-V1-NO-AGE | SOLAR-V1-NO-AGE | SOLAR-V1-NO-AGE | SOLAR-V1-NO-AGE
GBR | United Kingdom | Land Adjacent Claypits Farm (a) |  | GBR0005182 | 5 | 51.8433 | 0.8050 | Solar |  |  |  |  | Lightsource Renewable Energy | UK Renewable Energy Planning Database | https://www.gov.uk/government/collections/renewable-energy-planning-data | UK Renewable Energy Planning Database | [10 empty] | 7.63 | 7.55 | 7.48 | 7.50 | 7.59 | SOLAR-V1-NO-AGE | SOLAR-V1-NO-AGE | SOLAR-V1-NO-AGE | SOLAR-V1-NO-AGE | SOLAR-V1-NO-AGE
GBR | United Kingdom | Rowles Farm solar park |  | GBR0001671 | 13 | 51.8441 | -1.2258 | Solar |  |  |  |  | United Photovoltaics | UK Renewable Energy Planning Database | https://www.gov.uk/government/collections/renewable-energy-planning-data | UK Renewable Energy Planning Database | [10 empty] | 19.14 | 19.51 | 19.76 | 19.90 | 19.93 | SOLAR-V1-NO-AGE | SOLAR-V1-NO-AGE | SOLAR-V1-NO-AGE | SOLAR-V1-NO-AGE | SOLAR-V1-NO-AGE
GBR | United Kingdom | Land Adjacent Claypits Farm (b) (Birch Estate) |  | GBR0005183 | 2.3 | 51.8450 | 0.8046 | Solar |  |  |  |  | Lightsource SPV 186 (community owned) | UK Renewable Energy Planning Database | https://www.gov.uk/government/collections/renewable-energy-planning-data | UK Renewable Energy Planning Database | [10 empty] | 3.33 | 3.33 | 3.33 | 3.34 | 3.31 | NO-ESTIMATION | NO-ESTIMATION | NO-ESTIMATION | NO-ESTIMATION | CAPACITY-FACTOR-V1
GBR | United Kingdom | Long Meadow Farm |  | GBR0001374 | 4.1 | 51.8452 | -0.6478 | Solar |  |  |  |  | Charles Stone | UK Renewable Energy Planning Database | https://www.gov.uk/government/collections/renewable-energy-planning-data | UK Renewable Energy Planning Database | 1111421 | [9 empty] | 6.05 | 6.00 | 6.05 | 6.07 | 6.02 | SOLAR-V1-NO-AGE | SOLAR-V1-NO-AGE | SOLAR-V1-NO-AGE | SOLAR-V1-NO-AGE | SOLAR-V1-NO-AGE
GBR | United Kingdom | Westcott Venture Park Phase 2 & 3 |  | GBR0001042 | 1.3 | 51.8454 | -0.9557 | Solar |  |  |  |  | Rockspring Hanover Property Unit Trust | UK Renewable Energy Planning Database | https://www.gov.uk/government/collections/renewable-energy-planning-data | UK Renewable Energy Planning Database | [10 empty] | 1.79 | 1.82 | 1.82 | 1.83 | 1.82 | SOLAR-V1-NO-AGE | SOLAR-V1-NO-AGE | SOLAR-V1-NO-AGE | SOLAR-V1-NO-AGE | SOLAR-V1-NO-AGE
GBR | United Kingdom | Redcourt Farm |  | GBR0001503 | 3.3 | 51.8493 | -4.3548 | Solar |  |  |  |  | PS Renewables | UK Renewable Energy Planning Database | https://www.gov.uk/government/collections/renewable-energy-planning-data | UK Renewable Energy Planning Database | 1110951 | [9 empty] | 4.88 | 4.90 | 4.85 | 4.86 | 4.83 | SOLAR-V1-NO-AGE | SOLAR-V1-NO-AGE | SOLAR-V1-NO-AGE | SOLAR-V1-NO-AGE | SOLAR-V1-NO-AGE
GBR | United Kingdom | Rudbaxton Solar Park |  | GBR0001598 | 10.8 | 51.8501 | -4.9524 | Solar |  |  |  |  | Rudbaxton Solar Park Limited | UK Renewable Energy Planning Database | https://www.gov.uk/government/collections/renewable-energy-planning-data | UK Renewable Energy Planning Database | 1104240 | [9 empty] | 16.52 | 16.48 | 16.58 | 16.58 | 17.11 | NO-ESTIMATION | NO-ESTIMATION | NO-ESTIMATION | NO-ESTIMATION | CAPACITY-FACTOR-V1
GBR | United Kingdom | Great Seabrook Farm |  | GBR0001842 | 5 | 51.8502 | -0.6484 | Solar |  |  |  |  | Conergy | UK Renewable Energy Planning Database | https://www.gov.uk/government/collections/renewable-energy-planning-data | UK Renewable Energy Planning Database | [10 empty] | 7.53 | 7.49 | 7.60 | 7.62 | 7.61 | SOLAR-V1-NO-AGE | SOLAR-V1-NO-AGE | SOLAR-V1-NO-AGE | SOLAR-V1-NO-AGE | SOLAR-V1-NO-AGE
GBR | United Kingdom | Brook Farm |  | GBR0002307 | 8.9104 | 51.8539 | -1.1318 | Solar |  |  |  |  | Green Energy UK Direct Ltd | UK Renewable Energy Planning Database | https://www.gov.uk/government/collections/renewable-energy-planning-data | UK Renewable Energy Planning Database | [10 empty] | 13.04 | 13.29 | 13.48 | 13.57 | 13.53 | NO-ESTIMATION | NO-ESTIMATION | NO-ESTIMATION | NO-ESTIMATION | NO-ESTIMATION
GBR | United Kingdom | Drapers Farm Solar Park |  | GBR0001658 | 6 | 51.8562 | 0.4983 | Solar |  |  |  |  | Lightsource Renewable Energy | UK Renewable Energy Planning Database | https://www.gov.uk/government/collections/renewable-energy-planning-data | UK Renewable Energy Planning Database | [10 empty] | 9.01 | 9.04 | 8.84 | 8.85 | 8.97 | NO-ESTIMATION | NO-ESTIMATION | NO-ESTIMATION | NO-ESTIMATION | CAPACITY-FACTOR-V1
GBR | United Kingdom | Caddington Solar Farm (Phase 2) |  | GBR0004706 | 5 | 51.8564 | -0.4686 | Solar |  |  |  |  | Emsrayne Limited | UK Renewable Energy Planning Database | https://www.gov.uk/government/collections/renewable-energy-planning-data | UK Renewable Energy Planning Database | 1108897 | [9 empty] | 7.53 | 7.48 | 7.57 | 7.62 | 7.61 | SOLAR-V1-NO-AGE | SOLAR-V1-NO-AGE | SOLAR-V1-NO-AGE | SOLAR-V1-NO-AGE | SOLAR-V1-NO-AGE
GBR | United Kingdom | Southill Solar (resubmission) |  | GBR0005835 | 4.5 | 51.8588 | -1.4750 | Solar |  |  |  |  | Sustainable Charlbury (Community) | UK Renewable Energy Planning Database | https://www.gov.uk/government/collections/renewable-energy-planning-data | UK Renewable Energy Planning Database | [10 empty] | 6.47 | 6.60 | 6.69 | 6.76 | 6.66 | NO-ESTIMATION | NO-ESTIMATION | NO-ESTIMATION | NO-ESTIMATION | NO-ESTIMATION
GBR | United Kingdom | Caddington Solar Farm (Phase 1) |  | GBR0001942 | 3 | 51.8600 | -0.4633 | Solar |  |  |  |  | Raybridge Corporation | UK Renewable Energy Planning Database | https://www.gov.uk/government/collections/renewable-energy-planning-data | UK Renewable Energy Planning Database | 1108897 | [9 empty] | 4.44 | 4.45 | 4.46 | 4.49 | 4.46 | SOLAR-V1-NO-AGE | SOLAR-V1-NO-AGE | SOLAR-V1-NO-AGE | SOLAR-V1-NO-AGE | SOLAR-V1-NO-AGE
GBR | United Kingdom | Bluegates Solar Park |  | GBR0005125 | 10.5 | 51.8607 | 1.0050 | Solar |  |  |  |  | Edgar Middleton | UK Renewable Energy Planning Database | https://www.gov.uk/government/collections/renewable-energy-planning-data | UK Renewable Energy Planning Database | [10 empty] | 16.04 | 16.23 | 16.10 | 16.17 | 16.52 | NO-ESTIMATION | NO-ESTIMATION | NO-ESTIMATION | NO-ESTIMATION | NO-ESTIMATION
GBR | United Kingdom | Land North of Chiltern Greeen |  | GBR0005162 | 5 | 51.8617 | -0.3520 | Solar |  |  |  |  | Lightsource Renewable Energy | UK Renewable Energy Planning Database | https://www.gov.uk/government/collections/renewable-energy-planning-data | UK Renewable Energy Planning Database | [10 empty] | 7.53 | 7.47 | 7.57 | 7.62 | 7.61 | SOLAR-V1-NO-AGE | SOLAR-V1-NO-AGE | SOLAR-V1-NO-AGE | SOLAR-V1-NO-AGE | SOLAR-V1-NO-AGE
GBR | United Kingdom | Home Farm (Merton - solar) |  | GBR0001721 | 18.3 | 51.8648 | -1.1438 | Solar |  |  |  |  | R S Assemblies Limited | UK Renewable Energy Planning Database | https://www.gov.uk/government/collections/renewable-energy-planning-data | UK Renewable Energy Planning Database | [10 empty] | 27.27 | 27.72 | 28.07 | 28.27 | 28.32 | NO-ESTIMATION | NO-ESTIMATION | NO-ESTIMATION | NO-ESTIMATION | NO-ESTIMATION
GBR | United Kingdom | Vantage Point |  | GBR0001513 | 1.4 | 51.8676 | -2.4853 | Solar |  |  |  |  | Bee Green Solar | UK Renewable Energy Planning Database | https://www.gov.uk/government/collections/renewable-energy-planning-data | UK Renewable Energy Planning Database | [10 empty] | 1.88 | 1.96 | 1.95 | 1.96 | 1.96 | NO-ESTIMATION | NO-ESTIMATION | NO-ESTIMATION | NO-ESTIMATION | NO-ESTIMATION
GBR | United Kingdom | New Stone House |  | GBR0002045 | 12.5 | 51.8680 | -1.1824 | Solar |  |  |  |  | INRG Solar | UK Renewable Energy Planning Database | https://www.gov.uk/government/collections/renewable-energy-planning-data | UK Renewable Energy Planning Database | [10 empty] | 18.41 | 18.81 | 19.05 | 19.18 | 19.22 | NO-ESTIMATION | NO-ESTIMATION | NO-ESTIMATION | NO-ESTIMATION | CAPACITY-FACTOR-V1
GBR | United Kingdom | Church Farm - Slapton |  | GBR0002216 | 4.9848 | 51.8718 | -0.6326 | Solar |  |  |  |  | Lightsource Renewable Energy | UK Renewable Energy Planning Database | https://www.gov.uk/government/collections/renewable-energy-planning-data | UK Renewable Energy Planning Database | 1111283 | [9 empty] | 7.51 | 7.46 | 7.58 | 7.60 | 7.58 | HYDRO-V1 | HYDRO-V1 | HYDRO-V1 | HYDRO-V1 | HYDRO-V1
GBR | United Kingdom | Lawrence End Park |  | GBR0005142 | 5 | 51.8733 | -0.3578 | Solar |  |  |  |  | Lightsource Renewable Energy | UK Renewable Energy Planning Database | https://www.gov.uk/government/collections/renewable-energy-planning-data | UK Renewable Energy Planning Database | [10 empty] | 7.53 | 7.47 | 7.57 | 7.62 | 7.61 | SOLAR-V1-NO-AGE | SOLAR-V1-NO-AGE | SOLAR-V1-NO-AGE | SOLAR-V1-NO-AGE | SOLAR-V1-NO-AGE
GBR | United Kingdom | Tooleys Farm |  | GBR0004859 | 5.3 | 51.8850 | 0.3944 | Solar |  |  |  |  | Lightsource Renewable Energy | UK Renewable Energy Planning Database | https://www.gov.uk/government/collections/renewable-energy-planning-data | UK Renewable Energy Planning Database | [10 empty] | 8.10 | 8.08 | 7.93 | 7.96 | 8.06 | SOLAR-V1-NO-AGE | SOLAR-V1-NO-AGE | SOLAR-V1-NO-AGE | SOLAR-V1-NO-AGE | SOLAR-V1-NO-AGE
GBR | United Kingdom | AMBLESTON SOLAR PANELS |  | GBR0001623 | 6 | 51.8992 | -4.8665 | Solar |  |  |  |  | Arqiva Ltd | UK Renewable Energy Planning Database | https://www.gov.uk/government/collections/renewable-energy-planning-data | UK Renewable Energy Planning Database | [10 empty] | 8.98 | 9.05 | 9.04 | 9.00 | 9.23 | SOLAR-V1-NO-AGE | SOLAR-V1-NO-AGE | SOLAR-V1-NO-AGE | SOLAR-V1-NO-AGE | SOLAR-V1-NO-AGE
GBR | United Kingdom | Kentishes Solar Farm |  | GBR0001464 | 5 | 51.9059 | 0.6024 | Solar |  |  |  |  | Push Energy/ NextEnergy Solar Fund | UK Renewable Energy Planning Database | https://www.gov.uk/government/collections/renewable-energy-planning-data | UK Renewable Energy Planning Database | [10 empty] | 7.64 | 7.62 | 7.48 | 7.51 | 7.61 | NO-ESTIMATION | NO-ESTIMATION | NO-ESTIMATION | NO-ESTIMATION | CAPACITY-FACTOR-V1
GBR | United Kingdom | Mill Farm (resubmission) |  | GBR0005887 | 5 | 51.9074 | -0.0466 | Solar |  |  |  |  | Push Energy/ NextEnergy Solar Fund (NESF) | UK Renewable Energy Planning Database | https://www.gov.uk/government/collections/renewable-energy-planning-data | UK Renewable Energy Planning Database | [10 empty] | 7.64 | 7.57 | 7.47 | 7.49 | 7.61 | HYDRO-V1 | HYDRO-V1 | HYDRO-V1 | HYDRO-V1 | HYDRO-V1
GBR | United Kingdom | Chancery Farm (Ardleigh) |  | GBR0001946 | 11.9 | 51.9104 | 0.9938 | Solar |  |  |  |  | BlackRock | UK Renewable Energy Planning Database | https://www.gov.uk/government/collections/renewable-energy-planning-data | UK Renewable Energy Planning Database | [10 empty] | 18.13 | 18.35 | 18.02 | 18.28 | 18.73 | SOLAR-V1-NO-AGE | SOLAR-V1-NO-AGE | SOLAR-V1-NO-AGE | SOLAR-V1-NO-AGE | SOLAR-V1-NO-AGE
GBR | United Kingdom | Green Farm (resubmission) |  | GBR0005089 | 5 | 51.9119 | 1.1535 | Solar |  |  |  |  | Hive Energy | UK Renewable Energy Planning Database | https://www.gov.uk/government/collections/renewable-energy-planning-data | UK Renewable Energy Planning Database | 1107648 | [9 empty] | 7.60 | 7.63 | 7.58 | 7.64 | 7.71 | SOLAR-V1-NO-AGE | SOLAR-V1-NO-AGE | SOLAR-V1-NO-AGE | SOLAR-V1-NO-AGE | SOLAR-V1-NO-AGE
GBR | United Kingdom | Wix Lodge |  | GBR0001332 | 18.7 | 51.9128 | 1.1241 | Solar |  |  |  |  | Sunsave 25 (Wix Lodge Farm) Limited/ Vogt Solar | UK Renewable Energy Planning Database | https://www.gov.uk/government/collections/renewable-energy-planning-data | UK Renewable Energy Planning Database | [10 empty] | 28.69 | 28.90 | 28.70 | 28.92 | 29.39 | SOLAR-V1-NO-AGE | SOLAR-V1-NO-AGE | SOLAR-V1-NO-AGE | SOLAR-V1-NO-AGE | SOLAR-V1-NO-AGE
GBR | United Kingdom | Land At Rymes Farm (Phase 1) |  | GBR0004939 | 6.9 | 51.9184 | -2.3715 | Solar |  |  |  |  | TGC Renewables | UK Renewable Energy Planning Database | https://www.gov.uk/government/collections/renewable-energy-planning-data | UK Renewable Energy Planning Database | [10 empty] | 9.84 | 10.18 | 10.37 | 10.41 | 10.48 | SOLAR-V1-NO-AGE | SOLAR-V1-NO-AGE | SOLAR-V1-NO-AGE | SOLAR-V1-NO-AGE | SOLAR-V1-NO-AGE
GBR | United Kingdom | Land At Rymes Farm (Phase 2)/Grange Solar Farm |  | GBR0004943 | 6.8 | 51.9200 | -2.3737 | Solar |  |  |  |  | Solar Century (TGC Renewables) | UK Renewable Energy Planning Database | https://www.gov.uk/government/collections/renewable-energy-planning-data | UK Renewable Energy Planning Database | [10 empty] | 9.67 | 10.00 | 10.19 | 10.23 | 10.29 | SOLAR-V1-NO-AGE | SOLAR-V1-NO-AGE | SOLAR-V1-NO-AGE | SOLAR-V1-NO-AGE | SOLAR-V1-NO-AGE
GBR | United Kingdom | Eggington |  | WKS0065122 | 5 | 51.9245 | -0.6115 | Solar | [5 empty] | Wiki-Solar | https://www.wiki-solar.org | Wiki-Solar | [10 empty] | 7.50 | 7.49 | 7.60 | 7.62 | 7.61 | HYDRO-V1 | HYDRO-V1 | HYDRO-V1 | HYDRO-V1 | HYDRO-V1
GBR | United Kingdom | Brockhampton |  | WKS0065622 | 4.2 | 51.9350 | -2.0884 | Solar | [5 empty] | Wiki-Solar | https://www.wiki-solar.org | Wiki-Solar | [10 empty] | 5.97 | 6.13 | 6.26 | 6.26 | 6.21 | NO-ESTIMATION | NO-ESTIMATION | NO-ESTIMATION | NO-ESTIMATION | CAPACITY-FACTOR-V1
GBR | United Kingdom | Hydes |  | WKS0063832 | 8.3 | 51.9380 | 0.3980 | Solar | [5 empty] | Wiki-Solar | https://www.wiki-solar.org | Wiki-Solar | [10 empty] | 12.23 | 12.34 | 12.04 | 12.07 | 12.25 | SOLAR-V1-NO-AGE | SOLAR-V1-NO-AGE | SOLAR-V1-NO-AGE | SOLAR-V1-NO-AGE | SOLAR-V1-NO-AGE
GBR | United Kingdom | Barn Farm - resubmission |  | GBR0001959 | 4.2 | 51.9392 | 1.1364 | Solar |  |  |  |  | Lightsource Renewable Energy | UK Renewable Energy Planning Database | https://www.gov.uk/government/collections/renewable-energy-planning-data | UK Renewable Energy Planning Database | [10 empty] | 6.18 | 6.16 | 6.20 | 6.22 | 6.22 | NO-ESTIMATION | NO-ESTIMATION | NO-ESTIMATION | NO-ESTIMATION | CAPACITY-FACTOR-V1
GBR | United Kingdom | Boxted Airfield |  | GBR0002143 | 18.8 | 51.9431 | 0.9296 | Solar |  |  |  |  | NextEnergy Solar Fund | UK Renewable Energy Planning Database | https://www.gov.uk/government/collections/renewable-energy-planning-data | UK Renewable Energy Planning Database | 1106173 | [9 empty] | 28.80 | 28.64 | 28.23 | 28.31 | 28.84 | SOLAR-V1-NO-AGE | SOLAR-V1-NO-AGE | SOLAR-V1-NO-AGE | SOLAR-V1-NO-AGE | SOLAR-V1-NO-AGE
GBR | United Kingdom | Gosfield Airfield |  | GBR0001912 | 12.6 | 51.9558 | 0.5797 | Solar |  |  |  |  | Push Energy | UK Renewable Energy Planning Database | https://www.gov.uk/government/collections/renewable-energy-planning-data | UK Renewable Energy Planning Database | [10 empty] | 18.87 | 19.33 | 18.96 | 19.01 | 19.4 | HYDRO-V1 | HYDRO-V1 | HYDRO-V1 | HYDRO-V1 | HYDRO-V1
GBR | United Kingdom | Troughton Farm |  | GBR0002080 | 30 | 51.9592 | -2.1215 | Solar |  |  |  |  | Hive Energy | UK Renewable Energy Planning Database | https://www.gov.uk/government/collections/renewable-energy-planning-data | UK Renewable Energy Planning Database | [10 empty] | 41.82 | 42.40 | 43.21 | 43.37 | 44.08 | NO-ESTIMATION | NO-ESTIMATION | NO-ESTIMATION | NO-ESTIMATION | CAPACITY-FACTOR-V1
GBR | United Kingdom | Hill Farm |  | GBR0005164 | 5 | 51.9621 | -1.3333 | Solar |  |  |  |  | NESF (formerly Earthworm) | UK Renewable Energy Planning Database | https://www.gov.uk/government/collections/renewable-energy-planning-data | UK Renewable Energy Planning Database | [10 empty] | 7.29 | 7.49 | 7.60 | 7.67 | 7.69 | HYDRO-V1 | HYDRO-V1 | HYDRO-V1 | HYDRO-V1 | HYDRO-V1
GBR | United Kingdom | Hill Hall Farm |  | GBR0001292 | 4.999 | 51.9634 | 0.4035 | Solar |  |  |  |  | Lightsource Renewable Energy | UK Renewable Energy Planning Database | https://www.gov.uk/government/collections/renewable-energy-planning-data | UK Renewable Energy Planning Database | 1099605 | [9 empty] | 7.61 | 7.62 | 7.48 | 7.50 | 7.61 | NO-ESTIMATION | NO-ESTIMATION | NO-ESTIMATION | NO-ESTIMATION | CAPACITY-FACTOR-V1
GBR | United Kingdom | Langton (FIT) |  | GBR0001661 | 4.3472 | 51.9647 | -4.9931 | Solar |  |  |  |  | Lightsource Renewable Energy | UK Renewable Energy Planning Database | https://www.gov.uk/government/collections/renewable-energy-planning-data | UK Renewable Energy Planning Database | [10 empty] | 6.32 | 6.42 | 6.42 | 6.37 | 6.4 | NO-ESTIMATION | NO-ESTIMATION | NO-ESTIMATION | NO-ESTIMATION | CAPACITY-FACTOR-V1
GBR | United Kingdom | Spriggs Farm |  | GBR0001166 | 12 | 51.9671 | 0.3686 | Solar |  |  |  |  | Abic | UK Renewable Energy Planning Database | https://www.gov.uk/government/collections/renewable-energy-planning-data | UK Renewable Energy Planning Database | 1102090 | [9 empty] | 18.32 | 18.46 | 18.05 | 18.10 | 18.48 | SOLAR-V1-NO-AGE | SOLAR-V1-NO-AGE | SOLAR-V1-NO-AGE | SOLAR-V1-NO-AGE | SOLAR-V1-NO-AGE
GBR | United Kingdom | Witches Solar Farm |  | GBR0001699 | 5 | 51.9733 | -2.6747 | Solar |  |  |  |  | Smarter Energy Solutions - Mr J Joannou - info@smarterenergysolutions.co.uk | UK Renewable Energy Planning Database | https://www.gov.uk/government/collections/renewable-energy-planning-data | UK Renewable Energy Planning Database | [10 empty] | 7.22 | 7.47 | 7.64 | 7.64 | 7.71 | HYDRO-V1 | HYDRO-V1 | HYDRO-V1 | HYDRO-V1 | HYDRO-V1
GBR | United Kingdom | Shelswell |  | GBR0001552 | 5.0633 | 51.9740 | -1.1160 | Solar |  |  |  |  | Anesco | UK Renewable Energy Planning Database | https://www.gov.uk/government/collections/renewable-energy-planning-data | UK Renewable Energy Planning Database | [10 empty] | 7.38 | 7.58 | 7.70 | 7.76 | 7.79 | NO-ESTIMATION | NO-ESTIMATION | NO-ESTIMATION | NO-ESTIMATION | CAPACITY-FACTOR-V1
GBR | United Kingdom | Lower Stanley Farm |  | GBR0005139 | 4 | 51.9799 | -1.9979 | Solar |  |  |  |  | Green Hedge (BayWa r.e.) | UK Renewable Energy Planning Database | https://www.gov.uk/government/collections/renewable-energy-planning-data | UK Renewable Energy Planning Database | [10 empty] | 5.74 | 5.86 | 5.99 | 5.98 | 5.94 | SOLAR-V1-NO-AGE | SOLAR-V1-NO-AGE | SOLAR-V1-NO-AGE | SOLAR-V1-NO-AGE | SOLAR-V1-NO-AGE
GBR | United Kingdom | Clayhill Farm |  | GBR0002265 | 10 | 51.9874 | -0.4818 | Solar |  |  |  |  | Anesco | UK Renewable Energy Planning Database | https://www.gov.uk/government/collections/renewable-energy-planning-data | UK Renewable Energy Planning Database | 1113890 | [9 empty] | 14.93 | 14.85 | 15.06 | 15.10 | 15.16 | NO-ESTIMATION | NO-ESTIMATION | NO-ESTIMATION | NO-ESTIMATION | CAPACITY-FACTOR-V1
GBR | United Kingdom | Gawcott Fields Farm |  | GBR0002227 | 9.2 | 51.9885 | -1.0050 | Solar |  |  |  |  | Harper Solar Ltd | UK Renewable Energy Planning Database | https://www.gov.uk/government/collections/renewable-energy-planning-data | UK Renewable Energy Planning Database | 1113839 | [9 empty] | 13.37 | 13.72 | 13.91 | 14.01 | 13.97 | HYDRO-V1 | HYDRO-V1 | HYDRO-V1 | HYDRO-V1 | HYDRO-V1
GBR | United Kingdom | Rickfield Farm solar park |  | GBR0001240 | 1 | 52.0035 | -1.4136 | Solar |  |  |  |  | Western Power Distribution | UK Renewable Energy Planning Database | https://www.gov.uk/government/collections/renewable-energy-planning-data | UK Renewable Energy Planning Database | 1109195 | [9 empty] | 1.36 | 1.45 | 1.43 | 1.44 | 1.42 | NO-ESTIMATION | NO-ESTIMATION | NO-ESTIMATION | NO-ESTIMATION | CAPACITY-FACTOR-V1
GBR | United Kingdom | Thornborough Grounds (England) |  | GBR0005092 | 4.9929 | 52.0078 | -0.9272 | Solar |  |  |  |  | Lark Energy | UK Renewable Energy Planning Database | https://www.gov.uk/government/collections/renewable-energy-planning-data | UK Renewable Energy Planning Database | [10 empty] | 7.49 | 7.47 | 7.59 | 7.61 | 7.6 | NO-ESTIMATION | NO-ESTIMATION | NO-ESTIMATION | NO-ESTIMATION | CAPACITY-FACTOR-V1
GBR | United Kingdom | Wisbridge Farm |  | GBR0001940 | 9.3 | 52.0080 | -0.0134 | Solar |  |  |  |  | Push Energy | UK Renewable Energy Planning Database | https://www.gov.uk/government/collections/renewable-energy-planning-data | UK Renewable Energy Planning Database | [10 empty] | 14.05 | 13.86 | 13.85 | 13.89 | 14.14 | NO-ESTIMATION | NO-ESTIMATION | NO-ESTIMATION | NO-ESTIMATION | CAPACITY-FACTOR-V1
GBR | United Kingdom | Stratton Hall Solar Park |  | GBR0002066 | 11.6 | 52.0088 | 1.2869 | Solar |  |  |  |  | Stratton Hall Solar Park Limited | UK Renewable Energy Planning Database | https://www.gov.uk/government/collections/renewable-energy-planning-data | UK Renewable Energy Planning Database | 1104237 | [9 empty] | 17.66 | 17.88 | 17.39 | 17.81 | 18.24 | NO-ESTIMATION | NO-ESTIMATION | NO-ESTIMATION | NO-ESTIMATION | CAPACITY-FACTOR-V1
GBR | United Kingdom | Land At Potash Farm |  | GBR0001184 | 7 | 52.0167 | -0.8641 | Solar |  |  |  |  | PS Renewables | UK Renewable Energy Planning Database | https://www.gov.uk/government/collections/renewable-energy-planning-data | UK Renewable Energy Planning Database | [10 empty] | 10.31 | 10.30 | 10.47 | 10.50 | 10.48 | SOLAR-V1-NO-AGE | SOLAR-V1-NO-AGE | SOLAR-V1-NO-AGE | SOLAR-V1-NO-AGE | SOLAR-V1-NO-AGE
GBR | United Kingdom | Land at Green Farm |  | GBR0005545 | 1 | 52.0181 | -2.7700 | Solar |  |  |  |  | Mr. Michael Owens | UK Renewable Energy Planning Database | https://www.gov.uk/government/collections/renewable-energy-planning-data | UK Renewable Energy Planning Database | [10 empty] | 1.34 | 1.43 | 1.42 | 1.42 | 1.43 | HYDRO-V1 | HYDRO-V1 | HYDRO-V1 | HYDRO-V1 | HYDRO-V1
GBR | United Kingdom | Springhill Solar Park (Northwick) |  | GBR0001053 | 5 | 52.0188 | -1.8025 | Solar | [5 empty] | UK Renewable Energy Planning Database | https://www.gov.uk/government/collections/renewable-energy-planning-data | UK Renewable Energy Planning Database | 1105194 | [9 empty] | 7.26 | 7.48 | 7.65 | 7.66 | 7.71 | NO-ESTIMATION | NO-ESTIMATION | NO-ESTIMATION | NO-ESTIMATION | NO-ESTIMATION
GBR | United Kingdom | Northwick Estate (Extension) |  | GBR0001731 | 2.2 | 52.0196 | -1.8032 | Solar |  |  |  |  | Northwick Power Ltd | UK Renewable Energy Planning Database | https://www.gov.uk/government/collections/renewable-energy-planning-data | UK Renewable Energy Planning Database | [10 empty] | 3.17 | 3.18 | 3.19 | 3.20 | 3.19 | NO-ESTIMATION | NO-ESTIMATION | NO-ESTIMATION | NO-ESTIMATION | CAPACITY-FACTOR-V1
GBR | United Kingdom | Hatch Penn Farm PV |  | GBR0001994 | 1 | 52.0212 | -0.0136 | Solar |  |  |  |  | Mr R Rob Such | UK Renewable Energy Planning Database | https://www.gov.uk/government/collections/renewable-energy-planning-data | UK Renewable Energy Planning Database | [10 empty] | 1.40 | 1.49 | 1.43 | 1.43 | 1.44 | HYDRO-V1 | HYDRO-V1 | HYDRO-V1 | HYDRO-V1 | HYDRO-V1
GBR | United Kingdom | North Of Field Barn |  | GBR0001732 | 1 | 52.0300 | -1.4748 | Solar |  |  |  |  | Blenheim Farm | UK Renewable Energy Planning Database | https://www.gov.uk/government/collections/renewable-energy-planning-data | UK Renewable Energy Planning Database | [10 empty] | 1.36 | 1.45 | 1.44 | 1.44 | 1.42 | SOLAR-V1-NO-AGE | SOLAR-V1-NO-AGE | SOLAR-V1-NO-AGE | SOLAR-V1-NO-AGE | SOLAR-V1-NO-AGE
GBR | United Kingdom | Turweston Solar Farm |  | GBR0002081 | 16.7 | 52.0328 | -1.1053 | Solar |  |  |  |  | INRG Solar | UK Renewable Energy Planning Database | https://www.gov.uk/government/collections/renewable-energy-planning-data | UK Renewable Energy Planning Database | [10 empty] | 24.44 | 24.91 | 25.24 | 25.44 | 25.71 | HYDRO-V1 | HYDRO-V1 | HYDRO-V1 | HYDRO-V1 | HYDRO-V1
GBR | United Kingdom | Rhosygilwen Solar Farm |  | GBR0001055 | 1 | 52.0352 | -4.6212 | Solar | [5 empty] | UK Renewable Energy Planning Database | https://www.gov.uk/government/collections/renewable-energy-planning-data | UK Renewable Energy Planning Database | [10 empty] | 1.43 | 1.52 | 1.49 | 1.49 | 1.51 | HYDRO-V1 | HYDRO-V1 | HYDRO-V1 | HYDRO-V1 | HYDRO-V1
GBR | United Kingdom | Mount Mill Farm - resubmission |  | GBR0002228 | 12 | 52.0394 | -0.8943 | Solar |  |  |  |  | OPDE | UK Renewable Energy Planning Database | https://www.gov.uk/government/collections/renewable-energy-planning-data | UK Renewable Energy Planning Database | [10 empty] | 18.06 | 18.03 | 18.28 | 18.33 | 18.47 | HYDRO-V1 | HYDRO-V1 | HYDRO-V1 | HYDRO-V1 | HYDRO-V1
GBR | United Kingdom | Langford Solar Farm |  | GBR0002357 | 13.1835 | 52.0405 | -0.2532 | Solar |  |  |  |  | Lark Energy | UK Renewable Energy Planning Database | https://www.gov.uk/government/collections/renewable-energy-planning-data | UK Renewable Energy Planning Database | 1109215 | [9 empty] | 20.03 | 19.76 | 19.75 | 19.80 | 20.24 | SOLAR-V1-NO-AGE | SOLAR-V1-NO-AGE | SOLAR-V1-NO-AGE | SOLAR-V1-NO-AGE | SOLAR-V1-NO-AGE
GBR | United Kingdom | Foxburrow Farm |  | GBR0001480 | 8 | 52.0467 | 1.2846 | Solar |  |  |  |  | UK Sustainable Energy | UK Renewable Energy Planning Database | https://www.gov.uk/government/collections/renewable-energy-planning-data | UK Renewable Energy Planning Database | 1108927 | [9 empty] | 12.04 | 12.23 | 11.86 | 12.15 | 12.37 | NO-ESTIMATION | NO-ESTIMATION | NO-ESTIMATION | NO-ESTIMATION | CAPACITY-FACTOR-V1
GBR | United Kingdom | Babergh Home Solar Scheme |  | GBR0001893 | 2.8 | 52.0486 | 0.9444 | Solar |  |  |  |  | Babergh District Council | UK Renewable Energy Planning Database | https://www.gov.uk/government/collections/renewable-energy-planning-data | UK Renewable Energy Planning Database | [10 empty] | 4.12 | 4.15 | 4.10 | 4.18 | 4.17 | NO-ESTIMATION | NO-ESTIMATION | NO-ESTIMATION | NO-ESTIMATION | NO-ESTIMATION
GBR | United Kingdom | Hall Farm |  | GBR0002362 | 5.1 | 52.0529 | -1.1533 | Solar |  |  |  |  | United Photovoltaics | UK Renewable Energy Planning Database | https://www.gov.uk/government/collections/renewable-energy-planning-data | UK Renewable Energy Planning Database | [10 empty] | 7.44 | 7.64 | 7.76 | 7.83 | 7.84 | SOLAR-V1-NO-AGE | SOLAR-V1-NO-AGE | SOLAR-V1-NO-AGE | SOLAR-V1-NO-AGE | SOLAR-V1-NO-AGE
GBR | United Kingdom | Munceys Farm |  | GBR0002249 | 31.6 | 52.0649 | 0.0110 | Solar |  |  |  |  | Lightsource Renewable Energy | UK Renewable Energy Planning Database | https://www.gov.uk/government/collections/renewable-energy-planning-data | UK Renewable Energy Planning Database | 1106549 | [9 empty] | 45.96 | 45.19 | 45.20 | 45.32 | 46.39 | HYDRO-V1 | HYDRO-V1 | HYDRO-V1 | HYDRO-V1 | HYDRO-V1
GBR | United Kingdom | Royston Solar Farm (Phase 1) (a) |  | GBR0002202 | 5 | 52.0650 | -0.0223 | Solar |  |  |  |  | Canadian Solar | UK Renewable Energy Planning Database | https://www.gov.uk/government/collections/renewable-energy-planning-data | UK Renewable Energy Planning Database | 1103277 | [9 empty] | 7.62 | 7.49 | 7.47 | 7.49 | 7.61 | SOLAR-V1-NO-AGE | SOLAR-V1-NO-AGE | SOLAR-V1-NO-AGE | SOLAR-V1-NO-AGE | SOLAR-V1-NO-AGE
GBR | United Kingdom | Epwell |  | GBR0001899 | 8.988 | 52.0665 | -1.4658 | Solar |  |  |  |  | Mr Bart Dalla Mura | UK Renewable Energy Planning Database | https://www.gov.uk/government/collections/renewable-energy-planning-data | UK Renewable Energy Planning Database | 1101416 | [9 empty] | 13.00 | 13.41 | 13.67 | 13.72 | 13.79 | NO-ESTIMATION | NO-ESTIMATION | NO-ESTIMATION | NO-ESTIMATION | NO-ESTIMATION
GBR | United Kingdom | Cranfield Airfield |  | GBR2001128 | 1 | 52.0672 | -0.6120 | Solar |  |  |  |  | Cranfield Univsersity | UK Renewable Energy Planning Database | https://www.gov.uk/government/collections/renewable-energy-planning-data | UK Renewable Energy Planning Database | [10 empty] | 1.40 | 1.49 | 1.43 | 1.44 | 1.43 | SOLAR-V1-NO-AGE | SOLAR-V1-NO-AGE | SOLAR-V1-NO-AGE | SOLAR-V1-NO-AGE | SOLAR-V1-NO-AGE
GBR | United Kingdom | Bassingbourn Solar Farm |  | GBR0001906 | 14.4 | 52.0701 | -0.0423 | Solar |  |  |  |  | Push Energy | UK Renewable Energy Planning Database | https://www.gov.uk/government/collections/renewable-energy-planning-data | UK Renewable Energy Planning Database | [10 empty] | 21.91 | 21.57 | 21.55 | 21.61 | 22.09 | NO-ESTIMATION | NO-ESTIMATION | NO-ESTIMATION | NO-ESTIMATION | CAPACITY-FACTOR-V1
GBR | United Kingdom | Rainbow |  | GBR0001876 | 4.7907 | 52.0702 | -1.8610 | Solar |  |  |  |  | Innogy (previously BELECTRIC Solar) | UK Renewable Energy Planning Database | https://www.gov.uk/government/collections/renewable-energy-planning-data | UK Renewable Energy Planning Database | 1108400 | [9 empty] | 7.57 | 7.85 | 7.94 | 7.95 | 8.01 | SOLAR-V1-NO-AGE | SOLAR-V1-NO-AGE | SOLAR-V1-NO-AGE | SOLAR-V1-NO-AGE | SOLAR-V1-NO-AGE
GBR | United Kingdom | Mount Farm |  | GBR0002175 | 22 | 52.0719 | -1.9102 | Solar |  |  |  |  | INRG (Solar Park) 14 | UK Renewable Energy Planning Database | https://www.gov.uk/government/collections/renewable-energy-planning-data | UK Renewable Energy Planning Database | [10 empty] | 31.79 | 32.27 | 32.90 | 33.03 | 33.37 | SOLAR-V1-NO-AGE | SOLAR-V1-NO-AGE | SOLAR-V1-NO-AGE | SOLAR-V1-NO-AGE | SOLAR-V1-NO-AGE
GBR | United Kingdom | Black Peak Farm |  | GBR0002219 | 31.8 | 52.0782 | 0.0489 | Solar |  |  |  |  | Lightsource Renewable Energy | UK Renewable Energy Planning Database | https://www.gov.uk/government/collections/renewable-energy-planning-data | UK Renewable Energy Planning Database | [10 empty] | 46.41 | 46.12 | 45.48 | 45.61 | 46.7 | NO-ESTIMATION | NO-ESTIMATION | NO-ESTIMATION | NO-ESTIMATION | CAPACITY-FACTOR-V1
GBR | United Kingdom | Land South West Of Apollo Business Park |  | GBR0001744 | 1.7 | 52.0794 | -1.4169 | Solar |  |  |  |  | Cyrasol Ecotec | UK Renewable Energy Planning Database | https://www.gov.uk/government/collections/renewable-energy-planning-data | UK Renewable Energy Planning Database | [10 empty] | 2.29 | 2.36 | 2.36 | 2.37 | 2.36 | NO-ESTIMATION | NO-ESTIMATION | NO-ESTIMATION | NO-ESTIMATION | CAPACITY-FACTOR-V1
GBR | United Kingdom | Bury Lane |  | GBR0002372 | 22.2159 | 52.0796 | 0.0020 | Solar |  |  |  |  | Vortex (formerly Sun Edison) | UK Renewable Energy Planning Database | https://www.gov.uk/government/collections/renewable-energy-planning-data | UK Renewable Energy Planning Database | [10 empty] | 32.86 | 32.18 | 32.19 | 32.28 | 33.03 | SOLAR-V1-NO-AGE | SOLAR-V1-NO-AGE | SOLAR-V1-NO-AGE | SOLAR-V1-NO-AGE | SOLAR-V1-NO-AGE
GBR | United Kingdom | Blackwell Grange Solar Farm |  | GBR0001968 | 5 | 52.0879 | -1.6673 | Solar |  |  |  |  | Blackwell Grange Solar Farm Ltd (Conergy) | UK Renewable Energy Planning Database | https://www.gov.uk/government/collections/renewable-energy-planning-data | UK Renewable Energy Planning Database | 1113394 | [9 empty] | 7.25 | 7.48 | 7.65 | 7.65 | 7.74 | SOLAR-V1-NO-AGE | SOLAR-V1-NO-AGE | SOLAR-V1-NO-AGE | SOLAR-V1-NO-AGE | SOLAR-V1-NO-AGE
GBR | United Kingdom | Crugmore Farm |  | GBR0005233 | 6.4 | 52.0918 | -4.6206 | Solar |  |  |  |  | John Laing Environmental Assets (formerly RGE Energy) | UK Renewable Energy Planning Database | https://www.gov.uk/government/collections/renewable-energy-planning-data | UK Renewable Energy Planning Database | [10 empty] | 9.52 | 9.65 | 9.42 | 9.44 | 9.74 | HYDRO-V1 | HYDRO-V1 | HYDRO-V1 | HYDRO-V1 | HYDRO-V1
GBR | United Kingdom | The Kickles |  | GBR0002319 | 5 | 52.0962 | -0.7429 | Solar |  |  |  |  | Green Energy UK Direct Ltd/ Vogt Solar | UK Renewable Energy Planning Database | https://www.gov.uk/government/collections/renewable-energy-planning-data | UK Renewable Energy Planning Database | [10 empty] | 7.50 | 7.48 | 7.60 | 7.62 | 7.61 | HYDRO-V1 | HYDRO-V1 | HYDRO-V1 | HYDRO-V1 | HYDRO-V1
GBR | United Kingdom | Sytchwythy Fields |  | GBR0006458 | 1.4 | 52.1008 | -1.9146 | Solar |  |  |  |  | AR Partners | UK Renewable Energy Planning Database | https://www.gov.uk/government/collections/renewable-energy-planning-data | UK Renewable Energy Planning Database | [10 empty] | 1.88 | 1.95 | 1.96 | 1.96 | 1.96 | NO-ESTIMATION | NO-ESTIMATION | NO-ESTIMATION | NO-ESTIMATION | CAPACITY-FACTOR-V1
GBR | United Kingdom | Norton Hall |  | GBR0002051 | 2.8 | 52.1011 | -1.7870 | Solar |  |  |  |  | Ms Power Projects Ltd | UK Renewable Energy Planning Database | https://www.gov.uk/government/collections/renewable-energy-planning-data | UK Renewable Energy Planning Database | [10 empty] | 4.06 | 4.11 | 4.14 | 4.15 | 4.13 | SOLAR-V1-NO-AGE | SOLAR-V1-NO-AGE | SOLAR-V1-NO-AGE | SOLAR-V1-NO-AGE | SOLAR-V1-NO-AGE
GBR | United Kingdom | Shacks Barn Solar Farm |  | GBR0001058 | 5 | 52.1021 | -1.0049 | Solar |  |  |  |  | Moser Baer | UK Renewable Energy Planning Database | https://www.gov.uk/government/collections/renewable-energy-planning-data | UK Renewable Energy Planning Database | 1097916 | [9 empty] | 7.29 | 7.49 | 7.60 | 7.66 | 7.69 | NO-ESTIMATION | NO-ESTIMATION | NO-ESTIMATION | NO-ESTIMATION | NO-ESTIMATION
GBR | United Kingdom | Bypass Nurseries Solar Farm |  | GBR0001890 | 3.3 | 52.1024 | -1.9201 | Solar |  |  |  |  | Sun Spirit | UK Renewable Energy Planning Database | https://www.gov.uk/government/collections/renewable-energy-planning-data | UK Renewable Energy Planning Database | [10 empty] | 4.73 | 4.85 | 4.94 | 4.94 | 4.88 | SOLAR-V1-NO-AGE | SOLAR-V1-NO-AGE | SOLAR-V1-NO-AGE | SOLAR-V1-NO-AGE | SOLAR-V1-NO-AGE
GBR | United Kingdom | Homestead |  | GBR0002261 | 3.9536 | 52.1026 | -0.9232 | Solar |  |  |  |  | CEE | UK Renewable Energy Planning Database | https://www.gov.uk/government/collections/renewable-energy-planning-data | UK Renewable Energy Planning Database | 1113418 | [9 empty] | 5.83 | 5.79 | 5.84 | 5.85 | 5.82 | SOLAR-V1-NO-AGE | SOLAR-V1-NO-AGE | SOLAR-V1-NO-AGE | SOLAR-V1-NO-AGE | SOLAR-V1-NO-AGE
GBR | United Kingdom | Handley Park - resubmission |  | GBR0002231 | 5 | 52.1079 | -1.0207 | Solar |  |  |  |  | Haymaker Energy | UK Renewable Energy Planning Database | https://www.gov.uk/government/collections/renewable-energy-planning-data | UK Renewable Energy Planning Database | [10 empty] | 7.29 | 7.49 | 7.60 | 7.66 | 7.69 | SOLAR-V1-NO-AGE | SOLAR-V1-NO-AGE | SOLAR-V1-NO-AGE | SOLAR-V1-NO-AGE | SOLAR-V1-NO-AGE
GBR | United Kingdom | Llwyn Du Solar Farm |  | GBR0001827 | 8 | 52.1084 | -4.5236 | Solar |  |  |  |  | Next Energy Solar Fund | UK Renewable Energy Planning Database | https://www.gov.uk/government/collections/renewable-energy-planning-data | UK Renewable Energy Planning Database | [10 empty] | 12.04 | 12.12 | 11.88 | 11.90 | 12.04 | SOLAR-V1-NO-AGE | SOLAR-V1-NO-AGE | SOLAR-V1-NO-AGE | SOLAR-V1-NO-AGE | SOLAR-V1-NO-AGE
GBR | United Kingdom | Culworth |  | GBR0001582 | 3.6364 | 52.1095 | -1.2047 | Solar |  |  |  |  | Mr & Mrs C E R & S Buckley | UK Renewable Energy Planning Database | https://www.gov.uk/government/collections/renewable-energy-planning-data | UK Renewable Energy Planning Database | [10 empty] | 5.26 | 5.35 | 5.40 | 5.48 | 5.37 | HYDRO-V1 | HYDRO-V1 | HYDRO-V1 | HYDRO-V1 | HYDRO-V1
GBR | United Kingdom | Vine Farm Solar Park |  | GBR0002329 | 45 | 52.1112 | -0.0691 | Solar |  |  |  |  | Allianz | UK Renewable Energy Planning Database | https://www.gov.uk/government/collections/renewable-energy-planning-data | UK Renewable Energy Planning Database | 1112341 | [9 empty] | 64.84 | 63.46 | 63.47 | 63.65 | 65.2 | SOLAR-V1-NO-AGE | SOLAR-V1-NO-AGE | SOLAR-V1-NO-AGE | SOLAR-V1-NO-AGE | SOLAR-V1-NO-AGE
GBR | United Kingdom | Hoback Farm |  | GBR0001875 | 13.1 | 52.1191 | -0.0291 | Solar |  |  |  |  | TGC Renewables | UK Renewable Energy Planning Database | https://www.gov.uk/government/collections/renewable-energy-planning-data | UK Renewable Energy Planning Database | [10 empty] | 19.99 | 19.64 | 19.62 | 19.68 | 20.12 | NO-ESTIMATION | NO-ESTIMATION | NO-ESTIMATION | NO-ESTIMATION | CAPACITY-FACTOR-V1
GBR | United Kingdom | Aberporth Solar Farm |  | GBR0005256 | 1.5 | 52.1234 | -4.5632 | Solar |  |  |  |  | JBM Solutions | UK Renewable Energy Planning Database | https://www.gov.uk/government/collections/renewable-energy-planning-data | UK Renewable Energy Planning Database | [10 empty] | 2.13 | 2.17 | 2.13 | 2.14 | 2.17 | SOLAR-V1-NO-AGE | SOLAR-V1-NO-AGE | SOLAR-V1-NO-AGE | SOLAR-V1-NO-AGE | SOLAR-V1-NO-AGE
GBR | United Kingdom | Littlewood Farm |  | GBR0002182 | 14 | 52.1267 | -0.8052 | Solar | [5 empty] | UK Renewable Energy Planning Database | https://www.gov.uk/government/collections/renewable-energy-planning-data | UK Renewable Energy Planning Database | [10 empty] | 21.04 | 20.96 | 21.26 | 21.32 | 21.49 | SOLAR-V1-NO-AGE | SOLAR-V1-NO-AGE | SOLAR-V1-NO-AGE | SOLAR-V1-NO-AGE | SOLAR-V1-NO-AGE
GBR | United Kingdom | Croydon / Church Farm (Royston) |  | GBR0001919 | 16.5 | 52.1285 | -0.0797 | Solar |  |  |  |  | Push Energy/ NESF | UK Renewable Energy Planning Database | https://www.gov.uk/government/collections/renewable-energy-planning-data | UK Renewable Energy Planning Database | 1111283 | [9 empty] | 25.12 | 24.62 | 24.60 | 24.67 | 25.22 | SOLAR-V1-NO-AGE | SOLAR-V1-NO-AGE | SOLAR-V1-NO-AGE | SOLAR-V1-NO-AGE | SOLAR-V1-NO-AGE
GBR | United Kingdom | Broxted Solar Park |  | GBR0001592 | 31.59 | 52.1314 | 0.5172 | Solar |  |  |  |  | Lark Energy | UK Renewable Energy Planning Database | https://www.gov.uk/government/collections/renewable-energy-planning-data | UK Renewable Energy Planning Database | 1101015 | [9 empty] | 45.44 | 46.13 | 45.25 | 45.38 | 46.32 | SOLAR-V1-NO-AGE | SOLAR-V1-NO-AGE | SOLAR-V1-NO-AGE | SOLAR-V1-NO-AGE | SOLAR-V1-NO-AGE
GBR | United Kingdom | Stonepit Farm |  | GBR0002364 | 5 | 52.1339 | -0.8471 | Solar |  |  |  |  | Lark Energy | UK Renewable Energy Planning Database | https://www.gov.uk/government/collections/renewable-energy-planning-data | UK Renewable Energy Planning Database | [10 empty] | 7.48 | 7.48 | 7.60 | 7.62 | 7.61 | HYDRO-V1 | HYDRO-V1 | HYDRO-V1 | HYDRO-V1 | HYDRO-V1
GBR | United Kingdom | Lower Ufford Lane |  | GBR0002034 | 1.1 | 52.1366 | 1.3657 | Solar |  |  |  |  | William Notcutt Estates | UK Renewable Energy Planning Database | https://www.gov.uk/government/collections/renewable-energy-planning-data | UK Renewable Energy Planning Database | [10 empty] | 1.53 | 1.59 | 1.60 | 1.60 | 1.59 | HYDRO-V1 | HYDRO-V1 | HYDRO-V1 | HYDRO-V1 | HYDRO-V1
GBR | United Kingdom | Rectory Farm/Emberton |  | GBR0002144 | 9 | 52.1367 | -0.6927 | Solar |  |  |  |  | Low Carbon | UK Renewable Energy Planning Database | https://www.gov.uk/government/collections/renewable-energy-planning-data | UK Renewable Energy Planning Database | 1107327 | [9 empty] | 13.43 | 13.41 | 13.61 | 13.65 | 13.68 | SOLAR-V1-NO-AGE | SOLAR-V1-NO-AGE | SOLAR-V1-NO-AGE | SOLAR-V1-NO-AGE | SOLAR-V1-NO-AGE
GBR | United Kingdom | Lower Venn Farm |  | GBR0005686 | 5 | 52.1386 | -2.6694 | Solar |  |  |  |  | New Energy for the World | UK Renewable Energy Planning Database | https://www.gov.uk/government/collections/renewable-energy-planning-data | UK Renewable Energy Planning Database | [10 empty] | 7.22 | 7.57 | 7.63 | 7.65 | 7.74 | SOLAR-V1-NO-AGE | SOLAR-V1-NO-AGE | SOLAR-V1-NO-AGE | SOLAR-V1-NO-AGE | SOLAR-V1-NO-AGE
GBR | United Kingdom | Salcey Farm |  | GBR0001878 | 5.4616 | 52.1466 | -0.7565 | Solar |  |  |  |  | Anesco | UK Renewable Energy Planning Database | https://www.gov.uk/government/collections/renewable-energy-planning-data | UK Renewable Energy Planning Database | 1110435 | [9 empty] | 8.15 | 8.13 | 8.26 | 8.29 | 8.27 | HYDRO-V1 | HYDRO-V1 | HYDRO-V1 | HYDRO-V1 | HYDRO-V1
GBR | United Kingdom | Waterloo solar park |  | GBR0001769 | 14.6 | 52.1493 | -0.2563 | Solar |  |  |  |  | Lightsource Renewable Energy | UK Renewable Energy Planning Database | https://www.gov.uk/government/collections/renewable-energy-planning-data | UK Renewable Energy Planning Database | 1107481 | [9 empty] | 22.26 | 21.87 | 21.90 | 22.16 | 22.45 | SOLAR-V1-NO-AGE | SOLAR-V1-NO-AGE | SOLAR-V1-NO-AGE | SOLAR-V1-NO-AGE | SOLAR-V1-NO-AGE
GBR | United Kingdom | Nanthenfoel Farms |  | GBR0005540 | 5 | 52.1511 | -4.1352 | Solar |  |  |  |  | Anesco | UK Renewable Energy Planning Database | https://www.gov.uk/government/collections/renewable-energy-planning-data | UK Renewable Energy Planning Database | [10 empty] | 7.65 | 7.46 | 7.47 | 7.50 | 7.6 | SOLAR-V1-NO-AGE | SOLAR-V1-NO-AGE | SOLAR-V1-NO-AGE | SOLAR-V1-NO-AGE | SOLAR-V1-NO-AGE
GBR | United Kingdom | Rotherdale Farm |  | GBR0001169 | 5 | 52.1525 | -2.0465 | Solar |  |  |  |  | Vale Green Energy | UK Renewable Energy Planning Database | https://www.gov.uk/government/collections/renewable-energy-planning-data | UK Renewable Energy Planning Database | [10 empty] | 7.26 | 7.48 | 7.65 | 7.66 | 7.71 | SOLAR-V1-NO-AGE | SOLAR-V1-NO-AGE | SOLAR-V1-NO-AGE | SOLAR-V1-NO-AGE | SOLAR-V1-NO-AGE
GBR | United Kingdom | Rotherdale Farm - extension |  | GBR0002022 | 9 | 52.1536 | -2.0341 | Solar |  |  |  |  | Vale Green Energy | UK Renewable Energy Planning Database | https://www.gov.uk/government/collections/renewable-energy-planning-data | UK Renewable Energy Planning Database | [10 empty] | 13.03 | 13.42 | 13.70 | 13.71 | 13.83 | SOLAR-V1-NO-AGE | SOLAR-V1-NO-AGE | SOLAR-V1-NO-AGE | SOLAR-V1-NO-AGE | SOLAR-V1-NO-AGE
GBR | United Kingdom | Mid Suffolk Home Solar Scheme |  | GBR0001894 | 4.8 | 52.1541 | 1.0391 | Solar |  |  |  |  | Mid Suffolk District Council | UK Renewable Energy Planning Database | https://www.gov.uk/government/collections/renewable-energy-planning-data | UK Renewable Energy Planning Database | [10 empty] | 7.91 | 8.04 | 7.84 | 7.97 | 8.09 | SOLAR-V1-NO-AGE | SOLAR-V1-NO-AGE | SOLAR-V1-NO-AGE | SOLAR-V1-NO-AGE | SOLAR-V1-NO-AGE
GBR | United Kingdom | Bulls Head North |  | GBR0001976 | 5.513 | 52.1542 | -0.8107 | Solar |  |  |  |  | Anesco | UK Renewable Energy Planning Database | https://www.gov.uk/government/collections/renewable-energy-planning-data | UK Renewable Energy Planning Database | [10 empty] | 8.23 | 8.20 | 8.34 | 8.36 | 8.36 | SOLAR-V1-NO-AGE | SOLAR-V1-NO-AGE | SOLAR-V1-NO-AGE | SOLAR-V1-NO-AGE | SOLAR-V1-NO-AGE
GBR | United Kingdom | Salford Lodge |  | GBR0004850 | 5 | 52.1567 | -1.9314 | Solar |  |  |  |  | AR Partners | UK Renewable Energy Planning Database | https://www.gov.uk/government/collections/renewable-energy-planning-data | UK Renewable Energy Planning Database | 1115484 | [9 empty] | 7.26 | 7.48 | 7.63 | 7.66 | 7.71 | NO-ESTIMATION | NO-ESTIMATION | NO-ESTIMATION | NO-ESTIMATION | CAPACITY-FACTOR-V1
GBR | United Kingdom | Land South of Knock Lane |  | GBR0005282 | 4 | 52.1636 | -0.9225 | Solar |  |  |  |  | Solar Power Inc UK Services/SPI China (HK) | UK Renewable Energy Planning Database | https://www.gov.uk/government/collections/renewable-energy-planning-data | UK Renewable Energy Planning Database | [10 empty] | 5.90 | 5.86 | 5.91 | 5.92 | 5.89 | NO-ESTIMATION | NO-ESTIMATION | NO-ESTIMATION | NO-ESTIMATION | CAPACITY-FACTOR-V1
GBR | United Kingdom | Cantelupe Solar Farm |  | GBR0001034 | 5 | 52.1721 | 0.0673 | Solar |  |  |  |  | Innogy (previously - Belectric (previously Alectron Investments Ltd)) | UK Renewable Energy Planning Database | https://www.gov.uk/government/collections/renewable-energy-planning-data | UK Renewable Energy Planning Database | 1106306 | [9 empty] | 7.64 | 7.56 | 7.47 | 7.49 | 7.61 | SOLAR-V1-NO-AGE | SOLAR-V1-NO-AGE | SOLAR-V1-NO-AGE | SOLAR-V1-NO-AGE | SOLAR-V1-NO-AGE
GBR | United Kingdom | Manor Farm (Horton) |  | GBR0002205 | 5 | 52.1752 | -0.7804 | Solar |  |  |  |  | Capital Stage | UK Renewable Energy Planning Database | https://www.gov.uk/government/collections/renewable-energy-planning-data | UK Renewable Energy Planning Database | 1110079 | [9 empty] | 7.50 | 7.48 | 7.60 | 7.62 | 7.61 | SOLAR-V1-NO-AGE | SOLAR-V1-NO-AGE | SOLAR-V1-NO-AGE | SOLAR-V1-NO-AGE | SOLAR-V1-NO-AGE
GBR | United Kingdom | Hyde Farm |  | GBR0005685 | 10.8 | 52.1763 | -0.7033 | Solar |  |  |  |  | Conergy | UK Renewable Energy Planning Database | https://www.gov.uk/government/collections/renewable-energy-planning-data | UK Renewable Energy Planning Database | [10 empty] | 16.29 | 16.28 | 16.50 | 16.55 | 16.67 | NO-ESTIMATION | NO-ESTIMATION | NO-ESTIMATION | NO-ESTIMATION | CAPACITY-FACTOR-V1
GBR | United Kingdom | Clapham solar farm |  | GBR0001947 | 7.5 | 52.1767 | -0.4844 | Solar |  |  |  |  | SBC Renewables | UK Renewable Energy Planning Database | https://www.gov.uk/government/collections/renewable-energy-planning-data | UK Renewable Energy Planning Database | [10 empty] | 11.08 | 11.08 | 11.25 | 11.28 | 11.26 | NO-ESTIMATION | NO-ESTIMATION | NO-ESTIMATION | NO-ESTIMATION | CAPACITY-FACTOR-V1
GBR | United Kingdom | Morton Wood Farm |  | GBR0002041 | 4.8 | 52.1813 | -1.9568 | Solar |  |  |  |  | Sun & Soil | UK Renewable Energy Planning Database | https://www.gov.uk/government/collections/renewable-energy-planning-data | UK Renewable Energy Planning Database | [10 empty] | 7.58 | 7.87 | 7.94 | 7.97 | 8.02 | SOLAR-V1-NO-AGE | SOLAR-V1-NO-AGE | SOLAR-V1-NO-AGE | SOLAR-V1-NO-AGE | SOLAR-V1-NO-AGE
GBR | United Kingdom | Great Wilbraham Solar Farm |  | GBR0001835 | 38.1 | 52.1845 | 0.2699 | Solar |  |  |  |  | Inazin Energy Limited / Low Carbon | UK Renewable Energy Planning Database | https://www.gov.uk/government/collections/renewable-energy-planning-data | UK Renewable Energy Planning Database | 1107326 | [9 empty] | 55.34 | 54.94 | 54.20 | 54.35 | 55.67 | SOLAR-V1-NO-AGE | SOLAR-V1-NO-AGE | SOLAR-V1-NO-AGE | SOLAR-V1-NO-AGE | SOLAR-V1-NO-AGE
GBR | United Kingdom | Otherton Farm |  | GBR0005538 | 4 | 52.1854 | -2.2862 | Solar |  |  |  |  | Wirisol (Sun & Soil) | UK Renewable Energy Planning Database | https://www.gov.uk/government/collections/renewable-energy-planning-data | UK Renewable Energy Planning Database | [10 empty] | 5.72 | 5.87 | 5.98 | 5.85 | 5.95 | SOLAR-V1-NO-AGE | SOLAR-V1-NO-AGE | SOLAR-V1-NO-AGE | SOLAR-V1-NO-AGE | SOLAR-V1-NO-AGE
GBR | United Kingdom | Parham Airfield (Great Glenham) |  | GBR0002281 | 17.5 | 52.1965 | 1.4101 | Solar |  |  |  |  | AG Renewables Ltd | UK Renewable Energy Planning Database | https://www.gov.uk/government/collections/renewable-energy-planning-data | UK Renewable Energy Planning Database | [10 empty] | 26.71 | 26.95 | 26.77 | 26.97 | 27.42 | NO-ESTIMATION | NO-ESTIMATION | NO-ESTIMATION | NO-ESTIMATION | NO-ESTIMATION
GBR | United Kingdom | Drayton Manor Farm |  | GBR0005020 | 25 | 52.2003 | -1.7751 | Solar |  |  |  |  | Anesco | UK Renewable Energy Planning Database | https://www.gov.uk/government/collections/renewable-energy-planning-data | UK Renewable Energy Planning Database | [10 empty] | 35.17 | 35.62 | 36.24 | 36.48 | 36.88 | NO-ESTIMATION | NO-ESTIMATION | NO-ESTIMATION | NO-ESTIMATION | CAPACITY-FACTOR-V1
GBR | United Kingdom | Skylark |  | GBR0001275 | 4.9389 | 52.2012 | -0.0735 | Solar |  |  |  |  | Anesco | UK Renewable Energy Planning Database | https://www.gov.uk/government/collections/renewable-energy-planning-data | UK Renewable Energy Planning Database | 1113780 | [9 empty] | 7.35 | 7.23 | 7.22 | 7.24 | 7.33 | SOLAR-V1-NO-AGE | SOLAR-V1-NO-AGE | SOLAR-V1-NO-AGE | SOLAR-V1-NO-AGE | SOLAR-V1-NO-AGE
GBR | United Kingdom | Land East of Horton Road |  | GBR0006133 | 8.5 | 52.2055 | -0.7951 | Solar |  |  |  |  | Lark Energy | UK Renewable Energy Planning Database | https://www.gov.uk/government/collections/renewable-energy-planning-data | UK Renewable Energy Planning Database | [10 empty] | 12.22 | 12.25 | 12.44 | 12.47 | 12.52 | NO-ESTIMATION | NO-ESTIMATION | NO-ESTIMATION | NO-ESTIMATION | CAPACITY-FACTOR-V1
GBR | United Kingdom | Land to the south of Hill Farm (resubmission) |  | GBR0005880 | 6.8 | 52.2061 | -0.9772 | Solar |  |  |  |  | TGC Renewables | UK Renewable Energy Planning Database | https://www.gov.uk/government/collections/renewable-energy-planning-data | UK Renewable Energy Planning Database | [10 empty] | 9.72 | 9.99 | 10.16 | 10.25 | 10.27 | NO-ESTIMATION | NO-ESTIMATION | NO-ESTIMATION | NO-ESTIMATION | CAPACITY-FACTOR-V1
GBR | United Kingdom | Caldecote Manor Farm |  | GBR0004825 | 5 | 52.2104 | -0.2071 | Solar |  |  |  |  | Sustain Energy Solutions | UK Renewable Energy Planning Database | https://www.gov.uk/government/collections/renewable-energy-planning-data | UK Renewable Energy Planning Database | 1091787 | [9 empty] | 7.62 | 7.46 | 7.47 | 7.49 | 7.61 | SOLAR-V1-NO-AGE | SOLAR-V1-NO-AGE | SOLAR-V1-NO-AGE | SOLAR-V1-NO-AGE | SOLAR-V1-NO-AGE
GBR | United Kingdom | Burton Farm |  | GBR0002157 | 4.4 | 52.2135 | -1.7372 | Solar |  |  |  |  | Quercus Renewable Holding 2 | UK Renewable Energy Planning Database | https://www.gov.uk/government/collections/renewable-energy-planning-data | UK Renewable Energy Planning Database | 1113865 | [9 empty] | 6.30 | 6.44 | 6.58 | 6.60 | 6.54 | SOLAR-V1-NO-AGE | SOLAR-V1-NO-AGE | SOLAR-V1-NO-AGE | SOLAR-V1-NO-AGE | SOLAR-V1-NO-AGE
GBR | United Kingdom | The Elms |  | GBR0002279 | 10.4 | 52.2142 | -1.4455 | Solar |  |  |  |  | Foresight Solar Fund | UK Renewable Energy Planning Database | https://www.gov.uk/government/collections/renewable-energy-planning-data | UK Renewable Energy Planning Database | [10 empty] | 15.25 | 15.69 | 15.98 | 16.01 | 16.31 | SOLAR-V1-NO-AGE | SOLAR-V1-NO-AGE | SOLAR-V1-NO-AGE | SOLAR-V1-NO-AGE | SOLAR-V1-NO-AGE
GBR | United Kingdom | Weddington Farm |  | GBR2001102 | 2.1 | 52.2176 | -1.4083 | Solar |  |  |  |  | Green Switch Solutions/Belvedere Energy Developments - Liquidated | UK Renewable Energy Planning Database | https://www.gov.uk/government/collections/renewable-energy-planning-data | UK Renewable Energy Planning Database | [10 empty] | 3.03 | 3.05 | 3.06 | 3.06 | 3.06 | SOLAR-V1-NO-AGE | SOLAR-V1-NO-AGE | SOLAR-V1-NO-AGE | SOLAR-V1-NO-AGE | SOLAR-V1-NO-AGE
GBR | United Kingdom | Nectar Way Regional Distribution Centre |  | GBR0005596 | 1 | 52.2200 | -0.9617 | Solar |  |  |  |  | Sainsburys | UK Renewable Energy Planning Database | https://www.gov.uk/government/collections/renewable-energy-planning-data | UK Renewable Energy Planning Database | [10 empty] | 1.36 | 1.49 | 1.43 | 1.44 | 1.42 | SOLAR-V1-NO-AGE | SOLAR-V1-NO-AGE | SOLAR-V1-NO-AGE | SOLAR-V1-NO-AGE | SOLAR-V1-NO-AGE
GBR | United Kingdom | Odell Glebe Solar Farm |  | GBR0002152 | 16.8 | 52.2317 | -0.5968 | Solar |  |  |  |  | Vento Ludens Ltd | UK Renewable Energy Planning Database | https://www.gov.uk/government/collections/renewable-energy-planning-data | UK Renewable Energy Planning Database | 1107419 | [9 empty] | 25.13 | 25.04 | 25.39 | 25.46 | 25.67 | HYDRO-V1 | HYDRO-V1 | HYDRO-V1 | HYDRO-V1 | HYDRO-V1
GBR | United Kingdom | Tollgate Farm |  | GBR0002232 | 4.3 | 52.2347 | -1.5442 | Solar |  |  |  |  | CRE8 Energy (UK) | UK Renewable Energy Planning Database | https://www.gov.uk/government/collections/renewable-energy-planning-data | UK Renewable Energy Planning Database | [10 empty] | 6.12 | 6.28 | 6.41 | 6.42 | 6.36 | SOLAR-V1-NO-AGE | SOLAR-V1-NO-AGE | SOLAR-V1-NO-AGE | SOLAR-V1-NO-AGE | SOLAR-V1-NO-AGE
GBR | United Kingdom | Solar Farm at Fields Farm (Phase 1) |  | GBR0005244 | 5 | 52.2449 | -1.4102 | Solar |  |  |  |  | Foresight Group (TGC Renewables) | UK Renewable Energy Planning Database | https://www.gov.uk/government/collections/renewable-energy-planning-data | UK Renewable Energy Planning Database | [10 empty] | 7.25 | 7.48 | 7.63 | 7.65 | 7.74 | NO-ESTIMATION | NO-ESTIMATION | NO-ESTIMATION | NO-ESTIMATION | NO-ESTIMATION
GBR | United Kingdom | Exning |  | GBR0001913 | 30.276 | 52.2502 | 0.3486 | Solar |  |  |  |  | Vortex (formerly Sun Edison) | UK Renewable Energy Planning Database | https://www.gov.uk/government/collections/renewable-energy-planning-data | UK Renewable Energy Planning Database | 1109429 | [9 empty] | 43.64 | 43.29 | 42.73 | 42.91 | 43.88 | SOLAR-V1-NO-AGE | SOLAR-V1-NO-AGE | SOLAR-V1-NO-AGE | SOLAR-V1-NO-AGE | SOLAR-V1-NO-AGE
GBR | United Kingdom | Brickyard Barn (resubmission) |  | GBR0001519 | 4.1 | 52.2506 | -1.5558 | Solar |  |  |  |  | Sun Glow Power | UK Renewable Energy Planning Database | https://www.gov.uk/government/collections/renewable-energy-planning-data | UK Renewable Energy Planning Database | [10 empty] | 5.83 | 5.99 | 6.12 | 6.13 | 6.09 | SOLAR-V1-NO-AGE | SOLAR-V1-NO-AGE | SOLAR-V1-NO-AGE | SOLAR-V1-NO-AGE | SOLAR-V1-NO-AGE
GBR | United Kingdom | Glebe |  | WKS0065374 | 26 | 52.2510 | -0.5860 | Solar | [5 empty] | Wiki-Solar | https://www.wiki-solar.org | Wiki-Solar | [10 empty] | 36.63 | 37.02 | 37.56 | 37.82 | 38.31 | SOLAR-V1-NO-AGE | SOLAR-V1-NO-AGE | SOLAR-V1-NO-AGE | SOLAR-V1-NO-AGE | SOLAR-V1-NO-AGE
GBR | United Kingdom | Glebe Farm Solar Energy Park |  | GBR0002352 | 15 | 52.2526 | -0.5893 | Solar |  |  |  |  | Vento Ludens Ltd | UK Renewable Energy Planning Database | https://www.gov.uk/government/collections/renewable-energy-planning-data | UK Renewable Energy Planning Database | 1107419 | [9 empty] | 22.11 | 22.51 | 22.84 | 22.99 | 23.26 | NO-ESTIMATION | NO-ESTIMATION | NO-ESTIMATION | NO-ESTIMATION | CAPACITY-FACTOR-V1
GBR | United Kingdom | Land On The East Side Of Fosse Way |  | GBR0005712 | 10 | 52.2537 | -1.4809 | Solar |  |  |  |  | Anesco | UK Renewable Energy Planning Database | https://www.gov.uk/government/collections/renewable-energy-planning-data | UK Renewable Energy Planning Database | [10 empty] | 14.37 | 14.83 | 15.13 | 15.16 | 15.33 | SOLAR-V1-NO-AGE | SOLAR-V1-NO-AGE | SOLAR-V1-NO-AGE | SOLAR-V1-NO-AGE | SOLAR-V1-NO-AGE
GBR | United Kingdom | Manor Farm - Pertenhall |  | GBR0002299 | 15 | 52.2679 | -0.4234 | Solar |  |  |  |  | Prosolia UK | UK Renewable Energy Planning Database | https://www.gov.uk/government/collections/renewable-energy-planning-data | UK Renewable Energy Planning Database | [10 empty] | 22.17 | 22.51 | 22.83 | 22.90 | 23.03 | NO-ESTIMATION | NO-ESTIMATION | NO-ESTIMATION | NO-ESTIMATION | CAPACITY-FACTOR-V1
GBR | United Kingdom | Wolseley National Distribution Centre |  | GBR0002389 | 2 | 52.2736 | -1.5357 | Solar |  |  |  |  | Wolseley UK | UK Renewable Energy Planning Database | https://www.gov.uk/government/collections/renewable-energy-planning-data | UK Renewable Energy Planning Database | 1101839 | [9 empty] | 2.85 | 2.89 | 2.89 | 2.90 | 2.89 | SOLAR-V1-NO-AGE | SOLAR-V1-NO-AGE | SOLAR-V1-NO-AGE | SOLAR-V1-NO-AGE | SOLAR-V1-NO-AGE
GBR | United Kingdom | Forest Heath Solar Farm |  | GBR0001736 | 5 | 52.2794 | 0.3914 | Solar |  |  |  |  | Munich RE | UK Renewable Energy Planning Database | https://www.gov.uk/government/collections/renewable-energy-planning-data | UK Renewable Energy Planning Database | 1101540 | [9 empty] | 7.64 | 7.57 | 7.47 | 7.50 | 7.61 | NO-ESTIMATION | NO-ESTIMATION | NO-ESTIMATION | NO-ESTIMATION | CAPACITY-FACTOR-V1
GBR | United Kingdom | Wellingborough Solar Farm |  | GBR0002380 | 8.5316 | 52.2816 | -0.6938 | Solar |  |  |  |  | Lark Energy | UK Renewable Energy Planning Database | https://www.gov.uk/government/collections/renewable-energy-planning-data | UK Renewable Energy Planning Database | 1108305 | [9 empty] | 11.98 | 12.32 | 12.51 | 12.59 | 12.69 | SOLAR-V1-NO-AGE | SOLAR-V1-NO-AGE | SOLAR-V1-NO-AGE | SOLAR-V1-NO-AGE | SOLAR-V1-NO-AGE
GBR | United Kingdom | Lackford Estate Solar Park |  | GBR0001338 | 20.9 | 52.2888 | 0.6110 | Solar |  |  |  |  | Lackford Estate Solar Park Ltd | UK Renewable Energy Planning Database | https://www.gov.uk/government/collections/renewable-energy-planning-data | UK Renewable Energy Planning Database | 1102013 | [9 empty] | 31.87 | 31.63 | 31.23 | 31.35 | 32.02 | NO-ESTIMATION | NO-ESTIMATION | NO-ESTIMATION | NO-ESTIMATION | CAPACITY-FACTOR-V1
GBR | United Kingdom | Little Irchester |  | GBR0005158 | 4.679 | 52.2894 | -0.6548 | Solar |  |  |  |  | Lark Energy | UK Renewable Energy Planning Database | https://www.gov.uk/government/collections/renewable-energy-planning-data | UK Renewable Energy Planning Database | 1101549 | [9 empty] | 7.19 | 7.38 | 7.44 | 7.51 | 7.5 | SOLAR-V1-NO-AGE | SOLAR-V1-NO-AGE | SOLAR-V1-NO-AGE | SOLAR-V1-NO-AGE | SOLAR-V1-NO-AGE
GBR | United Kingdom | Chelveston Airfield - extension |  | GBR0001788 | 3.5 | 52.3021 | -0.5196 | Solar |  |  |  |  | Chelveston Renewable Energy | UK Renewable Energy Planning Database | https://www.gov.uk/government/collections/renewable-energy-planning-data | UK Renewable Energy Planning Database | [10 empty] | 5.07 | 5.14 | 5.20 | 5.24 | 5.17 | HYDRO-V1 | HYDRO-V1 | HYDRO-V1 | HYDRO-V1 | HYDRO-V1
GBR | United Kingdom | Chelveston Airfield |  | GBR0001949 | 16 | 52.3027 | -0.5253 | Solar |  |  |  |  | Chelveston Renewable Energy Limited | UK Renewable Energy Planning Database | https://www.gov.uk/government/collections/renewable-energy-planning-data | UK Renewable Energy Planning Database | [10 empty] | 23.55 | 23.97 | 24.32 | 24.50 | 24.77 | SOLAR-V1-NO-AGE | SOLAR-V1-NO-AGE | SOLAR-V1-NO-AGE | SOLAR-V1-NO-AGE | SOLAR-V1-NO-AGE
GBR | United Kingdom | Sywell (England) |  | GBR0001910 | 4.9993 | 52.3033 | -0.7775 | Solar |  |  |  |  | Lark Energy | UK Renewable Energy Planning Database | https://www.gov.uk/government/collections/renewable-energy-planning-data | UK Renewable Energy Planning Database | [10 empty] | 7.25 | 7.48 | 7.64 | 7.65 | 7.71 | SOLAR-V1-NO-AGE | SOLAR-V1-NO-AGE | SOLAR-V1-NO-AGE | SOLAR-V1-NO-AGE | SOLAR-V1-NO-AGE
GBR | United Kingdom | Chelveston Renewable Energy Park - Solar Extension |  | GBR0005258 | 19.5 | 52.3041 | -0.5286 | Solar |  |  |  |  | FEL Solar | UK Renewable Energy Planning Database | https://www.gov.uk/government/collections/renewable-energy-planning-data | UK Renewable Energy Planning Database | [10 empty] | 28.99 | 29.31 | 29.73 | 29.93 | 30.28 | NO-ESTIMATION | NO-ESTIMATION | NO-ESTIMATION | NO-ESTIMATION | CAPACITY-FACTOR-V1
GBR | United Kingdom | Chelveston II |  | WKS0065616 | 22.1 | 52.3050 | -0.5300 | Solar | [5 empty] | Wiki-Solar | https://www.wiki-solar.org | Wiki-Solar | [10 empty] | 31.66 | 32.04 | 32.50 | 32.72 | 33.14 | NO-ESTIMATION | NO-ESTIMATION | NO-ESTIMATION | NO-ESTIMATION | CAPACITY-FACTOR-V1
GBR | United Kingdom | Fenland Farm |  | WKS0065105 | 18.4 | 52.3120 | 0.2220 | Solar | [5 empty] | Wiki-Solar | https://www.wiki-solar.org | Wiki-Solar | [10 empty] | 28.20 | 27.79 | 28.09 | 28.17 | 28.52 | HYDRO-V1 | HYDRO-V1 | HYDRO-V1 | HYDRO-V1 | HYDRO-V1
GBR | United Kingdom | Chittering |  | GBR0001062 | 4.9934 | 52.3152 | 0.2177 | Solar |  |  |  |  | Abbey Properties Cambs | UK Renewable Energy Planning Database | https://www.gov.uk/government/collections/renewable-energy-planning-data | UK Renewable Energy Planning Database | 1090526 | [9 empty] | 7.56 | 7.45 | 7.55 | 7.57 | 7.6 | SOLAR-V1-NO-AGE | SOLAR-V1-NO-AGE | SOLAR-V1-NO-AGE | SOLAR-V1-NO-AGE | SOLAR-V1-NO-AGE
GBR | United Kingdom | Bay Farm |  | GBR0001961 | 8.1 | 52.3163 | 0.4989 | Solar |  |  |  |  | NextEnergy Solar Fund (NESF) | UK Renewable Energy Planning Database | https://www.gov.uk/government/collections/renewable-energy-planning-data | UK Renewable Energy Planning Database | [10 empty] | 12.24 | 12.21 | 12.01 | 12.05 | 12.23 | NO-ESTIMATION | NO-ESTIMATION | NO-ESTIMATION | NO-ESTIMATION | CAPACITY-FACTOR-V1
GBR | United Kingdom | Chittering Solar Farm |  | GBR0001553 | 5 | 52.3181 | 0.2211 | Solar |  |  |  |  | Abbey Renewables | UK Renewable Energy Planning Database | https://www.gov.uk/government/collections/renewable-energy-planning-data | UK Renewable Energy Planning Database | 1090526 | [9 empty] | 7.57 | 7.46 | 7.56 | 7.58 | 7.61 | NO-ESTIMATION | NO-ESTIMATION | NO-ESTIMATION | NO-ESTIMATION | CAPACITY-FACTOR-V1
GBR | United Kingdom | ROOKERY FARM SOLAR FARM |  | GBR0001097 | 5.3 | 52.3184 | -0.3831 | Solar |  |  |  |  | Prosolia UK Ltd | UK Renewable Energy Planning Database | https://www.gov.uk/government/collections/renewable-energy-planning-data | UK Renewable Energy Planning Database | 1106911 | [9 empty] | 7.82 | 7.93 | 8.06 | 8.08 | 8.06 | SOLAR-V1-NO-AGE | SOLAR-V1-NO-AGE | SOLAR-V1-NO-AGE | SOLAR-V1-NO-AGE | SOLAR-V1-NO-AGE
GBR | United Kingdom | Triangle Solar Farm Park |  | GBR0005002 | 10 | 52.3285 | 0.3173 | Solar |  |  |  |  | Savills/ Cambridge County Council | UK Renewable Energy Planning Database | https://www.gov.uk/government/collections/renewable-energy-planning-data | UK Renewable Energy Planning Database | 1114374 | [9 empty] | 15.10 | 15.10 | 14.83 | 14.89 | 15.17 | NO-ESTIMATION | NO-ESTIMATION | NO-ESTIMATION | NO-ESTIMATION | NO-ESTIMATION
GBR | United Kingdom | Stowbridge Farm |  | GBR0002065 | 24 | 52.3290 | 0.2182 | Solar |  |  |  |  | Magnetar Solar | UK Renewable Energy Planning Database | https://www.gov.uk/government/collections/renewable-energy-planning-data | UK Renewable Energy Planning Database | 1101317 | [9 empty] | 34.58 | 34.07 | 34.44 | 34.53 | 35.01 | SOLAR-V1-NO-AGE | SOLAR-V1-NO-AGE | SOLAR-V1-NO-AGE | SOLAR-V1-NO-AGE | SOLAR-V1-NO-AGE
GBR | United Kingdom | Stowbridge Farm - Extension (Phase 1) |  | GBR0002360 | 10 | 52.3310 | 0.2258 | Solar |  |  |  |  | FC Palmer and Sons | UK Renewable Energy Planning Database | https://www.gov.uk/government/collections/renewable-energy-planning-data | UK Renewable Energy Planning Database | 1101317 | [9 empty] | 15.00 | 14.81 | 14.97 | 15.01 | 15.17 | NO-ESTIMATION | NO-ESTIMATION | NO-ESTIMATION | NO-ESTIMATION | CAPACITY-FACTOR-V1
GBR | United Kingdom | Stowbridge Farm - Extension (Phase 2) |  | GBR0002218 | 10 | 52.3336 | 0.2256 | Solar |  |  |  |  | FC Palmer and Sons | UK Renewable Energy Planning Database | https://www.gov.uk/government/collections/renewable-energy-planning-data | UK Renewable Energy Planning Database | 1101317 | [9 empty] | 15.00 | 14.81 | 14.97 | 15.01 | 15.17 | SOLAR-V1-NO-AGE | SOLAR-V1-NO-AGE | SOLAR-V1-NO-AGE | SOLAR-V1-NO-AGE | SOLAR-V1-NO-AGE
GBR | United Kingdom | Mingay Farm - extension |  | GBR0001502 | 19.3 | 52.3351 | 0.1571 | Solar |  |  |  |  | Octopus Imvetments | UK Renewable Energy Planning Database | https://www.gov.uk/government/collections/renewable-energy-planning-data | UK Renewable Energy Planning Database | [10 empty] | 29.39 | 28.96 | 29.27 | 29.35 | 29.72 | NO-ESTIMATION | NO-ESTIMATION | NO-ESTIMATION | NO-ESTIMATION | CAPACITY-FACTOR-V1
GBR | United Kingdom | Land at High Point Farm |  | GBR0004701 | 4.5 | 52.3354 | -2.4943 | Solar |  |  |  |  | TGC Renewables | UK Renewable Energy Planning Database | https://www.gov.uk/government/collections/renewable-energy-planning-data | UK Renewable Energy Planning Database | [10 empty] | 6.33 | 6.74 | 6.71 | 6.67 | 6.76 | SOLAR-V1-NO-AGE | SOLAR-V1-NO-AGE | SOLAR-V1-NO-AGE | SOLAR-V1-NO-AGE | SOLAR-V1-NO-AGE
GBR | United Kingdom | Honington Solar Farm |  | GBR0001757 | 13.6 | 52.3396 | 0.7886 | Solar |  |  |  |  | NextEnergy Solar Fund (NESF) | UK Renewable Energy Planning Database | https://www.gov.uk/government/collections/renewable-energy-planning-data | UK Renewable Energy Planning Database | [10 empty] | 20.73 | 20.64 | 20.40 | 20.44 | 20.87 | SOLAR-V1-NO-AGE | SOLAR-V1-NO-AGE | SOLAR-V1-NO-AGE | SOLAR-V1-NO-AGE | SOLAR-V1-NO-AGE
GBR | United Kingdom | Reydon Farm (resubmission) |  | GBR0001751 | 3.9 | 52.3403 | 1.6467 | Solar |  |  |  |  | Green Hedge (BayWa r.e.) | UK Renewable Energy Planning Database | https://www.gov.uk/government/collections/renewable-energy-planning-data | UK Renewable Energy Planning Database | [10 empty] | 5.70 | 5.67 | 5.77 | 5.76 | 5.75 | SOLAR-V1-NO-AGE | SOLAR-V1-NO-AGE | SOLAR-V1-NO-AGE | SOLAR-V1-NO-AGE | SOLAR-V1-NO-AGE
GBR | United Kingdom | Wilburton |  | GBR0001387 | 4.99 | 52.3449 | 0.1662 | Solar |  |  |  |  | Abbey Renewables | UK Renewable Energy Planning Database | https://www.gov.uk/government/collections/renewable-energy-planning-data | UK Renewable Energy Planning Database | [10 empty] | 7.55 | 7.45 | 7.54 | 7.56 | 7.59 | SOLAR-V1-NO-AGE | SOLAR-V1-NO-AGE | SOLAR-V1-NO-AGE | SOLAR-V1-NO-AGE | SOLAR-V1-NO-AGE
GBR | United Kingdom | Chediston Hall Solar Park |  | GBR0001717 | 12.3 | 52.3522 | 1.4737 | Solar |  |  |  |  | Lightsource Renewable Energy | UK Renewable Energy Planning Database | https://www.gov.uk/government/collections/renewable-energy-planning-data | UK Renewable Energy Planning Database | 1101551 | [9 empty] | 18.84 | 18.74 | 18.49 | 18.53 | 19.21 | SOLAR-V1-NO-AGE | SOLAR-V1-NO-AGE | SOLAR-V1-NO-AGE | SOLAR-V1-NO-AGE | SOLAR-V1-NO-AGE
GBR | United Kingdom | Wiggin Hill Solar Farm - Phase 1 |  | GBR0001865 | 6.8 | 52.3557 | -0.0774 | Solar |  |  |  |  | Lightsource Renewable Energy | UK Renewable Energy Planning Database | https://www.gov.uk/government/collections/renewable-energy-planning-data | UK Renewable Energy Planning Database | [10 empty] | 10.09 | 9.96 | 10.11 | 10.14 | 10.16 | SOLAR-V1-NO-AGE | SOLAR-V1-NO-AGE | SOLAR-V1-NO-AGE | SOLAR-V1-NO-AGE | SOLAR-V1-NO-AGE
GBR | United Kingdom | Wiggin Hill Solar Farm - Phase 2 |  | GBR0001315 | 4.1 | 52.3560 | -0.0785 | Solar |  |  |  |  | Lightsource Renewable Energy | UK Renewable Energy Planning Database | https://www.gov.uk/government/collections/renewable-energy-planning-data | UK Renewable Energy Planning Database | [10 empty] | 6.05 | 5.97 | 6.03 | 6.04 | 6.02 | NO-ESTIMATION | NO-ESTIMATION | NO-ESTIMATION | NO-ESTIMATION | CAPACITY-FACTOR-V1
GBR | United Kingdom | Lowther Farms |  | GBR0001500 | 1.8 | 52.3599 | -1.0243 | Solar |  |  |  |  | Lowther Farms | UK Renewable Energy Planning Database | https://www.gov.uk/government/collections/renewable-energy-planning-data | UK Renewable Energy Planning Database | [10 empty] | 2.37 | 2.48 | 2.47 | 2.48 | 2.47 | NO-ESTIMATION | NO-ESTIMATION | NO-ESTIMATION | NO-ESTIMATION | CAPACITY-FACTOR-V1
GBR | United Kingdom | Holton Airfield |  | GBR0001715 | 11 | 52.3606 | 1.5258 | Solar |  |  |  |  | Mr Steven Rademaker | UK Renewable Energy Planning Database | https://www.gov.uk/government/collections/renewable-energy-planning-data | UK Renewable Energy Planning Database | [10 empty] | 16.84 | 16.79 | 16.56 | 16.87 | 17.17 | NO-ESTIMATION | NO-ESTIMATION | NO-ESTIMATION | NO-ESTIMATION | CAPACITY-FACTOR-V1
GBR | United Kingdom | Lodge Farm (Broughton) |  | GBR0002185 | 2.4 | 52.3703 | -0.1314 | Solar |  |  |  |  | G & D Castle | UK Renewable Energy Planning Database | https://www.gov.uk/government/collections/renewable-energy-planning-data | UK Renewable Energy Planning Database | [10 empty] | 3.48 | 3.46 | 3.48 | 3.49 | 3.47 | NO-ESTIMATION | NO-ESTIMATION | NO-ESTIMATION | NO-ESTIMATION | CAPACITY-FACTOR-V1
GBR | United Kingdom | Abbots Ripton Solar Farm (ext.) |  | GBR0004997 | 3.9 | 52.3726 | -0.1943 | Solar |  |  |  |  | Rectory Lane Renewables | UK Renewable Energy Planning Database | https://www.gov.uk/government/collections/renewable-energy-planning-data | UK Renewable Energy Planning Database | [10 empty] | 5.76 | 5.69 | 5.76 | 5.77 | 5.72 | SOLAR-V1-NO-AGE | SOLAR-V1-NO-AGE | SOLAR-V1-NO-AGE | SOLAR-V1-NO-AGE | SOLAR-V1-NO-AGE
GBR | United Kingdom | Abbots Ripton |  | GBR0001766 | 24.6672 | 52.3787 | -0.1982 | Solar |  |  |  |  | Octopus Investment | UK Renewable Energy Planning Database | https://www.gov.uk/government/collections/renewable-energy-planning-data | UK Renewable Energy Planning Database | 1106556 | [9 empty] | 35.46 | 35.10 | 35.62 | 35.72 | 36.02 | SOLAR-V1-NO-AGE | SOLAR-V1-NO-AGE | SOLAR-V1-NO-AGE | SOLAR-V1-NO-AGE | SOLAR-V1-NO-AGE
GBR | United Kingdom | South of Henley Hall |  | GBR0005136 | 5 | 52.3809 | -2.6753 | Solar |  |  |  |  | Kronos Solar (KS SPV39) | UK Renewable Energy Planning Database | https://www.gov.uk/government/collections/renewable-energy-planning-data | UK Renewable Energy Planning Database | [10 empty] | 7.11 | 7.65 | 7.53 | 7.52 | 7.72 | SOLAR-V1-NO-AGE | SOLAR-V1-NO-AGE | SOLAR-V1-NO-AGE | SOLAR-V1-NO-AGE | SOLAR-V1-NO-AGE
GBR | United Kingdom | Colpmans Farm |  | GBR0001339 | 5 | 52.4056 | -0.5611 | Solar |  |  |  |  | Wirsol Solar UK Ltd | UK Renewable Energy Planning Database | https://www.gov.uk/government/collections/renewable-energy-planning-data | UK Renewable Energy Planning Database | [10 empty] | 7.29 | 7.49 | 7.64 | 7.66 | 7.69 | SOLAR-V1-NO-AGE | SOLAR-V1-NO-AGE | SOLAR-V1-NO-AGE | SOLAR-V1-NO-AGE | SOLAR-V1-NO-AGE
GBR | United Kingdom | Abbey Farm |  | GBR0001737 | 9 | 52.4193 | -0.2366 | Solar |  |  |  |  | Anesco | UK Renewable Energy Planning Database | https://www.gov.uk/government/collections/renewable-energy-planning-data | UK Renewable Energy Planning Database | [10 empty] | 13.49 | 13.41 | 13.61 | 13.65 | 13.68 | SOLAR-V1-NO-AGE | SOLAR-V1-NO-AGE | SOLAR-V1-NO-AGE | SOLAR-V1-NO-AGE | SOLAR-V1-NO-AGE
GBR | United Kingdom | Kenninghall Solar Farm |  | GBR0005231 | 7.9999 | 52.4329 | 0.9909 | Solar |  |  |  |  | Norfolk Renewables | UK Renewable Energy Planning Database | https://www.gov.uk/government/collections/renewable-energy-planning-data | UK Renewable Energy Planning Database | 1109214 | [9 empty] | 12.10 | 12.00 | 11.88 | 11.90 | 12.06 | NO-ESTIMATION | NO-ESTIMATION | NO-ESTIMATION | NO-ESTIMATION | CAPACITY-FACTOR-V1
GBR | United Kingdom | Toggam Farm |  | GBR0002076 | 12.5 | 52.4334 | 0.5009 | Solar |  |  |  |  | Forest Heath District Council | UK Renewable Energy Planning Database | https://www.gov.uk/government/collections/renewable-energy-planning-data | UK Renewable Energy Planning Database | 1111896 | [9 empty] | 19.12 | 19.08 | 18.78 | 18.87 | 19.25 | SOLAR-V1-NO-AGE | SOLAR-V1-NO-AGE | SOLAR-V1-NO-AGE | SOLAR-V1-NO-AGE | SOLAR-V1-NO-AGE
GBR | United Kingdom | Ellough Solar Farm |  | GBR0001527 | 14.8832 | 52.4340 | 1.6055 | Solar |  |  |  |  | Next Energy Solar Fund Ltd | UK Renewable Energy Planning Database | https://www.gov.uk/government/collections/renewable-energy-planning-data | UK Renewable Energy Planning Database | 1104028 | [9 empty] | 22.53 | 22.61 | 22.63 | 22.75 | 23.21 | NO-ESTIMATION | NO-ESTIMATION | NO-ESTIMATION | NO-ESTIMATION | NO-ESTIMATION
GBR | United Kingdom | Promens |  | GBR0001078 | 1.6485 | 52.4375 | 1.5957 | Solar |  |  |  |  | Lightsource Renewable Energy | UK Renewable Energy Planning Database | https://www.gov.uk/government/collections/renewable-energy-planning-data | UK Renewable Energy Planning Database | 1096720 | [9 empty] | 2.34 | 2.33 | 2.38 | 2.38 | 2.37 | SOLAR-V1-NO-AGE | SOLAR-V1-NO-AGE | SOLAR-V1-NO-AGE | SOLAR-V1-NO-AGE | SOLAR-V1-NO-AGE
GBR | United Kingdom | Ellough Solar Farm Phase Two |  | GBR0001753 | 4.99 | 52.4388 | 1.6059 | Solar |  |  |  |  | Lark Energy | UK Renewable Energy Planning Database | https://www.gov.uk/government/collections/renewable-energy-planning-data | UK Renewable Energy Planning Database | 1104028 | [9 empty] | 7.54 | 7.51 | 7.56 | 7.57 | 7.68 | SOLAR-V1-NO-AGE | SOLAR-V1-NO-AGE | SOLAR-V1-NO-AGE | SOLAR-V1-NO-AGE | SOLAR-V1-NO-AGE
GBR | United Kingdom | Playters |  | GBR0001889 | 8.6295 | 52.4393 | 1.5874 | Solar |  |  |  |  | Anesco | UK Renewable Energy Planning Database | https://www.gov.uk/government/collections/renewable-energy-planning-data | UK Renewable Energy Planning Database | 1117083 | [9 empty] | 12.98 | 13.06 | 13.08 | 13.15 | 13.36 | NO-ESTIMATION | NO-ESTIMATION | NO-ESTIMATION | NO-ESTIMATION | CAPACITY-FACTOR-V1
GBR | United Kingdom | Land at Biggin Lane |  | GBR0005829 | 5 | 52.4451 | -0.1326 | Solar |  |  |  |  | Ramsey Solar | UK Renewable Energy Planning Database | https://www.gov.uk/government/collections/renewable-energy-planning-data | UK Renewable Energy Planning Database | [10 empty] | 7.57 | 7.47 | 7.57 | 7.60 | 7.61 | NO-ESTIMATION | NO-ESTIMATION | NO-ESTIMATION | NO-ESTIMATION | NO-ESTIMATION
GBR | United Kingdom | Langley Priory Solar Farm |  | GBR0002284 | 2.024 | 52.4485 | 1.6747 | Solar |  |  |  |  | Mr Stephen Hayward | UK Renewable Energy Planning Database | https://www.gov.uk/government/collections/renewable-energy-planning-data | UK Renewable Energy Planning Database | [10 empty] | 2.92 | 2.87 | 2.95 | 2.93 | 2.92 | HYDRO-V1 | HYDRO-V1 | HYDRO-V1 | HYDRO-V1 | HYDRO-V1
GBR | United Kingdom | Gaultney Solar Park |  | GBR0002188 | 20.5 | 52.4488 | -0.7982 | Solar |  |  |  |  | United Photovoltaics | UK Renewable Energy Planning Database | https://www.gov.uk/government/collections/renewable-energy-planning-data | UK Renewable Energy Planning Database | [10 empty] | 30.40 | 30.84 | 31.37 | 31.53 | 31.99 | NO-ESTIMATION | NO-ESTIMATION | NO-ESTIMATION | NO-ESTIMATION | NO-ESTIMATION
GBR | United Kingdom | Alan Bartlett & Sons Solar |  | GBR0001085 | 1.2 | 52.4511 | 0.0379 | Solar |  |  |  |  | Alan Bartlett & Sons | UK Renewable Energy Planning Database | https://www.gov.uk/government/collections/renewable-energy-planning-data | UK Renewable Energy Planning Database | [10 empty] | 1.67 | 1.72 | 1.69 | 1.69 | 1.69 | NO-ESTIMATION | NO-ESTIMATION | NO-ESTIMATION | NO-ESTIMATION | CAPACITY-FACTOR-V1
GBR | United Kingdom | Bury Green Farm Solar |  | GBR0006180 | 5 | 52.4514 | -0.1370 | Solar |  |  |  |  | Bury Green Farm Solar (Caledon Partners) | UK Renewable Energy Planning Database | https://www.gov.uk/government/collections/renewable-energy-planning-data | UK Renewable Energy Planning Database | 1107648 | [9 empty] | 7.57 | 7.47 | 7.57 | 7.60 | 7.61 | NO-ESTIMATION | NO-ESTIMATION | NO-ESTIMATION | NO-ESTIMATION | CAPACITY-FACTOR-V1
GBR | United Kingdom | Land East Of Honeysome Road |  | GBR0005302 | 4.6 | 52.4569 | 0.0393 | Solar |  |  |  |  | Honeysome Road Solar | UK Renewable Energy Planning Database | https://www.gov.uk/government/collections/renewable-energy-planning-data | UK Renewable Energy Planning Database | [10 empty] | 7.08 | 7.02 | 7.08 | 7.10 | 7.13 | NO-ESTIMATION | NO-ESTIMATION | NO-ESTIMATION | NO-ESTIMATION | CAPACITY-FACTOR-V1
GBR | United Kingdom | Eckland Lodge Farm |  | GBR0004705 | 2.9 | 52.4584 | -0.8430 | Solar |  |  |  |  | Stuart Howes & Son / Eckland Lodge Business Park | UK Renewable Energy Planning Database | https://www.gov.uk/government/collections/renewable-energy-planning-data | UK Renewable Energy Planning Database | [10 empty] | 4.20 | 4.29 | 4.31 | 4.32 | 4.3 | NO-ESTIMATION | NO-ESTIMATION | NO-ESTIMATION | NO-ESTIMATION | NO-ESTIMATION
GBR | United Kingdom | Astley Solar Farm |  | GBR0005266 | 5 | 52.4672 | -2.3239 | Solar |  |  |  |  | Rockfire Capital | UK Renewable Energy Planning Database | https://www.gov.uk/government/collections/renewable-energy-planning-data | UK Renewable Energy Planning Database | [10 empty] | 7.12 | 7.63 | 7.57 | 7.55 | 7.75 | SOLAR-V1-NO-AGE | SOLAR-V1-NO-AGE | SOLAR-V1-NO-AGE | SOLAR-V1-NO-AGE | SOLAR-V1-NO-AGE
GBR | United Kingdom | Airfield Farm PV |  | GBR0001550 | 5 | 52.4746 | 0.9501 | Solar |  |  |  |  | P V Farms 01 | UK Renewable Energy Planning Database | https://www.gov.uk/government/collections/renewable-energy-planning-data | UK Renewable Energy Planning Database | [10 empty] | 7.64 | 7.59 | 7.48 | 7.50 | 7.6 | SOLAR-V1-NO-AGE | SOLAR-V1-NO-AGE | SOLAR-V1-NO-AGE | SOLAR-V1-NO-AGE | SOLAR-V1-NO-AGE
GBR | United Kingdom | Henley Solar Farm |  | GBR0005342 | 6.5 | 52.4861 | -2.8034 | Solar |  |  |  |  | Greencoat/ Renesola | UK Renewable Energy Planning Database | https://www.gov.uk/government/collections/renewable-energy-planning-data | UK Renewable Energy Planning Database | [10 empty] | 9.06 | 9.77 | 9.58 | 9.46 | 9.83 | NO-ESTIMATION | NO-ESTIMATION | NO-ESTIMATION | NO-ESTIMATION | CAPACITY-FACTOR-V1
GBR | United Kingdom | SPD 2 Hall Farm |  | GBR0001108 | 14.9147 | 52.4976 | 1.3092 | Solar |  |  |  |  | Solar Park Developments (Blackrock) | UK Renewable Energy Planning Database | https://www.gov.uk/government/collections/renewable-energy-planning-data | UK Renewable Energy Planning Database | 1100763 | [9 empty] | 22.67 | 22.85 | 22.40 | 22.47 | 22.91 | SOLAR-V1-NO-AGE | SOLAR-V1-NO-AGE | SOLAR-V1-NO-AGE | SOLAR-V1-NO-AGE | SOLAR-V1-NO-AGE
GBR | United Kingdom | Land South of Pogmore Spinney |  | GBR0005391 | 5 | 52.4985 | -1.5989 | Solar |  |  |  |  | Murex Energy | UK Renewable Energy Planning Database | https://www.gov.uk/government/collections/renewable-energy-planning-data | UK Renewable Energy Planning Database | [10 empty] | 7.30 | 7.60 | 7.59 | 7.67 | 7.76 | HYDRO-V1 | HYDRO-V1 | HYDRO-V1 | HYDRO-V1 | HYDRO-V1
GBR | United Kingdom | DPD Distribution Centre |  | GBR0006314 | 1 | 52.5068 | -2.0090 | Solar |  |  |  |  | DPD | UK Renewable Energy Planning Database | https://www.gov.uk/government/collections/renewable-energy-planning-data | UK Renewable Energy Planning Database | [10 empty] | 1.35 | 1.43 | 1.42 | 1.42 | 1.43 | HYDRO-V1 | HYDRO-V1 | HYDRO-V1 | HYDRO-V1 | HYDRO-V1
GBR | United Kingdom | Land at Meadow Farm |  | GBR0005385 | 5 | 52.5173 | -0.9199 | Solar |  |  |  |  | Lightsource Renewable Energy | UK Renewable Energy Planning Database | https://www.gov.uk/government/collections/renewable-energy-planning-data | UK Renewable Energy Planning Database | 1113780 | [9 empty] | 7.25 | 7.48 | 7.64 | 7.65 | 7.74 | NO-ESTIMATION | NO-ESTIMATION | NO-ESTIMATION | NO-ESTIMATION | CAPACITY-FACTOR-V1
GBR | United Kingdom | Turves/Burtnhouse Solar Farm extension |  | GBR0002171 | 4.7 | 52.5295 | -0.0262 | Solar |  |  |  |  | Lightsource Renewable Energy | UK Renewable Energy Planning Database | https://www.gov.uk/government/collections/renewable-energy-planning-data | UK Renewable Energy Planning Database | [10 empty] | 7.49 | 7.38 | 7.44 | 7.46 | 7.5 | NO-ESTIMATION | NO-ESTIMATION | NO-ESTIMATION | NO-ESTIMATION | CAPACITY-FACTOR-V1
GBR | United Kingdom | Upper Meadowley Farm |  | GBR0002272 | 10.7 | 52.5295 | -2.4909 | Solar |  |  |  |  | GDL Upper Meadowley | UK Renewable Energy Planning Database | https://www.gov.uk/government/collections/renewable-energy-planning-data | UK Renewable Energy Planning Database | [10 empty] | 15.49 | 16.46 | 16.29 | 16.26 | 16.75 | NO-ESTIMATION | NO-ESTIMATION | NO-ESTIMATION | NO-ESTIMATION | CAPACITY-FACTOR-V1
GBR | United Kingdom | Turves Solar Farm (Resubmission) |  | GBR0001171 | 5 | 52.5303 | -0.0262 | Solar |  |  |  |  | Abbey Renewables | UK Renewable Energy Planning Database | https://www.gov.uk/government/collections/renewable-energy-planning-data | UK Renewable Energy Planning Database | [10 empty] | 7.62 | 7.46 | 7.55 | 7.58 | 7.61 | NO-ESTIMATION | NO-ESTIMATION | NO-ESTIMATION | NO-ESTIMATION | CAPACITY-FACTOR-V1
GBR | United Kingdom | Rookery Business Park |  | GBR0005296 | 5 | 52.5353 | 1.0661 | Solar |  |  |  |  | Solar Century/ Bluefield Solar | UK Renewable Energy Planning Database | https://www.gov.uk/government/collections/renewable-energy-planning-data | UK Renewable Energy Planning Database | [10 empty] | 7.64 | 7.59 | 7.48 | 7.50 | 7.61 | SOLAR-V1-NO-AGE | SOLAR-V1-NO-AGE | SOLAR-V1-NO-AGE | SOLAR-V1-NO-AGE | SOLAR-V1-NO-AGE
GBR | United Kingdom | Meadow Farm (Thorpe Lanton) |  | GBR0001820 | 4.998 | 52.5433 | 0.5440 | Solar | [5 empty] | UK Renewable Energy Planning Database | https://www.gov.uk/government/collections/renewable-energy-planning-data | UK Renewable Energy Planning Database | [10 empty] | 7.64 | 7.57 | 7.47 | 7.51 | 7.61 | SOLAR-V1-NO-AGE | SOLAR-V1-NO-AGE | SOLAR-V1-NO-AGE | SOLAR-V1-NO-AGE | SOLAR-V1-NO-AGE
GBR | United Kingdom | Black Bush Farm |  | GBR0001542 | 2.7 | 52.5497 | -0.1479 | Solar |  |  |  |  | Lark Energy | UK Renewable Energy Planning Database | https://www.gov.uk/government/collections/renewable-energy-planning-data | UK Renewable Energy Planning Database | [10 empty] | 3.96 | 3.93 | 3.95 | 3.96 | 3.94 | NO-ESTIMATION | NO-ESTIMATION | NO-ESTIMATION | NO-ESTIMATION | NO-ESTIMATION
GBR | United Kingdom | Land south of Brick Kiln Road |  | GBR0005285 | 5 | 52.5526 | 1.2496 | Solar |  |  |  |  | Lightsource Renewable Energy | UK Renewable Energy Planning Database | https://www.gov.uk/government/collections/renewable-energy-planning-data | UK Renewable Energy Planning Database | [10 empty] | 7.67 | 7.61 | 7.48 | 7.50 | 7.61 | HYDRO-V1 | HYDRO-V1 | HYDRO-V1 | HYDRO-V1 | HYDRO-V1
GBR | United Kingdom | Reaches Farm Solar Park |  | GBR0001673 | 6.1 | 52.5594 | 0.5641 | Solar |  |  |  |  | Lightsource Renewable Energy | UK Renewable Energy Planning Database | https://www.gov.uk/government/collections/renewable-energy-planning-data | UK Renewable Energy Planning Database | 1110275 | [9 empty] | 9.18 | 9.14 | 8.97 | 9.00 | 9.14 | NO-ESTIMATION | NO-ESTIMATION | NO-ESTIMATION | NO-ESTIMATION | CAPACITY-FACTOR-V1
GBR | United Kingdom | Basin Bridge Farm |  | GBR0005643 | 5 | 52.5614 | -1.4184 | Solar |  |  |  |  | Sun Farming UK | UK Renewable Energy Planning Database | https://www.gov.uk/government/collections/renewable-energy-planning-data | UK Renewable Energy Planning Database | [10 empty] | 7.22 | 7.47 | 7.64 | 7.64 | 7.74 | NO-ESTIMATION | NO-ESTIMATION | NO-ESTIMATION | NO-ESTIMATION | CAPACITY-FACTOR-V1
GBR | United Kingdom | Blaby Solar Farm |  | GBR0005735 | 3.5 | 52.5654 | -1.1300 | Solar |  |  |  |  | Blaby Solar Farm | UK Renewable Energy Planning Database | https://www.gov.uk/government/collections/renewable-energy-planning-data | UK Renewable Energy Planning Database | [10 empty] | 5.03 | 5.14 | 5.25 | 5.26 | 5.21 | SOLAR-V1-NO-AGE | SOLAR-V1-NO-AGE | SOLAR-V1-NO-AGE | SOLAR-V1-NO-AGE | SOLAR-V1-NO-AGE
GBR | United Kingdom | Priest Weston |  | GBR0002166 | 1 | 52.5693 | -3.0504 | Solar |  |  |  |  | Mellington Farm | UK Renewable Energy Planning Database | https://www.gov.uk/government/collections/renewable-energy-planning-data | UK Renewable Energy Planning Database | [10 empty] | 1.31 | 1.42 | 1.34 | 1.34 | 1.39 | NO-ESTIMATION | NO-ESTIMATION | NO-ESTIMATION | NO-ESTIMATION | CAPACITY-FACTOR-V1
GBR | United Kingdom | Avenue Farm |  | GBR0001909 | 7.3 | 52.5757 | 1.3890 | Solar |  |  |  |  | Lightsource Renewable Energy | UK Renewable Energy Planning Database | https://www.gov.uk/government/collections/renewable-energy-planning-data | UK Renewable Energy Planning Database | [10 empty] | 10.98 | 11.03 | 10.78 | 10.81 | 10.93 | NO-ESTIMATION | NO-ESTIMATION | NO-ESTIMATION | NO-ESTIMATION | CAPACITY-FACTOR-V1
GBR | United Kingdom | The Stables |  | GBR0001510 | 1.8 | 52.5766 | -1.4068 | Solar |  |  |  |  | Anesco | UK Renewable Energy Planning Database | https://www.gov.uk/government/collections/renewable-energy-planning-data | UK Renewable Energy Planning Database | [10 empty] | 2.37 | 2.47 | 2.48 | 2.45 | 2.48 | HYDRO-V1 | HYDRO-V1 | HYDRO-V1 | HYDRO-V1 | HYDRO-V1
GBR | United Kingdom | Seaton Road Solar Farm |  | GBR0005532 | 4 | 52.5853 | -0.7090 | Solar |  |  |  |  | SBC Renewables | UK Renewable Energy Planning Database | https://www.gov.uk/government/collections/renewable-energy-planning-data | UK Renewable Energy Planning Database | 1108400 | [9 empty] | 5.74 | 5.86 | 5.98 | 6.01 | 5.94 | HYDRO-V1 | HYDRO-V1 | HYDRO-V1 | HYDRO-V1 | HYDRO-V1
GBR | United Kingdom | Land at Morfa Camp |  | GBR0005389 | 2.8 | 52.5900 | -4.0967 | Solar |  |  |  |  | Novus Solar Developments | UK Renewable Energy Planning Database | https://www.gov.uk/government/collections/renewable-energy-planning-data | UK Renewable Energy Planning Database | 1112634 | [9 empty] | 4.14 | 4.12 | 4.13 | 4.13 | 4.13 | SOLAR-V1-NO-AGE | SOLAR-V1-NO-AGE | SOLAR-V1-NO-AGE | SOLAR-V1-NO-AGE | SOLAR-V1-NO-AGE
GBR | United Kingdom | Ryston Estate Solar Park |  | GBR0001672 | 4.8 | 52.5944 | 0.3953 | Solar |  |  |  |  | Lightsource Renewable Energy | UK Renewable Energy Planning Database | https://www.gov.uk/government/collections/renewable-energy-planning-data | UK Renewable Energy Planning Database | 1108533 | [9 empty] | 7.95 | 7.95 | 7.84 | 7.89 | 7.96 | SOLAR-V1-NO-AGE | SOLAR-V1-NO-AGE | SOLAR-V1-NO-AGE | SOLAR-V1-NO-AGE | SOLAR-V1-NO-AGE
GBR | United Kingdom | Ld NW Of Ratcliffe House Farm |  | GBR0005305 | 3.5 | 52.5946 | -1.5079 | Solar |  |  |  |  | Lightsource Renewable Energy | UK Renewable Energy Planning Database | https://www.gov.uk/government/collections/renewable-energy-planning-data | UK Renewable Energy Planning Database | [10 empty] | 5.05 | 5.16 | 5.24 | 5.19 | 5.26 | NO-ESTIMATION | NO-ESTIMATION | NO-ESTIMATION | NO-ESTIMATION | CAPACITY-FACTOR-V1
GBR | United Kingdom | Hardingham Solar Farm - extension |  | GBR0002300 | 5.2 | 52.6032 | 1.0304 | Solar |  |  |  |  | Solar Century/ Bluefield Solar | UK Renewable Energy Planning Database | https://www.gov.uk/government/collections/renewable-energy-planning-data | UK Renewable Energy Planning Database | 1101878 | [9 empty] | 7.94 | 7.89 | 7.78 | 7.80 | 7.91 | SOLAR-V1-NO-AGE | SOLAR-V1-NO-AGE | SOLAR-V1-NO-AGE | SOLAR-V1-NO-AGE | SOLAR-V1-NO-AGE
GBR | United Kingdom | Hardingham Solar Farm |  | GBR0001223 | 14.8 | 52.6041 | 1.0351 | Solar |  |  |  |  | Solar Century/ Bluefield Solar | UK Renewable Energy Planning Database | https://www.gov.uk/government/collections/renewable-energy-planning-data | UK Renewable Energy Planning Database | 1101878 | [9 empty] | 22.69 | 22.58 | 22.23 | 22.27 | 22.73 | NO-ESTIMATION | NO-ESTIMATION | NO-ESTIMATION | NO-ESTIMATION | CAPACITY-FACTOR-V1
GBR | United Kingdom | Land East of White Horse Lane |  | GBR0004885 | 5 | 52.6051 | 1.3064 | Solar |  |  |  |  | Island Green Power | UK Renewable Energy Planning Database | https://www.gov.uk/government/collections/renewable-energy-planning-data | UK Renewable Energy Planning Database | [10 empty] | 7.64 | 7.59 | 7.48 | 7.50 | 7.61 | NO-ESTIMATION | NO-ESTIMATION | NO-ESTIMATION | NO-ESTIMATION | CAPACITY-FACTOR-V1
GBR | United Kingdom | Atherstone |  | GBR0002278 | 14.7 | 52.6131 | -1.5590 | Solar |  |  |  |  | Foresight Solar Fund | UK Renewable Energy Planning Database | https://www.gov.uk/government/collections/renewable-energy-planning-data | UK Renewable Energy Planning Database | 1107386 | [9 empty] | 21.66 | 22.25 | 22.55 | 22.35 | 22.92 | NO-ESTIMATION | NO-ESTIMATION | NO-ESTIMATION | NO-ESTIMATION | CAPACITY-FACTOR-V1
GBR | United Kingdom | Pitchford |  | GBR0002211 | 10.2 | 52.6223 | -2.7131 | Solar |  |  |  |  | Lightsource Renewable Energy | UK Renewable Energy Planning Database | https://www.gov.uk/government/collections/renewable-energy-planning-data | UK Renewable Energy Planning Database | [10 empty] | 14.35 | 15.38 | 15.19 | 15.12 | 15.43 | SOLAR-V1-NO-AGE | SOLAR-V1-NO-AGE | SOLAR-V1-NO-AGE | SOLAR-V1-NO-AGE | SOLAR-V1-NO-AGE
GBR | United Kingdom | Hall Farm Solar Farm (Newbold Verdon) |  | GBR0001991 | 5 | 52.6303 | -1.3482 | Solar |  |  |  |  | Push Energy Ltd PEW Milner HA Milner & PE Milner/ NESF | UK Renewable Energy Planning Database | https://www.gov.uk/government/collections/renewable-energy-planning-data | UK Renewable Energy Planning Database | 1108931 | [9 empty] | 7.26 | 7.47 | 7.63 | 7.52 | 7.74 | SOLAR-V1-NO-AGE | SOLAR-V1-NO-AGE | SOLAR-V1-NO-AGE | SOLAR-V1-NO-AGE | SOLAR-V1-NO-AGE
GBR | United Kingdom | Condover Airfield |  | GBR0002212 | 12.3 | 52.6327 | -2.7301 | Solar |  |  |  |  | Lightsource Renewable Energy | UK Renewable Energy Planning Database | https://www.gov.uk/government/collections/renewable-energy-planning-data | UK Renewable Energy Planning Database | 1107425¦1100757 | [9 empty] | 17.70 | 18.81 | 18.59 | 18.51 | 19.01 | NO-ESTIMATION | NO-ESTIMATION | NO-ESTIMATION | NO-ESTIMATION | NO-ESTIMATION
GBR | United Kingdom | Land Off Ingarsby Lane |  | GBR0005316 | 2.1 | 52.6337 | -0.9985 | Solar |  |  |  |  | T J Coates | UK Renewable Energy Planning Database | https://www.gov.uk/government/collections/renewable-energy-planning-data | UK Renewable Energy Planning Database | [10 empty] | 3.04 | 3.06 | 3.06 | 3.07 | 3.06 | NO-ESTIMATION | NO-ESTIMATION | NO-ESTIMATION | NO-ESTIMATION | CAPACITY-FACTOR-V1
GBR | United Kingdom | Jaguar |  | WKS0064096 | 5.1 | 52.6353 | -2.1434 | Solar | [5 empty] | Wiki-Solar | https://www.wiki-solar.org | Wiki-Solar | [10 empty] | 7.28 | 7.75 | 7.80 | 7.82 | 7.89 | SOLAR-V1-NO-AGE | SOLAR-V1-NO-AGE | SOLAR-V1-NO-AGE | SOLAR-V1-NO-AGE | SOLAR-V1-NO-AGE
GBR | United Kingdom | Wisbech Solar Park |  | GBR0004736 | 3.4047 | 52.6379 | 0.1621 | Solar |  |  |  |  | British Solar Renewables | UK Renewable Energy Planning Database | https://www.gov.uk/government/collections/renewable-energy-planning-data | UK Renewable Energy Planning Database | [10 empty] | 5.03 | 4.97 | 5.02 | 5.02 | 5.01 | SOLAR-V1-NO-AGE | SOLAR-V1-NO-AGE | SOLAR-V1-NO-AGE | SOLAR-V1-NO-AGE | SOLAR-V1-NO-AGE
GBR | United Kingdom | Albrighton Solar farm |  | GBR0005506 | 15.8 | 52.6395 | -2.2507 | Solar |  |  |  |  | Big 60 Million | UK Renewable Energy Planning Database | https://www.gov.uk/government/collections/renewable-energy-planning-data | UK Renewable Energy Planning Database | [10 empty] | 22.91 | 24.13 | 23.98 | 23.93 | 24.66 | HYDRO-V1 | HYDRO-V1 | HYDRO-V1 | HYDRO-V1 | HYDRO-V1
GBR | United Kingdom | Desford Solar Farm |  | GBR0001885 | 5 | 52.6400 | -1.2586 | Solar |  |  |  |  | Trina Solar | UK Renewable Energy Planning Database | https://www.gov.uk/government/collections/renewable-energy-planning-data | UK Renewable Energy Planning Database | [10 empty] | 7.22 | 7.47 | 7.64 | 7.64 | 7.74 | SOLAR-V1-NO-AGE | SOLAR-V1-NO-AGE | SOLAR-V1-NO-AGE | SOLAR-V1-NO-AGE | SOLAR-V1-NO-AGE
GBR | United Kingdom | Land East of Lawn Lane |  | GBR0005568 | 5 | 52.6405 | -2.1418 | Solar |  |  |  |  | Lightsource Renewable Energy | UK Renewable Energy Planning Database | https://www.gov.uk/government/collections/renewable-energy-planning-data | UK Renewable Energy Planning Database | [10 empty] | 7.14 | 7.60 | 7.64 | 7.67 | 7.73 | HYDRO-V1 | HYDRO-V1 | HYDRO-V1 | HYDRO-V1 | HYDRO-V1
GBR | United Kingdom | Huntingfield Solar Farm |  | GBR2001087 | 4.4 | 52.6421 | 0.8481 | Solar |  |  |  |  | Raker Farms | UK Renewable Energy Planning Database | https://www.gov.uk/government/collections/renewable-energy-planning-data | UK Renewable Energy Planning Database | [10 empty] | 6.60 | 6.51 | 6.45 | 6.46 | 6.47 | HYDRO-V1 | HYDRO-V1 | HYDRO-V1 | HYDRO-V1 | HYDRO-V1
GBR | United Kingdom | Lindridge Farm |  | GBR0004996 | 5 | 52.6427 | -1.3116 | Solar |  |  |  |  | Sun Farming | UK Renewable Energy Planning Database | https://www.gov.uk/government/collections/renewable-energy-planning-data | UK Renewable Energy Planning Database | [10 empty] | 7.26 | 7.47 | 7.63 | 7.58 | 7.74 | HYDRO-V1 | HYDRO-V1 | HYDRO-V1 | HYDRO-V1 | HYDRO-V1
GBR | United Kingdom | Ketton Solar Farm |  | GBR0001667 | 9.0405 | 52.6441 | -0.5588 | Solar |  |  |  |  | Lark Energy | UK Renewable Energy Planning Database | https://www.gov.uk/government/collections/renewable-energy-planning-data | UK Renewable Energy Planning Database | 1099774 | [9 empty] | 13.12 | 13.49 | 13.73 | 13.77 | 13.9 | HYDRO-V1 | HYDRO-V1 | HYDRO-V1 | HYDRO-V1 | HYDRO-V1
GBR | United Kingdom | Ketton Solar Phase 2 |  | GBR0001772 | 3.0855 | 52.6441 | -0.5588 | Solar |  |  |  |  | Lark Energy | UK Renewable Energy Planning Database | https://www.gov.uk/government/collections/renewable-energy-planning-data | UK Renewable Energy Planning Database | 1099774 | [9 empty] | 4.49 | 4.59 | 4.63 | 4.64 | 4.6 | NO-ESTIMATION | NO-ESTIMATION | NO-ESTIMATION | NO-ESTIMATION | CAPACITY-FACTOR-V1
GBR | United Kingdom | Briar Solar Farm |  | GBR0005720 | 1.9 | 52.6452 | 1.2582 | Solar |  |  |  |  | NR16/ RenEnergy | UK Renewable Energy Planning Database | https://www.gov.uk/government/collections/renewable-energy-planning-data | UK Renewable Energy Planning Database | [10 empty] | 2.62 | 2.65 | 2.62 | 2.63 | 2.62 | SOLAR-V1-NO-AGE | SOLAR-V1-NO-AGE | SOLAR-V1-NO-AGE | SOLAR-V1-NO-AGE | SOLAR-V1-NO-AGE
GBR | United Kingdom | Condover (Green Farm) |  | GBR0001485 | 10.2 | 52.6569 | -2.7298 | Solar |  |  |  |  | NextEnergy Solar Fund | UK Renewable Energy Planning Database | https://www.gov.uk/government/collections/renewable-energy-planning-data | UK Renewable Energy Planning Database | 1107425 | [9 empty] | 14.35 | 15.38 | 15.19 | 15.12 | 15.51 | NO-ESTIMATION | NO-ESTIMATION | NO-ESTIMATION | NO-ESTIMATION | NO-ESTIMATION
GBR | United Kingdom | Nova Scotia Farm solar park |  | GBR0001328 | 13.9 | 52.6618 | 1.7012 | Solar |  |  |  |  | Equitix | UK Renewable Energy Planning Database | https://www.gov.uk/government/collections/renewable-energy-planning-data | UK Renewable Energy Planning Database | 1101884 | [9 empty] | 20.99 | 21.10 | 21.09 | 21.20 | 21.63 | SOLAR-V1-NO-AGE | SOLAR-V1-NO-AGE | SOLAR-V1-NO-AGE | SOLAR-V1-NO-AGE | SOLAR-V1-NO-AGE
GBR | United Kingdom | Crown Farm |  | GBR2001090 | 6 | 52.6637 | -1.3690 | Solar |  |  |  |  | Suncredit UK (Sunventures 7) | UK Renewable Energy Planning Database | https://www.gov.uk/government/collections/renewable-energy-planning-data | UK Renewable Energy Planning Database | [10 empty] | 8.56 | 8.92 | 9.01 | 8.83 | 9.14 | SOLAR-V1-NO-AGE | SOLAR-V1-NO-AGE | SOLAR-V1-NO-AGE | SOLAR-V1-NO-AGE | SOLAR-V1-NO-AGE
GBR | United Kingdom | Barr Farm Limited |  | GBR0002178 | 1.885 | 52.6691 | -2.1267 | Solar |  |  |  |  | Lark Energy | UK Renewable Energy Planning Database | https://www.gov.uk/government/collections/renewable-energy-planning-data | UK Renewable Energy Planning Database | [10 empty] | 2.48 | 2.60 | 2.62 | 2.62 | 2.6 | NO-ESTIMATION | NO-ESTIMATION | NO-ESTIMATION | NO-ESTIMATION | CAPACITY-FACTOR-V1
GBR | United Kingdom | Burntstalk Solar Park |  | GBR0001713 | 11.5 | 52.6732 | 0.6271 | Solar |  |  |  |  | Lightsource Renewable Energy | UK Renewable Energy Planning Database | https://www.gov.uk/government/collections/renewable-energy-planning-data | UK Renewable Energy Planning Database | 1101552 | [9 empty] | 17.57 | 17.58 | 17.26 | 17.33 | 17.69 | SOLAR-V1-NO-AGE | SOLAR-V1-NO-AGE | SOLAR-V1-NO-AGE | SOLAR-V1-NO-AGE | SOLAR-V1-NO-AGE
GBR | United Kingdom | Huddlesford Farm |  | GBR2001024 | 1 | 52.6839 | -1.7755 | Solar |  |  |  |  | NESF (formerly Green Energy Networks) | UK Renewable Energy Planning Database | https://www.gov.uk/government/collections/renewable-energy-planning-data | UK Renewable Energy Planning Database | [10 empty] | 1.34 | 1.43 | 1.42 | 1.42 | 1.43 | HYDRO-V1 | HYDRO-V1 | HYDRO-V1 | HYDRO-V1 | HYDRO-V1
GBR | United Kingdom | Park Lane |  | GBR2001025 | 1 | 52.6840 | -1.7649 | Solar |  |  |  |  | NESF (formerly Green Energy Networks) | UK Renewable Energy Planning Database | https://www.gov.uk/government/collections/renewable-energy-planning-data | UK Renewable Energy Planning Database | [10 empty] | 1.34 | 1.43 | 1.42 | 1.42 | 1.43 | SOLAR-V1-NO-AGE | SOLAR-V1-NO-AGE | SOLAR-V1-NO-AGE | SOLAR-V1-NO-AGE | SOLAR-V1-NO-AGE
GBR | United Kingdom | Thornton Lane |  | GBR0005368 | 2.7 | 52.6843 | -1.3142 | Solar |  |  |  |  | Green Hedge (BayWa r.e.) | UK Renewable Energy Planning Database | https://www.gov.uk/government/collections/renewable-energy-planning-data | UK Renewable Energy Planning Database | [10 empty] | 3.94 | 3.94 | 3.96 | 3.86 | 3.96 | SOLAR-V1-NO-AGE | SOLAR-V1-NO-AGE | SOLAR-V1-NO-AGE | SOLAR-V1-NO-AGE | SOLAR-V1-NO-AGE
GBR | United Kingdom | Tower Hayes Farm |  | GBR0005168 | 5 | 52.6852 | -1.3175 | Solar |  |  |  |  | Elgar Middleton | UK Renewable Energy Planning Database | https://www.gov.uk/government/collections/renewable-energy-planning-data | UK Renewable Energy Planning Database | [10 empty] | 7.26 | 7.55 | 7.63 | 7.48 | 7.74 | SOLAR-V1-NO-AGE | SOLAR-V1-NO-AGE | SOLAR-V1-NO-AGE | SOLAR-V1-NO-AGE | SOLAR-V1-NO-AGE
GBR | United Kingdom | Hayford Farm - extension |  | GBR0001995 | 8.2 | 52.6868 | -2.9420 | Solar |  |  |  |  | Green Power | UK Renewable Energy Planning Database | https://www.gov.uk/government/collections/renewable-energy-planning-data | UK Renewable Energy Planning Database | 1109337 | [9 empty] | 11.14 | 12.07 | 11.44 | 11.47 | 12.22 | SOLAR-V1-NO-AGE | SOLAR-V1-NO-AGE | SOLAR-V1-NO-AGE | SOLAR-V1-NO-AGE | SOLAR-V1-NO-AGE
GBR | United Kingdom | Salhouse Solar Farm |  | GBR0002050 | 5 | 52.6887 | 1.4000 | Solar |  |  |  |  | Island Green Power | UK Renewable Energy Planning Database | https://www.gov.uk/government/collections/renewable-energy-planning-data | UK Renewable Energy Planning Database | [10 empty] | 7.63 | 7.57 | 7.48 | 7.49 | 7.59 | NO-ESTIMATION | NO-ESTIMATION | NO-ESTIMATION | NO-ESTIMATION | CAPACITY-FACTOR-V1
GBR | United Kingdom | Hayford Farm |  | GBR0001348 | 8.9 | 52.6895 | -2.9445 | Solar |  |  |  |  | WS Systems Ltd | UK Renewable Energy Planning Database | https://www.gov.uk/government/collections/renewable-energy-planning-data | UK Renewable Energy Planning Database | 1105363 | [9 empty] | 12.54 | 13.51 | 12.87 | 12.90 | 13.72 | HYDRO-V1 | HYDRO-V1 | HYDRO-V1 | HYDRO-V1 | HYDRO-V1
GBR | United Kingdom | The Old Airfield |  | GBR0002072 | 5 | 52.6919 | 1.1039 | Solar |  |  |  |  | Lumicity | UK Renewable Energy Planning Database | https://www.gov.uk/government/collections/renewable-energy-planning-data | UK Renewable Energy Planning Database | [10 empty] | 7.64 | 7.51 | 7.49 | 7.50 | 7.6 | SOLAR-V1-NO-AGE | SOLAR-V1-NO-AGE | SOLAR-V1-NO-AGE | SOLAR-V1-NO-AGE | SOLAR-V1-NO-AGE
GBR | United Kingdom | Decoy Farm |  | GBR0002332 | 5 | 52.6980 | -0.1329 | Solar |  |  |  |  | Push Energy/ NESF | UK Renewable Energy Planning Database | https://www.gov.uk/government/collections/renewable-energy-planning-data | UK Renewable Energy Planning Database | [10 empty] | 7.57 | 7.47 | 7.60 | 7.62 | 7.61 | SOLAR-V1-NO-AGE | SOLAR-V1-NO-AGE | SOLAR-V1-NO-AGE | SOLAR-V1-NO-AGE | SOLAR-V1-NO-AGE
GBR | United Kingdom | Woodforde Farm |  | GBR0001163 | 9 | 52.6980 | 1.0900 | Solar |  |  |  |  | Esconrg | UK Renewable Energy Planning Database | https://www.gov.uk/government/collections/renewable-energy-planning-data | UK Renewable Energy Planning Database | [10 empty] | 13.67 | 13.57 | 13.43 | 13.45 | 13.67 | HYDRO-V1 | HYDRO-V1 | HYDRO-V1 | HYDRO-V1 | HYDRO-V1
GBR | United Kingdom | Tiddiecross Solar Farm |  | GBR0004858 | 10.5 | 52.7035 | -2.5747 | Solar |  |  |  |  | Vogt Solar | UK Renewable Energy Planning Database | https://www.gov.uk/government/collections/renewable-energy-planning-data | UK Renewable Energy Planning Database | [10 empty] | 15.15 | 16.10 | 15.90 | 15.88 | 16.3 | HYDRO-V1 | HYDRO-V1 | HYDRO-V1 | HYDRO-V1 | HYDRO-V1
GBR | United Kingdom | Lyreco - Telford Distribution Centre |  | GBR0005602 | 3.8 | 52.7060 | -2.4221 | Solar |  |  |  |  | Addison Energy | UK Renewable Energy Planning Database | https://www.gov.uk/government/collections/renewable-energy-planning-data | UK Renewable Energy Planning Database | [10 empty] | 5.34 | 5.68 | 5.62 | 5.63 | 5.67 | SOLAR-V1-NO-AGE | SOLAR-V1-NO-AGE | SOLAR-V1-NO-AGE | SOLAR-V1-NO-AGE | SOLAR-V1-NO-AGE
GBR | United Kingdom | Sheriffhales |  | GBR0005169 | 5 | 52.7067 | -2.3689 | Solar |  |  |  |  | Lightsource Renewable Energy | UK Renewable Energy Planning Database | https://www.gov.uk/government/collections/renewable-energy-planning-data | UK Renewable Energy Planning Database | [10 empty] | 7.11 | 7.65 | 7.53 | 7.55 | 7.75 | NO-ESTIMATION | NO-ESTIMATION | NO-ESTIMATION | NO-ESTIMATION | CAPACITY-FACTOR-V1
GBR | United Kingdom | Packington Solar Farm |  | GBR0002054 | 13.9 | 52.7073 | -1.4725 | Solar |  |  |  |  | Solstice Renewables | UK Renewable Energy Planning Database | https://www.gov.uk/government/collections/renewable-energy-planning-data | UK Renewable Energy Planning Database | [10 empty] | 20.43 | 21.00 | 21.21 | 21.13 | 21.63 | SOLAR-V1-NO-AGE | SOLAR-V1-NO-AGE | SOLAR-V1-NO-AGE | SOLAR-V1-NO-AGE | SOLAR-V1-NO-AGE
GBR | United Kingdom | Granville Road Solar Farm |  | GBR0005670 | 5 | 52.7091 | -2.4123 | Solar |  |  |  |  | Solstice Renewables | UK Renewable Energy Planning Database | https://www.gov.uk/government/collections/renewable-energy-planning-data | UK Renewable Energy Planning Database | [10 empty] | 7.11 | 7.65 | 7.53 | 7.55 | 7.72 | SOLAR-V1-NO-AGE | SOLAR-V1-NO-AGE | SOLAR-V1-NO-AGE | SOLAR-V1-NO-AGE | SOLAR-V1-NO-AGE
GBR | United Kingdom | Rose And Crown Farm |  | GBR0001783 | 30 | 52.7121 | 0.1965 | Solar |  |  |  |  | Elgin Energy EsCo | UK Renewable Energy Planning Database | https://www.gov.uk/government/collections/renewable-energy-planning-data | UK Renewable Energy Planning Database | 1111941 | [9 empty] | 42.93 | 42.29 | 42.85 | 42.87 | 43.47 | HYDRO-V1 | HYDRO-V1 | HYDRO-V1 | HYDRO-V1 | HYDRO-V1
GBR | United Kingdom | Wheat Leasows Solar Park |  | GBR0001756 | 4 | 52.7207 | -2.4863 | Solar |  |  |  |  | Telford and Wrekin Borough Council | UK Renewable Energy Planning Database | https://www.gov.uk/government/collections/renewable-energy-planning-data | UK Renewable Energy Planning Database | 1105898 | [9 empty] | 5.61 | 5.97 | 5.91 | 5.93 | 5.98 | HYDRO-V1 | HYDRO-V1 | HYDRO-V1 | HYDRO-V1 | HYDRO-V1
GBR | United Kingdom | Ashby |  | GBR0005273 | 4.954 | 52.7227 | -1.4853 | Solar |  |  |  |  | Primrose Solar | UK Renewable Energy Planning Database | https://www.gov.uk/government/collections/renewable-energy-planning-data | UK Renewable Energy Planning Database | [10 empty] | 7.21 | 7.49 | 7.55 | 7.54 | 7.67 | HYDRO-V1 | HYDRO-V1 | HYDRO-V1 | HYDRO-V1 | HYDRO-V1
GBR | United Kingdom | Land at Hill Farm |  | GBR0005530 | 1.2 | 52.7250 | -1.4457 | Solar |  |  |  |  | Hill Farm | UK Renewable Energy Planning Database | https://www.gov.uk/government/collections/renewable-energy-planning-data | UK Renewable Energy Planning Database | [10 empty] | 1.62 | 1.69 | 1.67 | 1.68 | 1.69 | NO-ESTIMATION | NO-ESTIMATION | NO-ESTIMATION | NO-ESTIMATION | CAPACITY-FACTOR-V1
GBR | United Kingdom | Rushmoor Lane Farm (Cheshire Coppice) |  | GBR0005465 | 5 | 52.7272 | -2.5528 | Solar |  |  |  |  | Sunsave 38/ Vogt Solar | UK Renewable Energy Planning Database | https://www.gov.uk/government/collections/renewable-energy-planning-data | UK Renewable Energy Planning Database | [10 empty] | 7.10 | 7.63 | 7.53 | 7.52 | 7.66 | HYDRO-V1 | HYDRO-V1 | HYDRO-V1 | HYDRO-V1 | HYDRO-V1
GBR | United Kingdom | Shortheath Solar Park |  | GBR0005590 | 5 | 52.7305 | -1.5524 | Solar |  |  |  |  | Trina Solar | UK Renewable Energy Planning Database | https://www.gov.uk/government/collections/renewable-energy-planning-data | UK Renewable Energy Planning Database | [10 empty] | 7.30 | 7.56 | 7.62 | 7.61 | 7.75 | HYDRO-V1 | HYDRO-V1 | HYDRO-V1 | HYDRO-V1 | HYDRO-V1
GBR | United Kingdom | Sundorne |  | GBR0002158 | 18.226 | 52.7349 | -2.7080 | Solar |  |  |  |  | Elgin Energy EsCo | UK Renewable Energy Planning Database | https://www.gov.uk/government/collections/renewable-energy-planning-data | UK Renewable Energy Planning Database | [10 empty] | 26.53 | 27.98 | 27.60 | 27.60 | 28.35 | HYDRO-V1 | HYDRO-V1 | HYDRO-V1 | HYDRO-V1 | HYDRO-V1
GBR | United Kingdom | Gypsom Solar Farm |  | GBR0001811 | 5 | 52.7397 | -1.1161 | Solar |  |  |  |  | BE Renewables | UK Renewable Energy Planning Database | https://www.gov.uk/government/collections/renewable-energy-planning-data | UK Renewable Energy Planning Database | [10 empty] | 7.22 | 7.47 | 7.63 | 7.64 | 7.74 | HYDRO-V1 | HYDRO-V1 | HYDRO-V1 | HYDRO-V1 | HYDRO-V1
GBR | United Kingdom | Chamber 16 (Cold Store) |  | GBR2001132 | 1.2 | 52.7398 | 0.4204 | Solar |  |  |  |  | Pinguin Foods UK | UK Renewable Energy Planning Database | https://www.gov.uk/government/collections/renewable-energy-planning-data | UK Renewable Energy Planning Database | [10 empty] | 1.68 | 1.75 | 1.70 | 1.70 | 1.72 | SOLAR-V1-NO-AGE | SOLAR-V1-NO-AGE | SOLAR-V1-NO-AGE | SOLAR-V1-NO-AGE | SOLAR-V1-NO-AGE
GBR | United Kingdom | Claypit Moor Solar Farm (Lexham) |  | GBR0001714 | 7.9 | 52.7450 | 0.7758 | Solar |  |  |  |  | Lightsource Renewable Energy | UK Renewable Energy Planning Database | https://www.gov.uk/government/collections/renewable-energy-planning-data | UK Renewable Energy Planning Database | 1101553 | [9 empty] | 11.95 | 11.90 | 11.72 | 11.74 | 11.91 | NO-ESTIMATION | NO-ESTIMATION | NO-ESTIMATION | NO-ESTIMATION | CAPACITY-FACTOR-V1
GBR | United Kingdom | Grange Farm (Lincolnshire) |  | GBR0002366 | 12.7 | 52.7460 | 0.0509 | Solar |  |  |  |  | Green Switch Solutions | UK Renewable Energy Planning Database | https://www.gov.uk/government/collections/renewable-energy-planning-data | UK Renewable Energy Planning Database | 1108204 | [9 empty] | 19.29 | 19.08 | 19.35 | 19.35 | 19.55 | SOLAR-V1-NO-AGE | SOLAR-V1-NO-AGE | SOLAR-V1-NO-AGE | SOLAR-V1-NO-AGE | SOLAR-V1-NO-AGE
GBR | United Kingdom | Scottow East2 |  | WKS0072671 | 15 | 52.7550 | 1.3630 | Solar | [5 empty] | Wiki-Solar | https://www.wiki-solar.org | Wiki-Solar | [10 empty] | 23.00 | 23.00 | 22.53 | 22.60 | 23.03 | SOLAR-V1-NO-AGE | SOLAR-V1-NO-AGE | SOLAR-V1-NO-AGE | SOLAR-V1-NO-AGE | SOLAR-V1-NO-AGE
GBR | United Kingdom | Coltishall 1 |  | GBR0001537 | 33.682 | 52.7551 | 1.3569 | Solar |  |  |  |  | Greencoat Capital | UK Renewable Energy Planning Database | https://www.gov.uk/government/collections/renewable-energy-planning-data | UK Renewable Energy Planning Database | 1090520¦1106113 | [9 empty] | 49.13 | 49.11 | 48.11 | 48.26 | 49.25 | SOLAR-V1-NO-AGE | SOLAR-V1-NO-AGE | SOLAR-V1-NO-AGE | SOLAR-V1-NO-AGE | SOLAR-V1-NO-AGE
GBR | United Kingdom | Scottow |  | WKS0064876 | 40.3 | 52.7560 | 1.3530 | Solar | [5 empty] | Wiki-Solar | https://www.wiki-solar.org | Wiki-Solar | [10 empty] | 58.09 | 57.78 | 56.87 | 57.04 | 58.23 | SOLAR-V1-NO-AGE | SOLAR-V1-NO-AGE | SOLAR-V1-NO-AGE | SOLAR-V1-NO-AGE | SOLAR-V1-NO-AGE
GBR | United Kingdom | Scottow W II |  | WKS0067740 | 17.2 | 52.7560 | 1.3530 | Solar | [5 empty] | Wiki-Solar | https://www.wiki-solar.org | Wiki-Solar | [10 empty] | 26.33 | 26.36 | 25.80 | 25.88 | 26.37 | NO-ESTIMATION | NO-ESTIMATION | NO-ESTIMATION | NO-ESTIMATION | CAPACITY-FACTOR-V1
GBR | United Kingdom | Scottow West |  | WKS0065411 | 20 | 52.7560 | 1.3530 | Solar | [5 empty] | Wiki-Solar | https://www.wiki-solar.org | Wiki-Solar | [10 empty] | 30.71 | 30.68 | 30.09 | 30.18 | 30.76 | NO-ESTIMATION | NO-ESTIMATION | NO-ESTIMATION | NO-ESTIMATION | CAPACITY-FACTOR-V1
GBR | United Kingdom | Lount solar farm |  | GBR0004841 | 2.8 | 52.7561 | -1.4405 | Solar |  |  |  |  | Hadstone Energy | UK Renewable Energy Planning Database | https://www.gov.uk/government/collections/renewable-energy-planning-data | UK Renewable Energy Planning Database | [10 empty] | 4.06 | 4.13 | 4.15 | 4.16 | 4.14 | SOLAR-V1-NO-AGE | SOLAR-V1-NO-AGE | SOLAR-V1-NO-AGE | SOLAR-V1-NO-AGE | SOLAR-V1-NO-AGE
GBR | United Kingdom | Land at Ingles Hill Farm |  | GBR0005377 | 3 | 52.7565 | -1.4899 | Solar |  |  |  |  | Sunventures (Suncredit UK) | UK Renewable Energy Planning Database | https://www.gov.uk/government/collections/renewable-energy-planning-data | UK Renewable Energy Planning Database | [10 empty] | 4.29 | 4.48 | 4.50 | 4.51 | 4.49 | NO-ESTIMATION | NO-ESTIMATION | NO-ESTIMATION | NO-ESTIMATION | NO-ESTIMATION
GBR | United Kingdom | Prestop Park |  | GBR0002200 | 15.852 | 52.7568 | -1.4990 | Solar |  |  |  |  | SunE Prestop Park Limited | UK Renewable Energy Planning Database | https://www.gov.uk/government/collections/renewable-energy-planning-data | UK Renewable Energy Planning Database | [10 empty] | 23.04 | 24.08 | 24.22 | 24.29 | 24.72 | NO-ESTIMATION | NO-ESTIMATION | NO-ESTIMATION | NO-ESTIMATION | CAPACITY-FACTOR-V1
GBR | United Kingdom | Coton Park Solar Farm |  | GBR0004767 | 2.7 | 52.7585 | -1.5977 | Solar |  |  |  |  | Green Energy Networks | UK Renewable Energy Planning Database | https://www.gov.uk/government/collections/renewable-energy-planning-data | UK Renewable Energy Planning Database | [10 empty] | 3.89 | 3.96 | 3.96 | 3.97 | 3.97 | NO-ESTIMATION | NO-ESTIMATION | NO-ESTIMATION | NO-ESTIMATION | CAPACITY-FACTOR-V1
GBR | United Kingdom | Blakenhall Park Solar Farm |  | GBR0005148 | 1.8 | 52.7604 | -1.7443 | Solar |  |  |  |  | Mercer Farming | UK Renewable Energy Planning Database | https://www.gov.uk/government/collections/renewable-energy-planning-data | UK Renewable Energy Planning Database | [10 empty] | 2.35 | 2.48 | 2.46 | 2.46 | 2.47 | NO-ESTIMATION | NO-ESTIMATION | NO-ESTIMATION | NO-ESTIMATION | CAPACITY-FACTOR-V1
GBR | United Kingdom | Porvair International Ltd |  | GBR0001340 | 1.8 | 52.7700 | 0.3876 | Solar |  |  |  |  | KL Technologies | UK Renewable Energy Planning Database | https://www.gov.uk/government/collections/renewable-energy-planning-data | UK Renewable Energy Planning Database | [10 empty] | 2.50 | 2.48 | 2.47 | 2.48 | 2.48 | SOLAR-V1-NO-AGE | SOLAR-V1-NO-AGE | SOLAR-V1-NO-AGE | SOLAR-V1-NO-AGE | SOLAR-V1-NO-AGE
GBR | United Kingdom | Limes Farm Wickham Solar |  | GBR0001555 | 5.7551 | 52.7739 | -0.3186 | Solar |  |  |  |  | Lark Energy | UK Renewable Energy Planning Database | https://www.gov.uk/government/collections/renewable-energy-planning-data | UK Renewable Energy Planning Database | 1099948 | [9 empty] | 8.25 | 8.47 | 8.65 | 8.68 | 8.76 | SOLAR-V1-NO-AGE | SOLAR-V1-NO-AGE | SOLAR-V1-NO-AGE | SOLAR-V1-NO-AGE | SOLAR-V1-NO-AGE
GBR | United Kingdom | Drakelow Solar Farm |  | GBR0005145 | 5 | 52.7742 | -1.6535 | Solar |  |  |  |  | BlackRock | UK Renewable Energy Planning Database | https://www.gov.uk/government/collections/renewable-energy-planning-data | UK Renewable Energy Planning Database | [10 empty] | 7.12 | 7.63 | 7.53 | 7.55 | 7.75 | SOLAR-V1-NO-AGE | SOLAR-V1-NO-AGE | SOLAR-V1-NO-AGE | SOLAR-V1-NO-AGE | SOLAR-V1-NO-AGE
GBR | United Kingdom | Short Hazel Solar Farm |  | GBR0005156 | 5 | 52.7755 | -1.5111 | Solar |  |  |  |  | Pearmat Solar | UK Renewable Energy Planning Database | https://www.gov.uk/government/collections/renewable-energy-planning-data | UK Renewable Energy Planning Database | 1113314 | [9 empty] | 7.14 | 7.60 | 7.64 | 7.67 | 7.73 | SOLAR-V1-NO-AGE | SOLAR-V1-NO-AGE | SOLAR-V1-NO-AGE | SOLAR-V1-NO-AGE | SOLAR-V1-NO-AGE
GBR | United Kingdom | Land to the west of Ashfordby Business Park |  | GBR0005478 | 3.5 | 52.7785 | -0.9380 | Solar |  |  |  |  | First Renewable Developments | UK Renewable Energy Planning Database | https://www.gov.uk/government/collections/renewable-energy-planning-data | UK Renewable Energy Planning Database | [10 empty] | 5.08 | 5.17 | 5.22 | 5.29 | 5.25 | HYDRO-V1 | HYDRO-V1 | HYDRO-V1 | HYDRO-V1 | HYDRO-V1
GBR | United Kingdom | Six Hills Solar Farm |  | GBR0002057 | 18.7 | 52.7806 | -1.0262 | Solar |  |  |  |  | Lightsource Renewable Energy | UK Renewable Energy Planning Database | https://www.gov.uk/government/collections/renewable-energy-planning-data | UK Renewable Energy Planning Database | 1114695 | [9 empty] | 27.89 | 28.69 | 28.93 | 28.93 | 29.37 | HYDRO-V1 | HYDRO-V1 | HYDRO-V1 | HYDRO-V1 | HYDRO-V1
GBR | United Kingdom | Asfordby North |  | WKS0066423 | 3.8 | 52.7832 | -0.9359 | Solar | [5 empty] | Wiki-Solar | https://www.wiki-solar.org | Wiki-Solar | [10 empty] | 5.43 | 5.57 | 5.68 | 5.69 | 5.62 | SOLAR-V1-NO-AGE | SOLAR-V1-NO-AGE | SOLAR-V1-NO-AGE | SOLAR-V1-NO-AGE | SOLAR-V1-NO-AGE
GBR | United Kingdom | Long Sutton Butterfly And Wildlife Park |  | GBR0001049 | 1.7 | 52.7900 | 0.1348 | Solar |  |  |  |  | Moor Solar | UK Renewable Energy Planning Database | https://www.gov.uk/government/collections/renewable-energy-planning-data | UK Renewable Energy Planning Database | [10 empty] | 2.35 | 2.36 | 2.36 | 2.36 | 2.35 | SOLAR-V1-NO-AGE | SOLAR-V1-NO-AGE | SOLAR-V1-NO-AGE | SOLAR-V1-NO-AGE | SOLAR-V1-NO-AGE
GBR | United Kingdom | Long Sutton Butterfly And Wildlife Park (extension) |  | GBR0001050 | 1 | 52.7904 | 0.1359 | Solar |  |  |  |  | Moor Solar | UK Renewable Energy Planning Database | https://www.gov.uk/government/collections/renewable-energy-planning-data | UK Renewable Energy Planning Database | [10 empty] | 1.40 | 1.49 | 1.43 | 1.43 | 1.43 | NO-ESTIMATION | NO-ESTIMATION | NO-ESTIMATION | NO-ESTIMATION | CAPACITY-FACTOR-V1
GBR | United Kingdom | West Raynham |  | GBR0002088 | 49.9 | 52.7905 | 0.7448 | Solar |  |  |  |  | Bluefield Solar | UK Renewable Energy Planning Database | https://www.gov.uk/government/collections/renewable-energy-planning-data | UK Renewable Energy Planning Database | 1100456 | [9 empty] | 72.42 | 71.69 | 70.72 | 71.03 | 72.64 | SOLAR-V1-NO-AGE | SOLAR-V1-NO-AGE | SOLAR-V1-NO-AGE | SOLAR-V1-NO-AGE | SOLAR-V1-NO-AGE
GBR | United Kingdom | Oulton Airfield Solar Farm (Phase 1) |  | GBR0001128 | 5 | 52.7975 | 1.1839 | Solar |  |  |  |  | Solar Century/ Bluefield Solar | UK Renewable Energy Planning Database | https://www.gov.uk/government/collections/renewable-energy-planning-data | UK Renewable Energy Planning Database | [10 empty] | 7.64 | 7.62 | 7.48 | 7.50 | 7.6 | HYDRO-V1 | HYDRO-V1 | HYDRO-V1 | HYDRO-V1 | HYDRO-V1
GBR | United Kingdom | Bunn's Hill Solar Park |  | GBR0005453 | 5 | 52.7984 | 1.3979 | Solar |  |  |  |  | Solar Century/ Bluefield Solar | UK Renewable Energy Planning Database | https://www.gov.uk/government/collections/renewable-energy-planning-data | UK Renewable Energy Planning Database | [10 empty] | 7.63 | 7.59 | 7.49 | 7.50 | 7.59 | NO-ESTIMATION | NO-ESTIMATION | NO-ESTIMATION | NO-ESTIMATION | CAPACITY-FACTOR-V1
GBR | United Kingdom | Frog's Loke Solar Farm |  | GBR0005430 | 5 | 52.7984 | 1.3979 | Solar |  |  |  |  | Frogs Loke Solar | UK Renewable Energy Planning Database | https://www.gov.uk/government/collections/renewable-energy-planning-data | UK Renewable Energy Planning Database | [10 empty] | 7.63 | 7.59 | 7.49 | 7.50 | 7.59 | HYDRO-V1 | HYDRO-V1 | HYDRO-V1 | HYDRO-V1 | HYDRO-V1
GBR | United Kingdom | Walnut Yard (Phase 1) |  | GBR0002084 | 1.8 | 52.7997 | -1.3642 | Solar |  |  |  |  | Lark Energy | UK Renewable Energy Planning Database | https://www.gov.uk/government/collections/renewable-energy-planning-data | UK Renewable Energy Planning Database | [10 empty] | 2.36 | 2.48 | 2.50 | 2.50 | 2.47 | SOLAR-V1-NO-AGE | SOLAR-V1-NO-AGE | SOLAR-V1-NO-AGE | SOLAR-V1-NO-AGE | SOLAR-V1-NO-AGE
GBR | United Kingdom | Land to the East of Burton Lane |  | GBR0001285 | 2.6 | 52.8033 | -1.1116 | Solar |  |  |  |  | EBS Energy LLP | UK Renewable Energy Planning Database | https://www.gov.uk/government/collections/renewable-energy-planning-data | UK Renewable Energy Planning Database | [10 empty] | 3.77 | 3.77 | 3.79 | 3.80 | 3.77 | NO-ESTIMATION | NO-ESTIMATION | NO-ESTIMATION | NO-ESTIMATION | CAPACITY-FACTOR-V1
GBR | United Kingdom | Wymeswold Airfield |  | GBR0001585 | 34 | 52.8033 | -1.1116 | Solar |  |  |  |  | Foresight Solar Fund | UK Renewable Energy Planning Database | https://www.gov.uk/government/collections/renewable-energy-planning-data | UK Renewable Energy Planning Database | 1097025 | [9 empty] | 48.25 | 49.21 | 49.50 | 49.64 | 50.48 | NO-ESTIMATION | NO-ESTIMATION | NO-ESTIMATION | NO-ESTIMATION | CAPACITY-FACTOR-V1
GBR | United Kingdom | Land To The North Of Moor Farm |  | GBR0005340 | 3.8 | 52.8045 | -2.8657 | Solar |  |  |  |  | Navitas Project | UK Renewable Energy Planning Database | https://www.gov.uk/government/collections/renewable-energy-planning-data | UK Renewable Energy Planning Database | [10 empty] | 5.35 | 5.67 | 5.62 | 5.63 | 5.69 | SOLAR-V1-NO-AGE | SOLAR-V1-NO-AGE | SOLAR-V1-NO-AGE | SOLAR-V1-NO-AGE | SOLAR-V1-NO-AGE
GBR | United Kingdom | Carlton Farm Solar farm |  | GBR0001029 | 5 | 52.8048 | 1.3987 | Solar |  |  |  |  | Mr R Atkins | UK Renewable Energy Planning Database | https://www.gov.uk/government/collections/renewable-energy-planning-data | UK Renewable Energy Planning Database | 1109310 | [9 empty] | 7.63 | 7.59 | 7.49 | 7.50 | 7.59 | SOLAR-V1-NO-AGE | SOLAR-V1-NO-AGE | SOLAR-V1-NO-AGE | SOLAR-V1-NO-AGE | SOLAR-V1-NO-AGE
GBR | United Kingdom | GDL Wymeswold Solar Farm/land off the A6006 |  | GBR0002237 | 6.1 | 52.8095 | -1.0875 | Solar |  |  |  |  | Green Switch Solutions | UK Renewable Energy Planning Database | https://www.gov.uk/government/collections/renewable-energy-planning-data | UK Renewable Energy Planning Database | 1110275 | [9 empty] | 8.78 | 9.13 | 9.18 | 9.21 | 9.29 | HYDRO-V1 | HYDRO-V1 | HYDRO-V1 | HYDRO-V1 | HYDRO-V1
GBR | United Kingdom | Charity Farm - CfD |  | GBR0002108 | 14.4025 | 52.8244 | -2.8096 | Solar |  |  |  |  | Lightsource Renewable Energy | UK Renewable Energy Planning Database | https://www.gov.uk/government/collections/renewable-energy-planning-data | UK Renewable Energy Planning Database | 1112392 | [9 empty] | 20.81 | 22.01 | 21.51 | 21.69 | 22.34 | SOLAR-V1-NO-AGE | SOLAR-V1-NO-AGE | SOLAR-V1-NO-AGE | SOLAR-V1-NO-AGE | SOLAR-V1-NO-AGE
GBR | United Kingdom | Land at Whatton Road |  | GBR0004748 | 1.5 | 52.8280 | -1.2870 | Solar |  |  |  |  | Push Energy | UK Renewable Energy Planning Database | https://www.gov.uk/government/collections/renewable-energy-planning-data | UK Renewable Energy Planning Database | [10 empty] | 2.05 | 2.13 | 2.15 | 2.16 | 2.13 | SOLAR-V1-NO-AGE | SOLAR-V1-NO-AGE | SOLAR-V1-NO-AGE | SOLAR-V1-NO-AGE | SOLAR-V1-NO-AGE
GBR | United Kingdom | Rolleston Park Farm |  | GBR0002196 | 18.7 | 52.8397 | -1.6854 | Solar |  |  |  |  | Push Energy (Rolleston) | UK Renewable Energy Planning Database | https://www.gov.uk/government/collections/renewable-energy-planning-data | UK Renewable Energy Planning Database | [10 empty] | 27.30 | 28.88 | 28.52 | 28.60 | 29.41 | NO-ESTIMATION | NO-ESTIMATION | NO-ESTIMATION | NO-ESTIMATION | NO-ESTIMATION
GBR | United Kingdom | East Midlands Distribution Centre |  | GBR0004694 | 6.1 | 52.8505 | -1.3576 | Solar |  |  |  |  | Marks and Spencer plc | UK Renewable Energy Planning Database | https://www.gov.uk/government/collections/renewable-energy-planning-data | UK Renewable Energy Planning Database | 1105690 | [9 empty] | 8.58 | 9.13 | 9.18 | 9.21 | 9.29 | NO-ESTIMATION | NO-ESTIMATION | NO-ESTIMATION | NO-ESTIMATION | CAPACITY-FACTOR-V1
GBR | United Kingdom | South Creake |  | GBR0001777 | 26.0012 | 52.8619 | 0.7713 | Solar |  |  |  |  | Lightsource | UK Renewable Energy Planning Database | https://www.gov.uk/government/collections/renewable-energy-planning-data | UK Renewable Energy Planning Database | [10 empty] | 37.42 | 37.44 | 36.85 | 37.01 | 37.79 | SOLAR-V1-NO-AGE | SOLAR-V1-NO-AGE | SOLAR-V1-NO-AGE | SOLAR-V1-NO-AGE | SOLAR-V1-NO-AGE
GBR | United Kingdom | Snettisham Solar Farm |  | GBR0004739 | 2.7 | 52.8680 | 0.9202 | Solar |  |  |  |  | Solar Associates | UK Renewable Energy Planning Database | https://www.gov.uk/government/collections/renewable-energy-planning-data | UK Renewable Energy Planning Database | [10 empty] | 3.95 | 3.98 | 3.95 | 3.95 | 3.94 | NO-ESTIMATION | NO-ESTIMATION | NO-ESTIMATION | NO-ESTIMATION | CAPACITY-FACTOR-V1
GBR | United Kingdom | Morton House (Marchington) |  | GBR0005288 | 6.2 | 52.8738 | -1.7764 | Solar |  |  |  |  | Foresight Group (TGC Renewables) | UK Renewable Energy Planning Database | https://www.gov.uk/government/collections/renewable-energy-planning-data | UK Renewable Energy Planning Database | [10 empty] | 8.67 | 9.34 | 9.19 | 9.18 | 9.36 | NO-ESTIMATION | NO-ESTIMATION | NO-ESTIMATION | NO-ESTIMATION | CAPACITY-FACTOR-V1
GBR | United Kingdom | Land of Green Lane |  | GBR0005424 | 5.8 | 52.8755 | -1.7810 | Solar |  |  |  |  | TGC Renewables | UK Renewable Energy Planning Database | https://www.gov.uk/government/collections/renewable-energy-planning-data | UK Renewable Energy Planning Database | [10 empty] | 8.10 | 8.71 | 8.59 | 8.58 | 8.75 | SOLAR-V1-NO-AGE | SOLAR-V1-NO-AGE | SOLAR-V1-NO-AGE | SOLAR-V1-NO-AGE | SOLAR-V1-NO-AGE
GBR | United Kingdom | Toyota Solar Farm |  | GBR0001048 | 4.6 | 52.8771 | -1.5746 | Solar |  |  |  |  | Bluefield Solar Income Fund | UK Renewable Energy Planning Database | https://www.gov.uk/government/collections/renewable-energy-planning-data | UK Renewable Energy Planning Database | [10 empty] | 6.69 | 7.16 | 7.08 | 7.10 | 7.22 | SOLAR-V1-NO-AGE | SOLAR-V1-NO-AGE | SOLAR-V1-NO-AGE | SOLAR-V1-NO-AGE | SOLAR-V1-NO-AGE
GBR | United Kingdom | Marchington Solar Farm |  | GBR0002036 | 4.3 | 52.8780 | -1.8320 | Solar |  |  |  |  | Trina Solar | UK Renewable Energy Planning Database | https://www.gov.uk/government/collections/renewable-energy-planning-data | UK Renewable Energy Planning Database | [10 empty] | 5.98 | 6.40 | 6.33 | 6.35 | 6.39 | NO-ESTIMATION | NO-ESTIMATION | NO-ESTIMATION | NO-ESTIMATION | CAPACITY-FACTOR-V1
GBR | United Kingdom | Aston House Solar Farm |  | GBR0001955 | 20 | 52.8817 | -1.7430 | Solar |  |  |  |  | Solar century / Magnetar Solar | UK Renewable Energy Planning Database | https://www.gov.uk/government/collections/renewable-energy-planning-data | UK Renewable Energy Planning Database | 1105888 | [9 empty] | 29.24 | 30.67 | 30.31 | 30.26 | 30.85 | HYDRO-V1 | HYDRO-V1 | HYDRO-V1 | HYDRO-V1 | HYDRO-V1
GBR | United Kingdom | High Dyke (Mill Farm) |  | GBR0005581 | 5 | 52.8826 | -0.5994 | Solar |  |  |  |  | Island Green Power | UK Renewable Energy Planning Database | https://www.gov.uk/government/collections/renewable-energy-planning-data | UK Renewable Energy Planning Database | [10 empty] | 7.25 | 7.48 | 7.63 | 7.65 | 7.71 | SOLAR-V1-NO-AGE | SOLAR-V1-NO-AGE | SOLAR-V1-NO-AGE | SOLAR-V1-NO-AGE | SOLAR-V1-NO-AGE
GBR | United Kingdom | Holtwood Farm |  | GBR0005592 | 5 | 52.8882 | -1.8077 | Solar |  |  |  |  | Lightsource Renewable Energy | UK Renewable Energy Planning Database | https://www.gov.uk/government/collections/renewable-energy-planning-data | UK Renewable Energy Planning Database | [10 empty] | 7.08 | 7.63 | 7.50 | 7.52 | 7.69 | SOLAR-V1-NO-AGE | SOLAR-V1-NO-AGE | SOLAR-V1-NO-AGE | SOLAR-V1-NO-AGE | SOLAR-V1-NO-AGE
GBR | United Kingdom | Solar farm at land at The Willows Uttoxeter |  | GBR0005241 | 6.4 | 52.8960 | -1.8403 | Solar |  |  |  |  | TGC Renewables | UK Renewable Energy Planning Database | https://www.gov.uk/government/collections/renewable-energy-planning-data | UK Renewable Energy Planning Database | [10 empty] | 8.92 | 9.62 | 9.43 | 9.43 | 9.68 | SOLAR-V1-NO-AGE | SOLAR-V1-NO-AGE | SOLAR-V1-NO-AGE | SOLAR-V1-NO-AGE | SOLAR-V1-NO-AGE
GBR | United Kingdom | Ebnal Lodge (resubmission) |  | GBR0005834 | 5 | 52.9001 | -3.0152 | Solar |  |  |  |  | Greencoat Capital | UK Renewable Energy Planning Database | https://www.gov.uk/government/collections/renewable-energy-planning-data | UK Renewable Energy Planning Database | [10 empty] | 7.12 | 7.65 | 7.50 | 7.55 | 7.74 | NO-ESTIMATION | NO-ESTIMATION | NO-ESTIMATION | NO-ESTIMATION | CAPACITY-FACTOR-V1
GBR | United Kingdom | Pond Farm Solar Farm |  | GBR0001299 | 3.6035 | 52.9011 | 1.1682 | Solar |  |  |  |  | Lark Energy | UK Renewable Energy Planning Database | https://www.gov.uk/government/collections/renewable-energy-planning-data | UK Renewable Energy Planning Database | 1109219 | [9 empty] | 5.39 | 5.37 | 5.30 | 5.31 | 5.28 | NO-ESTIMATION | NO-ESTIMATION | NO-ESTIMATION | NO-ESTIMATION | CAPACITY-FACTOR-V1
GBR | United Kingdom | North Norfolk Business Centre Solar Park |  | GBR0001590 | 11 | 52.9011 | 1.3070 | Solar |  |  |  |  | Lumicity | UK Renewable Energy Planning Database | https://www.gov.uk/government/collections/renewable-energy-planning-data | UK Renewable Energy Planning Database | 1102395 | [9 empty] | 16.82 | 16.93 | 16.55 | 16.58 | 16.89 | NO-ESTIMATION | NO-ESTIMATION | NO-ESTIMATION | NO-ESTIMATION | CAPACITY-FACTOR-V1
GBR | United Kingdom | Langar Lane |  | GBR0002210 | 10 | 52.9027 | -0.9508 | Solar |  |  |  |  | Kappa Solar/ OPDE | UK Renewable Energy Planning Database | https://www.gov.uk/government/collections/renewable-energy-planning-data | UK Renewable Energy Planning Database | [10 empty] | 14.50 | 15.06 | 15.13 | 15.14 | 15.39 | NO-ESTIMATION | NO-ESTIMATION | NO-ESTIMATION | NO-ESTIMATION | CAPACITY-FACTOR-V1
GBR | United Kingdom | North Creake Airfield (Resubmission) |  | GBR0002046 | 20 | 52.9057 | 0.8302 | Solar |  |  |  |  | British Solar Renewables (formerly known as Solar Power Generation) | UK Renewable Energy Planning Database | https://www.gov.uk/government/collections/renewable-energy-planning-data | UK Renewable Energy Planning Database | [10 empty] | 30.44 | 30.50 | 30.11 | 30.18 | 30.77 | HYDRO-V1 | HYDRO-V1 | HYDRO-V1 | HYDRO-V1 | HYDRO-V1
GBR | United Kingdom | Fferm Bryn Bachau |  | GBR0005190 | 4.4 | 52.9075 | -4.3340 | Solar |  |  |  |  | BNRG Renewables | UK Renewable Energy Planning Database | https://www.gov.uk/government/collections/renewable-energy-planning-data | UK Renewable Energy Planning Database | [10 empty] | 6.44 | 6.46 | 6.44 | 6.53 | 6.55 | SOLAR-V1-NO-AGE | SOLAR-V1-NO-AGE | SOLAR-V1-NO-AGE | SOLAR-V1-NO-AGE | SOLAR-V1-NO-AGE
GBR | United Kingdom | Hall Farm East Beckham |  | GBR0001329 | 10.2 | 52.9134 | 1.1868 | Solar |  |  |  |  | TGC Renewables | UK Renewable Energy Planning Database | https://www.gov.uk/government/collections/renewable-energy-planning-data | UK Renewable Energy Planning Database | [10 empty] | 15.37 | 15.49 | 15.11 | 15.16 | 15.39 | NO-ESTIMATION | NO-ESTIMATION | NO-ESTIMATION | NO-ESTIMATION | CAPACITY-FACTOR-V1
GBR | United Kingdom | Nefyn (Tyddyn Cae) |  | GBR0004862 | 4.9215 | 52.9138 | -4.4789 | Solar |  |  |  |  | Lightsource Renewable Energy | UK Renewable Energy Planning Database | https://www.gov.uk/government/collections/renewable-energy-planning-data | UK Renewable Energy Planning Database | [10 empty] | 7.21 | 7.28 | 7.20 | 7.30 | 7.43 | HYDRO-V1 | HYDRO-V1 | HYDRO-V1 | HYDRO-V1 | HYDRO-V1
GBR | United Kingdom | Somersal Mill Farm |  | GBR0005022 | 2.6 | 52.9160 | -1.7946 | Solar |  |  |  |  | Navitas Project | UK Renewable Energy Planning Database | https://www.gov.uk/government/collections/renewable-energy-planning-data | UK Renewable Energy Planning Database | [10 empty] | 3.69 | 3.77 | 3.77 | 3.78 | 3.77 | NO-ESTIMATION | NO-ESTIMATION | NO-ESTIMATION | NO-ESTIMATION | CAPACITY-FACTOR-V1
GBR | United Kingdom | Cotgrave |  | GBR0001843 | 4.9833 | 52.9180 | -1.0500 | Solar |  |  |  |  | Anesco | UK Renewable Energy Planning Database | https://www.gov.uk/government/collections/renewable-energy-planning-data | UK Renewable Energy Planning Database | [10 empty] | 7.28 | 7.58 | 7.62 | 7.64 | 7.71 | SOLAR-V1-NO-AGE | SOLAR-V1-NO-AGE | SOLAR-V1-NO-AGE | SOLAR-V1-NO-AGE | SOLAR-V1-NO-AGE
GBR | United Kingdom | Nowhere Farm |  | GBR0002208 | 8.1 | 52.9259 | -0.1057 | Solar |  |  |  |  | Estover Energy | UK Renewable Energy Planning Database | https://www.gov.uk/government/collections/renewable-energy-planning-data | UK Renewable Energy Planning Database | [10 empty] | 12.12 | 12.03 | 12.19 | 12.23 | 12.22 | NO-ESTIMATION | NO-ESTIMATION | NO-ESTIMATION | NO-ESTIMATION | CAPACITY-FACTOR-V1
GBR | United Kingdom | Stragglethorpe |  | GBR0005654 | 4.9993 | 52.9264 | -1.0508 | Solar |  |  |  |  | Lightsource Renewable Energy | UK Renewable Energy Planning Database | https://www.gov.uk/government/collections/renewable-energy-planning-data | UK Renewable Energy Planning Database | [10 empty] | 7.30 | 7.60 | 7.64 | 7.66 | 7.73 | NO-ESTIMATION | NO-ESTIMATION | NO-ESTIMATION | NO-ESTIMATION | NO-ESTIMATION
GBR | United Kingdom | Kirton Solar PV Farm |  | GBR0006174 | 3.2 | 52.9323 | -0.0966 | Solar |  |  |  |  | Ethical Power | UK Renewable Energy Planning Database | https://www.gov.uk/government/collections/renewable-energy-planning-data | UK Renewable Energy Planning Database | [10 empty] | 4.75 | 4.73 | 4.76 | 4.77 | 4.74 | SOLAR-V1-NO-AGE | SOLAR-V1-NO-AGE | SOLAR-V1-NO-AGE | SOLAR-V1-NO-AGE | SOLAR-V1-NO-AGE
GBR | United Kingdom | Gelli Gron |  | GBR0005360 | 3.597 | 52.9348 | -4.3540 | Solar |  |  |  |  | Lightsource Renewable Energy | UK Renewable Energy Planning Database | https://www.gov.uk/government/collections/renewable-energy-planning-data | UK Renewable Energy Planning Database | [10 empty] | 5.29 | 5.32 | 5.28 | 5.36 | 5.37 | SOLAR-V1-NO-AGE | SOLAR-V1-NO-AGE | SOLAR-V1-NO-AGE | SOLAR-V1-NO-AGE | SOLAR-V1-NO-AGE
GBR | United Kingdom | Radcliffe |  | GBR0002017 | 4.1574 | 52.9356 | -1.0591 | Solar |  |  |  |  | Sirius Solar Building | UK Renewable Energy Planning Database | https://www.gov.uk/government/collections/renewable-energy-planning-data | UK Renewable Energy Planning Database | [10 empty] | 5.96 | 6.12 | 6.20 | 6.22 | 6.21 | NO-ESTIMATION | NO-ESTIMATION | NO-ESTIMATION | NO-ESTIMATION | CAPACITY-FACTOR-V1
GBR | United Kingdom | Twemlows |  | GBR0004861 | 10 | 52.9379 | -2.6436 | Solar |  |  |  |  | Sunsave 27 (Twemlows)/ Vogt solar | UK Renewable Energy Planning Database | https://www.gov.uk/government/collections/renewable-energy-planning-data | UK Renewable Energy Planning Database | 1106819 | [9 empty] | 14.06 | 15.12 | 14.73 | 14.86 | 15.28 | SOLAR-V1-NO-AGE | SOLAR-V1-NO-AGE | SOLAR-V1-NO-AGE | SOLAR-V1-NO-AGE | SOLAR-V1-NO-AGE
GBR | United Kingdom | Trench Farm |  | GBR0002079 | 7.2 | 52.9454 | -2.9179 | Solar |  |  |  |  | Lightsource Renewable Energy | UK Renewable Energy Planning Database | https://www.gov.uk/government/collections/renewable-energy-planning-data | UK Renewable Energy Planning Database | [10 empty] | 10.15 | 10.87 | 10.63 | 10.71 | 11.01 | NO-ESTIMATION | NO-ESTIMATION | NO-ESTIMATION | NO-ESTIMATION | CAPACITY-FACTOR-V1
GBR | United Kingdom | UK Solar (Lower Newton) LLP |  | GBR0002032 | 11.929 | 52.9473 | -2.0203 | Solar |  |  |  |  | Novus Solar Developments | UK Renewable Energy Planning Database | https://www.gov.uk/government/collections/renewable-energy-planning-data | UK Renewable Energy Planning Database | 1105890 | [9 empty] | 17.13 | 18.24 | 17.95 | 17.95 | 18.48 | HYDRO-V1 | HYDRO-V1 | HYDRO-V1 | HYDRO-V1 | HYDRO-V1
GBR | United Kingdom | Elton solar farm |  | GBR0002247 | 5 | 52.9481 | -0.8477 | Solar |  |  |  |  | Valfortec | UK Renewable Energy Planning Database | https://www.gov.uk/government/collections/renewable-energy-planning-data | UK Renewable Energy Planning Database | [10 empty] | 7.22 | 7.48 | 7.63 | 7.66 | 7.71 | NO-ESTIMATION | NO-ESTIMATION | NO-ESTIMATION | NO-ESTIMATION | CAPACITY-FACTOR-V1
GBR | United Kingdom | Woodhouse Fields Farm |  | GBR2001093 | 5 | 52.9491 | -1.8698 | Solar |  |  |  |  | Wirsol | UK Renewable Energy Planning Database | https://www.gov.uk/government/collections/renewable-energy-planning-data | UK Renewable Energy Planning Database | [10 empty] | 7.10 | 7.63 | 7.38 | 7.40 | 7.77 | SOLAR-V1-NO-AGE | SOLAR-V1-NO-AGE | SOLAR-V1-NO-AGE | SOLAR-V1-NO-AGE | SOLAR-V1-NO-AGE
GBR | United Kingdom | Knolton Farmhouse Cheese Solar Farm |  | GBR0005147 | 1 | 52.9588 | -2.9559 | Solar |  |  |  |  | Pegasus Group | UK Renewable Energy Planning Database | https://www.gov.uk/government/collections/renewable-energy-planning-data | UK Renewable Energy Planning Database | [10 empty] | 1.34 | 1.43 | 1.40 | 1.40 | 1.43 | NO-ESTIMATION | NO-ESTIMATION | NO-ESTIMATION | NO-ESTIMATION | CAPACITY-FACTOR-V1
GBR | United Kingdom | Hadley Farm |  | GBR0001990 | 4.997 | 52.9609 | -2.7241 | Solar |  |  |  |  | Lightsource Renewable Energy | UK Renewable Energy Planning Database | https://www.gov.uk/government/collections/renewable-energy-planning-data | UK Renewable Energy Planning Database | 1105495 | [9 empty] | 7.09 | 7.62 | 7.42 | 7.49 | 7.66 | HYDRO-V1 | HYDRO-V1 | HYDRO-V1 | HYDRO-V1 | HYDRO-V1
GBR | United Kingdom | Pinguin Foods |  | GBR0005562 | 1.5 | 52.9651 | -0.0195 | Solar |  |  |  |  | Pinguin Foods Ltd | UK Renewable Energy Planning Database | https://www.gov.uk/government/collections/renewable-energy-planning-data | UK Renewable Energy Planning Database | [10 empty] | 2.13 | 2.14 | 2.13 | 2.13 | 2.12 | SOLAR-V1-NO-AGE | SOLAR-V1-NO-AGE | SOLAR-V1-NO-AGE | SOLAR-V1-NO-AGE | SOLAR-V1-NO-AGE
GBR | United Kingdom | Fen Road Solar Farm |  | GBR0001367 | 1.441 | 52.9658 | -0.0717 | Solar |  |  |  |  | Lark Energy | UK Renewable Energy Planning Database | https://www.gov.uk/government/collections/renewable-energy-planning-data | UK Renewable Energy Planning Database | 1109209 | [9 empty] | 2.01 | 2.04 | 2.02 | 2.02 | 2.02 | HYDRO-V1 | HYDRO-V1 | HYDRO-V1 | HYDRO-V1 | HYDRO-V1
GBR | United Kingdom | Lodge Farm - Orston |  | GBR0001498 | 12.4 | 52.9660 | -0.8324 | Solar |  |  |  |  | Lightsource Renewable Energy | UK Renewable Energy Planning Database | https://www.gov.uk/government/collections/renewable-energy-planning-data | UK Renewable Energy Planning Database | [10 empty] | 18.05 | 18.65 | 18.96 | 19.03 | 19.28 | SOLAR-V1-NO-AGE | SOLAR-V1-NO-AGE | SOLAR-V1-NO-AGE | SOLAR-V1-NO-AGE | SOLAR-V1-NO-AGE
GBR | United Kingdom | Marston |  | GBR0001433 | 4.5114 | 52.9692 | -0.6907 | Solar |  |  |  |  | Lark Energy | UK Renewable Energy Planning Database | https://www.gov.uk/government/collections/renewable-energy-planning-data | UK Renewable Energy Planning Database | 1090519 | [9 empty] | 6.50 | 6.66 | 6.78 | 6.80 | 6.76 | HYDRO-V1 | HYDRO-V1 | HYDRO-V1 | HYDRO-V1 | HYDRO-V1
GBR | United Kingdom | Grantham Solar Park |  | GBR0005149 | 4.8787 | 52.9712 | -0.7225 | Solar |  |  |  |  | British Solar Renewables | UK Renewable Energy Planning Database | https://www.gov.uk/government/collections/renewable-energy-planning-data | UK Renewable Energy Planning Database | [10 empty] | 6.88 | 7.14 | 7.24 | 7.26 | 7.31 | SOLAR-V1-NO-AGE | SOLAR-V1-NO-AGE | SOLAR-V1-NO-AGE | SOLAR-V1-NO-AGE | SOLAR-V1-NO-AGE
GBR | United Kingdom | Burton Pedwardine |  | GBR0001755 | 8.9916 | 52.9722 | -0.3555 | Solar |  |  |  |  | Lark Energy | UK Renewable Energy Planning Database | https://www.gov.uk/government/collections/renewable-energy-planning-data | UK Renewable Energy Planning Database | 1099949 | [9 empty] | 13.07 | 13.41 | 13.69 | 13.73 | 13.87 | SOLAR-V1-NO-AGE | SOLAR-V1-NO-AGE | SOLAR-V1-NO-AGE | SOLAR-V1-NO-AGE | SOLAR-V1-NO-AGE
GBR | United Kingdom | Screwfix Direct |  | GBR0005828 | 2.5 | 52.9752 | -2.1710 | Solar |  |  |  |  | Kingfisher Scottish Limited Partnership | UK Renewable Energy Planning Database | https://www.gov.uk/government/collections/renewable-energy-planning-data | UK Renewable Energy Planning Database | [10 empty] | 3.57 | 3.64 | 3.65 | 3.66 | 3.64 | NO-ESTIMATION | NO-ESTIMATION | NO-ESTIMATION | NO-ESTIMATION | CAPACITY-FACTOR-V1
GBR | United Kingdom | Land Opposite Tyn Y Pistyll |  | GBR0005026 | 5 | 52.9874 | -3.0704 | Solar |  |  |  |  | Lightsource Renewable Energy | UK Renewable Energy Planning Database | https://www.gov.uk/government/collections/renewable-energy-planning-data | UK Renewable Energy Planning Database | [10 empty] | 7.12 | 7.63 | 7.50 | 7.55 | 7.74 | HYDRO-V1 | HYDRO-V1 | HYDRO-V1 | HYDRO-V1 | HYDRO-V1
GBR | United Kingdom | Rhug Estate |  | GBR0004738 | 1.2 | 52.9875 | -3.4446 | Solar |  |  |  |  | Rhug Estate | UK Renewable Energy Planning Database | https://www.gov.uk/government/collections/renewable-energy-planning-data | UK Renewable Energy Planning Database | [10 empty] | 1.61 | 1.69 | 1.68 | 1.70 | 1.69 | SOLAR-V1-NO-AGE | SOLAR-V1-NO-AGE | SOLAR-V1-NO-AGE | SOLAR-V1-NO-AGE | SOLAR-V1-NO-AGE
GBR | United Kingdom | Penycae Solar Farm |  | GBR0005376 | 5 | 52.9888 | -3.0596 | Solar |  |  |  |  | SBC Renewables | UK Renewable Energy Planning Database | https://www.gov.uk/government/collections/renewable-energy-planning-data | UK Renewable Energy Planning Database | [10 empty] | 7.12 | 7.63 | 7.50 | 7.55 | 7.75 | SOLAR-V1-NO-AGE | SOLAR-V1-NO-AGE | SOLAR-V1-NO-AGE | SOLAR-V1-NO-AGE | SOLAR-V1-NO-AGE
GBR | United Kingdom | Gedling |  | GBR0002377 | 5.7408 | 52.9902 | -1.0830 | Solar |  |  |  |  | Anesco | UK Renewable Energy Planning Database | https://www.gov.uk/government/collections/renewable-energy-planning-data | UK Renewable Energy Planning Database | 1103297 | [9 empty] | 8.24 | 8.65 | 8.70 | 8.72 | 8.8 | SOLAR-V1-NO-AGE | SOLAR-V1-NO-AGE | SOLAR-V1-NO-AGE | SOLAR-V1-NO-AGE | SOLAR-V1-NO-AGE
GBR | United Kingdom | Fields Farm (Agden) |  | GBR0005529 | 4.9975 | 52.9957 | -2.7248 | Solar |  |  |  |  | Lightsource Renewable Energy | UK Renewable Energy Planning Database | https://www.gov.uk/government/collections/renewable-energy-planning-data | UK Renewable Energy Planning Database | [10 empty] | 7.10 | 7.63 | 7.47 | 7.51 | 7.67 | SOLAR-V1-NO-AGE | SOLAR-V1-NO-AGE | SOLAR-V1-NO-AGE | SOLAR-V1-NO-AGE | SOLAR-V1-NO-AGE
GBR | United Kingdom | Foston |  | WKS0063873 | 13.6 | 52.9961 | -0.5975 | Solar | [5 empty] | Wiki-Solar | https://www.wiki-solar.org | Wiki-Solar | [10 empty] | 19.82 | 20.39 | 20.73 | 20.79 | 21.08 | HYDRO-V1 | HYDRO-V1 | HYDRO-V1 | HYDRO-V1 | HYDRO-V1
GBR | United Kingdom | Land at Heywood Grange |  | GBR0005015 | 8.4 | 52.9970 | -2.0604 | Solar |  |  |  |  | Sovereign Partners | UK Renewable Energy Planning Database | https://www.gov.uk/government/collections/renewable-energy-planning-data | UK Renewable Energy Planning Database | [10 empty] | 11.50 | 12.40 | 12.13 | 12.17 | 12.55 | SOLAR-V1-NO-AGE | SOLAR-V1-NO-AGE | SOLAR-V1-NO-AGE | SOLAR-V1-NO-AGE | SOLAR-V1-NO-AGE
GBR | United Kingdom | Combermere Abbey |  | GBR0001478 | 14 | 52.9994 | -2.5962 | Solar |  |  |  |  | INRG Solar | UK Renewable Energy Planning Database | https://www.gov.uk/government/collections/renewable-energy-planning-data | UK Renewable Energy Planning Database | [10 empty] | 20.18 | 21.39 | 20.72 | 20.92 | 21.66 | HYDRO-V1 | HYDRO-V1 | HYDRO-V1 | HYDRO-V1 | HYDRO-V1
GBR | United Kingdom | Lady Hole Farm |  | GBR0005212 | 3 | 53.0089 | -1.6909 | Solar |  |  |  |  | Solarig | UK Renewable Energy Planning Database | https://www.gov.uk/government/collections/renewable-energy-planning-data | UK Renewable Energy Planning Database | [10 empty] | 4.25 | 4.49 | 4.44 | 4.45 | 4.47 | HYDRO-V1 | HYDRO-V1 | HYDRO-V1 | HYDRO-V1 | HYDRO-V1
GBR | United Kingdom | Canopus Farm |  | GBR0004951 | 5 | 53.0099 | -0.0550 | Solar |  |  |  |  | Countryside Renewables | UK Renewable Energy Planning Database | https://www.gov.uk/government/collections/renewable-energy-planning-data | UK Renewable Energy Planning Database | [10 empty] | 7.62 | 7.49 | 7.60 | 7.62 | 7.61 | HYDRO-V1 | HYDRO-V1 | HYDRO-V1 | HYDRO-V1 | HYDRO-V1
GBR | United Kingdom | Smith Hall Farm Solar Park |  | GBR0002111 | 5 | 53.0124 | -1.6025 | Solar |  |  |  |  | Trina Solar | UK Renewable Energy Planning Database | https://www.gov.uk/government/collections/renewable-energy-planning-data | UK Renewable Energy Planning Database | 1108931 | [9 empty] | 7.10 | 7.65 | 7.53 | 7.52 | 7.63 | SOLAR-V1-NO-AGE | SOLAR-V1-NO-AGE | SOLAR-V1-NO-AGE | SOLAR-V1-NO-AGE | SOLAR-V1-NO-AGE
GBR | United Kingdom | Moneystone Quarry Solar Farm (resubmission) |  | GBR0005229 | 5 | 53.0133 | -1.9333 | Solar |  |  |  |  | SBC Renewables | UK Renewable Energy Planning Database | https://www.gov.uk/government/collections/renewable-energy-planning-data | UK Renewable Energy Planning Database | [10 empty] | 7.10 | 7.63 | 7.38 | 7.40 | 7.77 | HYDRO-V1 | HYDRO-V1 | HYDRO-V1 | HYDRO-V1 | HYDRO-V1
GBR | United Kingdom | Ermine Street Farm solar park |  | GBR0001528 | 32.5 | 53.0152 | -0.5214 | Solar |  |  |  |  | Octopus Investments | UK Renewable Energy Planning Database | https://www.gov.uk/government/collections/renewable-energy-planning-data | UK Renewable Energy Planning Database | 1114842 | [9 empty] | 45.91 | 46.56 | 47.35 | 47.48 | 48.2 | NO-ESTIMATION | NO-ESTIMATION | NO-ESTIMATION | NO-ESTIMATION | CAPACITY-FACTOR-V1
GBR | United Kingdom | Watnall |  | WKS0065639 | 17 | 53.0164 | -1.2319 | Solar | [5 empty] | Wiki-Solar | https://www.wiki-solar.org | Wiki-Solar | [10 empty] | 24.58 | 25.69 | 25.74 | 25.74 | 26.43 | NO-ESTIMATION | NO-ESTIMATION | NO-ESTIMATION | NO-ESTIMATION | CAPACITY-FACTOR-V1
GBR | United Kingdom | Leverton Ings |  | GBR0001494 | 12 | 53.0199 | 0.0633 | Solar |  |  |  |  | Hazel Capital | UK Renewable Energy Planning Database | https://www.gov.uk/government/collections/renewable-energy-planning-data | UK Renewable Energy Planning Database | [10 empty] | 18.28 | 18.05 | 18.28 | 18.28 | 18.47 | NO-ESTIMATION | NO-ESTIMATION | NO-ESTIMATION | NO-ESTIMATION | CAPACITY-FACTOR-V1
GBR | United Kingdom | Copley Farm |  | GBR0001752 | 30 | 53.0222 | -0.7353 | Solar |  |  |  |  | TGC Renewables | UK Renewable Energy Planning Database | https://www.gov.uk/government/collections/renewable-energy-planning-data | UK Renewable Energy Planning Database | 1110953 | [9 empty] | 41.86 | 42.40 | 43.14 | 43.37 | 43.91 | NO-ESTIMATION | NO-ESTIMATION | NO-ESTIMATION | NO-ESTIMATION | CAPACITY-FACTOR-V1
GBR | United Kingdom | Land NW Of Pickhill Bridge Farm |  | GBR0005226 | 3.6 | 53.0242 | -2.9255 | Solar |  |  |  |  | NextEnergy Solar Fund | UK Renewable Energy Planning Database | https://www.gov.uk/government/collections/renewable-energy-planning-data | UK Renewable Energy Planning Database | [10 empty] | 5.10 | 5.41 | 5.34 | 5.36 | 5.41 | NO-ESTIMATION | NO-ESTIMATION | NO-ESTIMATION | NO-ESTIMATION | CAPACITY-FACTOR-V1
GBR | United Kingdom | Land at Dayfields Farm |  | GBR0005063 | 4.7 | 53.0269 | -1.6572 | Solar |  |  |  |  | TGC Renewables | UK Renewable Energy Planning Database | https://www.gov.uk/government/collections/renewable-energy-planning-data | UK Renewable Energy Planning Database | 1096712 | [9 empty] | 7.03 | 7.51 | 7.41 | 7.43 | 7.56 | SOLAR-V1-NO-AGE | SOLAR-V1-NO-AGE | SOLAR-V1-NO-AGE | SOLAR-V1-NO-AGE | SOLAR-V1-NO-AGE
GBR | United Kingdom | Deepdale Farm |  | GBR0002204 | 8 | 53.0276 | -0.3991 | Solar |  |  |  |  | Deepdale Farm Solar Ltd | UK Renewable Energy Planning Database | https://www.gov.uk/government/collections/renewable-energy-planning-data | UK Renewable Energy Planning Database | [10 empty] | 11.47 | 11.88 | 12.12 | 12.12 | 12.26 | NO-ESTIMATION | NO-ESTIMATION | NO-ESTIMATION | NO-ESTIMATION | CAPACITY-FACTOR-V1
GBR | United Kingdom | Grange Solar Farm |  | GBR0001040 | 4.6 | 53.0282 | -0.8145 | Solar |  |  |  |  | Lark Energy | UK Renewable Energy Planning Database | https://www.gov.uk/government/collections/renewable-energy-planning-data | UK Renewable Energy Planning Database | [10 empty] | 6.80 | 7.04 | 7.14 | 7.17 | 7.21 | NO-ESTIMATION | NO-ESTIMATION | NO-ESTIMATION | NO-ESTIMATION | CAPACITY-FACTOR-V1
GBR | United Kingdom | William's Farm |  | GBR0006172 | 4.2046 | 53.0290 | -2.9213 | Solar |  |  |  |  | Solar Ventures | UK Renewable Energy Planning Database | https://www.gov.uk/government/collections/renewable-energy-planning-data | UK Renewable Energy Planning Database | [10 empty] | 5.89 | 6.27 | 6.19 | 6.21 | 6.29 | SOLAR-V1-NO-AGE | SOLAR-V1-NO-AGE | SOLAR-V1-NO-AGE | SOLAR-V1-NO-AGE | SOLAR-V1-NO-AGE
GBR | United Kingdom | Sesswick A |  | WKS0072673 | 4 | 53.0318 | -2.9146 | Solar | [5 empty] | Wiki-Solar | https://www.wiki-solar.org | Wiki-Solar | [10 empty] | 5.65 | 5.99 | 5.91 | 5.93 | 6 | HYDRO-V1 | HYDRO-V1 | HYDRO-V1 | HYDRO-V1 | HYDRO-V1
GBR | United Kingdom | Bronwylfa Reservoir |  | GBR0001520 | 3 | 53.0318 | -3.0594 | Solar |  |  |  |  | Wrexham County Borough Council | UK Renewable Energy Planning Database | https://www.gov.uk/government/collections/renewable-energy-planning-data | UK Renewable Energy Planning Database | 1110587 | [9 empty] | 4.29 | 4.50 | 4.44 | 4.45 | 4.5 | SOLAR-V1-NO-AGE | SOLAR-V1-NO-AGE | SOLAR-V1-NO-AGE | SOLAR-V1-NO-AGE | SOLAR-V1-NO-AGE
GBR | United Kingdom | Wrexham Social Housing PV |  | GBR0001612 | 5.4 | 53.0409 | -2.9899 | Solar |  |  |  |  | Wrexham Council | UK Renewable Energy Planning Database | https://www.gov.uk/government/collections/renewable-energy-planning-data | UK Renewable Energy Planning Database | [10 empty] | 7.68 | 8.21 | 8.09 | 8.15 | 8.32 | SOLAR-V1-NO-AGE | SOLAR-V1-NO-AGE | SOLAR-V1-NO-AGE | SOLAR-V1-NO-AGE | SOLAR-V1-NO-AGE
GBR | United Kingdom | Land To The North Of Dairy House Farm |  | GBR0005406 | 3.4 | 53.1042 | -2.5118 | Solar |  |  |  |  | Lightsource Renewable Energy | UK Renewable Energy Planning Database | https://www.gov.uk/government/collections/renewable-energy-planning-data | UK Renewable Energy Planning Database | [10 empty] | 4.74 | 5.06 | 4.94 | 4.99 | 5.05 | HYDRO-V1 | HYDRO-V1 | HYDRO-V1 | HYDRO-V1 | HYDRO-V1
GBR | United Kingdom | Bentley Estate 2 |  | GBR0001730 | 4.9961 | 53.1050 | -2.4728 | Solar |  |  |  |  | Bentley Motor Cars Ltd | UK Renewable Energy Planning Database | https://www.gov.uk/government/collections/renewable-energy-planning-data | UK Renewable Energy Planning Database | [10 empty] | 7.08 | 7.62 | 7.37 | 7.40 | 7.69 | SOLAR-V1-NO-AGE | SOLAR-V1-NO-AGE | SOLAR-V1-NO-AGE | SOLAR-V1-NO-AGE | SOLAR-V1-NO-AGE
GBR | United Kingdom | Land Off Folly Lane |  | GBR0005483 | 5 | 53.1061 | -0.0199 | Solar |  |  |  |  | Solar Century/ Bluefield Solar | UK Renewable Energy Planning Database | https://www.gov.uk/government/collections/renewable-energy-planning-data | UK Renewable Energy Planning Database | [10 empty] | 7.57 | 7.49 | 7.60 | 7.62 | 7.61 | NO-ESTIMATION | NO-ESTIMATION | NO-ESTIMATION | NO-ESTIMATION | CAPACITY-FACTOR-V1
GBR | United Kingdom | Crow Trees Farm |  | GBR0002165 | 4.8 | 53.1073 | -1.2991 | Solar |  |  |  |  | Trina Solar | UK Renewable Energy Planning Database | https://www.gov.uk/government/collections/renewable-energy-planning-data | UK Renewable Energy Planning Database | [10 empty] | 7.46 | 7.93 | 7.95 | 7.95 | 8.04 | NO-ESTIMATION | NO-ESTIMATION | NO-ESTIMATION | NO-ESTIMATION | CAPACITY-FACTOR-V1
GBR | United Kingdom | Worleston |  | WKS0068215 | 3.7 | 53.1088 | -2.5033 | Solar | [5 empty] | Wiki-Solar | https://www.wiki-solar.org | Wiki-Solar | [10 empty] | 5.20 | 5.54 | 5.42 | 5.48 | 5.53 | SOLAR-V1-NO-AGE | SOLAR-V1-NO-AGE | SOLAR-V1-NO-AGE | SOLAR-V1-NO-AGE | SOLAR-V1-NO-AGE
GBR | United Kingdom | Twin Yards Solar Farm |  | GBR0005415 | 5 | 53.1188 | -1.3214 | Solar |  |  |  |  | Global Renewable Construction | UK Renewable Energy Planning Database | https://www.gov.uk/government/collections/renewable-energy-planning-data | UK Renewable Energy Planning Database | [10 empty] | 7.14 | 7.60 | 7.64 | 7.64 | 7.74 | HYDRO-V1 | HYDRO-V1 | HYDRO-V1 | HYDRO-V1 | HYDRO-V1
GBR | United Kingdom | Bilsthorpe (Land off Forest Lane) |  | GBR0005742 | 5 | 53.1271 | -1.0420 | Solar |  |  |  |  | NESF (formerly Lark Energy) | UK Renewable Energy Planning Database | https://www.gov.uk/government/collections/renewable-energy-planning-data | UK Renewable Energy Planning Database | [10 empty] | 7.30 | 7.60 | 7.64 | 7.67 | 7.73 | SOLAR-V1-NO-AGE | SOLAR-V1-NO-AGE | SOLAR-V1-NO-AGE | SOLAR-V1-NO-AGE | SOLAR-V1-NO-AGE
GBR | United Kingdom | Bilsthorpe |  | GBR0002378 | 5.7408 | 53.1420 | -1.0252 | Solar |  |  |  |  | Anesco | UK Renewable Energy Planning Database | https://www.gov.uk/government/collections/renewable-energy-planning-data | UK Renewable Energy Planning Database | 1103298 | [9 empty] | 8.31 | 8.65 | 8.70 | 8.72 | 8.8 | NO-ESTIMATION | NO-ESTIMATION | NO-ESTIMATION | NO-ESTIMATION | CAPACITY-FACTOR-V1
GBR | United Kingdom | Lincoln Farm |  | GBR0001826 | 11.4 | 53.1427 | 0.2023 | Solar |  |  |  |  | juwi Renewable Energies | UK Renewable Energy Planning Database | https://www.gov.uk/government/collections/renewable-energy-planning-data | UK Renewable Energy Planning Database | [10 empty] | 17.34 | 17.12 | 17.34 | 17.30 | 17.51 | NO-ESTIMATION | NO-ESTIMATION | NO-ESTIMATION | NO-ESTIMATION | CAPACITY-FACTOR-V1
GBR | United Kingdom | SPD 3 Grange Farm |  | GBR0002140 | 9.4954 | 53.1440 | -0.1605 | Solar |  |  |  |  | Solar Park Developments | UK Renewable Energy Planning Database | https://www.gov.uk/government/collections/renewable-energy-planning-data | UK Renewable Energy Planning Database | [10 empty] | 14.29 | 14.13 | 14.34 | 14.38 | 14.43 | SOLAR-V1-NO-AGE | SOLAR-V1-NO-AGE | SOLAR-V1-NO-AGE | SOLAR-V1-NO-AGE | SOLAR-V1-NO-AGE
GBR | United Kingdom | Land North of the Wood at Averill Farm |  | GBR0005554 | 5 | 53.1469 | -1.3955 | Solar |  |  |  |  | Stretton Solar | UK Renewable Energy Planning Database | https://www.gov.uk/government/collections/renewable-energy-planning-data | UK Renewable Energy Planning Database | [10 empty] | 7.14 | 7.60 | 7.64 | 7.64 | 7.74 | NO-ESTIMATION | NO-ESTIMATION | NO-ESTIMATION | NO-ESTIMATION | NO-ESTIMATION
GBR | United Kingdom | Skegness |  | GBR0001622 | 10.684 | 53.1480 | 0.2348 | Solar |  |  |  |  | Mr. A. Fornal | UK Renewable Energy Planning Database | https://www.gov.uk/government/collections/renewable-energy-planning-data | UK Renewable Energy Planning Database | [10 empty] | 16.38 | 16.12 | 16.33 | 16.29 | 16.49 | SOLAR-V1-NO-AGE | SOLAR-V1-NO-AGE | SOLAR-V1-NO-AGE | SOLAR-V1-NO-AGE | SOLAR-V1-NO-AGE
GBR | United Kingdom | Averhill Farm |  | GBR0005287 | 5 | 53.1481 | -1.3870 | Solar |  |  |  |  | Lightsource Renewable Energy | UK Renewable Energy Planning Database | https://www.gov.uk/government/collections/renewable-energy-planning-data | UK Renewable Energy Planning Database | [10 empty] | 7.14 | 7.60 | 7.64 | 7.64 | 7.74 | SOLAR-V1-NO-AGE | SOLAR-V1-NO-AGE | SOLAR-V1-NO-AGE | SOLAR-V1-NO-AGE | SOLAR-V1-NO-AGE
GBR | United Kingdom | Padleywood Farm |  | GBR0005165 | 5 | 53.1481 | -1.3870 | Solar |  |  |  |  | OST Energy | UK Renewable Energy Planning Database | https://www.gov.uk/government/collections/renewable-energy-planning-data | UK Renewable Energy Planning Database | [10 empty] | 7.14 | 7.60 | 7.64 | 7.64 | 7.74 | NO-ESTIMATION | NO-ESTIMATION | NO-ESTIMATION | NO-ESTIMATION | NO-ESTIMATION
GBR | United Kingdom | Eakring Solar Farm |  | GBR0002320 | 11.9 | 53.1547 | -1.0140 | Solar |  |  |  |  | Lightsource Renewable Energy | UK Renewable Energy Planning Database | https://www.gov.uk/government/collections/renewable-energy-planning-data | UK Renewable Energy Planning Database | 1114374 | [9 empty] | 17.49 | 18.13 | 18.20 | 18.25 | 18.58 | SOLAR-V1-NO-AGE | SOLAR-V1-NO-AGE | SOLAR-V1-NO-AGE | SOLAR-V1-NO-AGE | SOLAR-V1-NO-AGE
GBR | United Kingdom | Skegness Solar Park |  | GBR0002160 | 4.9 | 53.1551 | 0.2965 | Solar |  |  |  |  | Skegness Solar Park | UK Renewable Energy Planning Database | https://www.gov.uk/government/collections/renewable-energy-planning-data | UK Renewable Energy Planning Database | [10 empty] | 7.29 | 7.17 | 7.26 | 7.24 | 7.27 | HYDRO-V1 | HYDRO-V1 | HYDRO-V1 | HYDRO-V1 | HYDRO-V1
GBR | United Kingdom | Safeguard Bradwall |  | GBR0005447 | 4.9975 | 53.1589 | -2.3824 | Solar |  |  |  |  | Lightsource Renewable Energy | UK Renewable Energy Planning Database | https://www.gov.uk/government/collections/renewable-energy-planning-data | UK Renewable Energy Planning Database | [10 empty] | 7.08 | 7.62 | 7.37 | 7.44 | 7.7 | NO-ESTIMATION | NO-ESTIMATION | NO-ESTIMATION | NO-ESTIMATION | CAPACITY-FACTOR-V1
GBR | United Kingdom | Land At Debdale Lane |  | GBR0005401 | 5 | 53.1602 | -1.2161 | Solar |  |  |  |  | Equitix Fund IV | UK Renewable Energy Planning Database | https://www.gov.uk/government/collections/renewable-energy-planning-data | UK Renewable Energy Planning Database | [10 empty] | 7.14 | 7.60 | 7.64 | 7.66 | 7.74 | NO-ESTIMATION | NO-ESTIMATION | NO-ESTIMATION | NO-ESTIMATION | CAPACITY-FACTOR-V1
GBR | United Kingdom | Parciau Farm Solar Park |  | GBR0002110 | 13.9 | 53.1653 | -4.2414 | Solar |  |  |  |  | Kronos Solar | UK Renewable Energy Planning Database | https://www.gov.uk/government/collections/renewable-energy-planning-data | UK Renewable Energy Planning Database | [10 empty] | 20.99 | 21.16 | 20.84 | 20.84 | 21.67 | SOLAR-V1-NO-AGE | SOLAR-V1-NO-AGE | SOLAR-V1-NO-AGE | SOLAR-V1-NO-AGE | SOLAR-V1-NO-AGE
GBR | United Kingdom | Huntington Water Treatment Works |  | GBR2001123 | 7.2 | 53.1696 | -2.8661 | Solar |  |  |  |  | United Utilities | UK Renewable Energy Planning Database | https://www.gov.uk/government/collections/renewable-energy-planning-data | UK Renewable Energy Planning Database | [10 empty] | 10.13 | 10.84 | 10.68 | 10.83 | 11 | SOLAR-V1-NO-AGE | SOLAR-V1-NO-AGE | SOLAR-V1-NO-AGE | SOLAR-V1-NO-AGE | SOLAR-V1-NO-AGE
GBR | United Kingdom | Bodorgan Solar Farm |  | GBR0002104 | 12.6 | 53.1787 | -4.4148 | Solar |  |  |  |  | Anesco | UK Renewable Energy Planning Database | https://www.gov.uk/government/collections/renewable-energy-planning-data | UK Renewable Energy Planning Database | [10 empty] | 18.97 | 19.23 | 18.94 | 19.23 | 19.79 | SOLAR-V1-NO-AGE | SOLAR-V1-NO-AGE | SOLAR-V1-NO-AGE | SOLAR-V1-NO-AGE | SOLAR-V1-NO-AGE
GBR | United Kingdom | Littlewood Lane Solar |  | GBR0005687 | 5 | 53.1812 | -1.2038 | Solar |  |  |  |  | Littlewood Renewables | UK Renewable Energy Planning Database | https://www.gov.uk/government/collections/renewable-energy-planning-data | UK Renewable Energy Planning Database | [10 empty] | 7.14 | 7.60 | 7.64 | 7.66 | 7.74 | NO-ESTIMATION | NO-ESTIMATION | NO-ESTIMATION | NO-ESTIMATION | NO-ESTIMATION
GBR | United Kingdom | Branston solar park |  | GBR0002323 | 18.9 | 53.1813 | -0.4736 | Solar |  |  |  |  | Inazin Energy Limited/Low Carbon | UK Renewable Energy Planning Database | https://www.gov.uk/government/collections/renewable-energy-planning-data | UK Renewable Energy Planning Database | 1101412 | [9 empty] | 27.82 | 28.41 | 28.88 | 28.96 | 29.37 | HYDRO-V1 | HYDRO-V1 | HYDRO-V1 | HYDRO-V1 | HYDRO-V1
GBR | United Kingdom | Land South Off Ollerton Road |  | GBR0005293 | 4.2 | 53.1874 | -1.0553 | Solar |  |  |  |  | Anesco | UK Renewable Energy Planning Database | https://www.gov.uk/government/collections/renewable-energy-planning-data | UK Renewable Energy Planning Database | [10 empty] | 6.02 | 6.18 | 6.26 | 6.28 | 6.27 | SOLAR-V1-NO-AGE | SOLAR-V1-NO-AGE | SOLAR-V1-NO-AGE | SOLAR-V1-NO-AGE | SOLAR-V1-NO-AGE
GBR | United Kingdom | Rufford Lane |  | GBR0004983 | 2.6 | 53.1881 | -1.0072 | Solar |  |  |  |  | Anesco | UK Renewable Energy Planning Database | https://www.gov.uk/government/collections/renewable-energy-planning-data | UK Renewable Energy Planning Database | [10 empty] | 3.77 | 3.77 | 3.79 | 3.80 | 3.78 | NO-ESTIMATION | NO-ESTIMATION | NO-ESTIMATION | NO-ESTIMATION | NO-ESTIMATION
GBR | United Kingdom | 30 Acres |  | GBR0005396 | 4.965 | 53.2062 | -1.1968 | Solar |  |  |  |  | Navitas Project | UK Renewable Energy Planning Database | https://www.gov.uk/government/collections/renewable-energy-planning-data | UK Renewable Energy Planning Database | [10 empty] | 7.09 | 7.55 | 7.59 | 7.61 | 7.69 | SOLAR-V1-NO-AGE | SOLAR-V1-NO-AGE | SOLAR-V1-NO-AGE | SOLAR-V1-NO-AGE | SOLAR-V1-NO-AGE
GBR | United Kingdom | Temple Normanton (England) |  | GBR0002162 | 4.894 | 53.2071 | -1.3724 | Solar |  |  |  |  | Lark Energy | UK Renewable Energy Planning Database | https://www.gov.uk/government/collections/renewable-energy-planning-data | UK Renewable Energy Planning Database | [10 empty] | 6.79 | 7.24 | 7.28 | 7.27 | 7.35 | HYDRO-V1 | HYDRO-V1 | HYDRO-V1 | HYDRO-V1 | HYDRO-V1
GBR | United Kingdom | Egmanton Solar Farm - resubmission |  | GBR0002321 | 14.2 | 53.2113 | -0.8798 | Solar |  |  |  |  | United Photovoltaics | UK Renewable Energy Planning Database | https://www.gov.uk/government/collections/renewable-energy-planning-data | UK Renewable Energy Planning Database | [10 empty] | 20.75 | 21.30 | 21.72 | 21.78 | 22 | SOLAR-V1-NO-AGE | SOLAR-V1-NO-AGE | SOLAR-V1-NO-AGE | SOLAR-V1-NO-AGE | SOLAR-V1-NO-AGE
GBR | United Kingdom | Salford Road Solar Farm (resubmission) |  | GBR0005303 | 2.2 | 53.2189 | -1.9150 | Solar |  |  |  |  | Greater Manchester Waste Disposal Authority | UK Renewable Energy Planning Database | https://www.gov.uk/government/collections/renewable-energy-planning-data | UK Renewable Energy Planning Database | [10 empty] | 3.16 | 3.19 | 3.21 | 3.21 | 3.23 | SOLAR-V1-NO-AGE | SOLAR-V1-NO-AGE | SOLAR-V1-NO-AGE | SOLAR-V1-NO-AGE | SOLAR-V1-NO-AGE
GBR | United Kingdom | Westwood |  | GBR0001818 | 9.181 | 53.2228 | -0.9266 | Solar |  |  |  |  | Lightsource Renewable Energy | UK Renewable Energy Planning Database | https://www.gov.uk/government/collections/renewable-energy-planning-data | UK Renewable Energy Planning Database | 1106203 | [9 empty] | 13.23 | 13.70 | 13.95 | 14.00 | 14.12 | SOLAR-V1-NO-AGE | SOLAR-V1-NO-AGE | SOLAR-V1-NO-AGE | SOLAR-V1-NO-AGE | SOLAR-V1-NO-AGE
GBR | United Kingdom | Welbeck Colliery |  | GBR0002283 | 9.6 | 53.2239 | -1.1377 | Solar |  |  |  |  | Re-Fin Solar Limited | UK Renewable Energy Planning Database | https://www.gov.uk/government/collections/renewable-energy-planning-data | UK Renewable Energy Planning Database | 1103296 | [9 empty] | 13.62 | 14.47 | 14.51 | 14.55 | 14.77 | SOLAR-V1-NO-AGE | SOLAR-V1-NO-AGE | SOLAR-V1-NO-AGE | SOLAR-V1-NO-AGE | SOLAR-V1-NO-AGE
GBR | United Kingdom | Land To The East Of Back Lane |  | GBR0005128 | 5 | 53.2267 | -1.3743 | Solar |  |  |  |  | Anesco | UK Renewable Energy Planning Database | https://www.gov.uk/government/collections/renewable-energy-planning-data | UK Renewable Energy Planning Database | [10 empty] | 7.14 | 7.60 | 7.64 | 7.64 | 7.75 | SOLAR-V1-NO-AGE | SOLAR-V1-NO-AGE | SOLAR-V1-NO-AGE | SOLAR-V1-NO-AGE | SOLAR-V1-NO-AGE
GBR | United Kingdom | Toyota Motor Manufacturing Uk - Deeside |  | GBR0002078 | 3.8 | 53.2279 | -3.0248 | Solar |  |  |  |  | Toyota Motor Manufacturing Ltd - Graham Hillier - 01244 282027 | UK Renewable Energy Planning Database | https://www.gov.uk/government/collections/renewable-energy-planning-data | UK Renewable Energy Planning Database | [10 empty] | 5.50 | 5.62 | 5.62 | 5.70 | 5.68 | NO-ESTIMATION | NO-ESTIMATION | NO-ESTIMATION | NO-ESTIMATION | NO-ESTIMATION
GBR | United Kingdom | Netherfield Lane |  | GBR0002271 | 19.7 | 53.2311 | -1.0914 | Solar |  |  |  |  | Lightsource Renewable Energy | UK Renewable Energy Planning Database | https://www.gov.uk/government/collections/renewable-energy-planning-data | UK Renewable Energy Planning Database | [10 empty] | 29.19 | 30.03 | 30.20 | 30.28 | 30.82 | SOLAR-V1-NO-AGE | SOLAR-V1-NO-AGE | SOLAR-V1-NO-AGE | SOLAR-V1-NO-AGE | SOLAR-V1-NO-AGE
GBR | United Kingdom | Bryn yr Odyn Solar Farm |  | GBR0002353 | 15 | 53.2333 | -4.4047 | Solar |  |  |  |  | New Forest Energy Ltd | UK Renewable Energy Planning Database | https://www.gov.uk/government/collections/renewable-energy-planning-data | UK Renewable Energy Planning Database | 1100763 | [9 empty] | 22.55 | 22.86 | 22.51 | 22.87 | 23.53 | NO-ESTIMATION | NO-ESTIMATION | NO-ESTIMATION | NO-ESTIMATION | NO-ESTIMATION
GBR | United Kingdom | Cherry Tree Farm |  | GBR0002184 | 5 | 53.2373 | -1.3425 | Solar |  |  |  |  | Trina Solar | UK Renewable Energy Planning Database | https://www.gov.uk/government/collections/renewable-energy-planning-data | UK Renewable Energy Planning Database | 1114846 | [9 empty] | 7.14 | 7.60 | 7.64 | 7.64 | 7.74 | SOLAR-V1-NO-AGE | SOLAR-V1-NO-AGE | SOLAR-V1-NO-AGE | SOLAR-V1-NO-AGE | SOLAR-V1-NO-AGE
GBR | United Kingdom | Bolsovermoor Quarry |  | GBR0005404 | 4.9979 | 53.2398 | -1.2544 | Solar |  |  |  |  | Lightsource Renewable Energy | UK Renewable Energy Planning Database | https://www.gov.uk/government/collections/renewable-energy-planning-data | UK Renewable Energy Planning Database | [10 empty] | 7.14 | 7.60 | 7.64 | 7.63 | 7.74 | NO-ESTIMATION | NO-ESTIMATION | NO-ESTIMATION | NO-ESTIMATION | CAPACITY-FACTOR-V1
GBR | United Kingdom | Welbeck |  | GBR0002260 | 11.2608 | 53.2406 | -1.1080 | Solar |  |  |  |  | Solar century / Magnetar Solar | UK Renewable Energy Planning Database | https://www.gov.uk/government/collections/renewable-energy-planning-data | UK Renewable Energy Planning Database | [10 empty] | 16.40 | 17.13 | 17.19 | 17.23 | 17.53 | NO-ESTIMATION | NO-ESTIMATION | NO-ESTIMATION | NO-ESTIMATION | CAPACITY-FACTOR-V1
GBR | United Kingdom | Shotwick |  | GBR0002347 | 72.209 | 53.2409 | -3.0227 | Solar |  |  |  |  | Foresight Solar Fund | UK Renewable Energy Planning Database | https://www.gov.uk/government/collections/renewable-energy-planning-data | UK Renewable Energy Planning Database | 1113339 | [9 empty] | 102.11 | 104.14 | 104.36 | 105.06 | 106.74 | HYDRO-V1 | HYDRO-V1 | HYDRO-V1 | HYDRO-V1 | HYDRO-V1
GBR | United Kingdom | Fiskerton Solar Farm |  | GBR0002369 | 13.0425 | 53.2439 | -0.4287 | Solar |  |  |  |  | Lark Energy | UK Renewable Energy Planning Database | https://www.gov.uk/government/collections/renewable-energy-planning-data | UK Renewable Energy Planning Database | 1109210 | [9 empty] | 19.02 | 19.57 | 19.89 | 19.95 | 20.23 | SOLAR-V1-NO-AGE | SOLAR-V1-NO-AGE | SOLAR-V1-NO-AGE | SOLAR-V1-NO-AGE | SOLAR-V1-NO-AGE
GBR | United Kingdom | Arkwright Solar Farm |  | GBR0002107 | 8 | 53.2479 | -1.3464 | Solar |  |  |  |  | Conergy | UK Renewable Energy Planning Database | https://www.gov.uk/government/collections/renewable-energy-planning-data | UK Renewable Energy Planning Database | [10 empty] | 11.30 | 12.04 | 12.09 | 12.08 | 12.27 | SOLAR-V1-NO-AGE | SOLAR-V1-NO-AGE | SOLAR-V1-NO-AGE | SOLAR-V1-NO-AGE | SOLAR-V1-NO-AGE
GBR | United Kingdom | Creswell Solar Park (resubmission) |  | GBR0005224 | 5 | 53.2558 | -1.2074 | Solar |  |  |  |  | Sovereign Energy Partners | UK Renewable Energy Planning Database | https://www.gov.uk/government/collections/renewable-energy-planning-data | UK Renewable Energy Planning Database | 1105914 | [9 empty] | 7.12 | 7.63 | 7.53 | 7.55 | 7.67 | SOLAR-V1-NO-AGE | SOLAR-V1-NO-AGE | SOLAR-V1-NO-AGE | SOLAR-V1-NO-AGE | SOLAR-V1-NO-AGE
GBR | United Kingdom | Flint Landfill Site Castle Park |  | GBR2001194 | 2 | 53.2560 | -3.1392 | Solar |  |  |  |  | Flintshire County Council | UK Renewable Energy Planning Database | https://www.gov.uk/government/collections/renewable-energy-planning-data | UK Renewable Energy Planning Database | [10 empty] | 2.85 | 2.89 | 2.90 | 2.89 | 2.89 | NO-ESTIMATION | NO-ESTIMATION | NO-ESTIMATION | NO-ESTIMATION | CAPACITY-FACTOR-V1
GBR | United Kingdom | Hunciecroft Farm |  | GBR0002192 | 8 | 53.2601 | -1.1878 | Solar |  |  |  |  | Solar century / Magnetar Solar | UK Renewable Energy Planning Database | https://www.gov.uk/government/collections/renewable-energy-planning-data | UK Renewable Energy Planning Database | [10 empty] | 11.26 | 12.09 | 11.91 | 11.94 | 12.13 | SOLAR-V1-NO-AGE | SOLAR-V1-NO-AGE | SOLAR-V1-NO-AGE | SOLAR-V1-NO-AGE | SOLAR-V1-NO-AGE
GBR | United Kingdom | Oxcroft |  | GBR0005383 | 4.189 | 53.2639 | -1.3044 | Solar |  |  |  |  | Anesco | UK Renewable Energy Planning Database | https://www.gov.uk/government/collections/renewable-energy-planning-data | UK Renewable Energy Planning Database | [10 empty] | 5.85 | 6.25 | 6.17 | 6.18 | 6.23 | SOLAR-V1-NO-AGE | SOLAR-V1-NO-AGE | SOLAR-V1-NO-AGE | SOLAR-V1-NO-AGE | SOLAR-V1-NO-AGE
GBR | United Kingdom | Teyrdan |  | WKS0068488 | 9.3 | 53.2680 | -3.6860 | Solar | [5 empty] | Wiki-Solar | https://www.wiki-solar.org | Wiki-Solar | [10 empty] | 14.12 | 13.86 | 14.06 | 13.91 | 14.13 | SOLAR-V1-NO-AGE | SOLAR-V1-NO-AGE | SOLAR-V1-NO-AGE | SOLAR-V1-NO-AGE | SOLAR-V1-NO-AGE
GBR | United Kingdom | Primrose Hill |  | GBR0002014 | 4.3452 | 53.2743 | -0.2944 | Solar |  |  |  |  | Sun & Soil | UK Renewable Energy Planning Database | https://www.gov.uk/government/collections/renewable-energy-planning-data | UK Renewable Energy Planning Database | [10 empty] | 6.40 | 6.35 | 6.44 | 6.43 | 6.36 | NO-ESTIMATION | NO-ESTIMATION | NO-ESTIMATION | NO-ESTIMATION | CAPACITY-FACTOR-V1
GBR | United Kingdom | The Breck |  | GBR0005520 | 5 | 53.2813 | -1.3619 | Solar |  |  |  |  | Lightsource Renewable Energy | UK Renewable Energy Planning Database | https://www.gov.uk/government/collections/renewable-energy-planning-data | UK Renewable Energy Planning Database | [10 empty] | 7.11 | 7.65 | 7.50 | 7.52 | 7.76 | HYDRO-V1 | HYDRO-V1 | HYDRO-V1 | HYDRO-V1 | HYDRO-V1
GBR | United Kingdom | Kinmel 1 CIC |  | GBR0002253 | 5 | 53.2868 | -3.5252 | Solar |  |  |  |  | Haymaker Energy | UK Renewable Energy Planning Database | https://www.gov.uk/government/collections/renewable-energy-planning-data | UK Renewable Energy Planning Database | [10 empty] | 7.62 | 7.49 | 7.60 | 7.50 | 7.61 | HYDRO-V1 | HYDRO-V1 | HYDRO-V1 | HYDRO-V1 | HYDRO-V1
GBR | United Kingdom | Kinmel 2 CIC |  | GBR0006015 | 5 | 53.2868 | -3.5252 | Solar |  |  |  |  | Haymaker Energy | UK Renewable Energy Planning Database | https://www.gov.uk/government/collections/renewable-energy-planning-data | UK Renewable Energy Planning Database | [10 empty] | 7.62 | 7.49 | 7.60 | 7.50 | 7.61 | NO-ESTIMATION | NO-ESTIMATION | NO-ESTIMATION | NO-ESTIMATION | CAPACITY-FACTOR-V1
GBR | United Kingdom | Aldi Distribution Centre - Neston |  | GBR0001390 | 1.2 | 53.2894 | -3.0322 | Solar |  |  |  |  | Aldi | UK Renewable Energy Planning Database | https://www.gov.uk/government/collections/renewable-energy-planning-data | UK Renewable Energy Planning Database | [10 empty] | 1.61 | 1.69 | 1.68 | 1.70 | 1.69 | NO-ESTIMATION | NO-ESTIMATION | NO-ESTIMATION | NO-ESTIMATION | CAPACITY-FACTOR-V1
GBR | United Kingdom | Walmoor Farm solar park |  | GBR0002128 | 4 | 53.3026 | -0.9195 | Solar |  |  |  |  | Green Switch Solutions | UK Renewable Energy Planning Database | https://www.gov.uk/government/collections/renewable-energy-planning-data | UK Renewable Energy Planning Database | 1108400 | [9 empty] | 5.73 | 5.88 | 5.93 | 5.94 | 6.02 | HYDRO-V1 | HYDRO-V1 | HYDRO-V1 | HYDRO-V1 | HYDRO-V1
GBR | United Kingdom | Little Morton Solar Farm |  | GBR0001497 | 14.3 | 53.3039 | -0.9932 | Solar |  |  |  |  | Lightsource Renewable Energy | UK Renewable Energy Planning Database | https://www.gov.uk/government/collections/renewable-energy-planning-data | UK Renewable Energy Planning Database | 1106586 | [9 empty] | 20.78 | 21.83 | 21.59 | 21.65 | 22.26 | SOLAR-V1-NO-AGE | SOLAR-V1-NO-AGE | SOLAR-V1-NO-AGE | SOLAR-V1-NO-AGE | SOLAR-V1-NO-AGE
GBR | United Kingdom | Walkers Wood Solar Park |  | GBR0002151 | 27 | 53.3124 | -0.9997 | Solar |  |  |  |  | Solar century / Magnetar Solar | UK Renewable Energy Planning Database | https://www.gov.uk/government/collections/renewable-energy-planning-data | UK Renewable Energy Planning Database | 1105818 | [9 empty] | 37.47 | 39.05 | 38.66 | 38.77 | 39.88 | SOLAR-V1-NO-AGE | SOLAR-V1-NO-AGE | SOLAR-V1-NO-AGE | SOLAR-V1-NO-AGE | SOLAR-V1-NO-AGE
GBR | United Kingdom | High Leas |  | GBR0002277 | 6.5 | 53.3199 | 0.0947 | Solar |  |  |  |  | European Energy Photovoltaics | UK Renewable Energy Planning Database | https://www.gov.uk/government/collections/renewable-energy-planning-data | UK Renewable Energy Planning Database | [10 empty] | 9.74 | 9.57 | 9.73 | 9.76 | 9.74 | HYDRO-V1 | HYDRO-V1 | HYDRO-V1 | HYDRO-V1 | HYDRO-V1
GBR | United Kingdom | Danes Farm |  | GBR0001578 | 3.3 | 53.3224 | -0.6975 | Solar |  |  |  |  | Freewatt Renewable Energy | UK Renewable Energy Planning Database | https://www.gov.uk/government/collections/renewable-energy-planning-data | UK Renewable Energy Planning Database | [10 empty] | 4.70 | 4.84 | 4.93 | 4.94 | 4.91 | SOLAR-V1-NO-AGE | SOLAR-V1-NO-AGE | SOLAR-V1-NO-AGE | SOLAR-V1-NO-AGE | SOLAR-V1-NO-AGE
GBR | United Kingdom | Danes Farm - extension |  | GBR0001525 | 10.5 | 53.3224 | -0.6975 | Solar |  |  |  |  | Freewatt Renewable Energy | UK Renewable Energy Planning Database | https://www.gov.uk/government/collections/renewable-energy-planning-data | UK Renewable Energy Planning Database | [10 empty] | 15.31 | 15.81 | 16.12 | 16.17 | 16.47 | NO-ESTIMATION | NO-ESTIMATION | NO-ESTIMATION | NO-ESTIMATION | CAPACITY-FACTOR-V1
GBR | United Kingdom | Tiln Farm solar park |  | GBR0002356 | 8 | 53.3468 | -0.9294 | Solar |  |  |  |  | Pfalz Solar | UK Renewable Energy Planning Database | https://www.gov.uk/government/collections/renewable-energy-planning-data | UK Renewable Energy Planning Database | 1109332 | [9 empty] | 11.45 | 11.97 | 12.00 | 12.03 | 12.29 | NO-ESTIMATION | NO-ESTIMATION | NO-ESTIMATION | NO-ESTIMATION | CAPACITY-FACTOR-V1
GBR | United Kingdom | Tiln Farm Retford (extension) |  | GBR0005167 | 1.7 | 53.3482 | -0.9281 | Solar |  |  |  |  | Pfalz Solar | UK Renewable Energy Planning Database | https://www.gov.uk/government/collections/renewable-energy-planning-data | UK Renewable Energy Planning Database | 1109332 | [9 empty] | 2.27 | 2.35 | 2.36 | 2.36 | 2.37 | SOLAR-V1-NO-AGE | SOLAR-V1-NO-AGE | SOLAR-V1-NO-AGE | SOLAR-V1-NO-AGE | SOLAR-V1-NO-AGE
GBR | United Kingdom | Barnby Moor |  | GBR0001404 | 4 | 53.3564 | -0.9954 | Solar |  |  |  |  | Lark Energy | UK Renewable Energy Planning Database | https://www.gov.uk/government/collections/renewable-energy-planning-data | UK Renewable Energy Planning Database | [10 empty] | 5.65 | 5.95 | 5.91 | 5.93 | 5.98 | SOLAR-V1-NO-AGE | SOLAR-V1-NO-AGE | SOLAR-V1-NO-AGE | SOLAR-V1-NO-AGE | SOLAR-V1-NO-AGE
GBR | United Kingdom | Jubilee Farm Barnby Moor |  | GBR0002221 | 5 | 53.3659 | -1.0330 | Solar |  |  |  |  | NESF (formerly Lark Energy) | UK Renewable Energy Planning Database | https://www.gov.uk/government/collections/renewable-energy-planning-data | UK Renewable Energy Planning Database | [10 empty] | 7.14 | 7.63 | 7.53 | 7.55 | 7.57 | NO-ESTIMATION | NO-ESTIMATION | NO-ESTIMATION | NO-ESTIMATION | CAPACITY-FACTOR-V1
GBR | United Kingdom | Warrington Home Solar Scheme |  | GBR0001892 | 5.3 | 53.3873 | -2.6029 | Solar |  |  |  |  | Warrington Council | UK Renewable Energy Planning Database | https://www.gov.uk/government/collections/renewable-energy-planning-data | UK Renewable Energy Planning Database | [10 empty] | 7.53 | 8.09 | 7.73 | 7.97 | 8.24 | NO-ESTIMATION | NO-ESTIMATION | NO-ESTIMATION | NO-ESTIMATION | CAPACITY-FACTOR-V1
GBR | United Kingdom | Yarburgh |  | GBR0002309 | 8.0861 | 53.4075 | 0.0188 | Solar |  |  |  |  | Green Switch Solutions - SOLD | UK Renewable Energy Planning Database | https://www.gov.uk/government/collections/renewable-energy-planning-data | UK Renewable Energy Planning Database | [10 empty] | 12.10 | 11.99 | 12.17 | 12.20 | 12.21 | NO-ESTIMATION | NO-ESTIMATION | NO-ESTIMATION | NO-ESTIMATION | CAPACITY-FACTOR-V1
GBR | United Kingdom | Fen Farm Solar Park |  | GBR0001018 | 1 | 53.4233 | 0.0690 | Solar |  |  |  |  | Ecotricity | UK Renewable Energy Planning Database | https://www.gov.uk/government/collections/renewable-energy-planning-data | UK Renewable Energy Planning Database | [10 empty] | 1.40 | 1.49 | 1.43 | 1.43 | 1.43 | NO-ESTIMATION | NO-ESTIMATION | NO-ESTIMATION | NO-ESTIMATION | CAPACITY-FACTOR-V1
GBR | United Kingdom | Misson Solar Farm |  | GBR0006181 | 5 | 53.4454 | -0.9810 | Solar |  |  |  |  | Novus | UK Renewable Energy Planning Database | https://www.gov.uk/government/collections/renewable-energy-planning-data | UK Renewable Energy Planning Database | [10 empty] | 7.14 | 7.64 | 7.53 | 7.55 | 7.66 | NO-ESTIMATION | NO-ESTIMATION | NO-ESTIMATION | NO-ESTIMATION | CAPACITY-FACTOR-V1
GBR | United Kingdom | Godley Water Treatment Works |  | GBR0005756 | 3 | 53.4551 | -2.0585 | Solar |  |  |  |  | United Utilities | UK Renewable Energy Planning Database | https://www.gov.uk/government/collections/renewable-energy-planning-data | UK Renewable Energy Planning Database | [10 empty] | 4.23 | 4.49 | 4.35 | 4.35 | 4.45 | NO-ESTIMATION | NO-ESTIMATION | NO-ESTIMATION | NO-ESTIMATION | CAPACITY-FACTOR-V1
GBR | United Kingdom | Laceby Solar Farm |  | GBR0004880 | 27.1 | 53.5251 | -0.1461 | Solar |  |  |  |  | Conergy | UK Renewable Energy Planning Database | https://www.gov.uk/government/collections/renewable-energy-planning-data | UK Renewable Energy Planning Database | 1113835 | [9 empty] | 38.81 | 38.48 | 39.20 | 39.09 | 39.37 | NO-ESTIMATION | NO-ESTIMATION | NO-ESTIMATION | NO-ESTIMATION | CAPACITY-FACTOR-V1
GBR | United Kingdom | Goldthorpe |  | GBR0001473 | 1.5 | 53.5295 | -1.3165 | Solar |  |  |  |  | Aldi | UK Renewable Energy Planning Database | https://www.gov.uk/government/collections/renewable-energy-planning-data | UK Renewable Energy Planning Database | [10 empty] | 2.04 | 2.14 | 2.13 | 2.13 | 2.13 | HYDRO-V1 | HYDRO-V1 | HYDRO-V1 | HYDRO-V1 | HYDRO-V1
GBR | United Kingdom | Bent Spur Solar Farm |  | GBR0005723 | 5 | 53.5331 | -2.3760 | Solar |  |  |  |  | Active Renewables | UK Renewable Energy Planning Database | https://www.gov.uk/government/collections/renewable-energy-planning-data | UK Renewable Energy Planning Database | [10 empty] | 7.08 | 7.64 | 7.25 | 7.37 | 7.75 | SOLAR-V1-NO-AGE | SOLAR-V1-NO-AGE | SOLAR-V1-NO-AGE | SOLAR-V1-NO-AGE | SOLAR-V1-NO-AGE
GBR | United Kingdom | Next Distribution Centre Doncaster |  | GBR0006403 | 2.5 | 53.5380 | -1.0335 | Solar |  |  |  |  | Next/ Eneco | UK Renewable Energy Planning Database | https://www.gov.uk/government/collections/renewable-energy-planning-data | UK Renewable Energy Planning Database | [10 empty] | 3.60 | 3.64 | 3.65 | 3.66 | 3.61 | HYDRO-V1 | HYDRO-V1 | HYDRO-V1 | HYDRO-V1 | HYDRO-V1
GBR | United Kingdom | Ikea Distribution Centre - resubmission |  | GBR0001490 | 1.7 | 53.5406 | -1.0314 | Solar |  |  |  |  | IKEA Properties Investments Ltd | UK Renewable Energy Planning Database | https://www.gov.uk/government/collections/renewable-energy-planning-data | UK Renewable Energy Planning Database | [10 empty] | 2.26 | 2.36 | 2.35 | 2.36 | 2.34 | SOLAR-V1-NO-AGE | SOLAR-V1-NO-AGE | SOLAR-V1-NO-AGE | SOLAR-V1-NO-AGE | SOLAR-V1-NO-AGE
GBR | United Kingdom | Raventhorpe Farm |  | GBR0002241 | 38 | 53.5604 | -0.5813 | Solar |  |  |  |  | Fengate Capital | UK Renewable Energy Planning Database | https://www.gov.uk/government/collections/renewable-energy-planning-data | UK Renewable Energy Planning Database | 1105358 | [9 empty] | 53.15 | 54.06 | 55.33 | 55.48 | 56.32 | NO-ESTIMATION | NO-ESTIMATION | NO-ESTIMATION | NO-ESTIMATION | CAPACITY-FACTOR-V1
GBR | United Kingdom | Lathom (Pilkington Technical Centre) |  | GBR2001121 | 2.5 | 53.5688 | -2.8247 | Solar |  |  |  |  | Lightsource BP | UK Renewable Energy Planning Database | https://www.gov.uk/government/collections/renewable-energy-planning-data | UK Renewable Energy Planning Database | [10 empty] | 3.59 | 3.64 | 3.66 | 3.66 | 3.64 | SOLAR-V1-NO-AGE | SOLAR-V1-NO-AGE | SOLAR-V1-NO-AGE | SOLAR-V1-NO-AGE | SOLAR-V1-NO-AGE
GBR | United Kingdom | Salford Road |  | GBR0006162 | 1.6 | 53.5799 | -2.4269 | Solar |  |  |  |  | Aldi | UK Renewable Energy Planning Database | https://www.gov.uk/government/collections/renewable-energy-planning-data | UK Renewable Energy Planning Database | [10 empty] | 2.17 | 2.28 | 2.19 | 2.26 | 2.3 | SOLAR-V1-NO-AGE | SOLAR-V1-NO-AGE | SOLAR-V1-NO-AGE | SOLAR-V1-NO-AGE | SOLAR-V1-NO-AGE
GBR | United Kingdom | Heywood |  | WKS0066428 | 4.2 | 53.5960 | -2.1960 | Solar | [5 empty] | Wiki-Solar | https://www.wiki-solar.org | Wiki-Solar | [10 empty] | 5.82 | 6.25 | 5.95 | 5.99 | 6.26 | NO-ESTIMATION | NO-ESTIMATION | NO-ESTIMATION | NO-ESTIMATION | CAPACITY-FACTOR-V1
GBR | United Kingdom | Thompson House Equestrian farm |  | GBR0004785 | 5 | 53.5976 | -2.6840 | Solar |  |  |  |  | Emotion Solar One | UK Renewable Energy Planning Database | https://www.gov.uk/government/collections/renewable-energy-planning-data | UK Renewable Energy Planning Database | [10 empty] | 7.12 | 7.63 | 7.31 | 7.55 | 7.69 | NO-ESTIMATION | NO-ESTIMATION | NO-ESTIMATION | NO-ESTIMATION | CAPACITY-FACTOR-V1
GBR | United Kingdom | Flixborough Industrial Estate |  | GBR0005204 | 5 | 53.6201 | -0.6947 | Solar |  |  |  |  | NESF (formerly INRG Solar) | UK Renewable Energy Planning Database | https://www.gov.uk/government/collections/renewable-energy-planning-data | UK Renewable Energy Planning Database | [10 empty] | 7.22 | 7.47 | 7.50 | 7.52 | 7.74 | NO-ESTIMATION | NO-ESTIMATION | NO-ESTIMATION | NO-ESTIMATION | CAPACITY-FACTOR-V1
GBR | United Kingdom | Askern |  | GBR0002213 | 4.9737 | 53.6208 | -1.1602 | Solar |  |  |  |  | Anesco | UK Renewable Energy Planning Database | https://www.gov.uk/government/collections/renewable-energy-planning-data | UK Renewable Energy Planning Database | 1105858 | [9 empty] | 7.08 | 7.60 | 7.49 | 7.48 | 7.66 | HYDRO-V1 | HYDRO-V1 | HYDRO-V1 | HYDRO-V1 | HYDRO-V1
GBR | United Kingdom | Thorne Colliery |  | WKS0068489 | 5 | 53.6350 | -0.9350 | Solar | [5 empty] | Wiki-Solar | https://www.wiki-solar.org | Wiki-Solar | [10 empty] | 7.23 | 7.57 | 7.66 | 7.68 | 7.75 | SOLAR-V1-NO-AGE | SOLAR-V1-NO-AGE | SOLAR-V1-NO-AGE | SOLAR-V1-NO-AGE | SOLAR-V1-NO-AGE
GBR | United Kingdom | Land at Pollington Airfield |  | GBR0005322 | 5 | 53.6735 | -1.0666 | Solar |  |  |  |  | Lightsource Renewable Energy | UK Renewable Energy Planning Database | https://www.gov.uk/government/collections/renewable-energy-planning-data | UK Renewable Energy Planning Database | [10 empty] | 7.12 | 7.64 | 7.53 | 7.52 | 7.69 | HYDRO-V1 | HYDRO-V1 | HYDRO-V1 | HYDRO-V1 | HYDRO-V1
GBR | United Kingdom | Pollington Solar Farm |  | GBR0005225 | 5 | 53.6821 | -1.0867 | Solar |  |  |  |  | Pollington Solar | UK Renewable Energy Planning Database | https://www.gov.uk/government/collections/renewable-energy-planning-data | UK Renewable Energy Planning Database | [10 empty] | 7.12 | 7.64 | 7.50 | 7.52 | 7.73 | NO-ESTIMATION | NO-ESTIMATION | NO-ESTIMATION | NO-ESTIMATION | CAPACITY-FACTOR-V1
GBR | United Kingdom | Redhall Industrial Estate |  | GBR0002019 | 5 | 53.6967 | -0.0637 | Solar |  |  |  |  | Dodds Limited | UK Renewable Energy Planning Database | https://www.gov.uk/government/collections/renewable-energy-planning-data | UK Renewable Energy Planning Database | [10 empty] | 7.57 | 7.49 | 7.64 | 7.62 | 7.6 | NO-ESTIMATION | NO-ESTIMATION | NO-ESTIMATION | NO-ESTIMATION | NO-ESTIMATION
GBR | United Kingdom | Sudforth Lane (Kellingley Solar Farm) |  | GBR0005559 | 5 | 53.7028 | -1.2009 | Solar |  |  |  |  | First Renewable Developments/ Harworth Group | UK Renewable Energy Planning Database | https://www.gov.uk/government/collections/renewable-energy-planning-data | UK Renewable Energy Planning Database | [10 empty] | 7.12 | 7.65 | 7.50 | 7.50 | 7.77 | SOLAR-V1-NO-AGE | SOLAR-V1-NO-AGE | SOLAR-V1-NO-AGE | SOLAR-V1-NO-AGE | SOLAR-V1-NO-AGE
GBR | United Kingdom | Knottingley A |  | GBR0002264 | 5 | 53.7028 | -1.2423 | Solar |  |  |  |  | Envantage Renewables | UK Renewable Energy Planning Database | https://www.gov.uk/government/collections/renewable-energy-planning-data | UK Renewable Energy Planning Database | [10 empty] | 7.11 | 7.63 | 7.48 | 7.45 | 7.75 | NO-ESTIMATION | NO-ESTIMATION | NO-ESTIMATION | NO-ESTIMATION | CAPACITY-FACTOR-V1
GBR | United Kingdom | Knottingley B |  | GBR0006129 | 2.4 | 53.7028 | -1.2423 | Solar |  |  |  |  | Envantage Renewables | UK Renewable Energy Planning Database | https://www.gov.uk/government/collections/renewable-energy-planning-data | UK Renewable Energy Planning Database | [10 empty] | 3.44 | 3.47 | 3.48 | 3.49 | 3.5 | HYDRO-V1 | HYDRO-V1 | HYDRO-V1 | HYDRO-V1 | HYDRO-V1
GBR | United Kingdom | Carver Hay moss lane |  | GBR0005838 | 2.5 | 53.7066 | -2.7814 | Solar |  |  |  |  | Navitas Project | UK Renewable Energy Planning Database | https://www.gov.uk/government/collections/renewable-energy-planning-data | UK Renewable Energy Planning Database | [10 empty] | 3.61 | 3.65 | 3.65 | 3.66 | 3.59 | NO-ESTIMATION | NO-ESTIMATION | NO-ESTIMATION | NO-ESTIMATION | CAPACITY-FACTOR-V1
GBR | United Kingdom | Haigh Hall Solar Farm (Resubmission) |  | GBR0006402 | 5 | 53.7119 | -1.5715 | Solar |  |  |  |  | Athos Solar | UK Renewable Energy Planning Database | https://www.gov.uk/government/collections/renewable-energy-planning-data | UK Renewable Energy Planning Database | 1108931 | [9 empty] | 7.07 | 7.56 | 7.22 | 7.24 | 7.64 | SOLAR-V1-NO-AGE | SOLAR-V1-NO-AGE | SOLAR-V1-NO-AGE | SOLAR-V1-NO-AGE | SOLAR-V1-NO-AGE
GBR | United Kingdom | Clifton Marsh Wastewater Treatment Works |  | GBR2001122 | 3.2 | 53.7497 | -2.8319 | Solar |  |  |  |  | United Utilities Water/ Preston City Council | UK Renewable Energy Planning Database | https://www.gov.uk/government/collections/renewable-energy-planning-data | UK Renewable Energy Planning Database | [10 empty] | 4.62 | 4.73 | 4.82 | 4.82 | 4.78 | HYDRO-V1 | HYDRO-V1 | HYDRO-V1 | HYDRO-V1 | HYDRO-V1
GBR | United Kingdom | Clifton Marsh Wastewater Treatment Works |  | GBR2001120 | 1.3 | 53.7511 | -2.8259 | Solar |  |  |  |  | United Utilities | UK Renewable Energy Planning Database | https://www.gov.uk/government/collections/renewable-energy-planning-data | UK Renewable Energy Planning Database | [10 empty] | 1.74 | 1.81 | 1.82 | 1.82 | 1.82 | NO-ESTIMATION | NO-ESTIMATION | NO-ESTIMATION | NO-ESTIMATION | CAPACITY-FACTOR-V1
GBR | United Kingdom | Cooper House Farm |  | GBR0005321 | 5 | 53.7664 | -2.8762 | Solar |  |  |  |  | Suncredit UK/ Vogt solar | UK Renewable Energy Planning Database | https://www.gov.uk/government/collections/renewable-energy-planning-data | UK Renewable Energy Planning Database | [10 empty] | 7.25 | 7.55 | 7.64 | 7.65 | 7.74 | NO-ESTIMATION | NO-ESTIMATION | NO-ESTIMATION | NO-ESTIMATION | CAPACITY-FACTOR-V1
GBR | United Kingdom | BAE Samlesbury Aerodrome |  | GBR0002179 | 2 | 53.7709 | -2.5782 | Solar |  |  |  |  | British Aerospace Defence Limited | UK Renewable Energy Planning Database | https://www.gov.uk/government/collections/renewable-energy-planning-data | UK Renewable Energy Planning Database | [10 empty] | 2.82 | 2.87 | 2.85 | 2.86 | 2.91 | SOLAR-V1-NO-AGE | SOLAR-V1-NO-AGE | SOLAR-V1-NO-AGE | SOLAR-V1-NO-AGE | SOLAR-V1-NO-AGE
GBR | United Kingdom | Oakfield Farm |  | GBR0006230 | 5 | 53.7719 | -2.8103 | Solar |  |  |  |  | Renewable Source | UK Renewable Energy Planning Database | https://www.gov.uk/government/collections/renewable-energy-planning-data | UK Renewable Energy Planning Database | 1110950 | [9 empty] | 7.12 | 7.63 | 7.26 | 7.50 | 7.75 | NO-ESTIMATION | NO-ESTIMATION | NO-ESTIMATION | NO-ESTIMATION | CAPACITY-FACTOR-V1
GBR | United Kingdom | Oakfield Farm - extension |  | GBR0006231 | 1.7 | 53.7722 | -2.8066 | Solar |  |  |  |  | Renewable Source | UK Renewable Energy Planning Database | https://www.gov.uk/government/collections/renewable-energy-planning-data | UK Renewable Energy Planning Database | 1110950 | [9 empty] | 2.25 | 2.36 | 2.27 | 2.36 | 2.38 | SOLAR-V1-NO-AGE | SOLAR-V1-NO-AGE | SOLAR-V1-NO-AGE | SOLAR-V1-NO-AGE | SOLAR-V1-NO-AGE
GBR | United Kingdom | Land off Moss Side Lane (resubmission) |  | GBR0005928 | 5 | 53.7750 | -2.9298 | Solar |  |  |  |  | WEL Solar Park 11 | UK Renewable Energy Planning Database | https://www.gov.uk/government/collections/renewable-energy-planning-data | UK Renewable Energy Planning Database | [10 empty] | 7.29 | 7.47 | 7.67 | 7.65 | 7.71 | NO-ESTIMATION | NO-ESTIMATION | NO-ESTIMATION | NO-ESTIMATION | NO-ESTIMATION
GBR | United Kingdom | Staining Wood Farm |  | GBR0005328 | 4.9 | 53.7805 | -2.9599 | Solar |  |  |  |  | Lightsource Renewable Energy | UK Renewable Energy Planning Database | https://www.gov.uk/government/collections/renewable-energy-planning-data | UK Renewable Energy Planning Database | 1114844 | [9 empty] | 6.95 | 7.16 | 7.27 | 7.30 | 7.33 | SOLAR-V1-NO-AGE | SOLAR-V1-NO-AGE | SOLAR-V1-NO-AGE | SOLAR-V1-NO-AGE | SOLAR-V1-NO-AGE
GBR | United Kingdom | Fell View Farm (Phase 2) |  | GBR0005261 | 2.9 | 53.7915 | -2.6236 | Solar |  |  |  |  | Anesco | UK Renewable Energy Planning Database | https://www.gov.uk/government/collections/renewable-energy-planning-data | UK Renewable Energy Planning Database | [10 empty] | 4.15 | 4.24 | 4.22 | 4.22 | 4.29 | NO-ESTIMATION | NO-ESTIMATION | NO-ESTIMATION | NO-ESTIMATION | CAPACITY-FACTOR-V1
GBR | United Kingdom | Fell View |  | GBR0005132 | 4.258 | 53.7918 | -2.6203 | Solar |  |  |  |  | Anesco | UK Renewable Energy Planning Database | https://www.gov.uk/government/collections/renewable-energy-planning-data | UK Renewable Energy Planning Database | [10 empty] | 5.92 | 6.22 | 6.05 | 6.08 | 6.3 | SOLAR-V1-NO-AGE | SOLAR-V1-NO-AGE | SOLAR-V1-NO-AGE | SOLAR-V1-NO-AGE | SOLAR-V1-NO-AGE
GBR | United Kingdom | Kingspan Insulation Solar Installation |  | GBR0001294 | 5 | 53.7944 | -1.2259 | Solar |  |  |  |  | Kingspan Insulation/ Eneco | UK Renewable Energy Planning Database | https://www.gov.uk/government/collections/renewable-energy-planning-data | UK Renewable Energy Planning Database | [10 empty] | 7.10 | 7.64 | 7.25 | 7.29 | 7.75 | NO-ESTIMATION | NO-ESTIMATION | NO-ESTIMATION | NO-ESTIMATION | CAPACITY-FACTOR-V1
GBR | United Kingdom | Land at Ash Row Farm |  | GBR0005402 | 5 | 53.7968 | -1.2174 | Solar |  |  |  |  | Lightsource Renewable Energy | UK Renewable Energy Planning Database | https://www.gov.uk/government/collections/renewable-energy-planning-data | UK Renewable Energy Planning Database | [10 empty] | 7.10 | 7.64 | 7.25 | 7.29 | 7.75 | NO-ESTIMATION | NO-ESTIMATION | NO-ESTIMATION | NO-ESTIMATION | CAPACITY-FACTOR-V1
GBR | United Kingdom | Bransholme Solar CIC |  | GBR0005214 | 5 | 53.8085 | -0.3158 | Solar |  |  |  |  | Renesola (community owned) | UK Renewable Energy Planning Database | https://www.gov.uk/government/collections/renewable-energy-planning-data | UK Renewable Energy Planning Database | [10 empty] | 7.29 | 7.47 | 7.63 | 7.66 | 7.71 | SOLAR-V1-NO-AGE | SOLAR-V1-NO-AGE | SOLAR-V1-NO-AGE | SOLAR-V1-NO-AGE | SOLAR-V1-NO-AGE
GBR | United Kingdom | Carlam Hill Education CIC |  | GBR0004804 | 5 | 53.8085 | -0.3158 | Solar |  |  |  |  | Renesola to Greencoat (formerly Renesola) | UK Renewable Energy Planning Database | https://www.gov.uk/government/collections/renewable-energy-planning-data | UK Renewable Energy Planning Database | [10 empty] | 7.29 | 7.47 | 7.63 | 7.66 | 7.71 | NO-ESTIMATION | NO-ESTIMATION | NO-ESTIMATION | NO-ESTIMATION | NO-ESTIMATION
GBR | United Kingdom | Land To The South Of Todderstaffe |  | GBR0005486 | 4.5 | 53.8233 | -2.9621 | Solar |  |  |  |  | Solar Power Inc UK Services/SPI China (HK) | UK Renewable Energy Planning Database | https://www.gov.uk/government/collections/renewable-energy-planning-data | UK Renewable Energy Planning Database | [10 empty] | 6.48 | 6.60 | 6.72 | 6.74 | 6.72 | HYDRO-V1 | HYDRO-V1 | HYDRO-V1 | HYDRO-V1 | HYDRO-V1
GBR | United Kingdom | Land off Moss Land (resubmission) |  | GBR0005163 | 5 | 53.8457 | -2.7596 | Solar |  |  |  |  | Greencoat Capital | UK Renewable Energy Planning Database | https://www.gov.uk/government/collections/renewable-energy-planning-data | UK Renewable Energy Planning Database | [10 empty] | 7.08 | 7.64 | 7.22 | 7.32 | 7.72 | NO-ESTIMATION | NO-ESTIMATION | NO-ESTIMATION | NO-ESTIMATION | CAPACITY-FACTOR-V1
GBR | United Kingdom | Westfield Farm |  | GBR0004887 | 5 | 53.8726 | -2.7654 | Solar |  |  |  |  | Hive Energy/ Vogt Solar | UK Renewable Energy Planning Database | https://www.gov.uk/government/collections/renewable-energy-planning-data | UK Renewable Energy Planning Database | [10 empty] | 7.08 | 7.64 | 7.22 | 7.32 | 7.67 | SOLAR-V1-NO-AGE | SOLAR-V1-NO-AGE | SOLAR-V1-NO-AGE | SOLAR-V1-NO-AGE | SOLAR-V1-NO-AGE
GBR | United Kingdom | Fleetwood Water Treatment Works |  | GBR0005001 | 1.3 | 53.9091 | -3.0187 | Solar |  |  |  |  | United Utilities | UK Renewable Energy Planning Database | https://www.gov.uk/government/collections/renewable-energy-planning-data | UK Renewable Energy Planning Database | [10 empty] | 1.80 | 1.82 | 1.76 | 1.83 | 1.82 | NO-ESTIMATION | NO-ESTIMATION | NO-ESTIMATION | NO-ESTIMATION | CAPACITY-FACTOR-V1
GBR | United Kingdom | Land of coal pit lane |  | GBR0005264 | 5 | 53.9275 | -2.2596 | Solar |  |  |  |  | Wirsol Energy/Island Green Power | UK Renewable Energy Planning Database | https://www.gov.uk/government/collections/renewable-energy-planning-data | UK Renewable Energy Planning Database | [10 empty] | 6.90 | 7.64 | 7.14 | 7.28 | 7.35 | NO-ESTIMATION | NO-ESTIMATION | NO-ESTIMATION | NO-ESTIMATION | NO-ESTIMATION
GBR | United Kingdom | Arna Wood Solar |  | GBR0002263 | 6.2 | 54.0223 | -2.8228 | Solar |  |  |  |  | BE Renewables (on behalf of Arna Wood) | UK Renewable Energy Planning Database | https://www.gov.uk/government/collections/renewable-energy-planning-data | UK Renewable Energy Planning Database | [10 empty] | 8.82 | 9.28 | 9.24 | 9.32 | 9.45 | NO-ESTIMATION | NO-ESTIMATION | NO-ESTIMATION | NO-ESTIMATION | CAPACITY-FACTOR-V1
GBR | United Kingdom | Fanny House |  | GBR0005099 | 4.942 | 54.0521 | -2.8783 | Solar |  |  |  |  | Primrose Solar | UK Renewable Energy Planning Database | https://www.gov.uk/government/collections/renewable-energy-planning-data | UK Renewable Energy Planning Database | [10 empty] | 6.97 | 7.33 | 7.35 | 7.37 | 7.44 | NO-ESTIMATION | NO-ESTIMATION | NO-ESTIMATION | NO-ESTIMATION | CAPACITY-FACTOR-V1
GBR | United Kingdom | Mill Hill Farm |  | GBR0005157 | 5 | 54.0956 | -1.0323 | Solar |  |  |  |  | Lightsource Renewable Energy | UK Renewable Energy Planning Database | https://www.gov.uk/government/collections/renewable-energy-planning-data | UK Renewable Energy Planning Database | [10 empty] | 7.12 | 7.63 | 7.29 | 7.31 | 7.75 | HYDRO-V1 | HYDRO-V1 | HYDRO-V1 | HYDRO-V1 | HYDRO-V1
GBR | United Kingdom | Ravens Close |  | GBR0005017 | 5 | 54.1308 | -2.5520 | Solar |  |  |  |  | Tau Solar | UK Renewable Energy Planning Database | https://www.gov.uk/government/collections/renewable-energy-planning-data | UK Renewable Energy Planning Database | [10 empty] | 7.04 | 7.64 | 7.14 | 7.25 | 7.4 | NO-ESTIMATION | NO-ESTIMATION | NO-ESTIMATION | NO-ESTIMATION | NO-ESTIMATION
GBR | United Kingdom | Sowerby Lodge Farm |  | GBR2001023 | 5 | 54.1389 | -3.2399 | Solar |  |  |  |  | Gamma Solar Limited | UK Renewable Energy Planning Database | https://www.gov.uk/government/collections/renewable-energy-planning-data | UK Renewable Energy Planning Database | [10 empty] | 7.53 | 7.48 | 7.62 | 7.66 | 7.71 | NO-ESTIMATION | NO-ESTIMATION | NO-ESTIMATION | NO-ESTIMATION | CAPACITY-FACTOR-V1
GBR | United Kingdom | Land South of Highfield House |  | GBR0005033 | 5 | 54.1481 | -1.2324 | Solar |  |  |  |  | Lightsource Renewable Energy | UK Renewable Energy Planning Database | https://www.gov.uk/government/collections/renewable-energy-planning-data | UK Renewable Energy Planning Database | [10 empty] | 7.08 | 7.64 | 7.25 | 7.27 | 7.67 | HYDRO-V1 | HYDRO-V1 | HYDRO-V1 | HYDRO-V1 | HYDRO-V1
GBR | United Kingdom | Easingwold |  | WKS0066469 | 5 | 54.1482 | -1.2324 | Solar | [5 empty] | Wiki-Solar | https://www.wiki-solar.org | Wiki-Solar | [10 empty] | 7.08 | 7.64 | 7.25 | 7.27 | 7.67 | SOLAR-V1-NO-AGE | SOLAR-V1-NO-AGE | SOLAR-V1-NO-AGE | SOLAR-V1-NO-AGE | SOLAR-V1-NO-AGE
GBR | United Kingdom | Cold Harbour |  | GBR0004745 | 5 | 54.1698 | -1.3156 | Solar |  |  |  |  | Lightsource Renewable Energy | UK Renewable Energy Planning Database | https://www.gov.uk/government/collections/renewable-energy-planning-data | UK Renewable Energy Planning Database | [10 empty] | 7.08 | 7.63 | 7.24 | 7.28 | 7.67 | NO-ESTIMATION | NO-ESTIMATION | NO-ESTIMATION | NO-ESTIMATION | CAPACITY-FACTOR-V1
GBR | United Kingdom | Roanhead Farm |  | GBR0002021 | 6.5 | 54.1745 | -3.2097 | Solar |  |  |  |  | Fengate Capital | UK Renewable Energy Planning Database | https://www.gov.uk/government/collections/renewable-energy-planning-data | UK Renewable Energy Planning Database | 1105357 | [9 empty] | 9.58 | 9.58 | 9.67 | 9.80 | 9.87 | SOLAR-V1-NO-AGE | SOLAR-V1-NO-AGE | SOLAR-V1-NO-AGE | SOLAR-V1-NO-AGE | SOLAR-V1-NO-AGE
GBR | United Kingdom | Barugh Farm |  | GBR0001838 | 5 | 54.1751 | -1.4955 | Solar |  |  |  |  | HB and CH Barker | UK Renewable Energy Planning Database | https://www.gov.uk/government/collections/renewable-energy-planning-data | UK Renewable Energy Planning Database | 1039622 | [9 empty] | 7.07 | 7.59 | 7.23 | 7.24 | 7.6 | NO-ESTIMATION | NO-ESTIMATION | NO-ESTIMATION | NO-ESTIMATION | NO-ESTIMATION
GBR | United Kingdom | Sherburn |  | GBR0006485 | 5 | 54.1793 | -0.5250 | Solar |  |  |  |  | Kingspan | UK Renewable Energy Planning Database | https://www.gov.uk/government/collections/renewable-energy-planning-data | UK Renewable Energy Planning Database | [10 empty] | 7.25 | 7.55 | 7.47 | 7.65 | 7.74 | HYDRO-V1 | HYDRO-V1 | HYDRO-V1 | HYDRO-V1 | HYDRO-V1
GBR | United Kingdom | Land North of Sandhutton Lane |  | GBR0005297 | 5 | 54.2370 | -1.3985 | Solar |  |  |  |  | Greencoat Capital | UK Renewable Energy Planning Database | https://www.gov.uk/government/collections/renewable-energy-planning-data | UK Renewable Energy Planning Database | [10 empty] | 7.09 | 7.50 | 7.22 | 7.24 | 7.64 | HYDRO-V1 | HYDRO-V1 | HYDRO-V1 | HYDRO-V1 | HYDRO-V1
GBR | United Kingdom | Greaves Solar Farm |  | GBR0005793 | 5 | 54.2859 | -2.6851 | Solar |  |  |  |  | New Energy for the World | UK Renewable Energy Planning Database | https://www.gov.uk/government/collections/renewable-energy-planning-data | UK Renewable Energy Planning Database | 1110435 | [9 empty] | 6.85 | 7.50 | 7.10 | 7.16 | 7.36 | HYDRO-V1 | HYDRO-V1 | HYDRO-V1 | HYDRO-V1 | HYDRO-V1
GBR | United Kingdom | Tullynaskeagh |  | WKS0063782 | 5.1 | 54.3030 | -5.6250 | Solar | [5 empty] | Wiki-Solar | https://www.wiki-solar.org | Wiki-Solar | [10 empty] | 7.79 | 7.63 | 7.75 | 7.65 | 7.75 | NO-ESTIMATION | NO-ESTIMATION | NO-ESTIMATION | NO-ESTIMATION | CAPACITY-FACTOR-V1
GBR | United Kingdom | North East of Ainderby Steeple |  | GBR0001927 | 5.9 | 54.3236 | -1.4877 | Solar |  |  |  |  | Renesola UK Ainderby Farm | UK Renewable Energy Planning Database | https://www.gov.uk/government/collections/renewable-energy-planning-data | UK Renewable Energy Planning Database | [10 empty] | 8.22 | 8.84 | 8.38 | 8.45 | 8.87 | HYDRO-V1 | HYDRO-V1 | HYDRO-V1 | HYDRO-V1 | HYDRO-V1
GBR | United Kingdom | East Appleton |  | GBR0005400 | 4.98 | 54.3569 | -1.6374 | Solar |  |  |  |  | FIM Services (formerly Anesco) | UK Renewable Energy Planning Database | https://www.gov.uk/government/collections/renewable-energy-planning-data | UK Renewable Energy Planning Database | [10 empty] | 6.82 | 7.47 | 7.06 | 7.11 | 7.29 | HYDRO-V1 | HYDRO-V1 | HYDRO-V1 | HYDRO-V1 | HYDRO-V1
GBR | United Kingdom | Laurelhill |  | GBR2001106 | 8.5 | 54.4025 | -6.2622 | Solar |  |  |  |  | BNRG Northern Power | UK Renewable Energy Planning Database | https://www.gov.uk/government/collections/renewable-energy-planning-data | UK Renewable Energy Planning Database | [10 empty] | 12.06 | 12.51 | 12.22 | 12.43 | 12.7 | HYDRO-V1 | HYDRO-V1 | HYDRO-V1 | HYDRO-V1 | HYDRO-V1
GBR | United Kingdom | Gilford Road |  | GBR0005000 | 1.3 | 54.4105 | -6.4131 | Solar |  |  |  |  | Kingspan Energy | UK Renewable Energy Planning Database | https://www.gov.uk/government/collections/renewable-energy-planning-data | UK Renewable Energy Planning Database | [10 empty] | 1.79 | 1.82 | 1.80 | 1.82 | 1.82 | SOLAR-V1-NO-AGE | SOLAR-V1-NO-AGE | SOLAR-V1-NO-AGE | SOLAR-V1-NO-AGE | SOLAR-V1-NO-AGE
GBR | United Kingdom | Stripe |  | GBR0005403 | 4.98 | 54.4175 | -1.6989 | Solar |  |  |  |  | FIM Services (formerly Anesco) | UK Renewable Energy Planning Database | https://www.gov.uk/government/collections/renewable-energy-planning-data | UK Renewable Energy Planning Database | [10 empty] | 6.82 | 7.35 | 7.08 | 7.09 | 7.38 | SOLAR-V1-NO-AGE | SOLAR-V1-NO-AGE | SOLAR-V1-NO-AGE | SOLAR-V1-NO-AGE | SOLAR-V1-NO-AGE
GBR | United Kingdom | Former Maghaberry Airfield |  | GBR2001083 | 25.7 | 54.5058 | -6.1863 | Solar |  |  |  |  | Lightsource Renewable Energy | UK Renewable Energy Planning Database | https://www.gov.uk/government/collections/renewable-energy-planning-data | UK Renewable Energy Planning Database | [10 empty] | 36.21 | 37.35 | 36.43 | 37.55 | 38.2 | HYDRO-V1 | HYDRO-V1 | HYDRO-V1 | HYDRO-V1 | HYDRO-V1
GBR | United Kingdom | Land West Of Hunger Hill Farm |  | GBR0005301 | 5 | 54.5069 | -1.4851 | Solar |  |  |  |  | Greencoat Capital | UK Renewable Energy Planning Database | https://www.gov.uk/government/collections/renewable-energy-planning-data | UK Renewable Energy Planning Database | [10 empty] | 7.10 | 7.62 | 7.22 | 7.28 | 7.64 | NO-ESTIMATION | NO-ESTIMATION | NO-ESTIMATION | NO-ESTIMATION | CAPACITY-FACTOR-V1
GBR | United Kingdom | Ballinderry Road Solar Phase 2 (Lisburn) |  | GBR0005331 | 7 | 54.5132 | -6.0883 | Solar |  |  |  |  | RAD Energy One/ Island Green Power | UK Renewable Energy Planning Database | https://www.gov.uk/government/collections/renewable-energy-planning-data | UK Renewable Energy Planning Database | [10 empty] | 10.36 | 10.48 | 10.36 | 10.56 | 10.67 | NO-ESTIMATION | NO-ESTIMATION | NO-ESTIMATION | NO-ESTIMATION | CAPACITY-FACTOR-V1
GBR | United Kingdom | Ballinderry Road Solar Phase 1 (Lisburn) |  | GBR0002236 | 13.5 | 54.5181 | -6.0994 | Solar |  |  |  |  | Hadstone Energy/Island Green Power | UK Renewable Energy Planning Database | https://www.gov.uk/government/collections/renewable-energy-planning-data | UK Renewable Energy Planning Database | [10 empty] | 20.35 | 20.52 | 20.35 | 20.68 | 21.04 | SOLAR-V1-NO-AGE | SOLAR-V1-NO-AGE | SOLAR-V1-NO-AGE | SOLAR-V1-NO-AGE | SOLAR-V1-NO-AGE
GBR | United Kingdom | Land at Woodhouse Farm |  | GBR0005309 | 5 | 54.5350 | -1.0758 | Solar |  |  |  |  | Lightsource Renewable Energy | UK Renewable Energy Planning Database | https://www.gov.uk/government/collections/renewable-energy-planning-data | UK Renewable Energy Planning Database | [10 empty] | 7.30 | 7.63 | 7.38 | 7.52 | 7.75 | SOLAR-V1-NO-AGE | SOLAR-V1-NO-AGE | SOLAR-V1-NO-AGE | SOLAR-V1-NO-AGE | SOLAR-V1-NO-AGE
GBR | United Kingdom | Eaglescliffe Solar Farm |  | GBR0005359 | 5 | 54.5409 | -1.3552 | Solar |  |  |  |  | UK Sustainable Energy | UK Renewable Energy Planning Database | https://www.gov.uk/government/collections/renewable-energy-planning-data | UK Renewable Energy Planning Database | [10 empty] | 7.12 | 7.64 | 7.26 | 7.27 | 7.72 | HYDRO-V1 | HYDRO-V1 | HYDRO-V1 | HYDRO-V1 | HYDRO-V1
GBR | United Kingdom | Aldi Distribution Centre - Darlington |  | GBR0001278 | 1.2 | 54.5485 | -1.5739 | Solar |  |  |  |  | Aldi | UK Renewable Energy Planning Database | https://www.gov.uk/government/collections/renewable-energy-planning-data | UK Renewable Energy Planning Database | [10 empty] | 1.54 | 1.66 | 1.60 | 1.61 | 1.6 | NO-ESTIMATION | NO-ESTIMATION | NO-ESTIMATION | NO-ESTIMATION | CAPACITY-FACTOR-V1
GBR | United Kingdom | NI Cluster Lough Road |  | GBR0001296 | 5.399 | 54.5584 | -6.1909 | Solar |  |  |  |  | Lightsource Renewable Energy | UK Renewable Energy Planning Database | https://www.gov.uk/government/collections/renewable-energy-planning-data | UK Renewable Energy Planning Database | [10 empty] | 7.90 | 8.22 | 7.98 | 8.22 | 8.31 | SOLAR-V1-NO-AGE | SOLAR-V1-NO-AGE | SOLAR-V1-NO-AGE | SOLAR-V1-NO-AGE | SOLAR-V1-NO-AGE
GBR | United Kingdom | Hillside Solar Farm |  | GBR0005443 | 25.2 | 54.5601 | -6.1807 | Solar |  |  |  |  | Lightsource Renewable Energy | UK Renewable Energy Planning Database | https://www.gov.uk/government/collections/renewable-energy-planning-data | UK Renewable Energy Planning Database | [10 empty] | 35.72 | 36.59 | 35.95 | 36.44 | 37.31 | NO-ESTIMATION | NO-ESTIMATION | NO-ESTIMATION | NO-ESTIMATION | NO-ESTIMATION
GBR | United Kingdom | Ballyboley Solar (Carrowdore) |  | GBR0004724 | 6 | 54.5716 | -5.5692 | Solar |  |  |  |  | Island Green Power | UK Renewable Energy Planning Database | https://www.gov.uk/government/collections/renewable-energy-planning-data | UK Renewable Energy Planning Database | [10 empty] | 9.01 | 8.84 | 9.02 | 8.86 | 8.99 | NO-ESTIMATION | NO-ESTIMATION | NO-ESTIMATION | NO-ESTIMATION | CAPACITY-FACTOR-V1
GBR | United Kingdom | High Meadow Farm |  | GBR0006321 | 4 | 54.5912 | -1.3775 | Solar |  |  |  |  | Anesco | UK Renewable Energy Planning Database | https://www.gov.uk/government/collections/renewable-energy-planning-data | UK Renewable Energy Planning Database | [10 empty] | 5.65 | 5.98 | 5.75 | 5.78 | 5.98 | NO-ESTIMATION | NO-ESTIMATION | NO-ESTIMATION | NO-ESTIMATION | CAPACITY-FACTOR-V1
GBR | United Kingdom | School Aycliffe |  | GBR0004935 | 5 | 54.6077 | -1.5968 | Solar |  |  |  |  | Lightsource Renewable Energy | UK Renewable Energy Planning Database | https://www.gov.uk/government/collections/renewable-energy-planning-data | UK Renewable Energy Planning Database | [10 empty] | 6.90 | 7.53 | 7.11 | 7.16 | 7.34 | HYDRO-V1 | HYDRO-V1 | HYDRO-V1 | HYDRO-V1 | HYDRO-V1
GBR | United Kingdom | NI Cluster Moira Road |  | GBR0002324 | 5.9371 | 54.6077 | -6.1899 | Solar |  |  |  |  | Lightsource Renewable Energy | UK Renewable Energy Planning Database | https://www.gov.uk/government/collections/renewable-energy-planning-data | UK Renewable Energy Planning Database | [10 empty] | 8.73 | 8.92 | 8.76 | 8.75 | 9.04 | SOLAR-V1-NO-AGE | SOLAR-V1-NO-AGE | SOLAR-V1-NO-AGE | SOLAR-V1-NO-AGE | SOLAR-V1-NO-AGE
GBR | United Kingdom | Knockcairn Road |  | GBR0001789 | 6.5 | 54.6088 | -6.1672 | Solar |  |  |  |  | Lightsource Renewable Energy | UK Renewable Energy Planning Database | https://www.gov.uk/government/collections/renewable-energy-planning-data | UK Renewable Energy Planning Database | [10 empty] | 9.58 | 9.77 | 9.62 | 9.78 | 9.93 | SOLAR-V1-NO-AGE | SOLAR-V1-NO-AGE | SOLAR-V1-NO-AGE | SOLAR-V1-NO-AGE | SOLAR-V1-NO-AGE
GBR | United Kingdom | Moorhouse Farm |  | GBR0004903 | 5 | 54.6140 | -3.5300 | Solar |  |  |  |  | Solar Park Developments | UK Renewable Energy Planning Database | https://www.gov.uk/government/collections/renewable-energy-planning-data | UK Renewable Energy Planning Database | [10 empty] | 7.53 | 7.49 | 7.59 | 7.66 | 7.71 | HYDRO-V1 | HYDRO-V1 | HYDRO-V1 | HYDRO-V1 | HYDRO-V1
GBR | United Kingdom | Blue House |  | GBR0005656 | 4.98 | 54.6326 | -1.2684 | Solar |  |  |  |  | Anesco | UK Renewable Energy Planning Database | https://www.gov.uk/government/collections/renewable-energy-planning-data | UK Renewable Energy Planning Database | [10 empty] | 7.11 | 7.60 | 7.22 | 7.37 | 7.72 | NO-ESTIMATION | NO-ESTIMATION | NO-ESTIMATION | NO-ESTIMATION | NO-ESTIMATION
GBR | United Kingdom | Stob House Farm |  | GBR0005664 | 4.9 | 54.6333 | -1.2958 | Solar |  |  |  |  | Anesco | UK Renewable Energy Planning Database | https://www.gov.uk/government/collections/renewable-energy-planning-data | UK Renewable Energy Planning Database | 1108428 | [9 empty] | 6.80 | 7.28 | 6.90 | 7.02 | 7.37 | HYDRO-V1 | HYDRO-V1 | HYDRO-V1 | HYDRO-V1 | HYDRO-V1
GBR | United Kingdom | Lands West of Belfast Road |  | GBR0005435 | 10 | 54.6356 | -6.1148 | Solar |  |  |  |  | Lightsource Renewable Energy | UK Renewable Energy Planning Database | https://www.gov.uk/government/collections/renewable-energy-planning-data | UK Renewable Energy Planning Database | [10 empty] | 14.93 | 15.06 | 14.93 | 15.18 | 15.4 | HYDRO-V1 | HYDRO-V1 | HYDRO-V1 | HYDRO-V1 | HYDRO-V1
GBR | United Kingdom | Dale Farm |  | GBR2001103 | 4.9 | 54.6538 | -6.7392 | Solar |  |  |  |  | Solar Farm DFD | UK Renewable Energy Planning Database | https://www.gov.uk/government/collections/renewable-energy-planning-data | UK Renewable Energy Planning Database | [10 empty] | 6.93 | 7.29 | 6.95 | 6.96 | 7.34 | NO-ESTIMATION | NO-ESTIMATION | NO-ESTIMATION | NO-ESTIMATION | CAPACITY-FACTOR-V1
GBR | United Kingdom | Moss Thorn Farm |  | GBR0006019 | 5.8 | 54.6678 | -2.7983 | Solar |  |  |  |  | TGC Renewables | UK Renewable Energy Planning Database | https://www.gov.uk/government/collections/renewable-energy-planning-data | UK Renewable Energy Planning Database | [10 empty] | 7.81 | 8.41 | 8.06 | 8.15 | 8.46 | NO-ESTIMATION | NO-ESTIMATION | NO-ESTIMATION | NO-ESTIMATION | CAPACITY-FACTOR-V1
GBR | United Kingdom | Bombardier Factory |  | GBR0001350 | 3.8 | 54.6688 | -5.9426 | Solar |  |  |  |  | Bombardier Aerospace | UK Renewable Energy Planning Database | https://www.gov.uk/government/collections/renewable-energy-planning-data | UK Renewable Energy Planning Database | 1099256 | [9 empty] | 5.68 | 5.61 | 5.69 | 5.70 | 5.62 | NO-ESTIMATION | NO-ESTIMATION | NO-ESTIMATION | NO-ESTIMATION | CAPACITY-FACTOR-V1
GBR | United Kingdom | Crookedstone |  | GBR0001523 | 4.8318 | 54.6707 | -6.1985 | Solar |  |  |  |  | Lightsource Renewable Energy | UK Renewable Energy Planning Database | https://www.gov.uk/government/collections/renewable-energy-planning-data | UK Renewable Energy Planning Database | [10 empty] | 7.86 | 8.00 | 7.90 | 8.02 | 8.11 | NO-ESTIMATION | NO-ESTIMATION | NO-ESTIMATION | NO-ESTIMATION | CAPACITY-FACTOR-V1
GBR | United Kingdom | St Helen's Lane |  | GBR0005848 | 5 | 54.6741 | -3.5263 | Solar |  |  |  |  | UK Sustainable Energy | UK Renewable Energy Planning Database | https://www.gov.uk/government/collections/renewable-energy-planning-data | UK Renewable Energy Planning Database | [10 empty] | 7.48 | 7.47 | 7.64 | 7.67 | 7.71 | NO-ESTIMATION | NO-ESTIMATION | NO-ESTIMATION | NO-ESTIMATION | CAPACITY-FACTOR-V1
GBR | United Kingdom | Dunore |  | WKS0070948 | 5 | 54.6810 | -6.2310 | Solar | [5 empty] | Wiki-Solar | https://www.wiki-solar.org | Wiki-Solar | [10 empty] | 7.50 | 7.64 | 7.53 | 7.66 | 7.76 | SOLAR-V1-NO-AGE | SOLAR-V1-NO-AGE | SOLAR-V1-NO-AGE | SOLAR-V1-NO-AGE | SOLAR-V1-NO-AGE
GBR | United Kingdom | South Antrim Solar Park - Phase 1 |  | GBR2001092 | 6.5 | 54.6943 | -6.2341 | Solar |  |  |  |  | Hadstone Energy | UK Renewable Energy Planning Database | https://www.gov.uk/government/collections/renewable-energy-planning-data | UK Renewable Energy Planning Database | [10 empty] | 9.58 | 9.78 | 9.62 | 9.81 | 9.93 | NO-ESTIMATION | NO-ESTIMATION | NO-ESTIMATION | NO-ESTIMATION | CAPACITY-FACTOR-V1
GBR | United Kingdom | Elwick |  | WKS0065178 | 13 | 54.7005 | -1.2898 | Solar | [5 empty] | Wiki-Solar | https://www.wiki-solar.org | Wiki-Solar | [10 empty] | 18.91 | 19.83 | 19.05 | 19.51 | 20.23 | HYDRO-V1 | HYDRO-V1 | HYDRO-V1 | HYDRO-V1 | HYDRO-V1
GBR | United Kingdom | Millar Farm |  | GBR0005085 | 7.2109 | 54.7415 | -6.2388 | Solar |  |  |  |  | Lightsource Renewable Energy | UK Renewable Energy Planning Database | https://www.gov.uk/government/collections/renewable-energy-planning-data | UK Renewable Energy Planning Database | [10 empty] | 10.69 | 10.82 | 10.69 | 10.89 | 11.02 | NO-ESTIMATION | NO-ESTIMATION | NO-ESTIMATION | NO-ESTIMATION | CAPACITY-FACTOR-V1
GBR | United Kingdom | Peterlee Solar Farm |  | GBR0005694 | 5 | 54.7752 | -1.3655 | Solar |  |  |  |  | Zaravolt Development | UK Renewable Energy Planning Database | https://www.gov.uk/government/collections/renewable-energy-planning-data | UK Renewable Energy Planning Database | 1113312 | [9 empty] | 7.22 | 7.60 | 7.53 | 7.66 | 7.74 | HYDRO-V1 | HYDRO-V1 | HYDRO-V1 | HYDRO-V1 | HYDRO-V1
GBR | United Kingdom | Aspatria |  | GBR0002007 | 19 | 54.7780 | -3.3241 | Solar |  |  |  |  | United Photovoltaics | UK Renewable Energy Planning Database | https://www.gov.uk/government/collections/renewable-energy-planning-data | UK Renewable Energy Planning Database | [10 empty] | 26.61 | 28.39 | 27.45 | 27.80 | 28.75 | NO-ESTIMATION | NO-ESTIMATION | NO-ESTIMATION | NO-ESTIMATION | CAPACITY-FACTOR-V1
GBR | United Kingdom | East Culkae |  | WKS0065372 | 3.9 | 54.7900 | -4.4450 | Solar | [5 empty] | Wiki-Solar | https://www.wiki-solar.org | Wiki-Solar | [10 empty] | 5.76 | 5.72 | 5.83 | 5.85 | 5.78 | HYDRO-V1 | HYDRO-V1 | HYDRO-V1 | HYDRO-V1 | HYDRO-V1
GBR | United Kingdom | Land west of Welton Road |  | GBR0005412 | 4.4 | 54.8089 | -3.0022 | Solar |  |  |  |  | Lightsource Renewable Energy | UK Renewable Energy Planning Database | https://www.gov.uk/government/collections/renewable-energy-planning-data | UK Renewable Energy Planning Database | [10 empty] | 6.00 | 6.29 | 5.98 | 6.17 | 6.23 | HYDRO-V1 | HYDRO-V1 | HYDRO-V1 | HYDRO-V1 | HYDRO-V1
GBR | United Kingdom | Land at Wreay |  | GBR0005525 | 5 | 54.8195 | -2.8971 | Solar |  |  |  |  | Anesco | UK Renewable Energy Planning Database | https://www.gov.uk/government/collections/renewable-energy-planning-data | UK Renewable Energy Planning Database | [10 empty] | 6.92 | 7.22 | 6.90 | 7.09 | 7.23 | NO-ESTIMATION | NO-ESTIMATION | NO-ESTIMATION | NO-ESTIMATION | CAPACITY-FACTOR-V1
GBR | United Kingdom | Green Croft Solar Farm |  | GBR0005380 | 5 | 54.8476 | -1.7367 | Solar |  |  |  |  | Anesco | UK Renewable Energy Planning Database | https://www.gov.uk/government/collections/renewable-energy-planning-data | UK Renewable Energy Planning Database | 1107648 | [9 empty] | 6.90 | 7.53 | 7.12 | 7.16 | 7.33 | NO-ESTIMATION | NO-ESTIMATION | NO-ESTIMATION | NO-ESTIMATION | CAPACITY-FACTOR-V1
GBR | United Kingdom | Land between Orton Park Farm |  | GBR0005330 | 6.4 | 54.8753 | -2.9876 | Solar |  |  |  |  | INRG Solar | UK Renewable Energy Planning Database | https://www.gov.uk/government/collections/renewable-energy-planning-data | UK Renewable Energy Planning Database | [10 empty] | 8.69 | 9.14 | 8.68 | 8.95 | 9.1 | SOLAR-V1-NO-AGE | SOLAR-V1-NO-AGE | SOLAR-V1-NO-AGE | SOLAR-V1-NO-AGE | SOLAR-V1-NO-AGE
GBR | United Kingdom | Ballygarvey Road |  | GBR2001108 | 13 | 54.8839 | -6.2536 | Solar |  |  |  |  | Elgin Energy EsCo | UK Renewable Energy Planning Database | https://www.gov.uk/government/collections/renewable-energy-planning-data | UK Renewable Energy Planning Database | [10 empty] | 19.75 | 19.76 | 19.82 | 19.88 | 20.16 | SOLAR-V1-NO-AGE | SOLAR-V1-NO-AGE | SOLAR-V1-NO-AGE | SOLAR-V1-NO-AGE | SOLAR-V1-NO-AGE
GBR | United Kingdom | Nissan Test Track |  | GBR0005320 | 4.8 | 54.9206 | -1.4669 | Solar |  |  |  |  | Nissan / On-Site Land Solutions | UK Renewable Energy Planning Database | https://www.gov.uk/government/collections/renewable-energy-planning-data | UK Renewable Energy Planning Database | [10 empty] | 7.55 | 7.92 | 7.84 | 7.97 | 8.04 | NO-ESTIMATION | NO-ESTIMATION | NO-ESTIMATION | NO-ESTIMATION | CAPACITY-FACTOR-V1
GBR | United Kingdom | Kingmoor Park |  | GBR2001192 | 5 | 54.9302 | -2.9720 | Solar |  |  |  |  | Push Energy / Kingmoor Park | UK Renewable Energy Planning Database | https://www.gov.uk/government/collections/renewable-energy-planning-data | UK Renewable Energy Planning Database | [10 empty] | 6.95 | 7.22 | 6.90 | 7.09 | 7.22 | NO-ESTIMATION | NO-ESTIMATION | NO-ESTIMATION | NO-ESTIMATION | CAPACITY-FACTOR-V1
GBR | United Kingdom | Heathlands |  | WKS0067578 | 5 | 54.9444 | -2.9786 | Solar | [5 empty] | Wiki-Solar | https://www.wiki-solar.org | Wiki-Solar | [10 empty] | 6.95 | 7.22 | 6.90 | 7.09 | 7.22 | HYDRO-V1 | HYDRO-V1 | HYDRO-V1 | HYDRO-V1 | HYDRO-V1
GBR | United Kingdom | Bann Road (Rasharkin) |  | GBR0006506 | 18 | 54.9592 | -6.5147 | Solar |  |  |  |  | Elgin Energy | UK Renewable Energy Planning Database | https://www.gov.uk/government/collections/renewable-energy-planning-data | UK Renewable Energy Planning Database | [10 empty] | 27.63 | 27.57 | 27.74 | 27.74 | 28.13 | HYDRO-V1 | HYDRO-V1 | HYDRO-V1 | HYDRO-V1 | HYDRO-V1
GBR | United Kingdom | 289 Finvoy Road |  | GBR0004884 | 5.9 | 54.9638 | -6.4930 | Solar |  |  |  |  | Lightsource Renewable Energy | UK Renewable Energy Planning Database | https://www.gov.uk/government/collections/renewable-energy-planning-data | UK Renewable Energy Planning Database | 1101088 | [9 empty] | 8.85 | 8.83 | 8.88 | 8.88 | 8.95 | NO-ESTIMATION | NO-ESTIMATION | NO-ESTIMATION | NO-ESTIMATION | CAPACITY-FACTOR-V1
GBR | United Kingdom | Bann Road (Tullaghans Road) |  | GBR0005955 | 25 | 54.9985 | -6.4404 | Solar |  |  |  |  | Greencoat Capital | UK Renewable Energy Planning Database | https://www.gov.uk/government/collections/renewable-energy-planning-data | UK Renewable Energy Planning Database | [10 empty] | 36.31 | 36.10 | 36.32 | 36.34 | 36.88 | SOLAR-V1-NO-AGE | SOLAR-V1-NO-AGE | SOLAR-V1-NO-AGE | SOLAR-V1-NO-AGE | SOLAR-V1-NO-AGE
GBR | United Kingdom | Site To North East Of Lochcraigs Farm |  | GBR0005332 | 5 | 55.6575 | -4.7432 | Solar |  |  |  |  | SBC Renewables | UK Renewable Energy Planning Database | https://www.gov.uk/government/collections/renewable-energy-planning-data | UK Renewable Energy Planning Database | [10 empty] | 7.27 | 7.64 | 7.22 | 7.55 | 7.75 | SOLAR-V1-NO-AGE | SOLAR-V1-NO-AGE | SOLAR-V1-NO-AGE | SOLAR-V1-NO-AGE | SOLAR-V1-NO-AGE
GBR | United Kingdom | Aldi Distribution Centre |  | GBR0005012 | 1.3 | 55.8787 | -3.6482 | Solar |  |  |  |  | Aldi | UK Renewable Energy Planning Database | https://www.gov.uk/government/collections/renewable-energy-planning-data | UK Renewable Energy Planning Database | [10 empty] | 1.89 | 1.72 | 1.76 | 1.73 | 1.67 | NO-ESTIMATION | NO-ESTIMATION | NO-ESTIMATION | NO-ESTIMATION | CAPACITY-FACTOR-V1
GBR | United Kingdom | Balhearty Solar |  | GBR0005795 | 5 | 56.1430 | -3.7120 | Solar |  |  |  |  | Lark Energy | UK Renewable Energy Planning Database | https://www.gov.uk/government/collections/renewable-energy-planning-data | UK Renewable Energy Planning Database | [10 empty] | 7.59 | 7.07 | 7.09 | 7.00 | 7.01 | NO-ESTIMATION | NO-ESTIMATION | NO-ESTIMATION | NO-ESTIMATION | CAPACITY-FACTOR-V1
GBR | United Kingdom | Middle Balbeggie |  | GBR0005797 | 5 | 56.1479 | -3.1467 | Solar |  |  |  |  | Lightsource Renewable Energy | UK Renewable Energy Planning Database | https://www.gov.uk/government/collections/renewable-energy-planning-data | UK Renewable Energy Planning Database | [10 empty] | 6.95 | 7.27 | 6.90 | 6.92 | 7.19 | NO-ESTIMATION | NO-ESTIMATION | NO-ESTIMATION | NO-ESTIMATION | CAPACITY-FACTOR-V1
GBR | United Kingdom | West Strathore Solar Limited |  | GBR0005384 | 5 | 56.1648 | -3.1510 | Solar |  |  |  |  | West Strathore Solar | UK Renewable Energy Planning Database | https://www.gov.uk/government/collections/renewable-energy-planning-data | UK Renewable Energy Planning Database | [10 empty] | 6.99 | 7.27 | 6.85 | 6.92 | 7.19 | SOLAR-V1-NO-AGE | SOLAR-V1-NO-AGE | SOLAR-V1-NO-AGE | SOLAR-V1-NO-AGE | SOLAR-V1-NO-AGE
GBR | United Kingdom | Errol Estate |  | GBR0001930 | 13 | 56.3677 | -3.2771 | Solar |  |  |  |  | Elgin Energy EsCo | UK Renewable Energy Planning Database | https://www.gov.uk/government/collections/renewable-energy-planning-data | UK Renewable Energy Planning Database | [10 empty] | 19.50 | 18.63 | 18.51 | 18.38 | 18.38 | HYDRO-V1 | HYDRO-V1 | HYDRO-V1 | HYDRO-V1 | HYDRO-V1
GBR | United Kingdom | Wormit Solar Farm |  | GBR0005513 | 4 | 56.4157 | -2.9627 | Solar |  |  |  |  | Green Hedge (BayWa r.e.) | UK Renewable Energy Planning Database | https://www.gov.uk/government/collections/renewable-energy-planning-data | UK Renewable Energy Planning Database | 1108400 | [9 empty] | 5.76 | 5.61 | 5.66 | 5.61 | 5.47 | SOLAR-V1-NO-AGE | SOLAR-V1-NO-AGE | SOLAR-V1-NO-AGE | SOLAR-V1-NO-AGE | SOLAR-V1-NO-AGE
GBR | United Kingdom | New Mains of Guynd |  | GBR0004844 | 3.9878 | 56.5740 | -2.7091 | Solar |  |  |  |  | BWE Partnership | UK Renewable Energy Planning Database | https://www.gov.uk/government/collections/renewable-energy-planning-data | UK Renewable Energy Planning Database | 1107474¦1113838 | [9 empty] | 5.56 | 5.82 | 5.59 | 5.65 | 5.74 | SOLAR-V1-NO-AGE | SOLAR-V1-NO-AGE | SOLAR-V1-NO-AGE | SOLAR-V1-NO-AGE | SOLAR-V1-NO-AGE
GBR | United Kingdom | Parkhill Solar Farm |  | GBR2001105 | 5 | 56.6038 | -2.5860 | Solar |  |  |  |  | Innova / Lark Energy | UK Renewable Energy Planning Database | https://www.gov.uk/government/collections/renewable-energy-planning-data | UK Renewable Energy Planning Database | [10 empty] | 7.09 | 7.53 | 7.14 | 7.32 | 7.37 | SOLAR-V1-NO-AGE | SOLAR-V1-NO-AGE | SOLAR-V1-NO-AGE | SOLAR-V1-NO-AGE | SOLAR-V1-NO-AGE
GBR | United Kingdom | Kinblethmont |  | WKS0066440 | 4 | 56.6150 | -2.5987 | Solar | [5 empty] | Wiki-Solar | https://www.wiki-solar.org | Wiki-Solar | [10 empty] | 5.59 | 5.91 | 5.63 | 5.66 | 5.74 | HYDRO-V1 | HYDRO-V1 | HYDRO-V1 | HYDRO-V1 | HYDRO-V1
GBR | United Kingdom | Pressock Farm |  | GBR0004969 | 5 | 56.6350 | -2.7043 | Solar |  |  |  |  | Green Power Consultants | UK Renewable Energy Planning Database | https://www.gov.uk/government/collections/renewable-energy-planning-data | UK Renewable Energy Planning Database | [10 empty] | 6.90 | 7.29 | 7.10 | 7.14 | 7.32 | NO-ESTIMATION | NO-ESTIMATION | NO-ESTIMATION | NO-ESTIMATION | CAPACITY-FACTOR-V1
GBR | United Kingdom | Cairnmore Solar Park (extension) |  | GBR0005945 | 1.2 | 57.3081 | -2.8238 | Solar |  |  |  |  | GPV Rhynie | UK Renewable Energy Planning Database | https://www.gov.uk/government/collections/renewable-energy-planning-data | UK Renewable Energy Planning Database | [10 empty] | 1.62 | 1.58 | 1.62 | 1.60 | 1.54 | SOLAR-V1-NO-AGE | SOLAR-V1-NO-AGE | SOLAR-V1-NO-AGE | SOLAR-V1-NO-AGE | SOLAR-V1-NO-AGE
GBR | United Kingdom | Cairnmore Solar Park |  | GBR0004780 | 3.8 | 57.3086 | -2.8272 | Solar |  |  |  |  | GPV Rhynie | UK Renewable Energy Planning Database | https://www.gov.uk/government/collections/renewable-energy-planning-data | UK Renewable Energy Planning Database | [10 empty] | 5.47 | 5.31 | 5.47 | 5.39 | 5.2 | SOLAR-V1-NO-AGE | SOLAR-V1-NO-AGE | SOLAR-V1-NO-AGE | SOLAR-V1-NO-AGE | SOLAR-V1-NO-AGE
GBR | United Kingdom | Mackies Dairy PV |  | GBR0001501 | 1.8 | 57.3779 | -2.3891 | Solar |  |  |  |  | Mackies Of Scotland Ltd | UK Renewable Energy Planning Database | https://www.gov.uk/government/collections/renewable-energy-planning-data | UK Renewable Energy Planning Database | [10 empty] | 2.27 | 2.37 | 2.33 | 2.35 | 2.39 | SOLAR-V1-NO-AGE | SOLAR-V1-NO-AGE | SOLAR-V1-NO-AGE | SOLAR-V1-NO-AGE | SOLAR-V1-NO-AGE
GBR | United Kingdom | Cairnhill Farm solar park |  | GBR0001358 | 2.4 | 57.5603 | -2.3723 | Solar |  |  |  |  | Green Cat Renewables | UK Renewable Energy Planning Database | https://www.gov.uk/government/collections/renewable-energy-planning-data | UK Renewable Energy Planning Database | [10 empty] | 3.41 | 3.44 | 3.43 | 3.45 | 3.44 | NO-ESTIMATION | NO-ESTIMATION | NO-ESTIMATION | NO-ESTIMATION | CAPACITY-FACTOR-V1
GHA | Ghana | Gomoa Onyadze |  | WKS0066652 | 20 | 5.2900 | -0.9500 | Solar | [5 empty] | Wiki-Solar | https://www.wiki-solar.org | Wiki-Solar | [10 empty] | 38.80 | 36.52 | 37.21 | 38.20 | 34.38 | SOLAR-V1-NO-AGE | SOLAR-V1-NO-AGE | SOLAR-V1-NO-AGE | SOLAR-V1-NO-AGE | SOLAR-V1-NO-AGE
GRC | Greece | Skala I |  | WKS0060277 | 6 | 36.8640 | 22.6370 | Solar | [5 empty] | Wiki-Solar | https://www.wiki-solar.org | Wiki-Solar | [10 empty] | 12.22 | 11.74 | 12.20 | 13.05 | 13.43 | SOLAR-V1-NO-AGE | SOLAR-V1-NO-AGE | SOLAR-V1-NO-AGE | SOLAR-V1-NO-AGE | SOLAR-V1-NO-AGE
GRC | Greece | Skala II-IV |  | WKS0067659 | 23 | 36.8660 | 22.6334 | Solar | [5 empty] | Wiki-Solar | https://www.wiki-solar.org | Wiki-Solar | [10 empty] | 50.49 | 48.79 | 51.82 | 53.53 | 57.67 | SOLAR-V1-NO-AGE | SOLAR-V1-NO-AGE | SOLAR-V1-NO-AGE | SOLAR-V1-NO-AGE | SOLAR-V1-NO-AGE
GRC | Greece | Xirokambi |  | WKS0065680 | 6 | 36.9545 | 22.4902 | Solar | [5 empty] | Wiki-Solar | https://www.wiki-solar.org | Wiki-Solar | [10 empty] | 11.39 | 11.44 | 12.56 | 12.59 | 12.77 | NO-ESTIMATION | NO-ESTIMATION | NO-ESTIMATION | NO-ESTIMATION | CAPACITY-FACTOR-V1
GRC | Greece | Agrilia Baka Solar Power Plant |  | WRI1026597 | 4.9 | 37.0839 | 21.6301 | Solar |  |  |  |  | Enel Green Power Hellas SA | Enel Green Power | http://environmentalreport2012.enel.com/files/grecia_en.pdf | WRI | 1095517 | [9 empty] | 9.80 | 9.31 | 9.55 | 10.13 | 10.42 | HYDRO-V1 | HYDRO-V1 | HYDRO-V1 | HYDRO-V1 | HYDRO-V1
GRC | Greece | Alasia Solar Power Plant |  | WRI1026598 | 1.5 | 37.4701 | 23.4181 | Solar |  |  |  |  | Enel Green Power | Martifer Solar | http://www.martifersolar.com/ | WRI | [10 empty] | 3.14 | 2.84 | 3.10 | 3.20 | 3.24 | SOLAR-V1-NO-AGE | SOLAR-V1-NO-AGE | SOLAR-V1-NO-AGE | SOLAR-V1-NO-AGE | SOLAR-V1-NO-AGE
GRC | Greece | Tripolis Solar Power Plant |  | WRI1026619 | 2 | 37.5116 | 22.4181 | Solar |  |  |  |  | Rokas Heliaki II EPE | Biosar | http://en.biosar.gr/article.asp?catid=31187&subid=2&pubid=15361425 | WRI | 1078489 | [9 empty] | 3.67 | 3.48 | 3.62 | 4.08 | 4.02 | SOLAR-V1-NO-AGE | SOLAR-V1-NO-AGE | SOLAR-V1-NO-AGE | SOLAR-V1-NO-AGE | SOLAR-V1-NO-AGE
GRC | Greece | Koutsopodi Solar Power Plant |  | WRI1026606 | 2 | 37.6502 | 22.6556 | Solar |  |  |  |  | Elliniki Technodomiki Anemos SA | Biosar | http://en.biosar.gr/article.asp?catid=31187&subid=2&pubid=15361429 | WRI | 1087737 | [9 empty] | 3.72 | 3.76 | 4.08 | 4.03 | 4.05 | HYDRO-V1 | HYDRO-V1 | HYDRO-V1 | HYDRO-V1 | HYDRO-V1
GRC | Greece | Pyrgos Solar Power Plant |  | WRI1026615 | 1.7 | 37.7252 | 21.4457 | Solar | [5 empty] | Biosar | http://en.biosar.gr/2012/arthro/award_of_2_00_mwp_pv_project_in_pyrgos-15361553/ | WRI | [10 empty] | 3.17 | 3.07 | 3.18 | 3.22 | 3.53 | NO-ESTIMATION | NO-ESTIMATION | NO-ESTIMATION | NO-ESTIMATION | NO-ESTIMATION
GRC | Greece | Kavasila Solar Power Plant |  | WRI1026603 | 4.9 | 37.8842 | 21.2560 | Solar |  |  |  |  | Enel Green Power Hellas SA | Enel Green Power | http://environmentalreport2012.enel.com/files/grecia_en.pdf | WRI | 1092120 | [9 empty] | 9.31 | 8.73 | 9.57 | 9.80 | 9.91 | SOLAR-V1-NO-AGE | SOLAR-V1-NO-AGE | SOLAR-V1-NO-AGE | SOLAR-V1-NO-AGE | SOLAR-V1-NO-AGE
GRC | Greece | Stroussi Solar Power Plant |  | WRI1026617 | 6.4 | 37.9009 | 21.2364 | Solar |  |  |  |  | Enel Green Power Hellas SA | Enel Green Power | http://environmentalreport2012.enel.com/files/grecia_en.pdf | WRI | 1095669 | [9 empty] | 12.25 | 11.06 | 12.49 | 13.02 | 13.26 | HYDRO-V1 | HYDRO-V1 | HYDRO-V1 | HYDRO-V1 | HYDRO-V1
GRC | Greece | Palaiochora |  | WKS0061373 | 9 | 37.9185 | 21.4260 | Solar | [5 empty] | Wiki-Solar | https://www.wiki-solar.org | Wiki-Solar | [10 empty] | 16.82 | 15.84 | 17.83 | 17.33 | 18.65 | SOLAR-V1-NO-AGE | SOLAR-V1-NO-AGE | SOLAR-V1-NO-AGE | SOLAR-V1-NO-AGE | SOLAR-V1-NO-AGE
GRC | Greece | Athens Airport Solar Power Plant |  | WRI1026599 | 8 | 37.9245 | 23.9483 | Solar |  |  |  |  | Athens International Airport SA | Aviation Benefits | http://aviationbenefits.org/media/100145/aviation-climate-solutions_web-52-53.pdf | WRI | [10 empty] | 15.95 | 15.21 | 15.58 | 17.38 | 16.93 | NO-ESTIMATION | NO-ESTIMATION | NO-ESTIMATION | NO-ESTIMATION | NO-ESTIMATION
GRC | Greece | Kourtesi 2 Solar Power Plant |  | WRI1026605 | 4.9 | 37.9598 | 21.3475 | Solar |  |  |  |  | Enel Green Power Hellas SA | Enel Green Power | https://www.enelgreenpower.com/en/media/press/d201205-enel-green-power-starts-operating-two-new-plants-in-greece.html | WRI | 1088866 | [9 empty] | 9.17 | 8.47 | 9.45 | 9.50 | 9.71 | NO-ESTIMATION | NO-ESTIMATION | NO-ESTIMATION | NO-ESTIMATION | CAPACITY-FACTOR-V1
GRC | Greece | Kourtesi 1 Solar Power Plant |  | WRI1026604 | 4.9 | 37.9603 | 21.3437 | Solar |  |  |  |  | Enel Green Power Hellas SA | Enel Green Power | https://www.enelgreenpower.com/en/media/press/d201205-enel-green-power-starts-operating-two-new-plants-in-greece.html | WRI | 1088866 | [9 empty] | 9.19 | 8.46 | 9.45 | 9.50 | 9.72 | SOLAR-V1-NO-AGE | SOLAR-V1-NO-AGE | SOLAR-V1-NO-AGE | SOLAR-V1-NO-AGE | SOLAR-V1-NO-AGE
GRC | Greece | Limnochori Solar Power Plant |  | WRI1026607 | 4.8 | 38.1311 | 21.4468 | Solar |  |  |  |  | Enel Green Power Hellas SA | Enel Green Power | http://environmentalreport2012.enel.com/files/grecia_en.pdf | WRI | 1092121 | [9 empty] | 10.21 | 9.83 | 10.68 | 10.54 | 10.49 | SOLAR-V1-NO-AGE | SOLAR-V1-NO-AGE | SOLAR-V1-NO-AGE | SOLAR-V1-NO-AGE | SOLAR-V1-NO-AGE
GRC | Greece | Dimossia Solar Power Plant |  | WRI1026601 | 2 | 38.2927 | 23.2604 | Solar |  |  |  |  | Advanced Photon Dynamics SA | Biosar | http://en.biosar.gr/article.asp?catid=31188&subid=2&pubid=15361431 | WRI | [10 empty] | 3.77 | 3.59 | 3.69 | 4.21 | 3.93 | SOLAR-V1-NO-AGE | SOLAR-V1-NO-AGE | SOLAR-V1-NO-AGE | SOLAR-V1-NO-AGE | SOLAR-V1-NO-AGE
GRC | Greece | Thiva Solar Power Plant |  | WRI1026618 | 5 | 38.3739 | 23.3613 | Solar |  |  |  |  | Energa Fotovoltaika SA | Biosar | http://en.biosar.gr/article.asp?catid=31186&subid=2&pubid=15361420 | WRI | [10 empty] | 9.70 | 9.12 | 9.67 | 10.73 | 10.06 | NO-ESTIMATION | NO-ESTIMATION | NO-ESTIMATION | NO-ESTIMATION | CAPACITY-FACTOR-V1
GRC | Greece | Revenia Solar Power Plant |  | WRI1026616 | 7.5 | 38.3784 | 23.3371 | Solar |  |  |  |  | Quest | Biosar | http://en.biosar.gr/article.asp?catid=31185&subid=2&pubid=15361411 | WRI | 1087721 | [9 empty] | 14.55 | 13.58 | 14.55 | 15.81 | 14.98 | NO-ESTIMATION | NO-ESTIMATION | NO-ESTIMATION | NO-ESTIMATION | CAPACITY-FACTOR-V1
GRC | Greece | Aitoloakarnania |  | WKS0062181 | 5 | 38.4091 | 21.3853 | Solar | [5 empty] | Wiki-Solar | https://www.wiki-solar.org | Wiki-Solar | [10 empty] | 9.05 | 8.99 | 9.82 | 9.60 | 10.6 | NO-ESTIMATION | NO-ESTIMATION | NO-ESTIMATION | NO-ESTIMATION | CAPACITY-FACTOR-V1
GRC | Greece | Preveza Solar Power Plant |  | WRI1026614 | 4 | 38.9828 | 20.7336 | Solar |  |  |  |  | Astraios Energeiakh SA | Biosar | http://en.biosar.gr/article.asp?catid=31183&subid=2&pubid=15361310 | WRI | [10 empty] | 6.78 | 6.96 | 7.13 | 7.29 | 7.88 | NO-ESTIMATION | NO-ESTIMATION | NO-ESTIMATION | NO-ESTIMATION | CAPACITY-FACTOR-V1
GRC | Greece | Panagia Solar Power Plant |  | WRI1026612 | 4 | 39.0955 | 22.2149 | Solar |  |  |  |  | Sky Development RES SA | Biosar | http://en.biosar.gr/article.asp?catid=31183&subid=2&pubid=15361325 | WRI | [10 empty] | 7.01 | 6.90 | 7.13 | 7.33 | 7.37 | NO-ESTIMATION | NO-ESTIMATION | NO-ESTIMATION | NO-ESTIMATION | CAPACITY-FACTOR-V1
GRC | Greece | Domokos |  | WKS0065229 | 10.4 | 39.1001 | 22.3362 | Solar | [5 empty] | Wiki-Solar | https://www.wiki-solar.org | Wiki-Solar | [10 empty] | 19.56 | 18.86 | 20.72 | 20.79 | 21.63 | NO-ESTIMATION | NO-ESTIMATION | NO-ESTIMATION | NO-ESTIMATION | CAPACITY-FACTOR-V1
GRC | Greece | Palioklisi Solar Power Plant |  | WRI1026611 | 1.9 | 39.1248 | 20.7217 | Solar |  |  |  |  | Martifer Solar | Martifer Solar | http://www.martifersolar.com/ | WRI | [10 empty] | 3.44 | 3.40 | 3.52 | 3.57 | 3.81 | HYDRO-V1 | HYDRO-V1 | HYDRO-V1 | HYDRO-V1 | HYDRO-V1
GRC | Greece | Karditsa |  | WKS0072951 | 9 | 39.3030 | 21.9240 | Solar | [5 empty] | Wiki-Solar | https://www.wiki-solar.org | Wiki-Solar | [10 empty] | 15.46 | 15.19 | 15.68 | 16.08 | 17.16 | NO-ESTIMATION | NO-ESTIMATION | NO-ESTIMATION | NO-ESTIMATION | CAPACITY-FACTOR-V1
GRC | Greece | Aerino |  | WKS0062178 | 5.5 | 39.3390 | 22.7670 | Solar | [5 empty] | Wiki-Solar | https://www.wiki-solar.org | Wiki-Solar | [10 empty] | 10.00 | 8.84 | 10.35 | 10.49 | 10.61 | SOLAR-V1-NO-AGE | SOLAR-V1-NO-AGE | SOLAR-V1-NO-AGE | SOLAR-V1-NO-AGE | SOLAR-V1-NO-AGE
GRC | Greece | Polydamada Solar Power Plant |  | WRI1026613 | 10 | 39.3473 | 22.4052 | Solar |  |  |  |  | Selected Volt | Biosar | http://en.biosar.gr/article.asp?catid=31185&subid=2&pubid=15361400 | WRI | 1087719 | [9 empty] | 17.66 | 16.78 | 17.39 | 18.45 | 18.86 | NO-ESTIMATION | NO-ESTIMATION | NO-ESTIMATION | NO-ESTIMATION | CAPACITY-FACTOR-V1
GRC | Greece | Volos Solar Power Plant |  | WRI1026620 | 2 | 39.3675 | 22.8825 | Solar | [5 empty] | Exenewable | http://www.exenewable.com/projectProfile.asp?id=20846 | WRI | [10 empty] | 3.59 | 3.56 | 3.69 | 3.80 | 4.03 | NO-ESTIMATION | NO-ESTIMATION | NO-ESTIMATION | NO-ESTIMATION | CAPACITY-FACTOR-V1
GRC | Greece | Mithras |  | WKS0062172 | 6 | 40.3250 | 21.8150 | Solar | [5 empty] | Wiki-Solar | https://www.wiki-solar.org | Wiki-Solar | [10 empty] | 9.54 | 9.38 | 9.86 | 9.78 | 10.11 | NO-ESTIMATION | NO-ESTIMATION | NO-ESTIMATION | NO-ESTIMATION | CAPACITY-FACTOR-V1
GRC | Greece | Kastoria |  | WKS0071380 | 6 | 40.5229 | 21.1389 | Solar | [5 empty] | Wiki-Solar | https://www.wiki-solar.org | Wiki-Solar | [10 empty] | 9.41 | 9.42 | 9.84 | 9.86 | 10.15 | NO-ESTIMATION | NO-ESTIMATION | NO-ESTIMATION | NO-ESTIMATION | CAPACITY-FACTOR-V1
GRC | Greece | Mesokomo |  | WKS0073072 | 5 | 40.5600 | 23.3500 | Solar | [5 empty] | Wiki-Solar | https://www.wiki-solar.org | Wiki-Solar | [10 empty] | 8.56 | 8.46 | 9.02 | 9.37 | 9.46 | NO-ESTIMATION | NO-ESTIMATION | NO-ESTIMATION | NO-ESTIMATION | CAPACITY-FACTOR-V1
GRC | Greece | Moutsara 2 Solar Power Plant |  | WRI1026610 | 7 | 40.6499 | 22.1916 | Solar |  |  |  |  | Astraios Energeiakh SA | Biosar | http://en.biosar.gr/article.asp?catid=31183&subid=2&pubid=15361306 | WRI | [10 empty] | 11.87 | 11.94 | 11.82 | 12.41 | 12.37 | NO-ESTIMATION | NO-ESTIMATION | NO-ESTIMATION | NO-ESTIMATION | CAPACITY-FACTOR-V1
GRC | Greece | Moutsara 1 Solar Power Plant |  | WRI1026609 | 7 | 40.6597 | 22.1893 | Solar |  |  |  |  | Astraios Energeiakh SA | Biosar | http://en.biosar.gr/article.asp?catid=31183&subid=2&pubid=15361306 | WRI | [10 empty] | 11.85 | 11.94 | 11.82 | 12.41 | 12.23 | NO-ESTIMATION | NO-ESTIMATION | NO-ESTIMATION | NO-ESTIMATION | CAPACITY-FACTOR-V1
GRC | Greece | Florina Solar Power Plant |  | WRI1026602 | 4.3 | 40.8227 | 21.5178 | Solar |  |  |  |  | AES Solar Energy Ltd | Heli SCSP | http://www.aessolar.co.uk | WRI | 1095658 | [9 empty] | 6.68 | 6.48 | 6.85 | 6.81 | 7.05 | NO-ESTIMATION | NO-ESTIMATION | NO-ESTIMATION | NO-ESTIMATION | CAPACITY-FACTOR-V1
GRC | Greece | Axiochori Solar Power Plant |  | WRI1026600 | 6 | 40.8600 | 22.6719 | Solar |  |  |  |  | Enel Green Power Hellas SA | Enel Green Power | http://environmentalreport2012.enel.com/files/grecia_en.pdf | WRI | 1095660 | [9 empty] | 9.99 | 10.06 | 9.99 | 10.39 | 10.7 | NO-ESTIMATION | NO-ESTIMATION | NO-ESTIMATION | NO-ESTIMATION | CAPACITY-FACTOR-V1
GRC | Greece | Helpe |  | WKS0073071 | 8.7 | 40.9470 | 24.4270 | Solar | [5 empty] | Wiki-Solar | https://www.wiki-solar.org | Wiki-Solar | [10 empty] | 14.81 | 14.72 | 15.42 | 15.56 | 15.18 | NO-ESTIMATION | NO-ESTIMATION | NO-ESTIMATION | NO-ESTIMATION | CAPACITY-FACTOR-V1
GRC | Greece | Magiko Solar Power Plant |  | WRI1026608 | 1.9 | 41.0576 | 24.8927 | Solar |  |  |  |  | F/V Parko Xanthi | Biosar | http://en.biosar.gr/article.asp?catid=31185&subid=2&pubid=15361404 | WRI | [10 empty] | 3.24 | 3.01 | 3.17 | 3.32 | 3.41 | SOLAR-V1-NO-AGE | SOLAR-V1-NO-AGE | SOLAR-V1-NO-AGE | SOLAR-V1-NO-AGE | SOLAR-V1-NO-AGE
GRC | Greece | Rodopi |  | WKS0071391 | 4.5 | 41.1163 | 25.0966 | Solar | [5 empty] | Wiki-Solar | https://www.wiki-solar.org | Wiki-Solar | [10 empty] | 7.66 | 7.29 | 7.70 | 8.08 | 8.13 | NO-ESTIMATION | NO-ESTIMATION | NO-ESTIMATION | NO-ESTIMATION | CAPACITY-FACTOR-V1
GRC | Greece | Drama |  | WKS0060346 | 5 | 41.1820 | 24.0610 | Solar | [5 empty] | Wiki-Solar | https://www.wiki-solar.org | Wiki-Solar | [10 empty] | 8.24 | 8.07 | 8.42 | 8.99 | 8.74 | NO-ESTIMATION | NO-ESTIMATION | NO-ESTIMATION | NO-ESTIMATION | CAPACITY-FACTOR-V1
GTM | Guatemala | Horus II |  | WKS0065067 | 30 | 14.0370 | -90.3620 | Solar | [5 empty] | Wiki-Solar | https://www.wiki-solar.org | Wiki-Solar | [10 empty] | 68.07 | 68.61 | 77.52 | 78.60 | 77.98 | NO-ESTIMATION | NO-ESTIMATION | NO-ESTIMATION | NO-ESTIMATION | CAPACITY-FACTOR-V1
GTM | Guatemala | Horus 1 y 2 |  | WRI1061451 | 80 | 14.0400 | -90.3600 | Solar |  |  |  | 2015.0 |  | Guatemala Energy Data Visualization Center at Universidad Rafael Landivar | http://incyt.org/indicadores/#1495159742418-0490dafa-25d5 | Guatemala Energy Data Visualization Center at Universidad Rafael Landivar | 1106557 |  |  |  |  | 130.29 |  |  |  | Guatemala Energy Data Visualization Center at Universidad Rafael Landivar |  |  |  | 217.74 | 220.26 | NO-ESTIMATION | NO-ESTIMATION | NO-ESTIMATION | NO-ESTIMATION | CAPACITY-FACTOR-V1
GTM | Guatemala | Sibo |  | WRI1029289 | 5 | 14.9800 | -89.6510 | Solar |  |  |  | 2014.0 | Scati | Guatemala Energy Data Visualization Center at Universidad Rafael Landivar | http://incyt.org/indicadores/#1495159742418-0490dafa-25d5 | Guatemala Energy Data Visualization Center at Universidad Rafael Landivar | [5 empty] | 8.7 |  |  |  | Guatemala Energy Data Visualization Center at Universidad Rafael Landivar |  |  | 11.40 | 11.56 | 11.26 | SOLAR-V1-NO-AGE | SOLAR-V1-NO-AGE | SOLAR-V1-NO-AGE | SOLAR-V1-NO-AGE | SOLAR-V1-NO-AGE
GUF | French Guiana | Toucan |  | WKS0065694 | 5 | 4.8937 | -52.5007 | Solar | [5 empty] | Wiki-Solar | https://www.wiki-solar.org | Wiki-Solar | [10 empty] | 10.34 | 10.15 | 10.82 | 9.96 | 9.84 | HYDRO-V1 | HYDRO-V1 | HYDRO-V1 | HYDRO-V1 | HYDRO-V1
HND | Honduras | Los Prados |  | WKS0066599 | 53 | 13.1470 | -87.1430 | Solar | [5 empty] | Wiki-Solar | https://www.wiki-solar.org | Wiki-Solar | [10 empty] | 117.25 | 121.04 | 127.21 | 132.32 | 133.84 | SOLAR-V1-NO-AGE | SOLAR-V1-NO-AGE | SOLAR-V1-NO-AGE | SOLAR-V1-NO-AGE | SOLAR-V1-NO-AGE
HND | Honduras | Aura Solar 2 |  | WRI1029374 | 61 | 13.2273 | -87.2096 | Solar |  |  |  | 2015.0 | Guass Energia | Guass Energia | http://www.aurasolar.com.mx/aura-solar-II.html | WRI | [13 empty] | 143.05 | 149.64 | SOLAR-V1-NO-AGE | SOLAR-V1-NO-AGE | SOLAR-V1-NO-AGE | SOLAR-V1-NO-AGE | SOLAR-V1-NO-AGE
HND | Honduras | Choluteca II |  | WKS0064832 | 35.1 | 13.2280 | -87.2070 | Solar | [5 empty] | Wiki-Solar | https://www.wiki-solar.org | Wiki-Solar | [10 empty] | 79.04 | 80.85 | 84.90 | 88.23 | 91.1 | NO-ESTIMATION | NO-ESTIMATION | NO-ESTIMATION | NO-ESTIMATION | CAPACITY-FACTOR-V1
HND | Honduras | El Pacifico |  | WRI1029377 | 50 | 13.2338 | -87.2503 | Solar |  |  |  | 2015.0 | EM-Power Corporation | EM-Power Corporation | http://www.prnewswire.com/news-releases/yingli-solar-to-supply-40-mw-of-solar-panels-to-sybac-solar-in-honduras-300104045.html | WRI | [13 empty] | 118.70 | 124.1 | NO-ESTIMATION | NO-ESTIMATION | NO-ESTIMATION | NO-ESTIMATION | CAPACITY-FACTOR-V1
HND | Honduras | Del Sur |  | WRI1029376 | 25 | 13.2590 | -87.2299 | Solar |  |  |  | 2015.0 | First Solar | First Solar | http://firstsolar.com/en/About-Us/Projects/Del-Sur | WRI | 1113961 | [12 empty] | 59.05 | 61.75 | HYDRO-V1 | HYDRO-V1 | HYDRO-V1 | HYDRO-V1 | HYDRO-V1
HND | Honduras | Marcovia A |  | WKS0068464 | 6 | 13.2660 | -87.2710 | Solar | [5 empty] | Wiki-Solar | https://www.wiki-solar.org | Wiki-Solar | [10 empty] | 11.77 | 11.99 | 13.13 | 11.92 | 12.39 | HYDRO-V1 | HYDRO-V1 | HYDRO-V1 | HYDRO-V1 | HYDRO-V1
HND | Honduras | Marcovia |  | WKS0065065 | 35 | 13.2770 | -87.2650 | Solar | [5 empty] | Wiki-Solar | https://www.wiki-solar.org | Wiki-Solar | [10 empty] | 78.30 | 79.66 | 84.84 | 87.98 | 90.84 | NO-ESTIMATION | NO-ESTIMATION | NO-ESTIMATION | NO-ESTIMATION | CAPACITY-FACTOR-V1
HND | Honduras | La Manzanilla y Las Lajas |  | WKS0065877 | 15 | 13.3870 | -87.3200 | Solar | [5 empty] | Wiki-Solar | https://www.wiki-solar.org | Wiki-Solar | [10 empty] | 32.47 | 33.03 | 34.75 | 36.20 | 37.49 | NO-ESTIMATION | NO-ESTIMATION | NO-ESTIMATION | NO-ESTIMATION | CAPACITY-FACTOR-V1
HND | Honduras | Pavana Solar Park |  | WRI1029372 | 24.55 | 13.4068 | -87.3218 | Solar |  |  |  | 2015.0 | Sybac Solar | Sybac Solar | http://www.sybacsolar.com/ | WRI | [13 empty] | 57.99 | 60.64 | SOLAR-V1-NO-AGE | SOLAR-V1-NO-AGE | SOLAR-V1-NO-AGE | SOLAR-V1-NO-AGE | SOLAR-V1-NO-AGE
HND | Honduras | Enerbasa Nacaome II |  | WRI1029375 | 60 | 13.4829 | -87.5485 | Solar |  |  |  | 2015.0 | Scatec Solar | Scatec Solar | http://www.scatecsolar.com/Portfolio/Honduras/Agua-Fria-Honduras-60-MW | WRI | [13 empty] | 140.70 | 156.48 | SOLAR-V1-NO-AGE | SOLAR-V1-NO-AGE | SOLAR-V1-NO-AGE | SOLAR-V1-NO-AGE | SOLAR-V1-NO-AGE
HND | Honduras | Valle Solar Park |  | WRI1029373 | 100 | 13.5158 | -87.5564 | Solar |  |  |  | 2015.0 |  | Oikocredit | https://www.oikocredit.coop/k/news/view/142721/462/oikocredit-makes-11m-investment-in-honduran-solar-power-plant.html | WRI | [13 empty] | 235.95 | 262.25 | NO-ESTIMATION | NO-ESTIMATION | NO-ESTIMATION | NO-ESTIMATION | CAPACITY-FACTOR-V1
HND | Honduras | Pacific Solar |  | WKS0065874 | 63 | 13.5250 | -87.5480 | Solar | [5 empty] | Wiki-Solar | https://www.wiki-solar.org | Wiki-Solar | [10 empty] | 139.63 | 143.41 | 142.67 | 155.49 | 161.05 | NO-ESTIMATION | NO-ESTIMATION | NO-ESTIMATION | NO-ESTIMATION | CAPACITY-FACTOR-V1
HND | Honduras | Pacific Solar (bal) |  | WKS0065956 | 25 | 13.5250 | -87.5480 | Solar | [5 empty] | Wiki-Solar | https://www.wiki-solar.org | Wiki-Solar | [10 empty] | 54.74 | 56.24 | 56.12 | 61.21 | 63.39 | SOLAR-V1-NO-AGE | SOLAR-V1-NO-AGE | SOLAR-V1-NO-AGE | SOLAR-V1-NO-AGE | SOLAR-V1-NO-AGE
HND | Honduras | Pacific Solar I |  | WKS0065875 | 25.9 | 13.5250 | -87.5480 | Solar | [5 empty] | Wiki-Solar | https://www.wiki-solar.org | Wiki-Solar | [10 empty] | 56.87 | 58.42 | 58.29 | 63.65 | 65.91 | SOLAR-V1-NO-AGE | SOLAR-V1-NO-AGE | SOLAR-V1-NO-AGE | SOLAR-V1-NO-AGE | SOLAR-V1-NO-AGE
HND | Honduras | Pacific Solar II |  | WKS0065876 | 25.9 | 13.5250 | -87.5480 | Solar | [5 empty] | Wiki-Solar | https://www.wiki-solar.org | Wiki-Solar | [10 empty] | 56.87 | 58.42 | 58.29 | 63.65 | 65.91 | HYDRO-V1 | HYDRO-V1 | HYDRO-V1 | HYDRO-V1 | HYDRO-V1
HUN | Hungary | PÃ©cs |  | WKS0066370 | 7 | 46.0600 | 18.2570 | Solar | [5 empty] | Wiki-Solar | https://www.wiki-solar.org | Wiki-Solar | [10 empty] | 10.52 | 10.60 | 10.60 | 10.48 | 10.85 | HYDRO-V1 | HYDRO-V1 | HYDRO-V1 | HYDRO-V1 | HYDRO-V1
HUN | Hungary | Paks |  | WKS0073291 | 20.6 | 46.5900 | 18.8500 | Solar | [5 empty] | Wiki-Solar | https://www.wiki-solar.org | Wiki-Solar | [10 empty] | 31.45 | 32.99 | 31.67 | 31.65 | 32.5 | NO-ESTIMATION | NO-ESTIMATION | NO-ESTIMATION | NO-ESTIMATION | CAPACITY-FACTOR-V1
HUN | Hungary | Dunai |  | WKS0072600 | 21 | 47.3330 | 18.9060 | Solar | [5 empty] | Wiki-Solar | https://www.wiki-solar.org | Wiki-Solar | [10 empty] | 31.43 | 32.11 | 31.85 | 31.61 | 31.96 | SOLAR-V1-NO-AGE | SOLAR-V1-NO-AGE | SOLAR-V1-NO-AGE | SOLAR-V1-NO-AGE | SOLAR-V1-NO-AGE
HUN | Hungary | Visonta |  | WKS0066591 | 16 | 47.8020 | 20.0590 | Solar | [5 empty] | Wiki-Solar | https://www.wiki-solar.org | Wiki-Solar | [10 empty] | 24.32 | 24.35 | 23.93 | 24.54 | 24.38 | NO-ESTIMATION | NO-ESTIMATION | NO-ESTIMATION | NO-ESTIMATION | CAPACITY-FACTOR-V1
HUN | Hungary | BukkabranyÂ |  | WKS0073281 | 20 | 47.8940 | 20.7070 | Solar | [5 empty] | Wiki-Solar | https://www.wiki-solar.org | Wiki-Solar | [10 empty] | 30.48 | 30.68 | 30.55 | 30.30 | 30.61 | HYDRO-V1 | HYDRO-V1 | HYDRO-V1 | HYDRO-V1 | HYDRO-V1
IND | India | Theni-Dundugul |  | WKS0069518 | 50 | 10.1150 | 77.6900 | Solar | [5 empty] | Wiki-Solar | https://www.wiki-solar.org | Wiki-Solar | [10 empty] | 103.13 | 100.85 | 103.17 | 113.74 | 99.96 | SOLAR-V1-NO-AGE | SOLAR-V1-NO-AGE | SOLAR-V1-NO-AGE | SOLAR-V1-NO-AGE | SOLAR-V1-NO-AGE
IND | India | Eluvanampatty |  | WKS0069519 | 30 | 10.1340 | 77.6890 | Solar | [5 empty] | Wiki-Solar | https://www.wiki-solar.org | Wiki-Solar | [10 empty] | 61.78 | 60.33 | 61.73 | 67.95 | 59.63 | SOLAR-V1-NO-AGE | SOLAR-V1-NO-AGE | SOLAR-V1-NO-AGE | SOLAR-V1-NO-AGE | SOLAR-V1-NO-AGE
IND | India | Cochin COK II |  | WKS0069741 | 10 | 10.1490 | 76.3907 | Solar | [5 empty] | Wiki-Solar | https://www.wiki-solar.org | Wiki-Solar | [10 empty] | 18.51 | 19.24 | 18.22 | 19.02 | 18.22 | NO-ESTIMATION | NO-ESTIMATION | NO-ESTIMATION | NO-ESTIMATION | NO-ESTIMATION
IND | India | Cochin COK |  | WKS0066093 | 12 | 10.1570 | 76.3840 | Solar | [5 empty] | Wiki-Solar | https://www.wiki-solar.org | Wiki-Solar | [10 empty] | 24.10 | 23.48 | 22.99 | 25.04 | 22.99 | NO-ESTIMATION | NO-ESTIMATION | NO-ESTIMATION | NO-ESTIMATION | CAPACITY-FACTOR-V1
IND | India | Agaram A |  | WKS0069517 | 20 | 10.4560 | 77.9240 | Solar | [5 empty] | Wiki-Solar | https://www.wiki-solar.org | Wiki-Solar | [10 empty] | 41.04 | 40.16 | 41.12 | 42.73 | 39.35 | HYDRO-V1 | HYDRO-V1 | HYDRO-V1 | HYDRO-V1 | HYDRO-V1
IND | India | Vedasandur |  | WKS0067248 | 5 | 10.5254 | 77.8899 | Solar | [5 empty] | Wiki-Solar | https://www.wiki-solar.org | Wiki-Solar | [10 empty] | 9.75 | 9.85 | 9.75 | 10.11 | 9.69 | SOLAR-V1-NO-AGE | SOLAR-V1-NO-AGE | SOLAR-V1-NO-AGE | SOLAR-V1-NO-AGE | SOLAR-V1-NO-AGE
IND | India | Vedachandur |  | WKS0066642 | 9 | 10.5360 | 77.9080 | Solar | [5 empty] | Wiki-Solar | https://www.wiki-solar.org | Wiki-Solar | [10 empty] | 17.10 | 17.27 | 17.10 | 17.78 | 17.09 | NO-ESTIMATION | NO-ESTIMATION | NO-ESTIMATION | NO-ESTIMATION | CAPACITY-FACTOR-V1
IND | India | Pudukottai Aeon |  | WKS0067368 | 15 | 10.5640 | 77.9250 | Solar | [5 empty] | Wiki-Solar | https://www.wiki-solar.org | Wiki-Solar | [10 empty] | 30.09 | 29.62 | 30.09 | 31.71 | 29.41 | HYDRO-V1 | HYDRO-V1 | HYDRO-V1 | HYDRO-V1 | HYDRO-V1
IND | India | Killanur A |  | WKS0074095 | 4.5 | 10.5700 | 78.8770 | Solar | [5 empty] | Wiki-Solar | https://www.wiki-solar.org | Wiki-Solar | [10 empty] | 8.62 | 8.96 | 8.08 | 8.62 | 8.48 | NO-ESTIMATION | NO-ESTIMATION | NO-ESTIMATION | NO-ESTIMATION | CAPACITY-FACTOR-V1
IND | India | Valathadippatti |  | WKS0074132 | 10 | 10.5780 | 78.6350 | Solar | [5 empty] | Wiki-Solar | https://www.wiki-solar.org | Wiki-Solar | [10 empty] | 18.78 | 18.94 | 18.01 | 18.91 | 18.67 | SOLAR-V1-NO-AGE | SOLAR-V1-NO-AGE | SOLAR-V1-NO-AGE | SOLAR-V1-NO-AGE | SOLAR-V1-NO-AGE
IND | India | Karur |  | WKS0063261 | 10 | 10.8160 | 78.1860 | Solar | [5 empty] | Wiki-Solar | https://www.wiki-solar.org | Wiki-Solar | [10 empty] | 18.48 | 18.51 | 18.30 | 19.06 | 18.54 | HYDRO-V1 | HYDRO-V1 | HYDRO-V1 | HYDRO-V1 | HYDRO-V1
IND | India | Muttam |  | WKS0065867 | 4 | 10.8245 | 79.8147 | Solar | [5 empty] | Wiki-Solar | https://www.wiki-solar.org | Wiki-Solar | [10 empty] | 7.48 | 7.58 | 7.25 | 7.58 | 7.43 | HYDRO-V1 | HYDRO-V1 | HYDRO-V1 | HYDRO-V1 | HYDRO-V1
IND | India | Kodaiyur |  | WKS0070781 | 5 | 10.8560 | 77.9770 | Solar | [5 empty] | Wiki-Solar | https://www.wiki-solar.org | Wiki-Solar | [10 empty] | 9.72 | 9.73 | 9.54 | 9.92 | 9.29 | NO-ESTIMATION | NO-ESTIMATION | NO-ESTIMATION | NO-ESTIMATION | CAPACITY-FACTOR-V1
IND | India | Iyyermalai |  | WKS0070782 | 75 | 10.8800 | 78.3450 | Solar | [5 empty] | Wiki-Solar | https://www.wiki-solar.org | Wiki-Solar | [10 empty] | 157.32 | 156.11 | 156.67 | 162.82 | 147.6 | NO-ESTIMATION | NO-ESTIMATION | NO-ESTIMATION | NO-ESTIMATION | CAPACITY-FACTOR-V1
IND | India | Tiruchi |  | WKS0065806 | 10 | 10.9200 | 78.6300 | Solar | [5 empty] | Wiki-Solar | https://www.wiki-solar.org | Wiki-Solar | [10 empty] | 18.87 | 18.49 | 18.87 | 19.02 | 18.86 | SOLAR-V1-NO-AGE | SOLAR-V1-NO-AGE | SOLAR-V1-NO-AGE | SOLAR-V1-NO-AGE | SOLAR-V1-NO-AGE
IND | India | Monjanur |  | WKS0064111 | 15 | 10.9670 | 77.7780 | Solar | [5 empty] | Wiki-Solar | https://www.wiki-solar.org | Wiki-Solar | [10 empty] | 29.91 | 29.29 | 31.36 | 33.88 | 30.28 | SOLAR-V1-NO-AGE | SOLAR-V1-NO-AGE | SOLAR-V1-NO-AGE | SOLAR-V1-NO-AGE | SOLAR-V1-NO-AGE
IND | India | Moovanur GRT 2 |  | WKS0067238 | 5 | 11.0003 | 78.6101 | Solar | [5 empty] | Wiki-Solar | https://www.wiki-solar.org | Wiki-Solar | [10 empty] | 10.01 | 9.86 | 9.88 | 9.84 | 9.74 | NO-ESTIMATION | NO-ESTIMATION | NO-ESTIMATION | NO-ESTIMATION | CAPACITY-FACTOR-V1
IND | India | Moovanur GRT 3 |  | WKS0067236 | 5 | 11.0005 | 78.6129 | Solar | [5 empty] | Wiki-Solar | https://www.wiki-solar.org | Wiki-Solar | [10 empty] | 10.01 | 9.86 | 9.90 | 9.84 | 9.73 | NO-ESTIMATION | NO-ESTIMATION | NO-ESTIMATION | NO-ESTIMATION | CAPACITY-FACTOR-V1
IND | India | Moovanur GRT 1 |  | WKS0067247 | 5 | 11.0027 | 78.6108 | Solar | [5 empty] | Wiki-Solar | https://www.wiki-solar.org | Wiki-Solar | [10 empty] | 10.01 | 9.86 | 9.88 | 9.84 | 9.74 | HYDRO-V1 | HYDRO-V1 | HYDRO-V1 | HYDRO-V1 | HYDRO-V1
IND | India | Komal West Solar Power Plant |  | WRI1026165 | 1 | 11.0118 | 79.5898 | Solar |  |  |  |  | Tata Power Solar Systems Limited (TPREL) | S Limited Rsolar | http://www.tatapowersolar.com | Industry About | [10 empty] | 1.76 | 1.78 | 1.62 | 1.82 | 1.73 | HYDRO-V1 | HYDRO-V1 | HYDRO-V1 | HYDRO-V1 | HYDRO-V1
IND | India | Ponnusangampatti |  | WKS0067239 | 50 | 11.0660 | 78.4940 | Solar | [5 empty] | Wiki-Solar | https://www.wiki-solar.org | Wiki-Solar | [10 empty] | 103.03 | 100.98 | 103.03 | 107.25 | 97.38 | HYDRO-V1 | HYDRO-V1 | HYDRO-V1 | HYDRO-V1 | HYDRO-V1
IND | India | Musri |  | WKS0062318 | 20 | 11.0830 | 78.5060 | Solar | [5 empty] | Wiki-Solar | https://www.wiki-solar.org | Wiki-Solar | [10 empty] | 41.01 | 40.21 | 41.01 | 42.61 | 39.46 | NO-ESTIMATION | NO-ESTIMATION | NO-ESTIMATION | NO-ESTIMATION | CAPACITY-FACTOR-V1
IND | India | Kottathur |  | WKS0067240 | 10 | 11.1220 | 78.6890 | Solar | [5 empty] | Wiki-Solar | https://www.wiki-solar.org | Wiki-Solar | [10 empty] | 18.96 | 18.83 | 19.05 | 19.09 | 19.01 | NO-ESTIMATION | NO-ESTIMATION | NO-ESTIMATION | NO-ESTIMATION | CAPACITY-FACTOR-V1
IND | India | Coimbatore |  | WKS0073472 | 10 | 11.1430 | 76.9500 | Solar | [5 empty] | Wiki-Solar | https://www.wiki-solar.org | Wiki-Solar | [10 empty] | 18.15 | 18.19 | 18.89 | 20.55 | 18.88 | SOLAR-V1-NO-AGE | SOLAR-V1-NO-AGE | SOLAR-V1-NO-AGE | SOLAR-V1-NO-AGE | SOLAR-V1-NO-AGE
IND | India | Azhagapuri |  | WKS0063976 | 5 | 11.1936 | 78.4584 | Solar | [5 empty] | Wiki-Solar | https://www.wiki-solar.org | Wiki-Solar | [10 empty] | 9.89 | 9.85 | 9.77 | 9.93 | 9.68 | SOLAR-V1-NO-AGE | SOLAR-V1-NO-AGE | SOLAR-V1-NO-AGE | SOLAR-V1-NO-AGE | SOLAR-V1-NO-AGE
IND | India | Thekkampatty |  | WKS0067235 | 4.9 | 11.2500 | 76.9050 | Solar | [5 empty] | Wiki-Solar | https://www.wiki-solar.org | Wiki-Solar | [10 empty] | 9.47 | 9.30 | 9.55 | 9.99 | 9.5 | SOLAR-V1-NO-AGE | SOLAR-V1-NO-AGE | SOLAR-V1-NO-AGE | SOLAR-V1-NO-AGE | SOLAR-V1-NO-AGE
IND | India | Neyveli |  | WKS0063018 | 10 | 11.6110 | 79.5200 | Solar | [5 empty] | Wiki-Solar | https://www.wiki-solar.org | Wiki-Solar | [10 empty] | 18.51 | 18.04 | 18.78 | 18.91 | 18.73 | SOLAR-V1-NO-AGE | SOLAR-V1-NO-AGE | SOLAR-V1-NO-AGE | SOLAR-V1-NO-AGE | SOLAR-V1-NO-AGE
IND | India | Garacharma Solar Power Plant |  | WRI1026140 | 5 | 11.6117 | 92.7109 | Solar |  |  |  |  | National Thermal Power Corporation (NTPC) Limited | National Thermal Power Corporation (NTPC) | http://www.ntpc.co.in | Industry About | [10 empty] | 9.63 | 9.78 | 9.91 | 9.70 | 9.89 | SOLAR-V1-NO-AGE | SOLAR-V1-NO-AGE | SOLAR-V1-NO-AGE | SOLAR-V1-NO-AGE | SOLAR-V1-NO-AGE
IND | India | Neyveli NLC1 |  | WKS0068457 | 65 | 11.6230 | 79.5320 | Solar | [5 empty] | Wiki-Solar | https://www.wiki-solar.org | Wiki-Solar | [10 empty] | 135.41 | 123.03 | 134.93 | 141.90 | 127.65 | SOLAR-V1-NO-AGE | SOLAR-V1-NO-AGE | SOLAR-V1-NO-AGE | SOLAR-V1-NO-AGE | SOLAR-V1-NO-AGE
IND | India | Neyveli NLC2 |  | WKS0068458 | 65 | 11.6300 | 79.4940 | Solar | [5 empty] | Wiki-Solar | https://www.wiki-solar.org | Wiki-Solar | [10 empty] | 135.41 | 122.27 | 134.93 | 140.90 | 127.47 | SOLAR-V1-NO-AGE | SOLAR-V1-NO-AGE | SOLAR-V1-NO-AGE | SOLAR-V1-NO-AGE | SOLAR-V1-NO-AGE
IND | India | Samudram |  | WKS0065843 | 39 | 11.6650 | 77.8900 | Solar | [5 empty] | Wiki-Solar | https://www.wiki-solar.org | Wiki-Solar | [10 empty] | 83.65 | 83.11 | 84.66 | 89.50 | 81.01 | NO-ESTIMATION | NO-ESTIMATION | NO-ESTIMATION | NO-ESTIMATION | CAPACITY-FACTOR-V1
IND | India | Gundlupet |  | WKS0067038 | 20 | 11.8050 | 76.6700 | Solar | [5 empty] | Wiki-Solar | https://www.wiki-solar.org | Wiki-Solar | [10 empty] | 43.19 | 42.14 | 45.55 | 45.86 | 42.87 | SOLAR-V1-NO-AGE | SOLAR-V1-NO-AGE | SOLAR-V1-NO-AGE | SOLAR-V1-NO-AGE | SOLAR-V1-NO-AGE
IND | India | Chamrajanagara |  | WKS0067026 | 20 | 11.8950 | 76.9350 | Solar | [5 empty] | Wiki-Solar | https://www.wiki-solar.org | Wiki-Solar | [10 empty] | 43.26 | 44.91 | 45.45 | 46.46 | 42.96 | SOLAR-V1-NO-AGE | SOLAR-V1-NO-AGE | SOLAR-V1-NO-AGE | SOLAR-V1-NO-AGE | SOLAR-V1-NO-AGE
IND | India | T.N.Pura |  | WKS0067072 | 20 | 12.0550 | 76.9610 | Solar | [5 empty] | Wiki-Solar | https://www.wiki-solar.org | Wiki-Solar | [10 empty] | 43.14 | 44.42 | 45.85 | 46.62 | 42.5 | NO-ESTIMATION | NO-ESTIMATION | NO-ESTIMATION | NO-ESTIMATION | CAPACITY-FACTOR-V1
IND | India | Hanur |  | WKS0067049 | 20 | 12.1500 | 77.2150 | Solar | [5 empty] | Wiki-Solar | https://www.wiki-solar.org | Wiki-Solar | [10 empty] | 42.56 | 44.37 | 45.89 | 46.46 | 43.07 | SOLAR-V1-NO-AGE | SOLAR-V1-NO-AGE | SOLAR-V1-NO-AGE | SOLAR-V1-NO-AGE | SOLAR-V1-NO-AGE
IND | India | Belakavadi |  | WKS0064261 | 5 | 12.2549 | 77.1167 | Solar | [5 empty] | Wiki-Solar | https://www.wiki-solar.org | Wiki-Solar | [10 empty] | 10.31 | 10.14 | 10.40 | 10.46 | 9.82 | NO-ESTIMATION | NO-ESTIMATION | NO-ESTIMATION | NO-ESTIMATION | CAPACITY-FACTOR-V1
IND | India | Shivasamundra Solar Power Plant |  | WRI1026207 | 5 | 12.3003 | 77.1638 | Solar |  |  |  |  | Karnataka Power Corporation Limited | Karnataka Power Corporation Limited | http://karnatakapower.com | Industry About | [10 empty] | 10.31 | 10.08 | 10.39 | 10.45 | 9.8 | HYDRO-V1 | HYDRO-V1 | HYDRO-V1 | HYDRO-V1 | HYDRO-V1
IND | India | Kasaragod KSEB |  | WKS0065922 | 50 | 12.3400 | 75.1500 | Solar | [5 empty] | Wiki-Solar | https://www.wiki-solar.org | Wiki-Solar | [10 empty] | 106.72 | 101.22 | 106.45 | 117.97 | 113.97 | NO-ESTIMATION | NO-ESTIMATION | NO-ESTIMATION | NO-ESTIMATION | CAPACITY-FACTOR-V1
IND | India | Chengam |  | WKS0068268 | 36 | 12.3440 | 78.9470 | Solar | [5 empty] | Wiki-Solar | https://www.wiki-solar.org | Wiki-Solar | [10 empty] | 73.65 | 72.32 | 78.77 | 81.86 | 75.38 | SOLAR-V1-NO-AGE | SOLAR-V1-NO-AGE | SOLAR-V1-NO-AGE | SOLAR-V1-NO-AGE | SOLAR-V1-NO-AGE
IND | India | Periyapattana |  | WKS0067061 | 20 | 12.3920 | 76.1750 | Solar | [5 empty] | Wiki-Solar | https://www.wiki-solar.org | Wiki-Solar | [10 empty] | 45.49 | 44.41 | 43.77 | 46.37 | 44.38 | NO-ESTIMATION | NO-ESTIMATION | NO-ESTIMATION | NO-ESTIMATION | CAPACITY-FACTOR-V1
IND | India | Channapatanna |  | WKS0067027 | 20 | 12.6960 | 77.1080 | Solar | [5 empty] | Wiki-Solar | https://www.wiki-solar.org | Wiki-Solar | [10 empty] | 45.64 | 44.41 | 46.38 | 46.62 | 42.4 | NO-ESTIMATION | NO-ESTIMATION | NO-ESTIMATION | NO-ESTIMATION | CAPACITY-FACTOR-V1
IND | India | Holenarasipura |  | WKS0067041 | 20 | 12.7550 | 76.2040 | Solar | [5 empty] | Wiki-Solar | https://www.wiki-solar.org | Wiki-Solar | [10 empty] | 48.22 | 44.95 | 43.69 | 45.85 | 47.21 | HYDRO-V1 | HYDRO-V1 | HYDRO-V1 | HYDRO-V1 | HYDRO-V1
IND | India | Nallur |  | WKS0068591 | 40 | 12.8400 | 76.3750 | Solar | [5 empty] | Wiki-Solar | https://www.wiki-solar.org | Wiki-Solar | [10 empty] | 97.16 | 88.50 | 89.24 | 92.53 | 91.34 | HYDRO-V1 | HYDRO-V1 | HYDRO-V1 | HYDRO-V1 | HYDRO-V1
IND | India | Apollo Chennai |  | WKS0073932 | 10 | 12.8570 | 79.9440 | Solar | [5 empty] | Wiki-Solar | https://www.wiki-solar.org | Wiki-Solar | [10 empty] | 18.65 | 18.76 | 18.87 | 19.28 | 17.95 | NO-ESTIMATION | NO-ESTIMATION | NO-ESTIMATION | NO-ESTIMATION | CAPACITY-FACTOR-V1
IND | India | Kunigal B |  | WKS0074102 | 6 | 12.8640 | 77.1130 | Solar | [5 empty] | Wiki-Solar | https://www.wiki-solar.org | Wiki-Solar | [10 empty] | 12.55 | 12.20 | 12.59 | 12.36 | 12.38 | NO-ESTIMATION | NO-ESTIMATION | NO-ESTIMATION | NO-ESTIMATION | NO-ESTIMATION
IND | India | Magadi |  | WKS0067053 | 20 | 12.8703 | 77.2950 | Solar | [5 empty] | Wiki-Solar | https://www.wiki-solar.org | Wiki-Solar | [10 empty] | 45.64 | 44.20 | 46.46 | 46.28 | 43.14 | HYDRO-V1 | HYDRO-V1 | HYDRO-V1 | HYDRO-V1 | HYDRO-V1
IND | India | Yelesandra Solar Power Plant |  | WRI1026222 | 3 | 12.8932 | 78.1654 | Solar |  |  |  |  | Karnataka Power Corporation Limited | Karnataka Power Corporation Limited | http://karnatakapower.com | Industry About | 1080088 | [9 empty] | 5.83 | 6.05 | 5.83 | 5.89 | 5.75 | HYDRO-V1 | HYDRO-V1 | HYDRO-V1 | HYDRO-V1 | HYDRO-V1
IND | India | Mangalore Port |  | WKS0069923 | 4 | 12.9435 | 74.8239 | Solar | [5 empty] | Wiki-Solar | https://www.wiki-solar.org | Wiki-Solar | [10 empty] | 7.72 | 7.63 | 7.53 | 7.06 | 7.7 | HYDRO-V1 | HYDRO-V1 | HYDRO-V1 | HYDRO-V1 | HYDRO-V1
IND | India | Walaja |  | WKS0067244 | 5 | 12.9550 | 79.3950 | Solar | [5 empty] | Wiki-Solar | https://www.wiki-solar.org | Wiki-Solar | [10 empty] | 9.88 | 9.95 | 9.77 | 9.84 | 9.39 | HYDRO-V1 | HYDRO-V1 | HYDRO-V1 | HYDRO-V1 | HYDRO-V1
IND | India | Kodur |  | WKS0070775 | 50 | 12.9800 | 77.9700 | Solar | [5 empty] | Wiki-Solar | https://www.wiki-solar.org | Wiki-Solar | [10 empty] | 108.73 | 113.01 | 113.09 | 117.54 | 107.26 | HYDRO-V1 | HYDRO-V1 | HYDRO-V1 | HYDRO-V1 | HYDRO-V1
IND | India | Mukundarayappuram |  | WKS0067245 | 5 | 12.9880 | 79.2940 | Solar | [5 empty] | Wiki-Solar | https://www.wiki-solar.org | Wiki-Solar | [10 empty] | 10.01 | 9.80 | 9.72 | 9.74 | 9.6 | NO-ESTIMATION | NO-ESTIMATION | NO-ESTIMATION | NO-ESTIMATION | CAPACITY-FACTOR-V1
IND | India | Kunigal A |  | WKS0074101 | 5.5 | 13.0400 | 76.9230 | Solar | [5 empty] | Wiki-Solar | https://www.wiki-solar.org | Wiki-Solar | [10 empty] | 11.51 | 11.17 | 11.52 | 11.45 | 11.37 | NO-ESTIMATION | NO-ESTIMATION | NO-ESTIMATION | NO-ESTIMATION | CAPACITY-FACTOR-V1
IND | India | Mulbagal |  | WKS0067057 | 20 | 13.1650 | 78.3650 | Solar | [5 empty] | Wiki-Solar | https://www.wiki-solar.org | Wiki-Solar | [10 empty] | 42.44 | 41.73 | 45.53 | 45.57 | 43.16 | NO-ESTIMATION | NO-ESTIMATION | NO-ESTIMATION | NO-ESTIMATION | CAPACITY-FACTOR-V1
IND | India | Turuvekere |  | WKS0067074 | 20 | 13.2690 | 76.7420 | Solar | [5 empty] | Wiki-Solar | https://www.wiki-solar.org | Wiki-Solar | [10 empty] | 44.00 | 44.18 | 45.43 | 46.47 | 44.76 | NO-ESTIMATION | NO-ESTIMATION | NO-ESTIMATION | NO-ESTIMATION | CAPACITY-FACTOR-V1
IND | India | Bandapalli |  | WKS0070826 | 10 | 13.3050 | 79.1200 | Solar | [5 empty] | Wiki-Solar | https://www.wiki-solar.org | Wiki-Solar | [10 empty] | 18.30 | 17.93 | 18.02 | 19.02 | 18.9 | NO-ESTIMATION | NO-ESTIMATION | NO-ESTIMATION | NO-ESTIMATION | NO-ESTIMATION
IND | India | Punganur |  | WKS0066888 | 50 | 13.3230 | 78.6730 | Solar | [5 empty] | Wiki-Solar | https://www.wiki-solar.org | Wiki-Solar | [10 empty] | 108.22 | 105.42 | 107.29 | 111.82 | 101.6 | NO-ESTIMATION | NO-ESTIMATION | NO-ESTIMATION | NO-ESTIMATION | CAPACITY-FACTOR-V1
IND | India | Srinivasapura |  | WKS0067020 | 20 | 13.3690 | 78.3650 | Solar | [5 empty] | Wiki-Solar | https://www.wiki-solar.org | Wiki-Solar | [10 empty] | 42.90 | 42.71 | 42.43 | 45.07 | 42.96 | SOLAR-V1-NO-AGE | SOLAR-V1-NO-AGE | SOLAR-V1-NO-AGE | SOLAR-V1-NO-AGE | SOLAR-V1-NO-AGE
IND | India | Tubagere A |  | WKS0074096 | 8.5 | 13.3700 | 77.5940 | Solar | [5 empty] | Wiki-Solar | https://www.wiki-solar.org | Wiki-Solar | [10 empty] | 16.20 | 16.78 | 16.77 | 16.94 | 16.37 | NO-ESTIMATION | NO-ESTIMATION | NO-ESTIMATION | NO-ESTIMATION | CAPACITY-FACTOR-V1
IND | India | Tipatturu |  | WKS0067073 | 20 | 13.3960 | 76.4070 | Solar | [5 empty] | Wiki-Solar | https://www.wiki-solar.org | Wiki-Solar | [10 empty] | 43.34 | 44.23 | 45.23 | 46.62 | 45.59 | NO-ESTIMATION | NO-ESTIMATION | NO-ESTIMATION | NO-ESTIMATION | CAPACITY-FACTOR-V1
IND | India | Chikkanayakanahalli |  | WKS0067030 | 20 | 13.4200 | 76.6050 | Solar | [5 empty] | Wiki-Solar | https://www.wiki-solar.org | Wiki-Solar | [10 empty] | 44.39 | 43.94 | 45.41 | 46.47 | 44.93 | NO-ESTIMATION | NO-ESTIMATION | NO-ESTIMATION | NO-ESTIMATION | CAPACITY-FACTOR-V1
IND | India | Koratagere |  | WKS0067051 | 20 | 13.5100 | 77.2400 | Solar | [5 empty] | Wiki-Solar | https://www.wiki-solar.org | Wiki-Solar | [10 empty] | 42.45 | 44.36 | 44.69 | 45.61 | 43.18 | NO-ESTIMATION | NO-ESTIMATION | NO-ESTIMATION | NO-ESTIMATION | CAPACITY-FACTOR-V1
IND | India | Gowribidanuru |  | WKS0067036 | 20 | 13.6150 | 77.5400 | Solar | [5 empty] | Wiki-Solar | https://www.wiki-solar.org | Wiki-Solar | [10 empty] | 42.65 | 41.83 | 44.89 | 45.57 | 43.35 | SOLAR-V1-NO-AGE | SOLAR-V1-NO-AGE | SOLAR-V1-NO-AGE | SOLAR-V1-NO-AGE | SOLAR-V1-NO-AGE
IND | India | Tirumala Tirupati Devasthanams |  | WKS0070810 | 10 | 13.6344 | 79.3268 | Solar | [5 empty] | Wiki-Solar | https://www.wiki-solar.org | Wiki-Solar | [10 empty] | 18.30 | 17.93 | 18.30 | 19.06 | 18.63 | NO-ESTIMATION | NO-ESTIMATION | NO-ESTIMATION | NO-ESTIMATION | CAPACITY-FACTOR-V1
IND | India | Madhugiri |  | WKS0067052 | 20 | 13.6800 | 77.1950 | Solar | [5 empty] | Wiki-Solar | https://www.wiki-solar.org | Wiki-Solar | [10 empty] | 42.34 | 42.61 | 44.82 | 45.57 | 43.18 | NO-ESTIMATION | NO-ESTIMATION | NO-ESTIMATION | NO-ESTIMATION | CAPACITY-FACTOR-V1
IND | India | Gowriganipalli MV5 |  | WKS0061744 | 5 | 13.7260 | 77.5620 | Solar | [5 empty] | Wiki-Solar | https://www.wiki-solar.org | Wiki-Solar | [10 empty] | 9.90 | 9.77 | 10.13 | 10.22 | 9.92 | NO-ESTIMATION | NO-ESTIMATION | NO-ESTIMATION | NO-ESTIMATION | CAPACITY-FACTOR-V1
IND | India | Gowriganipalli MV10 |  | WKS0067275 | 10.9 | 13.7270 | 77.5620 | Solar | [5 empty] | Wiki-Solar | https://www.wiki-solar.org | Wiki-Solar | [10 empty] | 22.55 | 22.03 | 23.93 | 24.24 | 22.47 | NO-ESTIMATION | NO-ESTIMATION | NO-ESTIMATION | NO-ESTIMATION | CAPACITY-FACTOR-V1
IND | India | Gowriganipalli BGC |  | WKS0067271 | 4 | 13.7482 | 77.5527 | Solar | [5 empty] | Wiki-Solar | https://www.wiki-solar.org | Wiki-Solar | [10 empty] | 7.61 | 7.72 | 7.72 | 7.71 | 7.64 | NO-ESTIMATION | NO-ESTIMATION | NO-ESTIMATION | NO-ESTIMATION | NO-ESTIMATION
IND | India | Idihalli CMS |  | WKS0069239 | 30 | 13.8100 | 77.3300 | Solar | [5 empty] | Wiki-Solar | https://www.wiki-solar.org | Wiki-Solar | [10 empty] | 63.80 | 62.76 | 63.69 | 67.77 | 64.32 | SOLAR-V1-NO-AGE | SOLAR-V1-NO-AGE | SOLAR-V1-NO-AGE | SOLAR-V1-NO-AGE | SOLAR-V1-NO-AGE
IND | India | Idihalli AF |  | WKS0070032 | 10 | 13.8330 | 77.3400 | Solar | [5 empty] | Wiki-Solar | https://www.wiki-solar.org | Wiki-Solar | [10 empty] | 18.82 | 18.79 | 19.01 | 20.23 | 18.82 | HYDRO-V1 | HYDRO-V1 | HYDRO-V1 | HYDRO-V1 | HYDRO-V1
IND | India | Putluru |  | WKS0074134 | 10 | 13.9060 | 78.1790 | Solar | [5 empty] | Wiki-Solar | https://www.wiki-solar.org | Wiki-Solar | [10 empty] | 18.91 | 18.84 | 19.00 | 19.70 | 18.97 | SOLAR-V1-NO-AGE | SOLAR-V1-NO-AGE | SOLAR-V1-NO-AGE | SOLAR-V1-NO-AGE | SOLAR-V1-NO-AGE
IND | India | ThanaKallu |  | WKS0074135 | 10 | 13.9070 | 78.1830 | Solar | [5 empty] | Wiki-Solar | https://www.wiki-solar.org | Wiki-Solar | [10 empty] | 18.91 | 18.84 | 19.00 | 19.70 | 18.97 | NO-ESTIMATION | NO-ESTIMATION | NO-ESTIMATION | NO-ESTIMATION | CAPACITY-FACTOR-V1
IND | India | Seegipalle |  | WKS0066887 | 50 | 13.9350 | 77.4900 | Solar | [5 empty] | Wiki-Solar | https://www.wiki-solar.org | Wiki-Solar | [10 empty] | 108.09 | 105.80 | 108.71 | 113.67 | 108.09 | NO-ESTIMATION | NO-ESTIMATION | NO-ESTIMATION | NO-ESTIMATION | NO-ESTIMATION
IND | India | Beechiganipalle |  | WKS0068266 | 10 | 13.9440 | 77.5180 | Solar | [5 empty] | Wiki-Solar | https://www.wiki-solar.org | Wiki-Solar | [10 empty] | 19.04 | 18.79 | 19.23 | 20.27 | 18.97 | NO-ESTIMATION | NO-ESTIMATION | NO-ESTIMATION | NO-ESTIMATION | CAPACITY-FACTOR-V1
IND | India | Kalipi |  | WKS0070916 | 40 | 13.9810 | 77.4810 | Solar | [5 empty] | Wiki-Solar | https://www.wiki-solar.org | Wiki-Solar | [10 empty] | 86.89 | 84.68 | 85.83 | 90.10 | 86.89 | SOLAR-V1-NO-AGE | SOLAR-V1-NO-AGE | SOLAR-V1-NO-AGE | SOLAR-V1-NO-AGE | SOLAR-V1-NO-AGE
IND | India | Holalkere |  | WKS0067040 | 20 | 13.9900 | 76.3720 | Solar | [5 empty] | Wiki-Solar | https://www.wiki-solar.org | Wiki-Solar | [10 empty] | 44.59 | 44.41 | 45.58 | 46.62 | 45.37 | SOLAR-V1-NO-AGE | SOLAR-V1-NO-AGE | SOLAR-V1-NO-AGE | SOLAR-V1-NO-AGE | SOLAR-V1-NO-AGE
IND | India | Neralakunte |  | WKS0066939 | 10 | 13.9920 | 77.3660 | Solar | [5 empty] | Wiki-Solar | https://www.wiki-solar.org | Wiki-Solar | [10 empty] | 19.00 | 18.84 | 19.21 | 20.31 | 19 | HYDRO-V1 | HYDRO-V1 | HYDRO-V1 | HYDRO-V1 | HYDRO-V1
IND | India | Neralakunte A |  | WKS0069356 | 4.5 | 13.9922 | 77.3618 | Solar | [5 empty] | Wiki-Solar | https://www.wiki-solar.org | Wiki-Solar | [10 empty] | 8.61 | 8.79 | 8.74 | 8.90 | 8.61 | SOLAR-V1-NO-AGE | SOLAR-V1-NO-AGE | SOLAR-V1-NO-AGE | SOLAR-V1-NO-AGE | SOLAR-V1-NO-AGE
IND | India | NPKSP} Adani |  | WKS0068851 | 50 | 14.0110 | 78.4390 | Solar | [5 empty] | Wiki-Solar | https://www.wiki-solar.org | Wiki-Solar | [10 empty] | 107.07 | 106.30 | 107.29 | 112.40 | 106.81 | NO-ESTIMATION | NO-ESTIMATION | NO-ESTIMATION | NO-ESTIMATION | CAPACITY-FACTOR-V1
IND | India | NPKSP} FRV |  | WKS0068722 | 100 | 14.0200 | 78.4150 | Solar | [5 empty] | Wiki-Solar | https://www.wiki-solar.org | Wiki-Solar | [10 empty] | 219.04 | 214.68 | 218.89 | 225.79 | 219.97 | NO-ESTIMATION | NO-ESTIMATION | NO-ESTIMATION | NO-ESTIMATION | CAPACITY-FACTOR-V1
IND | India | Basavanahalli |  | WKS0070832 | 10 | 14.0220 | 77.0440 | Solar | [5 empty] | Wiki-Solar | https://www.wiki-solar.org | Wiki-Solar | [10 empty] | 19.22 | 19.10 | 20.41 | 20.55 | 19.62 | NO-ESTIMATION | NO-ESTIMATION | NO-ESTIMATION | NO-ESTIMATION | CAPACITY-FACTOR-V1
IND | India | NPKSP} Azure O |  | WKS0068725 | 200 | 14.0240 | 78.4460 | Solar | [5 empty] | Wiki-Solar | https://www.wiki-solar.org | Wiki-Solar | [10 empty] | 432.95 | 430.12 | 434.22 | 453.85 | 431.9 | SOLAR-V1-NO-AGE | SOLAR-V1-NO-AGE | SOLAR-V1-NO-AGE | SOLAR-V1-NO-AGE | SOLAR-V1-NO-AGE
IND | India | NPKSP} Acme |  | WKS0068723 | 150 | 14.0250 | 78.4150 | Solar | [5 empty] | Wiki-Solar | https://www.wiki-solar.org | Wiki-Solar | [10 empty] | 328.00 | 321.45 | 327.77 | 338.67 | 329.39 | NO-ESTIMATION | NO-ESTIMATION | NO-ESTIMATION | NO-ESTIMATION | CAPACITY-FACTOR-V1
IND | India | Anantapur Tata |  | WKS0065433 | 200 | 14.0260 | 78.4340 | Solar | [5 empty] | Wiki-Solar | https://www.wiki-solar.org | Wiki-Solar | [10 empty] | 437.33 | 427.45 | 437.02 | 451.56 | 437.82 | SOLAR-V1-NO-AGE | SOLAR-V1-NO-AGE | SOLAR-V1-NO-AGE | SOLAR-V1-NO-AGE | SOLAR-V1-NO-AGE
IND | India | NPKSP} Tata I |  | WKS0066929 | 100 | 14.0260 | 78.4340 | Solar | [5 empty] | Wiki-Solar | https://www.wiki-solar.org | Wiki-Solar | [10 empty] | 219.04 | 214.10 | 218.89 | 225.79 | 219.29 | SOLAR-V1-NO-AGE | SOLAR-V1-NO-AGE | SOLAR-V1-NO-AGE | SOLAR-V1-NO-AGE | SOLAR-V1-NO-AGE
IND | India | NPKSP} Azure D |  | WKS0068852 | 50 | 14.0340 | 78.4430 | Solar | [5 empty] | Wiki-Solar | https://www.wiki-solar.org | Wiki-Solar | [10 empty] | 107.07 | 106.30 | 107.29 | 112.40 | 107.03 | SOLAR-V1-NO-AGE | SOLAR-V1-NO-AGE | SOLAR-V1-NO-AGE | SOLAR-V1-NO-AGE | SOLAR-V1-NO-AGE
IND | India | Parashuramadevara Kote |  | WKS0070771 | 30 | 14.0390 | 76.9060 | Solar | [5 empty] | Wiki-Solar | https://www.wiki-solar.org | Wiki-Solar | [10 empty] | 64.10 | 64.03 | 68.84 | 69.04 | 65.4 | HYDRO-V1 | HYDRO-V1 | HYDRO-V1 | HYDRO-V1 | HYDRO-V1
IND | India | NPKSP} Tata NSM-P2B3 |  | WKS0068724 | 100 | 14.0410 | 78.4300 | Solar | [5 empty] | Wiki-Solar | https://www.wiki-solar.org | Wiki-Solar | [10 empty] | 219.04 | 214.10 | 218.89 | 225.79 | 219.28 | SOLAR-V1-NO-AGE | SOLAR-V1-NO-AGE | SOLAR-V1-NO-AGE | SOLAR-V1-NO-AGE | SOLAR-V1-NO-AGE
IND | India | Bhagavathikere |  | WKS0067289 | 10 | 14.0740 | 76.7200 | Solar | [5 empty] | Wiki-Solar | https://www.wiki-solar.org | Wiki-Solar | [10 empty] | 19.01 | 19.09 | 20.12 | 20.49 | 20.41 | NO-ESTIMATION | NO-ESTIMATION | NO-ESTIMATION | NO-ESTIMATION | CAPACITY-FACTOR-V1
IND | India | NPKSP} Greenko |  | WKS0066930 | 500 | 14.1010 | 78.4630 | Solar | [5 empty] | Wiki-Solar | https://www.wiki-solar.org | Wiki-Solar | [10 empty] | 1049.03 | 1036.48 | 1049.03 | 1078.57 | 1044.81 | SOLAR-V1-NO-AGE | SOLAR-V1-NO-AGE | SOLAR-V1-NO-AGE | SOLAR-V1-NO-AGE | SOLAR-V1-NO-AGE
IND | India | Kuravapalli |  | WKS0070852 | 10 | 14.1010 | 78.7340 | Solar | [5 empty] | Wiki-Solar | https://www.wiki-solar.org | Wiki-Solar | [10 empty] | 18.50 | 18.56 | 18.97 | 20.52 | 18.18 | NO-ESTIMATION | NO-ESTIMATION | NO-ESTIMATION | NO-ESTIMATION | CAPACITY-FACTOR-V1
IND | India | Kalamarahalli |  | WKS0062239 | 10.9 | 14.1090 | 76.7580 | Solar | [5 empty] | Wiki-Solar | https://www.wiki-solar.org | Wiki-Solar | [10 empty] | 22.34 | 22.28 | 23.41 | 24.30 | 24 | SOLAR-V1-NO-AGE | SOLAR-V1-NO-AGE | SOLAR-V1-NO-AGE | SOLAR-V1-NO-AGE | SOLAR-V1-NO-AGE
IND | India | Rohukurupalli |  | WKS0070822 | 20 | 14.1100 | 78.7860 | Solar | [5 empty] | Wiki-Solar | https://www.wiki-solar.org | Wiki-Solar | [10 empty] | 42.35 | 42.03 | 43.25 | 46.05 | 41.2 | SOLAR-V1-NO-AGE | SOLAR-V1-NO-AGE | SOLAR-V1-NO-AGE | SOLAR-V1-NO-AGE | SOLAR-V1-NO-AGE
IND | India | Kanajanahalli |  | WKS0068398 | 20 | 14.1260 | 76.8100 | Solar | [5 empty] | Wiki-Solar | https://www.wiki-solar.org | Wiki-Solar | [10 empty] | 42.87 | 42.71 | 45.93 | 45.93 | 45.63 | SOLAR-V1-NO-AGE | SOLAR-V1-NO-AGE | SOLAR-V1-NO-AGE | SOLAR-V1-NO-AGE | SOLAR-V1-NO-AGE
IND | India | Harthikote |  | WKS0067285 | 10 | 14.1310 | 76.6950 | Solar | [5 empty] | Wiki-Solar | https://www.wiki-solar.org | Wiki-Solar | [10 empty] | 19.04 | 19.09 | 20.10 | 20.49 | 20.43 | NO-ESTIMATION | NO-ESTIMATION | NO-ESTIMATION | NO-ESTIMATION | CAPACITY-FACTOR-V1
IND | India | Palavalli |  | WKS0066940 | 50 | 14.1420 | 77.3160 | Solar | [5 empty] | Wiki-Solar | https://www.wiki-solar.org | Wiki-Solar | [10 empty] | 108.28 | 105.57 | 108.79 | 113.82 | 107.96 | NO-ESTIMATION | NO-ESTIMATION | NO-ESTIMATION | NO-ESTIMATION | CAPACITY-FACTOR-V1
IND | India | Harthikote A |  | WKS0070762 | 100 | 14.1440 | 76.6820 | Solar | [5 empty] | Wiki-Solar | https://www.wiki-solar.org | Wiki-Solar | [10 empty] | 216.35 | 215.50 | 227.46 | 232.05 | 234 | SOLAR-V1-NO-AGE | SOLAR-V1-NO-AGE | SOLAR-V1-NO-AGE | SOLAR-V1-NO-AGE | SOLAR-V1-NO-AGE
IND | India | Kadiri |  | WKS0062299 | 5 | 14.1640 | 78.1440 | Solar | [5 empty] | Wiki-Solar | https://www.wiki-solar.org | Wiki-Solar | [10 empty] | 9.81 | 9.73 | 9.79 | 10.27 | 9.9 | HYDRO-V1 | HYDRO-V1 | HYDRO-V1 | HYDRO-V1 | HYDRO-V1
IND | India | Kotagulla |  | WKS0062297 | 5 | 14.1650 | 78.1430 | Solar | [5 empty] | Wiki-Solar | https://www.wiki-solar.org | Wiki-Solar | [10 empty] | 9.81 | 9.73 | 9.79 | 10.27 | 9.9 | SOLAR-V1-NO-AGE | SOLAR-V1-NO-AGE | SOLAR-V1-NO-AGE | SOLAR-V1-NO-AGE | SOLAR-V1-NO-AGE
IND | India | Beeragondanahalli |  | WKS0070777 | 50 | 14.1750 | 75.7250 | Solar | [5 empty] | Wiki-Solar | https://www.wiki-solar.org | Wiki-Solar | [10 empty] | 114.31 | 111.24 | 114.84 | 115.66 | 116.85 | NO-ESTIMATION | NO-ESTIMATION | NO-ESTIMATION | NO-ESTIMATION | CAPACITY-FACTOR-V1
IND | India | Indiranagar |  | WKS0069948 | 7 | 14.1780 | 77.4400 | Solar | [5 empty] | Wiki-Solar | https://www.wiki-solar.org | Wiki-Solar | [10 empty] | 13.80 | 13.75 | 14.04 | 14.23 | 13.88 | HYDRO-V1 | HYDRO-V1 | HYDRO-V1 | HYDRO-V1 | HYDRO-V1
IND | India | Kambalahalli B |  | WKS0072813 | 30 | 14.1950 | 77.3470 | Solar | [5 empty] | Wiki-Solar | https://www.wiki-solar.org | Wiki-Solar | [10 empty] | 64.19 | 63.55 | 65.15 | 67.24 | 64.48 | SOLAR-V1-NO-AGE | SOLAR-V1-NO-AGE | SOLAR-V1-NO-AGE | SOLAR-V1-NO-AGE | SOLAR-V1-NO-AGE
IND | India | Challakere |  | WKS0071319 | 10 | 14.2000 | 76.6900 | Solar | [5 empty] | Wiki-Solar | https://www.wiki-solar.org | Wiki-Solar | [10 empty] | 19.07 | 19.07 | 19.61 | 20.51 | 20.41 | SOLAR-V1-NO-AGE | SOLAR-V1-NO-AGE | SOLAR-V1-NO-AGE | SOLAR-V1-NO-AGE | SOLAR-V1-NO-AGE
IND | India | Kambalahalli A |  | WKS0072812 | 30 | 14.2030 | 77.3800 | Solar | [5 empty] | Wiki-Solar | https://www.wiki-solar.org | Wiki-Solar | [10 empty] | 64.16 | 63.44 | 65.15 | 66.80 | 64.62 | SOLAR-V1-NO-AGE | SOLAR-V1-NO-AGE | SOLAR-V1-NO-AGE | SOLAR-V1-NO-AGE | SOLAR-V1-NO-AGE
IND | India | PaSP} Rattan |  | WKS0066934 | 50 | 14.2310 | 77.4610 | Solar | [5 empty] | Wiki-Solar | https://www.wiki-solar.org | Wiki-Solar | [10 empty] | 108.16 | 105.48 | 108.71 | 116.13 | 108.28 | NO-ESTIMATION | NO-ESTIMATION | NO-ESTIMATION | NO-ESTIMATION | CAPACITY-FACTOR-V1
IND | India | Honnali JK |  | WKS0068396 | 10 | 14.2350 | 75.6300 | Solar | [5 empty] | Wiki-Solar | https://www.wiki-solar.org | Wiki-Solar | [10 empty] | 20.31 | 19.98 | 20.38 | 20.45 | 20.92 | NO-ESTIMATION | NO-ESTIMATION | NO-ESTIMATION | NO-ESTIMATION | CAPACITY-FACTOR-V1
IND | India | PaSP} Tata O1 |  | WKS0066935 | 50 | 14.2370 | 77.4500 | Solar | [5 empty] | Wiki-Solar | https://www.wiki-solar.org | Wiki-Solar | [10 empty] | 108.16 | 105.48 | 108.71 | 116.25 | 108.28 | SOLAR-V1-NO-AGE | SOLAR-V1-NO-AGE | SOLAR-V1-NO-AGE | SOLAR-V1-NO-AGE | SOLAR-V1-NO-AGE
IND | India | PaSP} Fortum O2 |  | WKS0066937 | 50 | 14.2370 | 77.4670 | Solar | [5 empty] | Wiki-Solar | https://www.wiki-solar.org | Wiki-Solar | [10 empty] | 107.98 | 105.48 | 108.71 | 116.25 | 108.28 | SOLAR-V1-NO-AGE | SOLAR-V1-NO-AGE | SOLAR-V1-NO-AGE | SOLAR-V1-NO-AGE | SOLAR-V1-NO-AGE
IND | India | PaSP} Adani O1 |  | WKS0066942 | 50 | 14.2380 | 77.4830 | Solar | [5 empty] | Wiki-Solar | https://www.wiki-solar.org | Wiki-Solar | [10 empty] | 107.98 | 105.48 | 108.71 | 116.25 | 107.97 | SOLAR-V1-NO-AGE | SOLAR-V1-NO-AGE | SOLAR-V1-NO-AGE | SOLAR-V1-NO-AGE | SOLAR-V1-NO-AGE
IND | India | PaSP} Fortum O1 |  | WKS0066936 | 50 | 14.2430 | 77.4670 | Solar | [5 empty] | Wiki-Solar | https://www.wiki-solar.org | Wiki-Solar | [10 empty] | 107.98 | 105.48 | 108.71 | 116.25 | 108.18 | NO-ESTIMATION | NO-ESTIMATION | NO-ESTIMATION | NO-ESTIMATION | CAPACITY-FACTOR-V1
IND | India | PaSP} Tata O2 |  | WKS0066938 | 50 | 14.2460 | 77.4530 | Solar | [5 empty] | Wiki-Solar | https://www.wiki-solar.org | Wiki-Solar | [10 empty] | 107.98 | 105.48 | 108.71 | 116.25 | 108.28 | SOLAR-V1-NO-AGE | SOLAR-V1-NO-AGE | SOLAR-V1-NO-AGE | SOLAR-V1-NO-AGE | SOLAR-V1-NO-AGE
IND | India | PaSP} Renew 1 |  | WKS0068381 | 50 | 14.2510 | 77.4570 | Solar | [5 empty] | Wiki-Solar | https://www.wiki-solar.org | Wiki-Solar | [10 empty] | 108.85 | 106.98 | 108.09 | 113.49 | 108.09 | SOLAR-V1-NO-AGE | SOLAR-V1-NO-AGE | SOLAR-V1-NO-AGE | SOLAR-V1-NO-AGE | SOLAR-V1-NO-AGE
IND | India | PaSP} Tata D1 |  | WKS0066945 | 50 | 14.2520 | 77.4750 | Solar | [5 empty] | Wiki-Solar | https://www.wiki-solar.org | Wiki-Solar | [10 empty] | 108.85 | 106.98 | 108.09 | 108.91 | 108.09 | NO-ESTIMATION | NO-ESTIMATION | NO-ESTIMATION | NO-ESTIMATION | CAPACITY-FACTOR-V1
IND | India | PaSP} Adani O2 |  | WKS0066941 | 50 | 14.2520 | 77.4860 | Solar | [5 empty] | Wiki-Solar | https://www.wiki-solar.org | Wiki-Solar | [10 empty] | 108.85 | 106.98 | 108.09 | 108.91 | 108.28 | NO-ESTIMATION | NO-ESTIMATION | NO-ESTIMATION | NO-ESTIMATION | NO-ESTIMATION
IND | India | PaSP} AR |  | WKS0073284 | 50 | 14.2560 | 77.4140 | Solar | [5 empty] | Wiki-Solar | https://www.wiki-solar.org | Wiki-Solar | [10 empty] | 108.85 | 106.98 | 107.96 | 113.49 | 108.09 | NO-ESTIMATION | NO-ESTIMATION | NO-ESTIMATION | NO-ESTIMATION | CAPACITY-FACTOR-V1
IND | India | PaSP} Adani D1 |  | WKS0066944 | 50 | 14.2590 | 77.4850 | Solar | [5 empty] | Wiki-Solar | https://www.wiki-solar.org | Wiki-Solar | [10 empty] | 108.85 | 106.98 | 108.09 | 108.91 | 108.28 | SOLAR-V1-NO-AGE | SOLAR-V1-NO-AGE | SOLAR-V1-NO-AGE | SOLAR-V1-NO-AGE | SOLAR-V1-NO-AGE
IND | India | PaSP} Acme O2 |  | WKS0068283 | 50 | 14.2660 | 77.4690 | Solar | [5 empty] | Wiki-Solar | https://www.wiki-solar.org | Wiki-Solar | [10 empty] | 108.85 | 106.98 | 108.09 | 108.91 | 108.28 | NO-ESTIMATION | NO-ESTIMATION | NO-ESTIMATION | NO-ESTIMATION | CAPACITY-FACTOR-V1
IND | India | PaSP} Acme O1 |  | WKS0066943 | 50 | 14.2660 | 77.4770 | Solar | [5 empty] | Wiki-Solar | https://www.wiki-solar.org | Wiki-Solar | [10 empty] | 108.85 | 106.98 | 108.09 | 108.91 | 108.28 | NO-ESTIMATION | NO-ESTIMATION | NO-ESTIMATION | NO-ESTIMATION | CAPACITY-FACTOR-V1
IND | India | Mayakonda |  | WKS0067055 | 20 | 14.2750 | 76.0700 | Solar | [5 empty] | Wiki-Solar | https://www.wiki-solar.org | Wiki-Solar | [10 empty] | 44.79 | 44.29 | 44.94 | 45.90 | 45.49 | NO-ESTIMATION | NO-ESTIMATION | NO-ESTIMATION | NO-ESTIMATION | CAPACITY-FACTOR-V1
IND | India | PaSP} Renew 2 |  | WKS0073488 | 300 | 14.2840 | 77.4000 | Solar | [5 empty] | Wiki-Solar | https://www.wiki-solar.org | Wiki-Solar | [10 empty] | 644.26 | 633.98 | 637.02 | 642.83 | 637.81 | NO-ESTIMATION | NO-ESTIMATION | NO-ESTIMATION | NO-ESTIMATION | CAPACITY-FACTOR-V1
IND | India | Varavoo Kaval Greenko |  | WKS0061556 | 100 | 14.3670 | 76.5800 | Solar | [5 empty] | Wiki-Solar | https://www.wiki-solar.org | Wiki-Solar | [10 empty] | 220.21 | 216.10 | 230.08 | 232.92 | 228.58 | NO-ESTIMATION | NO-ESTIMATION | NO-ESTIMATION | NO-ESTIMATION | CAPACITY-FACTOR-V1
IND | India | Varavoo Kaval Today |  | WKS0070763 | 70 | 14.3770 | 76.5950 | Solar | [5 empty] | Wiki-Solar | https://www.wiki-solar.org | Wiki-Solar | [10 empty] | 153.19 | 150.31 | 161.81 | 161.58 | 158.89 | NO-ESTIMATION | NO-ESTIMATION | NO-ESTIMATION | NO-ESTIMATION | CAPACITY-FACTOR-V1
IND | India | Kambadur |  | WKS0071770 | 11.2 | 14.3920 | 77.2040 | Solar | [5 empty] | Wiki-Solar | https://www.wiki-solar.org | Wiki-Solar | [10 empty] | 23.20 | 22.67 | 22.84 | 25.31 | 22.84 | NO-ESTIMATION | NO-ESTIMATION | NO-ESTIMATION | NO-ESTIMATION | CAPACITY-FACTOR-V1
IND | India | Pulivendula |  | WKS0062031 | 5 | 14.4630 | 78.2380 | Solar | [5 empty] | Wiki-Solar | https://www.wiki-solar.org | Wiki-Solar | [10 empty] | 9.69 | 9.72 | 9.79 | 10.38 | 9.76 | SOLAR-V1-NO-AGE | SOLAR-V1-NO-AGE | SOLAR-V1-NO-AGE | SOLAR-V1-NO-AGE | SOLAR-V1-NO-AGE
IND | India | Kothapalli Solar Park |  | WKS0064400 | 100 | 14.5250 | 77.5900 | Solar | [5 empty] | Wiki-Solar | https://www.wiki-solar.org | Wiki-Solar | [10 empty] | 216.78 | 213.18 | 218.19 | 220.59 | 217.29 | NO-ESTIMATION | NO-ESTIMATION | NO-ESTIMATION | NO-ESTIMATION | CAPACITY-FACTOR-V1
IND | India | Boram Palli |  | WKS0061165 | 20 | 14.5770 | 77.1860 | Solar | [5 empty] | Wiki-Solar | https://www.wiki-solar.org | Wiki-Solar | [10 empty] | 42.76 | 42.43 | 43.14 | 45.11 | 42.5 | HYDRO-V1 | HYDRO-V1 | HYDRO-V1 | HYDRO-V1 | HYDRO-V1
IND | India | Lomada |  | WKS0070829 | 30 | 14.5880 | 78.2150 | Solar | [5 empty] | Wiki-Solar | https://www.wiki-solar.org | Wiki-Solar | [10 empty] | 63.55 | 63.06 | 64.40 | 69.29 | 64.59 | HYDRO-V1 | HYDRO-V1 | HYDRO-V1 | HYDRO-V1 | HYDRO-V1
IND | India | Byadagi |  | WKS0067025 | 20 | 14.6730 | 75.5140 | Solar | [5 empty] | Wiki-Solar | https://www.wiki-solar.org | Wiki-Solar | [10 empty] | 45.54 | 44.32 | 45.60 | 44.56 | 46.53 | HYDRO-V1 | HYDRO-V1 | HYDRO-V1 | HYDRO-V1 | HYDRO-V1
IND | India | Nellorepalem |  | WKS0067277 | 5 | 14.6800 | 79.6450 | Solar | [5 empty] | Wiki-Solar | https://www.wiki-solar.org | Wiki-Solar | [10 empty] | 9.84 | 9.82 | 9.74 | 10.19 | 9.62 | HYDRO-V1 | HYDRO-V1 | HYDRO-V1 | HYDRO-V1 | HYDRO-V1
IND | India | Veerapuram |  | WKS0061691 | 5 | 14.7610 | 76.9510 | Solar | [5 empty] | Wiki-Solar | https://www.wiki-solar.org | Wiki-Solar | [10 empty] | 9.81 | 9.89 | 10.08 | 10.09 | 10.05 | HYDRO-V1 | HYDRO-V1 | HYDRO-V1 | HYDRO-V1 | HYDRO-V1
IND | India | Harapanahalli RBW |  | WKS0070920 | 14 | 14.7920 | 76.0850 | Solar | [5 empty] | Wiki-Solar | https://www.wiki-solar.org | Wiki-Solar | [10 empty] | 30.80 | 30.95 | 31.46 | 32.12 | 31.53 | HYDRO-V1 | HYDRO-V1 | HYDRO-V1 | HYDRO-V1 | HYDRO-V1
IND | India | Harapanahalli GSC |  | WKS0067039 | 4 | 14.8062 | 76.1265 | Solar | [5 empty] | Wiki-Solar | https://www.wiki-solar.org | Wiki-Solar | [10 empty] | 7.65 | 7.88 | 7.70 | 7.86 | 7.64 | HYDRO-V1 | HYDRO-V1 | HYDRO-V1 | HYDRO-V1 | HYDRO-V1
IND | India | Naga Samudra |  | WKS0062324 | 7 | 14.8210 | 76.7480 | Solar | [5 empty] | Wiki-Solar | https://www.wiki-solar.org | Wiki-Solar | [10 empty] | 13.74 | 13.78 | 14.54 | 14.58 | 14.33 | HYDRO-V1 | HYDRO-V1 | HYDRO-V1 | HYDRO-V1 | HYDRO-V1
IND | India | Naga Samudra extn |  | WKS0064150 | 11 | 14.8210 | 76.7480 | Solar | [5 empty] | Wiki-Solar | https://www.wiki-solar.org | Wiki-Solar | [10 empty] | 22.19 | 22.25 | 24.24 | 24.62 | 24.18 | HYDRO-V1 | HYDRO-V1 | HYDRO-V1 | HYDRO-V1 | HYDRO-V1
IND | India | Thimmalapura |  | WKS0066205 | 10 | 14.8680 | 76.8150 | Solar | [5 empty] | Wiki-Solar | https://www.wiki-solar.org | Wiki-Solar | [10 empty] | 19.23 | 18.82 | 20.40 | 20.55 | 20.18 | HYDRO-V1 | HYDRO-V1 | HYDRO-V1 | HYDRO-V1 | HYDRO-V1
IND | India | Ittigi Hartek |  | WKS0070820 | 50 | 14.9100 | 76.1120 | Solar | [5 empty] | Wiki-Solar | https://www.wiki-solar.org | Wiki-Solar | [10 empty] | 111.82 | 111.25 | 115.28 | 116.88 | 116.01 | NO-ESTIMATION | NO-ESTIMATION | NO-ESTIMATION | NO-ESTIMATION | CAPACITY-FACTOR-V1
IND | India | Ananthapur - Meil Solar Power Plant |  | WRI1026105 | 50 | 14.9455 | 77.6870 | Solar |  |  |  |  | MEIL Green Power Limited | Meil.In/P | http://www.meil.in/power-projects | Industry About | 1091970 | [9 empty] | 107.18 | 104.58 | 108.86 | 114.33 | 108.71 | HYDRO-V1 | HYDRO-V1 | HYDRO-V1 | HYDRO-V1 | HYDRO-V1
IND | India | Talaricheruvu II |  | WKS0073279 | 100 | 14.9460 | 78.0590 | Solar | [5 empty] | Wiki-Solar | https://www.wiki-solar.org | Wiki-Solar | [10 empty] | 219.29 | 215.07 | 220.21 | 228.93 | 218.63 | NO-ESTIMATION | NO-ESTIMATION | NO-ESTIMATION | NO-ESTIMATION | CAPACITY-FACTOR-V1
IND | India | Ittagi Hero |  | WKS0070769 | 40 | 14.9600 | 76.0450 | Solar | [5 empty] | Wiki-Solar | https://www.wiki-solar.org | Wiki-Solar | [10 empty] | 90.67 | 89.62 | 92.27 | 93.64 | 94.17 | HYDRO-V1 | HYDRO-V1 | HYDRO-V1 | HYDRO-V1 | HYDRO-V1
IND | India | Chandapur |  | WKS0068590 | 10 | 14.9650 | 75.1860 | Solar | [5 empty] | Wiki-Solar | https://www.wiki-solar.org | Wiki-Solar | [10 empty] | 20.86 | 20.25 | 20.87 | 20.36 | 20.82 | HYDRO-V1 | HYDRO-V1 | HYDRO-V1 | HYDRO-V1 | HYDRO-V1
IND | India | Yellapur |  | WKS0070774 | 50 | 14.9750 | 74.8150 | Solar | [5 empty] | Wiki-Solar | https://www.wiki-solar.org | Wiki-Solar | [10 empty] | 116.74 | 112.89 | 117.25 | 113.65 | 117.52 | NO-ESTIMATION | NO-ESTIMATION | NO-ESTIMATION | NO-ESTIMATION | CAPACITY-FACTOR-V1
IND | India | Talaricheruvu |  | WKS0069403 | 100 | 14.9870 | 78.0470 | Solar | [5 empty] | Wiki-Solar | https://www.wiki-solar.org | Wiki-Solar | [10 empty] | 219.29 | 215.07 | 219.69 | 228.93 | 218.63 | NO-ESTIMATION | NO-ESTIMATION | NO-ESTIMATION | NO-ESTIMATION | CAPACITY-FACTOR-V1
IND | India | Virannapalle |  | WKS0070907 | 50 | 15.0230 | 77.8410 | Solar | [5 empty] | Wiki-Solar | https://www.wiki-solar.org | Wiki-Solar | [10 empty] | 107.18 | 104.58 | 108.71 | 112.55 | 108.09 | HYDRO-V1 | HYDRO-V1 | HYDRO-V1 | HYDRO-V1 | HYDRO-V1
IND | India | Bellari |  | WKS0068273 | 30 | 15.0250 | 76.8050 | Solar | [5 empty] | Wiki-Solar | https://www.wiki-solar.org | Wiki-Solar | [10 empty] | 64.93 | 67.67 | 67.76 | 68.57 | 68.15 | SOLAR-V1-NO-AGE | SOLAR-V1-NO-AGE | SOLAR-V1-NO-AGE | SOLAR-V1-NO-AGE | SOLAR-V1-NO-AGE
IND | India | Shiggaon |  | WKS0067067 | 20 | 15.0280 | 75.1940 | Solar | [5 empty] | Wiki-Solar | https://www.wiki-solar.org | Wiki-Solar | [10 empty] | 46.47 | 44.84 | 46.47 | 45.51 | 46.64 | NO-ESTIMATION | NO-ESTIMATION | NO-ESTIMATION | NO-ESTIMATION | CAPACITY-FACTOR-V1
IND | India | Shirahatti |  | WKS0067071 | 20 | 15.2250 | 75.5650 | Solar | [5 empty] | Wiki-Solar | https://www.wiki-solar.org | Wiki-Solar | [10 empty] | 45.70 | 44.82 | 46.08 | 46.77 | 45.77 | HYDRO-V1 | HYDRO-V1 | HYDRO-V1 | HYDRO-V1 | HYDRO-V1
IND | India | Vemulapadu |  | WKS0070827 | 70 | 15.2340 | 78.2010 | Solar | [5 empty] | Wiki-Solar | https://www.wiki-solar.org | Wiki-Solar | [10 empty] | 152.55 | 149.16 | 152.71 | 158.59 | 152.09 | HYDRO-V1 | HYDRO-V1 | HYDRO-V1 | HYDRO-V1 | HYDRO-V1
IND | India | Puchakayala |  | WKS0070824 | 20 | 15.3620 | 77.4900 | Solar | [5 empty] | Wiki-Solar | https://www.wiki-solar.org | Wiki-Solar | [10 empty] | 42.41 | 42.35 | 42.70 | 45.14 | 42.53 | HYDRO-V1 | HYDRO-V1 | HYDRO-V1 | HYDRO-V1 | HYDRO-V1
IND | India | Gangavati |  | WKS0067035 | 20 | 15.4500 | 76.5800 | Solar | [5 empty] | Wiki-Solar | https://www.wiki-solar.org | Wiki-Solar | [10 empty] | 43.34 | 43.69 | 44.87 | 45.82 | 45.7 | NO-ESTIMATION | NO-ESTIMATION | NO-ESTIMATION | NO-ESTIMATION | CAPACITY-FACTOR-V1
IND | India | Siruguppa |  | WKS0067070 | 20 | 15.5100 | 76.9110 | Solar | [5 empty] | Wiki-Solar | https://www.wiki-solar.org | Wiki-Solar | [10 empty] | 42.85 | 43.89 | 44.93 | 45.76 | 45.8 | NO-ESTIMATION | NO-ESTIMATION | NO-ESTIMATION | NO-ESTIMATION | CAPACITY-FACTOR-V1
IND | India | Uppara Hosahalli A |  | WKS0074099 | 20 | 15.5180 | 76.9170 | Solar | [5 empty] | Wiki-Solar | https://www.wiki-solar.org | Wiki-Solar | [10 empty] | 42.50 | 43.57 | 44.85 | 45.82 | 45.65 | HYDRO-V1 | HYDRO-V1 | HYDRO-V1 | HYDRO-V1 | HYDRO-V1
IND | India | Chagi |  | WKS0070831 | 39 | 15.5240 | 77.2660 | Solar | [5 empty] | Wiki-Solar | https://www.wiki-solar.org | Wiki-Solar | [10 empty] | 84.62 | 83.60 | 83.57 | 89.00 | 90.23 | NO-ESTIMATION | NO-ESTIMATION | NO-ESTIMATION | NO-ESTIMATION | CAPACITY-FACTOR-V1
IND | India | Kanakagiri A |  | WKS0074103 | 15 | 15.5520 | 76.4300 | Solar | [5 empty] | Wiki-Solar | https://www.wiki-solar.org | Wiki-Solar | [10 empty] | 34.16 | 33.42 | 34.07 | 34.78 | 34.61 | SOLAR-V1-NO-AGE | SOLAR-V1-NO-AGE | SOLAR-V1-NO-AGE | SOLAR-V1-NO-AGE | SOLAR-V1-NO-AGE
IND | India | Kanakagiri |  | WKS0067018 | 20 | 15.5720 | 76.4640 | Solar | [5 empty] | Wiki-Solar | https://www.wiki-solar.org | Wiki-Solar | [10 empty] | 45.63 | 44.47 | 45.63 | 46.69 | 46.6 | NO-ESTIMATION | NO-ESTIMATION | NO-ESTIMATION | NO-ESTIMATION | CAPACITY-FACTOR-V1
IND | India | Kolihal I |  | WKS0067287 | 5 | 15.5750 | 76.2070 | Solar | [5 empty] | Wiki-Solar | https://www.wiki-solar.org | Wiki-Solar | [10 empty] | 10.27 | 10.10 | 10.22 | 10.35 | 10.42 | NO-ESTIMATION | NO-ESTIMATION | NO-ESTIMATION | NO-ESTIMATION | CAPACITY-FACTOR-V1
IND | India | Kolihal II |  | WKS0067288 | 5 | 15.5870 | 76.1910 | Solar | [5 empty] | Wiki-Solar | https://www.wiki-solar.org | Wiki-Solar | [10 empty] | 10.31 | 10.13 | 10.20 | 10.46 | 10.42 | SOLAR-V1-NO-AGE | SOLAR-V1-NO-AGE | SOLAR-V1-NO-AGE | SOLAR-V1-NO-AGE | SOLAR-V1-NO-AGE
IND | India | Kudri Kotgi |  | WKS0070772 | 10 | 15.6100 | 76.0500 | Solar | [5 empty] | Wiki-Solar | https://www.wiki-solar.org | Wiki-Solar | [10 empty] | 19.61 | 20.35 | 20.37 | 20.93 | 20.81 | HYDRO-V1 | HYDRO-V1 | HYDRO-V1 | HYDRO-V1 | HYDRO-V1
IND | India | Tarlupadu |  | WKS0070830 | 21 | 15.6440 | 79.2580 | Solar | [5 empty] | Wiki-Solar | https://www.wiki-solar.org | Wiki-Solar | [10 empty] | 41.89 | 42.21 | 43.17 | 44.01 | 42.45 | SOLAR-V1-NO-AGE | SOLAR-V1-NO-AGE | SOLAR-V1-NO-AGE | SOLAR-V1-NO-AGE | SOLAR-V1-NO-AGE
IND | India | Mudhol-Chikoppa |  | WKS0073070 | 30 | 15.6500 | 75.9850 | Solar | [5 empty] | Wiki-Solar | https://www.wiki-solar.org | Wiki-Solar | [10 empty] | 67.81 | 67.66 | 69.45 | 70.10 | 69.68 | SOLAR-V1-NO-AGE | SOLAR-V1-NO-AGE | SOLAR-V1-NO-AGE | SOLAR-V1-NO-AGE | SOLAR-V1-NO-AGE
IND | India | KUMSP} Azure |  | WKS0066876 | 100 | 15.6550 | 78.2770 | Solar | [5 empty] | Wiki-Solar | https://www.wiki-solar.org | Wiki-Solar | [10 empty] | 220.42 | 214.45 | 216.48 | 227.49 | 220.43 | SOLAR-V1-NO-AGE | SOLAR-V1-NO-AGE | SOLAR-V1-NO-AGE | SOLAR-V1-NO-AGE | SOLAR-V1-NO-AGE
IND | India | KUMSP} Adani |  | WKS0066878 | 50 | 15.6580 | 78.2890 | Solar | [5 empty] | Wiki-Solar | https://www.wiki-solar.org | Wiki-Solar | [10 empty] | 108.85 | 105.80 | 106.72 | 112.94 | 108.86 | NO-ESTIMATION | NO-ESTIMATION | NO-ESTIMATION | NO-ESTIMATION | CAPACITY-FACTOR-V1
IND | India | KUMSP} Greenko 1 |  | WKS0066879 | 50 | 15.6620 | 78.2570 | Solar | [5 empty] | Wiki-Solar | https://www.wiki-solar.org | Wiki-Solar | [10 empty] | 108.77 | 105.17 | 106.72 | 112.94 | 108.86 | SOLAR-V1-NO-AGE | SOLAR-V1-NO-AGE | SOLAR-V1-NO-AGE | SOLAR-V1-NO-AGE | SOLAR-V1-NO-AGE
IND | India | KUMSP} Greenko 10 |  | WKS0069393 | 50 | 15.6620 | 78.2570 | Solar | [5 empty] | Wiki-Solar | https://www.wiki-solar.org | Wiki-Solar | [10 empty] | 108.77 | 105.17 | 106.72 | 112.94 | 108.86 | SOLAR-V1-NO-AGE | SOLAR-V1-NO-AGE | SOLAR-V1-NO-AGE | SOLAR-V1-NO-AGE | SOLAR-V1-NO-AGE
IND | India | KUMSP} Greenko 2 |  | WKS0066880 | 50 | 15.6620 | 78.2570 | Solar | [5 empty] | Wiki-Solar | https://www.wiki-solar.org | Wiki-Solar | [10 empty] | 108.77 | 105.17 | 106.72 | 112.94 | 108.86 | NO-ESTIMATION | NO-ESTIMATION | NO-ESTIMATION | NO-ESTIMATION | CAPACITY-FACTOR-V1
IND | India | KUMSP} Greenko 3 |  | WKS0066881 | 50 | 15.6620 | 78.2570 | Solar | [5 empty] | Wiki-Solar | https://www.wiki-solar.org | Wiki-Solar | [10 empty] | 108.77 | 105.17 | 106.72 | 112.94 | 108.86 | NO-ESTIMATION | NO-ESTIMATION | NO-ESTIMATION | NO-ESTIMATION | NO-ESTIMATION
IND | India | KUMSP} Greenko 4 |  | WKS0066882 | 50 | 15.6620 | 78.2570 | Solar | [5 empty] | Wiki-Solar | https://www.wiki-solar.org | Wiki-Solar | [10 empty] | 108.77 | 105.17 | 106.72 | 112.94 | 108.86 | NO-ESTIMATION | NO-ESTIMATION | NO-ESTIMATION | NO-ESTIMATION | CAPACITY-FACTOR-V1
IND | India | KUMSP} Greenko 5 |  | WKS0066883 | 50 | 15.6620 | 78.2570 | Solar | [5 empty] | Wiki-Solar | https://www.wiki-solar.org | Wiki-Solar | [10 empty] | 108.77 | 105.17 | 106.72 | 112.94 | 108.86 | SOLAR-V1-NO-AGE | SOLAR-V1-NO-AGE | SOLAR-V1-NO-AGE | SOLAR-V1-NO-AGE | SOLAR-V1-NO-AGE
IND | India | KUMSP} Greenko 6 |  | WKS0066884 | 50 | 15.6620 | 78.2570 | Solar | [5 empty] | Wiki-Solar | https://www.wiki-solar.org | Wiki-Solar | [10 empty] | 108.77 | 105.17 | 106.72 | 112.94 | 108.86 | HYDRO-V1 | HYDRO-V1 | HYDRO-V1 | HYDRO-V1 | HYDRO-V1
IND | India | KUMSP} Greenko 7 |  | WKS0066885 | 50 | 15.6620 | 78.2570 | Solar | [5 empty] | Wiki-Solar | https://www.wiki-solar.org | Wiki-Solar | [10 empty] | 108.77 | 105.17 | 106.72 | 112.94 | 108.86 | NO-ESTIMATION | NO-ESTIMATION | NO-ESTIMATION | NO-ESTIMATION | CAPACITY-FACTOR-V1
IND | India | KUMSP} Greenko 8 |  | WKS0066886 | 50 | 15.6620 | 78.2570 | Solar | [5 empty] | Wiki-Solar | https://www.wiki-solar.org | Wiki-Solar | [10 empty] | 108.77 | 105.17 | 106.72 | 112.94 | 108.86 | NO-ESTIMATION | NO-ESTIMATION | NO-ESTIMATION | NO-ESTIMATION | NO-ESTIMATION
IND | India | KUMSP} Greenko 9 |  | WKS0069392 | 50 | 15.6620 | 78.2570 | Solar | [5 empty] | Wiki-Solar | https://www.wiki-solar.org | Wiki-Solar | [10 empty] | 108.77 | 105.17 | 106.72 | 112.94 | 108.86 | HYDRO-V1 | HYDRO-V1 | HYDRO-V1 | HYDRO-V1 | HYDRO-V1
IND | India | KUMSP} Softbank |  | WKS0066867 | 350 | 15.6620 | 78.2570 | Solar | [5 empty] | Wiki-Solar | https://www.wiki-solar.org | Wiki-Solar | [10 empty] | 743.97 | 716.49 | 727.35 | 759.44 | 741.16 | HYDRO-V1 | HYDRO-V1 | HYDRO-V1 | HYDRO-V1 | HYDRO-V1
IND | India | Kadivella |  | WKS0070825 | 30 | 15.6670 | 77.4860 | Solar | [5 empty] | Wiki-Solar | https://www.wiki-solar.org | Wiki-Solar | [10 empty] | 63.72 | 63.36 | 63.67 | 68.03 | 63.69 | SOLAR-V1-NO-AGE | SOLAR-V1-NO-AGE | SOLAR-V1-NO-AGE | SOLAR-V1-NO-AGE | SOLAR-V1-NO-AGE
IND | India | KUMSP} Greenko |  | WKS0069391 | 500 | 15.6790 | 78.2740 | Solar | [5 empty] | Wiki-Solar | https://www.wiki-solar.org | Wiki-Solar | [10 empty] | 1063.70 | 1029.81 | 1039.07 | 1084.91 | 1058.81 | NO-ESTIMATION | NO-ESTIMATION | NO-ESTIMATION | NO-ESTIMATION | CAPACITY-FACTOR-V1
IND | India | Sindhanur |  | WKS0068401 | 30 | 15.7750 | 76.8450 | Solar | [5 empty] | Wiki-Solar | https://www.wiki-solar.org | Wiki-Solar | [10 empty] | 64.62 | 66.84 | 67.18 | 69.04 | 68.38 | SOLAR-V1-NO-AGE | SOLAR-V1-NO-AGE | SOLAR-V1-NO-AGE | SOLAR-V1-NO-AGE | SOLAR-V1-NO-AGE
IND | India | Bellagurai |  | WKS0070770 | 40 | 15.7750 | 76.8500 | Solar | [5 empty] | Wiki-Solar | https://www.wiki-solar.org | Wiki-Solar | [10 empty] | 86.74 | 89.74 | 90.37 | 92.73 | 91.85 | NO-ESTIMATION | NO-ESTIMATION | NO-ESTIMATION | NO-ESTIMATION | CAPACITY-FACTOR-V1
IND | India | Naragund |  | WKS0067060 | 20 | 15.7880 | 75.4960 | Solar | [5 empty] | Wiki-Solar | https://www.wiki-solar.org | Wiki-Solar | [10 empty] | 45.49 | 45.63 | 46.16 | 46.87 | 45.39 | HYDRO-V1 | HYDRO-V1 | HYDRO-V1 | HYDRO-V1 | HYDRO-V1
IND | India | Alampur SP |  | WKS0068258 | 10 | 15.9010 | 78.0020 | Solar | [5 empty] | Wiki-Solar | https://www.wiki-solar.org | Wiki-Solar | [10 empty] | 18.64 | 18.88 | 19.04 | 19.66 | 19.21 | NO-ESTIMATION | NO-ESTIMATION | NO-ESTIMATION | NO-ESTIMATION | CAPACITY-FACTOR-V1
IND | India | Alampur Mytrah 1 |  | WKS0067090 | 11 | 15.9250 | 78.0100 | Solar | [5 empty] | Wiki-Solar | https://www.wiki-solar.org | Wiki-Solar | [10 empty] | 22.21 | 22.36 | 22.49 | 23.64 | 22.78 | SOLAR-V1-NO-AGE | SOLAR-V1-NO-AGE | SOLAR-V1-NO-AGE | SOLAR-V1-NO-AGE | SOLAR-V1-NO-AGE
IND | India | Ramadurg |  | WKS0067062 | 20 | 15.9850 | 75.3150 | Solar | [5 empty] | Wiki-Solar | https://www.wiki-solar.org | Wiki-Solar | [10 empty] | 45.89 | 44.91 | 46.64 | 44.95 | 44.96 | HYDRO-V1 | HYDRO-V1 | HYDRO-V1 | HYDRO-V1 | HYDRO-V1
IND | India | Yapadinne A |  | WKS0074086 | 5 | 16.0060 | 77.7570 | Solar | [5 empty] | Wiki-Solar | https://www.wiki-solar.org | Wiki-Solar | [10 empty] | 9.79 | 9.89 | 9.77 | 10.27 | 10.08 | SOLAR-V1-NO-AGE | SOLAR-V1-NO-AGE | SOLAR-V1-NO-AGE | SOLAR-V1-NO-AGE | SOLAR-V1-NO-AGE
IND | India | Hunagund |  | WKS0067045 | 15 | 16.0080 | 76.0400 | Solar | [5 empty] | Wiki-Solar | https://www.wiki-solar.org | Wiki-Solar | [10 empty] | 33.76 | 34.16 | 34.42 | 34.51 | 34.37 | NO-ESTIMATION | NO-ESTIMATION | NO-ESTIMATION | NO-ESTIMATION | CAPACITY-FACTOR-V1
IND | India | Kavithal |  | WKS0071772 | 28.8 | 16.1200 | 76.7500 | Solar | [5 empty] | Wiki-Solar | https://www.wiki-solar.org | Wiki-Solar | [10 empty] | 61.49 | 63.70 | 65.12 | 66.11 | 65.85 | NO-ESTIMATION | NO-ESTIMATION | NO-ESTIMATION | NO-ESTIMATION | CAPACITY-FACTOR-V1
IND | India | Ghattu |  | WKS0073221 | 39 | 16.1330 | 77.5580 | Solar | [5 empty] | Wiki-Solar | https://www.wiki-solar.org | Wiki-Solar | [10 empty] | 82.10 | 83.43 | 83.47 | 89.53 | 90.23 | NO-ESTIMATION | NO-ESTIMATION | NO-ESTIMATION | NO-ESTIMATION | CAPACITY-FACTOR-V1
IND | India | Kurdi Hero |  | WKS0070767 | 50 | 16.1340 | 77.1280 | Solar | [5 empty] | Wiki-Solar | https://www.wiki-solar.org | Wiki-Solar | [10 empty] | 107.35 | 110.26 | 113.08 | 113.66 | 115.21 | NO-ESTIMATION | NO-ESTIMATION | NO-ESTIMATION | NO-ESTIMATION | CAPACITY-FACTOR-V1
IND | India | Guttigoli |  | WKS0072324 | 135 | 16.1350 | 75.2700 | Solar | [5 empty] | Wiki-Solar | https://www.wiki-solar.org | Wiki-Solar | [10 empty] | 315.73 | 311.62 | 320.48 | 313.57 | 302.67 | SOLAR-V1-NO-AGE | SOLAR-V1-NO-AGE | SOLAR-V1-NO-AGE | SOLAR-V1-NO-AGE | SOLAR-V1-NO-AGE
IND | India | Gadwal Vogt |  | WKS0068253 | 10 | 16.1520 | 77.7630 | Solar | [5 empty] | Wiki-Solar | https://www.wiki-solar.org | Wiki-Solar | [10 empty] | 18.59 | 19.10 | 18.97 | 20.55 | 20.1 | SOLAR-V1-NO-AGE | SOLAR-V1-NO-AGE | SOLAR-V1-NO-AGE | SOLAR-V1-NO-AGE | SOLAR-V1-NO-AGE
IND | India | Ghataprabha |  | WKS0070764 | 40 | 16.2300 | 74.7700 | Solar | [5 empty] | Wiki-Solar | https://www.wiki-solar.org | Wiki-Solar | [10 empty] | 93.46 | 92.09 | 95.01 | 92.57 | 89.24 | NO-ESTIMATION | NO-ESTIMATION | NO-ESTIMATION | NO-ESTIMATION | CAPACITY-FACTOR-V1
IND | India | Vajramatti Acme |  | WKS0070766 | 80 | 16.2400 | 75.3050 | Solar | [5 empty] | Wiki-Solar | https://www.wiki-solar.org | Wiki-Solar | [10 empty] | 188.06 | 185.74 | 180.73 | 186.25 | 179.71 | HYDRO-V1 | HYDRO-V1 | HYDRO-V1 | HYDRO-V1 | HYDRO-V1
IND | India | Muddebihal |  | WKS0067056 | 20 | 16.2560 | 76.1600 | Solar | [5 empty] | Wiki-Solar | https://www.wiki-solar.org | Wiki-Solar | [10 empty] | 44.68 | 44.91 | 46.49 | 46.62 | 45.57 | HYDRO-V1 | HYDRO-V1 | HYDRO-V1 | HYDRO-V1 | HYDRO-V1
IND | India | Gadwal Mytrah |  | WKS0067083 | 15 | 16.2660 | 77.7790 | Solar | [5 empty] | Wiki-Solar | https://www.wiki-solar.org | Wiki-Solar | [10 empty] | 30.70 | 30.91 | 33.80 | 34.20 | 33.81 | SOLAR-V1-NO-AGE | SOLAR-V1-NO-AGE | SOLAR-V1-NO-AGE | SOLAR-V1-NO-AGE | SOLAR-V1-NO-AGE
IND | India | Guntipally |  | WKS0070923 | 15 | 16.2700 | 77.8350 | Solar | [5 empty] | Wiki-Solar | https://www.wiki-solar.org | Wiki-Solar | [10 empty] | 29.85 | 31.19 | 31.50 | 31.55 | 31.63 | HYDRO-V1 | HYDRO-V1 | HYDRO-V1 | HYDRO-V1 | HYDRO-V1
IND | India | Yapaladinni II |  | WKS0065911 | 5 | 16.2900 | 77.5050 | Solar | [5 empty] | Wiki-Solar | https://www.wiki-solar.org | Wiki-Solar | [10 empty] | 9.81 | 9.72 | 10.29 | 10.02 | 10.08 | SOLAR-V1-NO-AGE | SOLAR-V1-NO-AGE | SOLAR-V1-NO-AGE | SOLAR-V1-NO-AGE | SOLAR-V1-NO-AGE
IND | India | Vajramatti Energon |  | WKS0068399 | 100 | 16.3200 | 75.4150 | Solar | [5 empty] | Wiki-Solar | https://www.wiki-solar.org | Wiki-Solar | [10 empty] | 235.60 | 233.46 | 230.46 | 234.00 | 226.68 | HYDRO-V1 | HYDRO-V1 | HYDRO-V1 | HYDRO-V1 | HYDRO-V1
IND | India | Raibagh |  | WKS0067065 | 15 | 16.3740 | 74.7740 | Solar | [5 empty] | Wiki-Solar | https://www.wiki-solar.org | Wiki-Solar | [10 empty] | 34.43 | 34.44 | 33.85 | 33.75 | 32.86 | SOLAR-V1-NO-AGE | SOLAR-V1-NO-AGE | SOLAR-V1-NO-AGE | SOLAR-V1-NO-AGE | SOLAR-V1-NO-AGE
IND | India | Achampet Solarpack |  | WKS0067097 | 15 | 16.3890 | 78.6760 | Solar | [5 empty] | Wiki-Solar | https://www.wiki-solar.org | Wiki-Solar | [10 empty] | 29.92 | 30.73 | 31.29 | 31.80 | 31.38 | HYDRO-V1 | HYDRO-V1 | HYDRO-V1 | HYDRO-V1 | HYDRO-V1
IND | India | Achampet |  | WKS0067272 | 5.5 | 16.3893 | 78.6621 | Solar | [5 empty] | Wiki-Solar | https://www.wiki-solar.org | Wiki-Solar | [10 empty] | 10.56 | 10.75 | 10.82 | 11.01 | 10.84 | SOLAR-V1-NO-AGE | SOLAR-V1-NO-AGE | SOLAR-V1-NO-AGE | SOLAR-V1-NO-AGE | SOLAR-V1-NO-AGE
IND | India | Ranna-Belagali |  | WKS0070765 | 40 | 16.4000 | 75.1700 | Solar | [5 empty] | Wiki-Solar | https://www.wiki-solar.org | Wiki-Solar | [10 empty] | 93.38 | 93.13 | 92.62 | 92.57 | 90.41 | NO-ESTIMATION | NO-ESTIMATION | NO-ESTIMATION | NO-ESTIMATION | CAPACITY-FACTOR-V1
IND | India | Itnal Solar Power Plant |  | WRI1026148 | 3 | 16.4018 | 74.6641 | Solar |  |  |  |  | Karnataka Power Corporation Limited | Karnataka Power Corporation Limited | http://karnatakapower.com | Industry About | 1081339 | [9 empty] | 5.75 | 5.87 | 5.59 | 5.45 | 5.34 | NO-ESTIMATION | NO-ESTIMATION | NO-ESTIMATION | NO-ESTIMATION | NO-ESTIMATION
IND | India | Devadurga |  | WKS0067033 | 20 | 16.4060 | 77.1070 | Solar | [5 empty] | Wiki-Solar | https://www.wiki-solar.org | Wiki-Solar | [10 empty] | 42.50 | 44.82 | 45.59 | 45.50 | 46.42 | NO-ESTIMATION | NO-ESTIMATION | NO-ESTIMATION | NO-ESTIMATION | CAPACITY-FACTOR-V1
IND | India | Achampet Suzlon |  | WKS0067082 | 15 | 16.4070 | 78.7000 | Solar | [5 empty] | Wiki-Solar | https://www.wiki-solar.org | Wiki-Solar | [10 empty] | 29.82 | 30.49 | 31.36 | 31.73 | 31.38 | SOLAR-V1-NO-AGE | SOLAR-V1-NO-AGE | SOLAR-V1-NO-AGE | SOLAR-V1-NO-AGE | SOLAR-V1-NO-AGE
IND | India | Mugalkhod |  | WKS0070776 | 50 | 16.4100 | 75.1950 | Solar | [5 empty] | Wiki-Solar | https://www.wiki-solar.org | Wiki-Solar | [10 empty] | 116.30 | 115.98 | 115.35 | 115.28 | 112.49 | NO-ESTIMATION | NO-ESTIMATION | NO-ESTIMATION | NO-ESTIMATION | CAPACITY-FACTOR-V1
IND | India | Wanaparthy Ostro |  | WKS0067112 | 50 | 16.4240 | 78.0690 | Solar | [5 empty] | Wiki-Solar | https://www.wiki-solar.org | Wiki-Solar | [10 empty] | 104.26 | 105.08 | 108.75 | 108.93 | 106.85 | NO-ESTIMATION | NO-ESTIMATION | NO-ESTIMATION | NO-ESTIMATION | NO-ESTIMATION
IND | India | Wanaparthy Mytrah |  | WKS0067104 | 50 | 16.4440 | 78.0020 | Solar | [5 empty] | Wiki-Solar | https://www.wiki-solar.org | Wiki-Solar | [10 empty] | 104.26 | 105.96 | 108.50 | 107.83 | 106.43 | SOLAR-V1-NO-AGE | SOLAR-V1-NO-AGE | SOLAR-V1-NO-AGE | SOLAR-V1-NO-AGE | SOLAR-V1-NO-AGE
IND | India | Veltoor Suzlon |  | WKS0067107 | 100 | 16.4450 | 77.8670 | Solar | [5 empty] | Wiki-Solar | https://www.wiki-solar.org | Wiki-Solar | [10 empty] | 211.47 | 216.54 | 216.87 | 216.10 | 216.48 | HYDRO-V1 | HYDRO-V1 | HYDRO-V1 | HYDRO-V1 | HYDRO-V1
IND | India | Chikkodi |  | WKS0067029 | 20 | 16.4490 | 74.5510 | Solar | [5 empty] | Wiki-Solar | https://www.wiki-solar.org | Wiki-Solar | [10 empty] | 46.49 | 45.79 | 46.53 | 45.69 | 44.76 | NO-ESTIMATION | NO-ESTIMATION | NO-ESTIMATION | NO-ESTIMATION | CAPACITY-FACTOR-V1
IND | India | Bagalkot |  | WKS0070869 | 10 | 16.4600 | 75.2500 | Solar | [5 empty] | Wiki-Solar | https://www.wiki-solar.org | Wiki-Solar | [10 empty] | 20.91 | 20.57 | 20.39 | 20.44 | 19.86 | NO-ESTIMATION | NO-ESTIMATION | NO-ESTIMATION | NO-ESTIMATION | CAPACITY-FACTOR-V1
IND | India | Makthal SLE |  | WKS0068261 | 10 | 16.4640 | 77.4970 | Solar | [5 empty] | Wiki-Solar | https://www.wiki-solar.org | Wiki-Solar | [10 empty] | 18.04 | 19.10 | 19.07 | 19.02 | 20.22 | SOLAR-V1-NO-AGE | SOLAR-V1-NO-AGE | SOLAR-V1-NO-AGE | SOLAR-V1-NO-AGE | SOLAR-V1-NO-AGE
IND | India | Veltoor SP |  | WKS0067105 | 100 | 16.4680 | 77.9090 | Solar | [5 empty] | Wiki-Solar | https://www.wiki-solar.org | Wiki-Solar | [10 empty] | 211.47 | 216.54 | 217.78 | 216.95 | 216.49 | NO-ESTIMATION | NO-ESTIMATION | NO-ESTIMATION | NO-ESTIMATION | CAPACITY-FACTOR-V1
IND | India | Nagarkurnool Keerthi |  | WKS0068247 | 10 | 16.4990 | 78.3500 | Solar | [5 empty] | Wiki-Solar | https://www.wiki-solar.org | Wiki-Solar | [10 empty] | 18.18 | 18.90 | 19.22 | 19.08 | 19.04 | SOLAR-V1-NO-AGE | SOLAR-V1-NO-AGE | SOLAR-V1-NO-AGE | SOLAR-V1-NO-AGE | SOLAR-V1-NO-AGE
IND | India | Nagarkurnool Mytrah |  | WKS0067084 | 15 | 16.4990 | 78.3820 | Solar | [5 empty] | Wiki-Solar | https://www.wiki-solar.org | Wiki-Solar | [10 empty] | 29.85 | 30.81 | 31.85 | 31.58 | 31.54 | NO-ESTIMATION | NO-ESTIMATION | NO-ESTIMATION | NO-ESTIMATION | CAPACITY-FACTOR-V1
IND | India | Satyampet |  | WKS0073164 | 10 | 16.5210 | 76.8110 | Solar | [5 empty] | Wiki-Solar | https://www.wiki-solar.org | Wiki-Solar | [10 empty] | 19.23 | 20.09 | 20.45 | 20.51 | 20.48 | NO-ESTIMATION | NO-ESTIMATION | NO-ESTIMATION | NO-ESTIMATION | CAPACITY-FACTOR-V1
IND | India | Veltoor Renew |  | WKS0067007 | 100 | 16.5290 | 77.9030 | Solar | [5 empty] | Wiki-Solar | https://www.wiki-solar.org | Wiki-Solar | [10 empty] | 211.47 | 216.54 | 216.87 | 216.95 | 216.48 | HYDRO-V1 | HYDRO-V1 | HYDRO-V1 | HYDRO-V1 | HYDRO-V1
IND | India | Shakhapur |  | WKS0074077 | 100 | 16.5440 | 77.9350 | Solar | [5 empty] | Wiki-Solar | https://www.wiki-solar.org | Wiki-Solar | [10 empty] | 211.47 | 216.54 | 217.39 | 216.72 | 216.76 | HYDRO-V1 | HYDRO-V1 | HYDRO-V1 | HYDRO-V1 | HYDRO-V1
IND | India | Shahpur KA |  | WKS0067066 | 20 | 16.5614 | 77.0701 | Solar | [5 empty] | Wiki-Solar | https://www.wiki-solar.org | Wiki-Solar | [10 empty] | 43.34 | 44.93 | 45.45 | 45.57 | 46.34 | HYDRO-V1 | HYDRO-V1 | HYDRO-V1 | HYDRO-V1 | HYDRO-V1
IND | India | Tarnikal |  | WKS0067274 | 11 | 16.6210 | 78.4720 | Solar | [5 empty] | Wiki-Solar | https://www.wiki-solar.org | Wiki-Solar | [10 empty] | 21.57 | 22.11 | 22.40 | 22.74 | 22.4 | NO-ESTIMATION | NO-ESTIMATION | NO-ESTIMATION | NO-ESTIMATION | CAPACITY-FACTOR-V1
IND | India | Basawaipalli |  | WKS0067280 | 4.4 | 16.6230 | 77.8900 | Solar | [5 empty] | Wiki-Solar | https://www.wiki-solar.org | Wiki-Solar | [10 empty] | 8.15 | 8.54 | 8.30 | 8.29 | 8.53 | SOLAR-V1-NO-AGE | SOLAR-V1-NO-AGE | SOLAR-V1-NO-AGE | SOLAR-V1-NO-AGE | SOLAR-V1-NO-AGE
IND | India | Ghanapur Solarpack |  | WKS0067092 | 15 | 16.6240 | 78.0440 | Solar | [5 empty] | Wiki-Solar | https://www.wiki-solar.org | Wiki-Solar | [10 empty] | 29.89 | 31.12 | 31.78 | 31.67 | 31.46 | NO-ESTIMATION | NO-ESTIMATION | NO-ESTIMATION | NO-ESTIMATION | NO-ESTIMATION
IND | India | Marikal |  | WKS0064391 | 20 | 16.6280 | 77.6640 | Solar | [5 empty] | Wiki-Solar | https://www.wiki-solar.org | Wiki-Solar | [10 empty] | 42.47 | 42.61 | 44.36 | 44.11 | 44.68 | HYDRO-V1 | HYDRO-V1 | HYDRO-V1 | HYDRO-V1 | HYDRO-V1
IND | India | Yadgiri |  | WKS0067075 | 20 | 16.6470 | 77.2090 | Solar | [5 empty] | Wiki-Solar | https://www.wiki-solar.org | Wiki-Solar | [10 empty] | 42.35 | 44.34 | 44.68 | 44.83 | 45.59 | SOLAR-V1-NO-AGE | SOLAR-V1-NO-AGE | SOLAR-V1-NO-AGE | SOLAR-V1-NO-AGE | SOLAR-V1-NO-AGE
IND | India | Thimmajipet |  | WKS0070855 | 8 | 16.6750 | 78.2100 | Solar | [5 empty] | Wiki-Solar | https://www.wiki-solar.org | Wiki-Solar | [10 empty] | 15.15 | 15.70 | 15.71 | 15.75 | 15.58 | NO-ESTIMATION | NO-ESTIMATION | NO-ESTIMATION | NO-ESTIMATION | CAPACITY-FACTOR-V1
IND | India | Thungathurthy |  | WKS0070924 | 15 | 16.6900 | 79.2250 | Solar | [5 empty] | Wiki-Solar | https://www.wiki-solar.org | Wiki-Solar | [10 empty] | 30.03 | 29.08 | 29.82 | 31.10 | 29.47 | NO-ESTIMATION | NO-ESTIMATION | NO-ESTIMATION | NO-ESTIMATION | CAPACITY-FACTOR-V1
IND | India | Kalwakurthy Haldiram |  | WKS0068244 | 10 | 16.6960 | 78.4890 | Solar | [5 empty] | Wiki-Solar | https://www.wiki-solar.org | Wiki-Solar | [10 empty] | 18.04 | 18.79 | 19.00 | 19.00 | 19 | SOLAR-V1-NO-AGE | SOLAR-V1-NO-AGE | SOLAR-V1-NO-AGE | SOLAR-V1-NO-AGE | SOLAR-V1-NO-AGE
IND | India | Kalwakurthy Rays |  | WKS0067637 | 10 | 16.7120 | 78.4740 | Solar | [5 empty] | Wiki-Solar | https://www.wiki-solar.org | Wiki-Solar | [10 empty] | 18.04 | 18.79 | 19.00 | 19.06 | 19 | HYDRO-V1 | HYDRO-V1 | HYDRO-V1 | HYDRO-V1 | HYDRO-V1
IND | India | Peravali |  | WKS0068216 | 4.4 | 16.7383 | 81.7631 | Solar | [5 empty] | Wiki-Solar | https://www.wiki-solar.org | Wiki-Solar | [10 empty] | 8.27 | 7.99 | 8.21 | 8.38 | 8.16 | SOLAR-V1-NO-AGE | SOLAR-V1-NO-AGE | SOLAR-V1-NO-AGE | SOLAR-V1-NO-AGE | SOLAR-V1-NO-AGE
IND | India | Boinpally |  | WKS0067278 | 9 | 16.7420 | 78.3570 | Solar | [5 empty] | Wiki-Solar | https://www.wiki-solar.org | Wiki-Solar | [10 empty] | 16.84 | 17.62 | 17.63 | 17.67 | 17.52 | SOLAR-V1-NO-AGE | SOLAR-V1-NO-AGE | SOLAR-V1-NO-AGE | SOLAR-V1-NO-AGE | SOLAR-V1-NO-AGE
IND | India | Midjil |  | WKS0064167 | 10.1 | 16.7430 | 78.3580 | Solar | [5 empty] | Wiki-Solar | https://www.wiki-solar.org | Wiki-Solar | [10 empty] | 18.24 | 19.18 | 19.16 | 19.21 | 19.04 | NO-ESTIMATION | NO-ESTIMATION | NO-ESTIMATION | NO-ESTIMATION | CAPACITY-FACTOR-V1
IND | India | Chilveru |  | WKS0064630 | 8 | 16.7590 | 78.2570 | Solar | [5 empty] | Wiki-Solar | https://www.wiki-solar.org | Wiki-Solar | [10 empty] | 15.22 | 15.60 | 16.33 | 15.62 | 16.18 | SOLAR-V1-NO-AGE | SOLAR-V1-NO-AGE | SOLAR-V1-NO-AGE | SOLAR-V1-NO-AGE | SOLAR-V1-NO-AGE
IND | India | Kurmapally Gk |  | WKS0067121 | 48 | 16.7720 | 78.8680 | Solar | [5 empty] | Wiki-Solar | https://www.wiki-solar.org | Wiki-Solar | [10 empty] | 99.02 | 102.78 | 102.70 | 103.19 | 103.68 | NO-ESTIMATION | NO-ESTIMATION | NO-ESTIMATION | NO-ESTIMATION | CAPACITY-FACTOR-V1
IND | India | Eenadu |  | WKS0062463 | 6.5 | 16.7800 | 78.3350 | Solar | [5 empty] | Wiki-Solar | https://www.wiki-solar.org | Wiki-Solar | [10 empty] | 12.48 | 12.92 | 13.20 | 12.89 | 13.19 | SOLAR-V1-NO-AGE | SOLAR-V1-NO-AGE | SOLAR-V1-NO-AGE | SOLAR-V1-NO-AGE | SOLAR-V1-NO-AGE
IND | India | Vemula |  | WKS0067259 | 10 | 16.7800 | 78.3360 | Solar | [5 empty] | Wiki-Solar | https://www.wiki-solar.org | Wiki-Solar | [10 empty] | 18.18 | 19.07 | 19.62 | 19.09 | 19.96 | SOLAR-V1-NO-AGE | SOLAR-V1-NO-AGE | SOLAR-V1-NO-AGE | SOLAR-V1-NO-AGE | SOLAR-V1-NO-AGE
IND | India | Kurmapally Mytrah |  | WKS0067106 | 50 | 16.8020 | 78.8870 | Solar | [5 empty] | Wiki-Solar | https://www.wiki-solar.org | Wiki-Solar | [10 empty] | 103.52 | 106.98 | 107.07 | 107.68 | 108.28 | NO-ESTIMATION | NO-ESTIMATION | NO-ESTIMATION | NO-ESTIMATION | CAPACITY-FACTOR-V1
IND | India | Kurmapally Sky |  | WKS0067103 | 50 | 16.8370 | 78.9560 | Solar | [5 empty] | Wiki-Solar | https://www.wiki-solar.org | Wiki-Solar | [10 empty] | 103.91 | 106.98 | 108.71 | 106.97 | 107.5 | NO-ESTIMATION | NO-ESTIMATION | NO-ESTIMATION | NO-ESTIMATION | NO-ESTIMATION
IND | India | Gollagudem |  | WKS0068753 | 5 | 16.8590 | 81.3590 | Solar | [5 empty] | Wiki-Solar | https://www.wiki-solar.org | Wiki-Solar | [10 empty] | 9.29 | 9.78 | 9.71 | 9.97 | 9.63 | HYDRO-V1 | HYDRO-V1 | HYDRO-V1 | HYDRO-V1 | HYDRO-V1
IND | India | Karoor |  | WKS0068243 | 10 | 16.8610 | 78.0930 | Solar | [5 empty] | Wiki-Solar | https://www.wiki-solar.org | Wiki-Solar | [10 empty] | 18.59 | 18.95 | 20.22 | 19.67 | 20.14 | SOLAR-V1-NO-AGE | SOLAR-V1-NO-AGE | SOLAR-V1-NO-AGE | SOLAR-V1-NO-AGE | SOLAR-V1-NO-AGE
IND | India | Bijapur Essel 3 |  | WKS0070405 | 5 | 16.8720 | 75.7120 | Solar | [5 empty] | Wiki-Solar | https://www.wiki-solar.org | Wiki-Solar | [10 empty] | 10.44 | 10.25 | 10.19 | 10.22 | 9.93 | SOLAR-V1-NO-AGE | SOLAR-V1-NO-AGE | SOLAR-V1-NO-AGE | SOLAR-V1-NO-AGE | SOLAR-V1-NO-AGE
IND | India | Kajipuram |  | WKS0067010 | 30 | 16.8840 | 77.5870 | Solar | [5 empty] | Wiki-Solar | https://www.wiki-solar.org | Wiki-Solar | [10 empty] | 64.62 | 67.84 | 68.38 | 69.04 | 70.1 | HYDRO-V1 | HYDRO-V1 | HYDRO-V1 | HYDRO-V1 | HYDRO-V1
IND | India | Dondlapalle |  | WKS0069357 | 25 | 16.8870 | 78.0840 | Solar | [5 empty] | Wiki-Solar | https://www.wiki-solar.org | Wiki-Solar | [10 empty] | 52.61 | 51.81 | 54.57 | 53.73 | 55.76 | SOLAR-V1-NO-AGE | SOLAR-V1-NO-AGE | SOLAR-V1-NO-AGE | SOLAR-V1-NO-AGE | SOLAR-V1-NO-AGE
IND | India | Siddapur |  | WKS0070773 | 40 | 16.9150 | 75.5450 | Solar | [5 empty] | Wiki-Solar | https://www.wiki-solar.org | Wiki-Solar | [10 empty] | 94.17 | 92.27 | 92.62 | 92.57 | 90.41 | HYDRO-V1 | HYDRO-V1 | HYDRO-V1 | HYDRO-V1 | HYDRO-V1
IND | India | Sindagi |  | WKS0067069 | 15 | 16.9300 | 76.2250 | Solar | [5 empty] | Wiki-Solar | https://www.wiki-solar.org | Wiki-Solar | [10 empty] | 34.18 | 33.52 | 33.77 | 33.75 | 32.86 | SOLAR-V1-NO-AGE | SOLAR-V1-NO-AGE | SOLAR-V1-NO-AGE | SOLAR-V1-NO-AGE | SOLAR-V1-NO-AGE
IND | India | Balanagar |  | WKS0067009 | 50 | 16.9430 | 78.1310 | Solar | [5 empty] | Wiki-Solar | https://www.wiki-solar.org | Wiki-Solar | [10 empty] | 107.03 | 106.56 | 112.84 | 108.72 | 113.14 | HYDRO-V1 | HYDRO-V1 | HYDRO-V1 | HYDRO-V1 | HYDRO-V1
IND | India | Bableshwar wind-solar |  | WKS0070147 | 28.8 | 16.9680 | 76.2560 | Solar | [5 empty] | Wiki-Solar | https://www.wiki-solar.org | Wiki-Solar | [10 empty] | 66.98 | 65.13 | 65.77 | 65.95 | 64.41 | NO-ESTIMATION | NO-ESTIMATION | NO-ESTIMATION | NO-ESTIMATION | CAPACITY-FACTOR-V1
IND | India | Indi Essel |  | WKS0067046 | 20 | 17.0240 | 75.8270 | Solar | [5 empty] | Wiki-Solar | https://www.wiki-solar.org | Wiki-Solar | [10 empty] | 46.56 | 43.80 | 45.57 | 45.69 | 44.54 | SOLAR-V1-NO-AGE | SOLAR-V1-NO-AGE | SOLAR-V1-NO-AGE | SOLAR-V1-NO-AGE | SOLAR-V1-NO-AGE
IND | India | Nednoor Cybercity |  | WKS0068259 | 5 | 17.0580 | 78.4660 | Solar | [5 empty] | Wiki-Solar | https://www.wiki-solar.org | Wiki-Solar | [10 empty] | 9.65 | 9.78 | 9.71 | 9.81 | 9.91 | NO-ESTIMATION | NO-ESTIMATION | NO-ESTIMATION | NO-ESTIMATION | NO-ESTIMATION
IND | India | Angadi Raichur A |  | WKS0073199 | 7 | 17.0740 | 77.5570 | Solar | [5 empty] | Wiki-Solar | https://www.wiki-solar.org | Wiki-Solar | [10 empty] | 13.74 | 14.37 | 14.39 | 14.49 | 14.73 | SOLAR-V1-NO-AGE | SOLAR-V1-NO-AGE | SOLAR-V1-NO-AGE | SOLAR-V1-NO-AGE | SOLAR-V1-NO-AGE
IND | India | Nimbal Gulbarga B |  | WKS0067283 | 5 | 17.0840 | 75.8730 | Solar | [5 empty] | Wiki-Solar | https://www.wiki-solar.org | Wiki-Solar | [10 empty] | 10.44 | 9.85 | 10.19 | 10.22 | 9.93 | HYDRO-V1 | HYDRO-V1 | HYDRO-V1 | HYDRO-V1 | HYDRO-V1
IND | India | Nimbal Gulbarga A |  | WKS0067282 | 5 | 17.0930 | 75.8720 | Solar | [5 empty] | Wiki-Solar | https://www.wiki-solar.org | Wiki-Solar | [10 empty] | 10.44 | 9.85 | 10.19 | 10.22 | 9.93 | SOLAR-V1-NO-AGE | SOLAR-V1-NO-AGE | SOLAR-V1-NO-AGE | SOLAR-V1-NO-AGE | SOLAR-V1-NO-AGE
IND | India | Kodangal |  | WKS0067012 | 15 | 17.1550 | 77.6280 | Solar | [5 empty] | Wiki-Solar | https://www.wiki-solar.org | Wiki-Solar | [10 empty] | 31.71 | 33.50 | 34.41 | 33.97 | 34.46 | HYDRO-V1 | HYDRO-V1 | HYDRO-V1 | HYDRO-V1 | HYDRO-V1
IND | India | Parigi SSJ |  | WKS0067256 | 5 | 17.1670 | 77.9150 | Solar | [5 empty] | Wiki-Solar | https://www.wiki-solar.org | Wiki-Solar | [10 empty] | 9.86 | 10.37 | 10.10 | 10.04 | 10.22 | HYDRO-V1 | HYDRO-V1 | HYDRO-V1 | HYDRO-V1 | HYDRO-V1
IND | India | Indi Rays |  | WKS0064392 | 5 | 17.1700 | 75.9300 | Solar | [5 empty] | Wiki-Solar | https://www.wiki-solar.org | Wiki-Solar | [10 empty] | 10.44 | 9.82 | 10.19 | 10.22 | 9.93 | SOLAR-V1-NO-AGE | SOLAR-V1-NO-AGE | SOLAR-V1-NO-AGE | SOLAR-V1-NO-AGE | SOLAR-V1-NO-AGE
IND | India | Aitipamula |  | WKS0067087 | 15 | 17.2080 | 79.3260 | Solar | [5 empty] | Wiki-Solar | https://www.wiki-solar.org | Wiki-Solar | [10 empty] | 30.87 | 28.83 | 30.02 | 30.01 | 29.47 | HYDRO-V1 | HYDRO-V1 | HYDRO-V1 | HYDRO-V1 | HYDRO-V1
IND | India | Parigi Global |  | WKS0068240 | 10 | 17.2160 | 77.8930 | Solar | [5 empty] | Wiki-Solar | https://www.wiki-solar.org | Wiki-Solar | [10 empty] | 18.93 | 19.44 | 20.06 | 20.27 | 20.57 | SOLAR-V1-NO-AGE | SOLAR-V1-NO-AGE | SOLAR-V1-NO-AGE | SOLAR-V1-NO-AGE | SOLAR-V1-NO-AGE
IND | India | Peddaumenthal |  | WKS0067296 | 5 | 17.2287 | 77.9762 | Solar | [5 empty] | Wiki-Solar | https://www.wiki-solar.org | Wiki-Solar | [10 empty] | 9.86 | 10.30 | 10.10 | 10.07 | 10.22 | NO-ESTIMATION | NO-ESTIMATION | NO-ESTIMATION | NO-ESTIMATION | CAPACITY-FACTOR-V1
IND | India | Parigi Minopharm |  | WKS0068250 | 5 | 17.2320 | 77.8650 | Solar | [5 empty] | Wiki-Solar | https://www.wiki-solar.org | Wiki-Solar | [10 empty] | 9.90 | 10.09 | 10.09 | 10.17 | 10.22 | NO-ESTIMATION | NO-ESTIMATION | NO-ESTIMATION | NO-ESTIMATION | CAPACITY-FACTOR-V1
IND | India | Chittapura |  | WKS0067032 | 20 | 17.2350 | 77.0550 | Solar | [5 empty] | Wiki-Solar | https://www.wiki-solar.org | Wiki-Solar | [10 empty] | 44.90 | 45.79 | 46.16 | 47.15 | 45.36 | SOLAR-V1-NO-AGE | SOLAR-V1-NO-AGE | SOLAR-V1-NO-AGE | SOLAR-V1-NO-AGE | SOLAR-V1-NO-AGE
IND | India | Hyderabad II |  | WKS0069856 | 5 | 17.2464 | 78.4049 | Solar | [5 empty] | Wiki-Solar | https://www.wiki-solar.org | Wiki-Solar | [10 empty] | 9.71 | 9.84 | 10.43 | 10.11 | 10.08 | NO-ESTIMATION | NO-ESTIMATION | NO-ESTIMATION | NO-ESTIMATION | CAPACITY-FACTOR-V1
IND | India | Hyderabad HYD |  | WKS0067729 | 5 | 17.2465 | 78.4016 | Solar | [5 empty] | Wiki-Solar | https://www.wiki-solar.org | Wiki-Solar | [10 empty] | 9.71 | 9.84 | 10.43 | 10.11 | 10.1 | HYDRO-V1 | HYDRO-V1 | HYDRO-V1 | HYDRO-V1 | HYDRO-V1
IND | India | Akkinepally |  | WKS0070816 | 10 | 17.2650 | 79.2080 | Solar | [5 empty] | Wiki-Solar | https://www.wiki-solar.org | Wiki-Solar | [10 empty] | 18.87 | 18.14 | 18.01 | 18.38 | 18.59 | NO-ESTIMATION | NO-ESTIMATION | NO-ESTIMATION | NO-ESTIMATION | CAPACITY-FACTOR-V1
IND | India | Kandagatla Keerthi |  | WKS0068252 | 8 | 17.2710 | 79.5970 | Solar | [5 empty] | Wiki-Solar | https://www.wiki-solar.org | Wiki-Solar | [10 empty] | 15.64 | 14.95 | 15.21 | 15.20 | 15.14 | NO-ESTIMATION | NO-ESTIMATION | NO-ESTIMATION | NO-ESTIMATION | CAPACITY-FACTOR-V1
IND | India | Kakkireni Adani |  | WKS0066981 | 50 | 17.2760 | 79.2040 | Solar | [5 empty] | Wiki-Solar | https://www.wiki-solar.org | Wiki-Solar | [10 empty] | 104.24 | 102.73 | 102.24 | 105.33 | 107.03 | HYDRO-V1 | HYDRO-V1 | HYDRO-V1 | HYDRO-V1 | HYDRO-V1
IND | India | Kakarani |  | WKS0073162 | 115.9 | 17.2810 | 79.1900 | Solar | [5 empty] | Wiki-Solar | https://www.wiki-solar.org | Wiki-Solar | [10 empty] | 246.19 | 241.50 | 241.78 | 247.39 | 251.05 | NO-ESTIMATION | NO-ESTIMATION | NO-ESTIMATION | NO-ESTIMATION | CAPACITY-FACTOR-V1
IND | India | Ramannapet |  | WKS0067136 | 15 | 17.2850 | 79.1460 | Solar | [5 empty] | Wiki-Solar | https://www.wiki-solar.org | Wiki-Solar | [10 empty] | 30.85 | 29.42 | 29.60 | 30.52 | 30.7 | HYDRO-V1 | HYDRO-V1 | HYDRO-V1 | HYDRO-V1 | HYDRO-V1
IND | India | Tandur First |  | WKS0067011 | 50 | 17.3410 | 77.6180 | Solar | [5 empty] | Wiki-Solar | https://www.wiki-solar.org | Wiki-Solar | [10 empty] | 113.97 | 114.53 | 117.11 | 116.71 | 116.86 | SOLAR-V1-NO-AGE | SOLAR-V1-NO-AGE | SOLAR-V1-NO-AGE | SOLAR-V1-NO-AGE | SOLAR-V1-NO-AGE
IND | India | Vikarabad |  | WKS0063662 | 23 | 17.3440 | 77.9790 | Solar | [5 empty] | Wiki-Solar | https://www.wiki-solar.org | Wiki-Solar | [10 empty] | 48.45 | 50.08 | 51.24 | 51.23 | 52.65 | SOLAR-V1-NO-AGE | SOLAR-V1-NO-AGE | SOLAR-V1-NO-AGE | SOLAR-V1-NO-AGE | SOLAR-V1-NO-AGE
IND | India | Rangareddy Mytrah |  | WKS0067085 | 7 | 17.3494 | 78.1780 | Solar | [5 empty] | Wiki-Solar | https://www.wiki-solar.org | Wiki-Solar | [10 empty] | 13.64 | 14.23 | 14.52 | 14.29 | 14.78 | SOLAR-V1-NO-AGE | SOLAR-V1-NO-AGE | SOLAR-V1-NO-AGE | SOLAR-V1-NO-AGE | SOLAR-V1-NO-AGE
IND | India | Arvapally Mytrah 1 |  | WKS0067088 | 8 | 17.3540 | 79.5860 | Solar | [5 empty] | Wiki-Solar | https://www.wiki-solar.org | Wiki-Solar | [10 empty] | 15.64 | 14.94 | 15.21 | 15.20 | 15.15 | SOLAR-V1-NO-AGE | SOLAR-V1-NO-AGE | SOLAR-V1-NO-AGE | SOLAR-V1-NO-AGE | SOLAR-V1-NO-AGE
IND | India | Arvapally Mytrah 2 |  | WKS0067094 | 15 | 17.3550 | 79.5910 | Solar | [5 empty] | Wiki-Solar | https://www.wiki-solar.org | Wiki-Solar | [10 empty] | 30.43 | 29.08 | 29.91 | 29.97 | 29.94 | SOLAR-V1-NO-AGE | SOLAR-V1-NO-AGE | SOLAR-V1-NO-AGE | SOLAR-V1-NO-AGE | SOLAR-V1-NO-AGE
IND | India | Tandur Mahindra |  | WKS0067013 | 30 | 17.3640 | 77.5420 | Solar | [5 empty] | Wiki-Solar | https://www.wiki-solar.org | Wiki-Solar | [10 empty] | 66.98 | 68.62 | 71.29 | 69.03 | 69.07 | NO-ESTIMATION | NO-ESTIMATION | NO-ESTIMATION | NO-ESTIMATION | CAPACITY-FACTOR-V1
IND | India | Chincholli |  | WKS0067031 | 20 | 17.4020 | 77.3810 | Solar | [5 empty] | Wiki-Solar | https://www.wiki-solar.org | Wiki-Solar | [10 empty] | 45.04 | 45.06 | 46.16 | 46.62 | 45.57 | NO-ESTIMATION | NO-ESTIMATION | NO-ESTIMATION | NO-ESTIMATION | NO-ESTIMATION
IND | India | Venkatapur |  | WKS0068251 | 5 | 17.4410 | 78.6240 | Solar | [5 empty] | Wiki-Solar | https://www.wiki-solar.org | Wiki-Solar | [10 empty] | 9.74 | 9.68 | 9.93 | 9.74 | 10.08 | SOLAR-V1-NO-AGE | SOLAR-V1-NO-AGE | SOLAR-V1-NO-AGE | SOLAR-V1-NO-AGE | SOLAR-V1-NO-AGE
IND | India | Tattapalle A |  | WKS0074089 | 10 | 17.4460 | 77.6290 | Solar | [5 empty] | Wiki-Solar | https://www.wiki-solar.org | Wiki-Solar | [10 empty] | 19.65 | 20.61 | 21.11 | 20.55 | 20.38 | SOLAR-V1-NO-AGE | SOLAR-V1-NO-AGE | SOLAR-V1-NO-AGE | SOLAR-V1-NO-AGE | SOLAR-V1-NO-AGE
IND | India | Karajgi |  | WKS0065805 | 5 | 17.4480 | 76.0480 | Solar | [5 empty] | Wiki-Solar | https://www.wiki-solar.org | Wiki-Solar | [10 empty] | 10.41 | 10.13 | 10.01 | 10.18 | 10.29 | SOLAR-V1-NO-AGE | SOLAR-V1-NO-AGE | SOLAR-V1-NO-AGE | SOLAR-V1-NO-AGE | SOLAR-V1-NO-AGE
IND | India | Mandrup II |  | WKS0062307 | 25.9 | 17.4990 | 75.7790 | Solar | [5 empty] | Wiki-Solar | https://www.wiki-solar.org | Wiki-Solar | [10 empty] | 59.96 | 58.41 | 58.06 | 59.01 | 59.3 | NO-ESTIMATION | NO-ESTIMATION | NO-ESTIMATION | NO-ESTIMATION | CAPACITY-FACTOR-V1
IND | India | Mandrup - Giriraj Solar Power Plant |  | WRI1026170 | 6.6 | 17.4999 | 75.7810 | Solar |  |  |  |  | Giriraj Enterprises | Maharashtra State Power Generation Co Ltd (MAHAGENCO) | http://www.mahaurja.com/PDF/PG2_GridConnSPPCommissioned.pdf | Industry About | [10 empty] | 13.88 | 13.48 | 13.24 | 13.50 | 13.61 | NO-ESTIMATION | NO-ESTIMATION | NO-ESTIMATION | NO-ESTIMATION | CAPACITY-FACTOR-V1
IND | India | Shirsoli Solar Power Plant |  | WRI1026206 | 8.5 | 17.4999 | 75.7810 | Solar |  |  |  |  | Jain Solar | Jain Solar | http://www.jains.com/Solar/Renewable%20energy.htm | Industry About | [10 empty] | 17.34 | 16.68 | 16.49 | 16.80 | 16.99 | HYDRO-V1 | HYDRO-V1 | HYDRO-V1 | HYDRO-V1 | HYDRO-V1
IND | India | Mandrup III |  | WKS0067252 | 4 | 17.5008 | 75.7876 | Solar | [5 empty] | Wiki-Solar | https://www.wiki-solar.org | Wiki-Solar | [10 empty] | 7.86 | 7.28 | 6.96 | 7.06 | 7.14 | NO-ESTIMATION | NO-ESTIMATION | NO-ESTIMATION | NO-ESTIMATION | CAPACITY-FACTOR-V1
IND | India | Waddekothapally |  | WKS0067124 | 42 | 17.5050 | 79.5620 | Solar | [5 empty] | Wiki-Solar | https://www.wiki-solar.org | Wiki-Solar | [10 empty] | 87.17 | 85.92 | 86.33 | 87.77 | 87.53 | NO-ESTIMATION | NO-ESTIMATION | NO-ESTIMATION | NO-ESTIMATION | CAPACITY-FACTOR-V1
IND | India | Lingadalli |  | WKS0070768 | 40 | 17.5090 | 76.9940 | Solar | [5 empty] | Wiki-Solar | https://www.wiki-solar.org | Wiki-Solar | [10 empty] | 92.08 | 91.63 | 92.31 | 92.88 | 90.41 | SOLAR-V1-NO-AGE | SOLAR-V1-NO-AGE | SOLAR-V1-NO-AGE | SOLAR-V1-NO-AGE | SOLAR-V1-NO-AGE
IND | India | OF Medak |  | WKS0068462 | 15 | 17.5140 | 78.1410 | Solar | [5 empty] | Wiki-Solar | https://www.wiki-solar.org | Wiki-Solar | [10 empty] | 31.38 | 33.57 | 34.38 | 34.24 | 34.42 | HYDRO-V1 | HYDRO-V1 | HYDRO-V1 | HYDRO-V1 | HYDRO-V1
IND | India | Mangalwedha |  | WKS0062300 | 20 | 17.5380 | 75.4330 | Solar | [5 empty] | Wiki-Solar | https://www.wiki-solar.org | Wiki-Solar | [10 empty] | 46.59 | 45.36 | 44.96 | 45.69 | 45.94 | HYDRO-V1 | HYDRO-V1 | HYDRO-V1 | HYDRO-V1 | HYDRO-V1
IND | India | Sadashivpet Renew |  | WKS0067008 | 24 | 17.5420 | 77.9660 | Solar | [5 empty] | Wiki-Solar | https://www.wiki-solar.org | Wiki-Solar | [10 empty] | 50.44 | 53.14 | 53.75 | 54.10 | 54.77 | HYDRO-V1 | HYDRO-V1 | HYDRO-V1 | HYDRO-V1 | HYDRO-V1
IND | India | Varkute Malawadi |  | WKS0068393 | 100 | 17.5570 | 74.8120 | Solar | [5 empty] | Wiki-Solar | https://www.wiki-solar.org | Wiki-Solar | [10 empty] | 233.85 | 231.49 | 229.01 | 233.73 | 227.41 | HYDRO-V1 | HYDRO-V1 | HYDRO-V1 | HYDRO-V1 | HYDRO-V1
IND | India | Palaswade |  | WKS0062067 | 25 | 17.5600 | 74.8350 | Solar | [5 empty] | Wiki-Solar | https://www.wiki-solar.org | Wiki-Solar | [10 empty] | 57.65 | 57.34 | 55.89 | 57.17 | 55.5 | SOLAR-V1-NO-AGE | SOLAR-V1-NO-AGE | SOLAR-V1-NO-AGE | SOLAR-V1-NO-AGE | SOLAR-V1-NO-AGE
IND | India | Palaswade 2 |  | WKS0068387 | 30 | 17.5610 | 74.8270 | Solar | [5 empty] | Wiki-Solar | https://www.wiki-solar.org | Wiki-Solar | [10 empty] | 69.74 | 68.81 | 67.92 | 69.46 | 67.42 | SOLAR-V1-NO-AGE | SOLAR-V1-NO-AGE | SOLAR-V1-NO-AGE | SOLAR-V1-NO-AGE | SOLAR-V1-NO-AGE
IND | India | Jeedimetla |  | WKS0070903 | 10 | 17.5720 | 78.4280 | Solar | [5 empty] | Wiki-Solar | https://www.wiki-solar.org | Wiki-Solar | [10 empty] | 18.76 | 20.13 | 20.18 | 20.31 | 20.35 | NO-ESTIMATION | NO-ESTIMATION | NO-ESTIMATION | NO-ESTIMATION | CAPACITY-FACTOR-V1
IND | India | Sadashivpet ES |  | WKS0067109 | 50 | 17.5840 | 77.8850 | Solar | [5 empty] | Wiki-Solar | https://www.wiki-solar.org | Wiki-Solar | [10 empty] | 108.09 | 113.19 | 114.61 | 115.79 | 116.37 | SOLAR-V1-NO-AGE | SOLAR-V1-NO-AGE | SOLAR-V1-NO-AGE | SOLAR-V1-NO-AGE | SOLAR-V1-NO-AGE
IND | India | Bhonigir Acme |  | WKS0067118 | 50 | 17.5950 | 78.8200 | Solar | [5 empty] | Wiki-Solar | https://www.wiki-solar.org | Wiki-Solar | [10 empty] | 103.40 | 106.09 | 107.96 | 108.38 | 106.51 | SOLAR-V1-NO-AGE | SOLAR-V1-NO-AGE | SOLAR-V1-NO-AGE | SOLAR-V1-NO-AGE | SOLAR-V1-NO-AGE
IND | India | Wagdari |  | WKS0068604 | 50 | 17.6050 | 76.3450 | Solar | [5 empty] | Wiki-Solar | https://www.wiki-solar.org | Wiki-Solar | [10 empty] | 117.38 | 111.97 | 113.34 | 113.53 | 115.69 | NO-ESTIMATION | NO-ESTIMATION | NO-ESTIMATION | NO-ESTIMATION | NO-ESTIMATION
IND | India | Hothi |  | WKS0067260 | 16.2 | 17.6130 | 77.5710 | Solar | [5 empty] | Wiki-Solar | https://www.wiki-solar.org | Wiki-Solar | [10 empty] | 36.13 | 35.80 | 36.41 | 37.06 | 36.01 | NO-ESTIMATION | NO-ESTIMATION | NO-ESTIMATION | NO-ESTIMATION | CAPACITY-FACTOR-V1
IND | India | Alland |  | WKS0067021 | 20 | 17.6360 | 76.3890 | Solar | [5 empty] | Wiki-Solar | https://www.wiki-solar.org | Wiki-Solar | [10 empty] | 46.52 | 44.41 | 44.96 | 45.48 | 45.94 | SOLAR-V1-NO-AGE | SOLAR-V1-NO-AGE | SOLAR-V1-NO-AGE | SOLAR-V1-NO-AGE | SOLAR-V1-NO-AGE
IND | India | Bemalkheda |  | WKS0067284 | 10 | 17.6420 | 77.4180 | Solar | [5 empty] | Wiki-Solar | https://www.wiki-solar.org | Wiki-Solar | [10 empty] | 20.25 | 20.67 | 20.82 | 20.92 | 19.99 | SOLAR-V1-NO-AGE | SOLAR-V1-NO-AGE | SOLAR-V1-NO-AGE | SOLAR-V1-NO-AGE | SOLAR-V1-NO-AGE
IND | India | Zaheerabad 2 |  | WKS0070808 | 10 | 17.6540 | 77.5520 | Solar | [5 empty] | Wiki-Solar | https://www.wiki-solar.org | Wiki-Solar | [10 empty] | 20.22 | 20.32 | 20.56 | 20.92 | 20.3 | SOLAR-V1-NO-AGE | SOLAR-V1-NO-AGE | SOLAR-V1-NO-AGE | SOLAR-V1-NO-AGE | SOLAR-V1-NO-AGE
IND | India | Zaheerabad |  | WKS0070807 | 50 | 17.6590 | 77.5570 | Solar | [5 empty] | Wiki-Solar | https://www.wiki-solar.org | Wiki-Solar | [10 empty] | 113.57 | 113.28 | 116.33 | 117.44 | 114.51 | HYDRO-V1 | HYDRO-V1 | HYDRO-V1 | HYDRO-V1 | HYDRO-V1
IND | India | Sadashivpet Karvy |  | WKS0068246 | 20 | 17.6620 | 77.8660 | Solar | [5 empty] | Wiki-Solar | https://www.wiki-solar.org | Wiki-Solar | [10 empty] | 42.90 | 45.03 | 45.89 | 45.76 | 45.62 | SOLAR-V1-NO-AGE | SOLAR-V1-NO-AGE | SOLAR-V1-NO-AGE | SOLAR-V1-NO-AGE | SOLAR-V1-NO-AGE
IND | India | Kolanpaka |  | WKS0064504 | 6.6 | 17.6703 | 79.0307 | Solar | [5 empty] | Wiki-Solar | https://www.wiki-solar.org | Wiki-Solar | [10 empty] | 12.85 | 12.94 | 13.03 | 13.03 | 13.2 | NO-ESTIMATION | NO-ESTIMATION | NO-ESTIMATION | NO-ESTIMATION | CAPACITY-FACTOR-V1
IND | India | Chillkepally |  | WKS0070930 | 8 | 17.6830 | 77.7230 | Solar | [5 empty] | Wiki-Solar | https://www.wiki-solar.org | Wiki-Solar | [10 empty] | 16.58 | 16.49 | 16.80 | 16.29 | 16.05 | SOLAR-V1-NO-AGE | SOLAR-V1-NO-AGE | SOLAR-V1-NO-AGE | SOLAR-V1-NO-AGE | SOLAR-V1-NO-AGE
IND | India | Munipalli |  | WKS0063660 | 5 | 17.6900 | 77.8610 | Solar | [5 empty] | Wiki-Solar | https://www.wiki-solar.org | Wiki-Solar | [10 empty] | 9.79 | 10.19 | 10.25 | 10.22 | 10.2 | NO-ESTIMATION | NO-ESTIMATION | NO-ESTIMATION | NO-ESTIMATION | NO-ESTIMATION
IND | India | Rajapet Cybercity |  | WKS0068260 | 5 | 17.6990 | 78.9460 | Solar | [5 empty] | Wiki-Solar | https://www.wiki-solar.org | Wiki-Solar | [10 empty] | 9.72 | 9.78 | 9.81 | 9.84 | 9.8 | SOLAR-V1-NO-AGE | SOLAR-V1-NO-AGE | SOLAR-V1-NO-AGE | SOLAR-V1-NO-AGE | SOLAR-V1-NO-AGE
IND | India | Sadashivpet Acme |  | WKS0067114 | 50 | 17.7000 | 77.8030 | Solar | [5 empty] | Wiki-Solar | https://www.wiki-solar.org | Wiki-Solar | [10 empty] | 115.19 | 114.53 | 117.11 | 116.62 | 115.35 | NO-ESTIMATION | NO-ESTIMATION | NO-ESTIMATION | NO-ESTIMATION | CAPACITY-FACTOR-V1
IND | India | Somaram C |  | WKS0074072 | 17.6 | 17.7130 | 79.0190 | Solar | [5 empty] | Wiki-Solar | https://www.wiki-solar.org | Wiki-Solar | [10 empty] | 35.74 | 36.49 | 37.12 | 37.23 | 37.52 | HYDRO-V1 | HYDRO-V1 | HYDRO-V1 | HYDRO-V1 | HYDRO-V1
IND | India | Somaram A |  | WKS0074070 | 20 | 17.7180 | 78.9950 | Solar | [5 empty] | Wiki-Solar | https://www.wiki-solar.org | Wiki-Solar | [10 empty] | 40.97 | 42.06 | 42.76 | 43.24 | 42.87 | NO-ESTIMATION | NO-ESTIMATION | NO-ESTIMATION | NO-ESTIMATION | CAPACITY-FACTOR-V1
IND | India | Visakhapatnam Port |  | WKS0070887 | 10 | 17.7190 | 83.2550 | Solar | [5 empty] | Wiki-Solar | https://www.wiki-solar.org | Wiki-Solar | [10 empty] | 18.51 | 18.82 | 18.74 | 18.68 | 18.69 | HYDRO-V1 | HYDRO-V1 | HYDRO-V1 | HYDRO-V1 | HYDRO-V1
IND | India | Somaram B |  | WKS0074071 | 20 | 17.7230 | 78.9780 | Solar | [5 empty] | Wiki-Solar | https://www.wiki-solar.org | Wiki-Solar | [10 empty] | 41.02 | 42.43 | 43.12 | 43.24 | 42.7 | NO-ESTIMATION | NO-ESTIMATION | NO-ESTIMATION | NO-ESTIMATION | CAPACITY-FACTOR-V1
IND | India | Humnabad |  | WKS0067044 | 20 | 17.7330 | 77.2110 | Solar | [5 empty] | Wiki-Solar | https://www.wiki-solar.org | Wiki-Solar | [10 empty] | 44.91 | 46.58 | 46.78 | 46.28 | 44.51 | HYDRO-V1 | HYDRO-V1 | HYDRO-V1 | HYDRO-V1 | HYDRO-V1
IND | India | Panyala |  | WKS0067258 | 5 | 17.7420 | 78.1420 | Solar | [5 empty] | Wiki-Solar | https://www.wiki-solar.org | Wiki-Solar | [10 empty] | 9.75 | 10.11 | 10.14 | 10.21 | 10.42 | SOLAR-V1-NO-AGE | SOLAR-V1-NO-AGE | SOLAR-V1-NO-AGE | SOLAR-V1-NO-AGE | SOLAR-V1-NO-AGE
IND | India | Thunkiballaram |  | WKS0070925 | 15 | 17.7500 | 78.5980 | Solar | [5 empty] | Wiki-Solar | https://www.wiki-solar.org | Wiki-Solar | [10 empty] | 30.03 | 31.19 | 31.80 | 31.80 | 33.81 | HYDRO-V1 | HYDRO-V1 | HYDRO-V1 | HYDRO-V1 | HYDRO-V1
IND | India | Bidar D |  | WKS0074107 | 8 | 17.7740 | 77.4630 | Solar | [5 empty] | Wiki-Solar | https://www.wiki-solar.org | Wiki-Solar | [10 empty] | 16.16 | 16.26 | 15.61 | 16.60 | 15.51 | SOLAR-V1-NO-AGE | SOLAR-V1-NO-AGE | SOLAR-V1-NO-AGE | SOLAR-V1-NO-AGE | SOLAR-V1-NO-AGE
IND | India | Bidar C |  | WKS0074106 | 15 | 17.7763 | 77.4391 | Solar | [5 empty] | Wiki-Solar | https://www.wiki-solar.org | Wiki-Solar | [10 empty] | 33.52 | 33.47 | 32.86 | 34.47 | 32.53 | NO-ESTIMATION | NO-ESTIMATION | NO-ESTIMATION | NO-ESTIMATION | NO-ESTIMATION
IND | India | Sadlapur |  | WKS0070779 | 50 | 17.7930 | 77.0130 | Solar | [5 empty] | Wiki-Solar | https://www.wiki-solar.org | Wiki-Solar | [10 empty] | 115.03 | 113.26 | 113.34 | 115.28 | 115.69 | NO-ESTIMATION | NO-ESTIMATION | NO-ESTIMATION | NO-ESTIMATION | CAPACITY-FACTOR-V1
IND | India | Andur |  | WKS0067255 | 7 | 17.8020 | 76.2480 | Solar | [5 empty] | Wiki-Solar | https://www.wiki-solar.org | Wiki-Solar | [10 empty] | 14.74 | 14.05 | 13.78 | 14.09 | 14.53 | SOLAR-V1-NO-AGE | SOLAR-V1-NO-AGE | SOLAR-V1-NO-AGE | SOLAR-V1-NO-AGE | SOLAR-V1-NO-AGE
IND | India | Pokharapur |  | WKS0065808 | 11 | 17.8200 | 75.5800 | Solar | [5 empty] | Wiki-Solar | https://www.wiki-solar.org | Wiki-Solar | [10 empty] | 24.85 | 23.86 | 23.29 | 24.23 | 24.47 | SOLAR-V1-NO-AGE | SOLAR-V1-NO-AGE | SOLAR-V1-NO-AGE | SOLAR-V1-NO-AGE | SOLAR-V1-NO-AGE
IND | India | Neerdigunta A |  | WKS0074073 | 7.6 | 17.8380 | 78.0170 | Solar | [5 empty] | Wiki-Solar | https://www.wiki-solar.org | Wiki-Solar | [10 empty] | 14.90 | 15.31 | 15.90 | 15.51 | 16.1 | NO-ESTIMATION | NO-ESTIMATION | NO-ESTIMATION | NO-ESTIMATION | CAPACITY-FACTOR-V1
IND | India | Mulaj |  | WKS0070749 | 20 | 17.8500 | 76.7050 | Solar | [5 empty] | Wiki-Solar | https://www.wiki-solar.org | Wiki-Solar | [10 empty] | 46.57 | 44.41 | 44.96 | 45.51 | 45.94 | NO-ESTIMATION | NO-ESTIMATION | NO-ESTIMATION | NO-ESTIMATION | CAPACITY-FACTOR-V1
IND | India | Jogipet |  | WKS0071771 | 8.4 | 17.8660 | 78.0160 | Solar | [5 empty] | Wiki-Solar | https://www.wiki-solar.org | Wiki-Solar | [10 empty] | 15.97 | 16.46 | 17.13 | 16.69 | 17.36 | NO-ESTIMATION | NO-ESTIMATION | NO-ESTIMATION | NO-ESTIMATION | NO-ESTIMATION
IND | India | Nagwar |  | WKS0067261 | 5 | 17.8728 | 77.7320 | Solar | [5 empty] | Wiki-Solar | https://www.wiki-solar.org | Wiki-Solar | [10 empty] | 10.14 | 10.38 | 10.39 | 10.58 | 9.72 | SOLAR-V1-NO-AGE | SOLAR-V1-NO-AGE | SOLAR-V1-NO-AGE | SOLAR-V1-NO-AGE | SOLAR-V1-NO-AGE
IND | India | Mograle |  | WKS0068392 | 50 | 17.8740 | 74.5450 | Solar | [5 empty] | Wiki-Solar | https://www.wiki-solar.org | Wiki-Solar | [10 empty] | 117.11 | 115.15 | 112.87 | 115.28 | 113.73 | HYDRO-V1 | HYDRO-V1 | HYDRO-V1 | HYDRO-V1 | HYDRO-V1
IND | India | Manuguru |  | WKS0070927 | 12 | 17.8820 | 80.8600 | Solar | [5 empty] | Wiki-Solar | https://www.wiki-solar.org | Wiki-Solar | [10 empty] | 24.08 | 23.19 | 23.83 | 24.87 | 23.88 | SOLAR-V1-NO-AGE | SOLAR-V1-NO-AGE | SOLAR-V1-NO-AGE | SOLAR-V1-NO-AGE | SOLAR-V1-NO-AGE
IND | India | Salakpur |  | WKS0067276 | 11 | 17.9030 | 79.0320 | Solar | [5 empty] | Wiki-Solar | https://www.wiki-solar.org | Wiki-Solar | [10 empty] | 21.73 | 22.11 | 22.19 | 22.79 | 24.24 | NO-ESTIMATION | NO-ESTIMATION | NO-ESTIMATION | NO-ESTIMATION | CAPACITY-FACTOR-V1
IND | India | Horti Solar Power Plant |  | WRI1026146 | 20 | 17.9054 | 76.3224 | Solar |  |  |  |  | Essel MP Energy Limited | Essel MP Energy Limited | http://www.esselgroup.com | Industry About | [10 empty] | 46.59 | 44.20 | 44.09 | 45.48 | 45.81 | NO-ESTIMATION | NO-ESTIMATION | NO-ESTIMATION | NO-ESTIMATION | NO-ESTIMATION
IND | India | Bidar Rural |  | WKS0067017 | 20 | 17.9200 | 77.3780 | Solar | [5 empty] | Wiki-Solar | https://www.wiki-solar.org | Wiki-Solar | [10 empty] | 44.85 | 45.98 | 46.73 | 46.27 | 44.76 | SOLAR-V1-NO-AGE | SOLAR-V1-NO-AGE | SOLAR-V1-NO-AGE | SOLAR-V1-NO-AGE | SOLAR-V1-NO-AGE
IND | India | Bidar E |  | WKS0074108 | 15 | 17.9250 | 77.3680 | Solar | [5 empty] | Wiki-Solar | https://www.wiki-solar.org | Wiki-Solar | [10 empty] | 33.71 | 33.87 | 34.54 | 34.13 | 33.05 | NO-ESTIMATION | NO-ESTIMATION | NO-ESTIMATION | NO-ESTIMATION | CAPACITY-FACTOR-V1
IND | India | Alladurg |  | WKS0067273 | 11 | 17.9470 | 77.9250 | Solar | [5 empty] | Wiki-Solar | https://www.wiki-solar.org | Wiki-Solar | [10 empty] | 22.19 | 23.97 | 24.85 | 24.50 | 24.42 | HYDRO-V1 | HYDRO-V1 | HYDRO-V1 | HYDRO-V1 | HYDRO-V1
IND | India | Lingampally |  | WKS0067257 | 10 | 17.9500 | 77.8280 | Solar | [5 empty] | Wiki-Solar | https://www.wiki-solar.org | Wiki-Solar | [10 empty] | 19.23 | 20.35 | 20.86 | 20.98 | 20.85 | SOLAR-V1-NO-AGE | SOLAR-V1-NO-AGE | SOLAR-V1-NO-AGE | SOLAR-V1-NO-AGE | SOLAR-V1-NO-AGE
IND | India | Gadagi |  | WKS0073222 | 10 | 17.9600 | 77.5600 | Solar | [5 empty] | Wiki-Solar | https://www.wiki-solar.org | Wiki-Solar | [10 empty] | 20.10 | 20.64 | 20.96 | 20.66 | 19.99 | NO-ESTIMATION | NO-ESTIMATION | NO-ESTIMATION | NO-ESTIMATION | CAPACITY-FACTOR-V1
IND | India | Minpoor Renew |  | WKS0067120 | 100 | 17.9610 | 78.0550 | Solar | [5 empty] | Wiki-Solar | https://www.wiki-solar.org | Wiki-Solar | [10 empty] | 218.89 | 227.54 | 235.60 | 231.01 | 238 | NO-ESTIMATION | NO-ESTIMATION | NO-ESTIMATION | NO-ESTIMATION | CAPACITY-FACTOR-V1
IND | India | Palvai-Sheripally |  | WKS0070809 | 10 | 17.9650 | 78.5500 | Solar | [5 empty] | Wiki-Solar | https://www.wiki-solar.org | Wiki-Solar | [10 empty] | 18.34 | 18.91 | 18.97 | 19.02 | 20.06 | HYDRO-V1 | HYDRO-V1 | HYDRO-V1 | HYDRO-V1 | HYDRO-V1
IND | India | Minpoor ES |  | WKS0067108 | 50 | 17.9940 | 78.0480 | Solar | [5 empty] | Wiki-Solar | https://www.wiki-solar.org | Wiki-Solar | [10 empty] | 108.09 | 113.03 | 117.22 | 114.83 | 119.04 | SOLAR-V1-NO-AGE | SOLAR-V1-NO-AGE | SOLAR-V1-NO-AGE | SOLAR-V1-NO-AGE | SOLAR-V1-NO-AGE
IND | India | Narayankhed |  | WKS0068248 | 5 | 18.0020 | 77.7340 | Solar | [5 empty] | Wiki-Solar | https://www.wiki-solar.org | Wiki-Solar | [10 empty] | 10.14 | 10.38 | 10.39 | 10.53 | 9.74 | NO-ESTIMATION | NO-ESTIMATION | NO-ESTIMATION | NO-ESTIMATION | NO-ESTIMATION
IND | India | Bandarupalli A |  | WKS0074074 | 15 | 18.0280 | 78.7880 | Solar | [5 empty] | Wiki-Solar | https://www.wiki-solar.org | Wiki-Solar | [10 empty] | 30.03 | 31.23 | 31.75 | 31.84 | 33.41 | SOLAR-V1-NO-AGE | SOLAR-V1-NO-AGE | SOLAR-V1-NO-AGE | SOLAR-V1-NO-AGE | SOLAR-V1-NO-AGE
IND | India | Chegunta |  | WKS0068242 | 7 | 18.0390 | 78.4540 | Solar | [5 empty] | Wiki-Solar | https://www.wiki-solar.org | Wiki-Solar | [10 empty] | 13.46 | 14.09 | 14.57 | 14.26 | 14.43 | NO-ESTIMATION | NO-ESTIMATION | NO-ESTIMATION | NO-ESTIMATION | CAPACITY-FACTOR-V1
IND | India | Minpur Sky |  | WKS0067100 | 50 | 18.0500 | 78.0750 | Solar | [5 empty] | Wiki-Solar | https://www.wiki-solar.org | Wiki-Solar | [10 empty] | 108.28 | 113.03 | 116.01 | 114.83 | 118.37 | NO-ESTIMATION | NO-ESTIMATION | NO-ESTIMATION | NO-ESTIMATION | CAPACITY-FACTOR-V1
IND | India | Medak Rays |  | WKS0068727 | 5 | 18.0560 | 78.4070 | Solar | [5 empty] | Wiki-Solar | https://www.wiki-solar.org | Wiki-Solar | [10 empty] | 9.90 | 10.10 | 10.26 | 10.28 | 10.39 | SOLAR-V1-NO-AGE | SOLAR-V1-NO-AGE | SOLAR-V1-NO-AGE | SOLAR-V1-NO-AGE | SOLAR-V1-NO-AGE
IND | India | Shankapur |  | WKS0067279 | 5 | 18.0620 | 78.4170 | Solar | [5 empty] | Wiki-Solar | https://www.wiki-solar.org | Wiki-Solar | [10 empty] | 9.90 | 10.10 | 10.26 | 10.21 | 10.39 | SOLAR-V1-NO-AGE | SOLAR-V1-NO-AGE | SOLAR-V1-NO-AGE | SOLAR-V1-NO-AGE | SOLAR-V1-NO-AGE
IND | India | Bamani Solar Power Plant |  | WRI1026113 | 1 | 18.0791 | 76.1807 | Solar |  |  |  |  | Dr Babasaheb Ambedkar SSK Limited | Ambed K Sugar | http://www.ambedkarsugar.com/solar_power.php | Industry About | [10 empty] | 1.91 | 1.64 | 1.57 | 1.65 | 1.61 | SOLAR-V1-NO-AGE | SOLAR-V1-NO-AGE | SOLAR-V1-NO-AGE | SOLAR-V1-NO-AGE | SOLAR-V1-NO-AGE
IND | India | Bhalki |  | WKS0067024 | 20 | 18.0820 | 77.1300 | Solar | [5 empty] | Wiki-Solar | https://www.wiki-solar.org | Wiki-Solar | [10 empty] | 45.49 | 45.07 | 44.96 | 45.69 | 45.94 | HYDRO-V1 | HYDRO-V1 | HYDRO-V1 | HYDRO-V1 | HYDRO-V1
IND | India | Ramayampet SD |  | WKS0067015 | 10 | 18.1250 | 78.4880 | Solar | [5 empty] | Wiki-Solar | https://www.wiki-solar.org | Wiki-Solar | [10 empty] | 18.30 | 19.09 | 19.62 | 19.67 | 20.4 | NO-ESTIMATION | NO-ESTIMATION | NO-ESTIMATION | NO-ESTIMATION | CAPACITY-FACTOR-V1
IND | India | Medak Mytrah |  | WKS0067086 | 15 | 18.1440 | 78.6510 | Solar | [5 empty] | Wiki-Solar | https://www.wiki-solar.org | Wiki-Solar | [10 empty] | 30.27 | 31.09 | 31.49 | 31.57 | 33.67 | NO-ESTIMATION | NO-ESTIMATION | NO-ESTIMATION | NO-ESTIMATION | CAPACITY-FACTOR-V1
IND | India | Santhpur Sharda |  | WKS0067286 | 6 | 18.1470 | 77.4230 | Solar | [5 empty] | Wiki-Solar | https://www.wiki-solar.org | Wiki-Solar | [10 empty] | 12.13 | 12.44 | 11.82 | 12.59 | 11.99 | NO-ESTIMATION | NO-ESTIMATION | NO-ESTIMATION | NO-ESTIMATION | NO-ESTIMATION
IND | India | Ananthasagar |  | WKS0067115 | 45 | 18.1520 | 78.2940 | Solar | [5 empty] | Wiki-Solar | https://www.wiki-solar.org | Wiki-Solar | [10 empty] | 96.37 | 101.98 | 103.15 | 104.24 | 103.75 | HYDRO-V1 | HYDRO-V1 | HYDRO-V1 | HYDRO-V1 | HYDRO-V1
IND | India | Santhpur PCIL |  | WKS0068397 | 40 | 18.1700 | 77.4250 | Solar | [5 empty] | Wiki-Solar | https://www.wiki-solar.org | Wiki-Solar | [10 empty] | 90.37 | 93.11 | 90.20 | 94.71 | 90.71 | HYDRO-V1 | HYDRO-V1 | HYDRO-V1 | HYDRO-V1 | HYDRO-V1
IND | India | Talmadia C |  | WKS0074081 | 20 | 18.2200 | 78.3030 | Solar | [5 empty] | Wiki-Solar | https://www.wiki-solar.org | Wiki-Solar | [10 empty] | 42.35 | 44.82 | 45.37 | 45.93 | 45.77 | SOLAR-V1-NO-AGE | SOLAR-V1-NO-AGE | SOLAR-V1-NO-AGE | SOLAR-V1-NO-AGE | SOLAR-V1-NO-AGE
IND | India | Talmadia B |  | WKS0074079 | 25 | 18.2200 | 78.3240 | Solar | [5 empty] | Wiki-Solar | https://www.wiki-solar.org | Wiki-Solar | [10 empty] | 53.31 | 55.74 | 56.67 | 57.04 | 56.73 | SOLAR-V1-NO-AGE | SOLAR-V1-NO-AGE | SOLAR-V1-NO-AGE | SOLAR-V1-NO-AGE | SOLAR-V1-NO-AGE
IND | India | Siddipet Sky |  | WKS0067101 | 50 | 18.2250 | 78.9950 | Solar | [5 empty] | Wiki-Solar | https://www.wiki-solar.org | Wiki-Solar | [10 empty] | 103.05 | 106.99 | 108.86 | 109.15 | 112.98 | HYDRO-V1 | HYDRO-V1 | HYDRO-V1 | HYDRO-V1 | HYDRO-V1
IND | India | Talmadia A |  | WKS0074080 | 10 | 18.2320 | 78.3430 | Solar | [5 empty] | Wiki-Solar | https://www.wiki-solar.org | Wiki-Solar | [10 empty] | 18.97 | 20.31 | 20.44 | 20.55 | 20.73 | SOLAR-V1-NO-AGE | SOLAR-V1-NO-AGE | SOLAR-V1-NO-AGE | SOLAR-V1-NO-AGE | SOLAR-V1-NO-AGE
IND | India | Tadwai B |  | WKS0074083 | 15 | 18.2460 | 78.2620 | Solar | [5 empty] | Wiki-Solar | https://www.wiki-solar.org | Wiki-Solar | [10 empty] | 30.86 | 33.58 | 33.88 | 34.24 | 34 | SOLAR-V1-NO-AGE | SOLAR-V1-NO-AGE | SOLAR-V1-NO-AGE | SOLAR-V1-NO-AGE | SOLAR-V1-NO-AGE
IND | India | Tadwai C |  | WKS0074085 | 30 | 18.2560 | 78.2940 | Solar | [5 empty] | Wiki-Solar | https://www.wiki-solar.org | Wiki-Solar | [10 empty] | 63.55 | 67.76 | 68.50 | 68.57 | 70.89 | HYDRO-V1 | HYDRO-V1 | HYDRO-V1 | HYDRO-V1 | HYDRO-V1
IND | India | Somaram F |  | WKS0074084 | 20 | 18.2570 | 78.3040 | Solar | [5 empty] | Wiki-Solar | https://www.wiki-solar.org | Wiki-Solar | [10 empty] | 42.35 | 44.93 | 45.45 | 45.50 | 46.59 | SOLAR-V1-NO-AGE | SOLAR-V1-NO-AGE | SOLAR-V1-NO-AGE | SOLAR-V1-NO-AGE | SOLAR-V1-NO-AGE
IND | India | Andora |  | WKS0070750 | 20 | 18.2750 | 76.3100 | Solar | [5 empty] | Wiki-Solar | https://www.wiki-solar.org | Wiki-Solar | [10 empty] | 45.45 | 44.46 | 44.76 | 45.51 | 44.89 | SOLAR-V1-NO-AGE | SOLAR-V1-NO-AGE | SOLAR-V1-NO-AGE | SOLAR-V1-NO-AGE | SOLAR-V1-NO-AGE
IND | India | Domagunda Mytrah |  | WKS0067099 | 15 | 18.2760 | 78.4690 | Solar | [5 empty] | Wiki-Solar | https://www.wiki-solar.org | Wiki-Solar | [10 empty] | 29.35 | 33.65 | 33.32 | 33.13 | 33.94 | SOLAR-V1-NO-AGE | SOLAR-V1-NO-AGE | SOLAR-V1-NO-AGE | SOLAR-V1-NO-AGE | SOLAR-V1-NO-AGE
IND | India | Tadwai A |  | WKS0074082 | 30 | 18.2780 | 78.2640 | Solar | [5 empty] | Wiki-Solar | https://www.wiki-solar.org | Wiki-Solar | [10 empty] | 63.93 | 67.66 | 68.55 | 68.57 | 71.29 | NO-ESTIMATION | NO-ESTIMATION | NO-ESTIMATION | NO-ESTIMATION | CAPACITY-FACTOR-V1
IND | India | Lingampet Acme |  | WKS0067089 | 15 | 18.2810 | 78.1060 | Solar | [5 empty] | Wiki-Solar | https://www.wiki-solar.org | Wiki-Solar | [10 empty] | 31.25 | 33.30 | 34.41 | 34.06 | 34.37 | SOLAR-V1-NO-AGE | SOLAR-V1-NO-AGE | SOLAR-V1-NO-AGE | SOLAR-V1-NO-AGE | SOLAR-V1-NO-AGE
IND | India | Sircilla Acme |  | WKS0067117 | 30 | 18.3020 | 78.8920 | Solar | [5 empty] | Wiki-Solar | https://www.wiki-solar.org | Wiki-Solar | [10 empty] | 62.20 | 62.59 | 65.01 | 65.07 | 68.51 | SOLAR-V1-NO-AGE | SOLAR-V1-NO-AGE | SOLAR-V1-NO-AGE | SOLAR-V1-NO-AGE | SOLAR-V1-NO-AGE
IND | India | Gondri Solar Power Plant |  | WRI1026142 | 5 | 18.3055 | 76.6551 | Solar |  |  |  |  | Shree Saibaba Green Power Private Limited | Rajasthan Renewable Energy Corporation Limited (RREC) | http://energy.rajasthan.gov.in/content/dam/raj/energy/common/Details%20of%20commissioned%20Solar%20Projects%20.pdf | Industry About | [10 empty] | 10.21 | 9.98 | 9.74 | 10.22 | 10.34 | NO-ESTIMATION | NO-ESTIMATION | NO-ESTIMATION | NO-ESTIMATION | NO-ESTIMATION
IND | India | Lingapuram Suzlon |  | WKS0067080 | 15 | 18.3150 | 78.2040 | Solar | [5 empty] | Wiki-Solar | https://www.wiki-solar.org | Wiki-Solar | [10 empty] | 30.87 | 33.50 | 33.97 | 34.03 | 34.27 | HYDRO-V1 | HYDRO-V1 | HYDRO-V1 | HYDRO-V1 | HYDRO-V1
IND | India | Shirsuphal |  | WKS0063791 | 52 | 18.3160 | 74.5680 | Solar | [5 empty] | Wiki-Solar | https://www.wiki-solar.org | Wiki-Solar | [10 empty] | 119.26 | 117.49 | 116.69 | 117.76 | 120.01 | SOLAR-V1-NO-AGE | SOLAR-V1-NO-AGE | SOLAR-V1-NO-AGE | SOLAR-V1-NO-AGE | SOLAR-V1-NO-AGE
IND | India | Supe Solar Power Plant |  | WRI1026214 | 2 | 18.3198 | 74.3686 | Solar |  |  |  |  | Clover Solar Private Limited (CSPL) | Clover Solar Private Limited (CSPL) | http://www.cloversolar.com | Industry About | [10 empty] | 3.81 | 3.69 | 3.58 | 3.57 | 3.69 | SOLAR-V1-NO-AGE | SOLAR-V1-NO-AGE | SOLAR-V1-NO-AGE | SOLAR-V1-NO-AGE | SOLAR-V1-NO-AGE
IND | India | Kamareddy Mytrah |  | WKS0067111 | 50 | 18.3630 | 78.2130 | Solar | [5 empty] | Wiki-Solar | https://www.wiki-solar.org | Wiki-Solar | [10 empty] | 107.39 | 113.03 | 114.61 | 114.83 | 117.8 | NO-ESTIMATION | NO-ESTIMATION | NO-ESTIMATION | NO-ESTIMATION | CAPACITY-FACTOR-V1
IND | India | Kamareddy SP |  | WKS0067116 | 34 | 18.3800 | 78.2650 | Solar | [5 empty] | Wiki-Solar | https://www.wiki-solar.org | Wiki-Solar | [10 empty] | 72.75 | 77.34 | 78.35 | 78.37 | 81.32 | SOLAR-V1-NO-AGE | SOLAR-V1-NO-AGE | SOLAR-V1-NO-AGE | SOLAR-V1-NO-AGE | SOLAR-V1-NO-AGE
IND | India | Latur |  | WKS0065804 | 10 | 18.3850 | 76.4950 | Solar | [5 empty] | Wiki-Solar | https://www.wiki-solar.org | Wiki-Solar | [10 empty] | 20.31 | 19.93 | 19.99 | 20.36 | 20.45 | SOLAR-V1-NO-AGE | SOLAR-V1-NO-AGE | SOLAR-V1-NO-AGE | SOLAR-V1-NO-AGE | SOLAR-V1-NO-AGE
IND | India | Kamareddy Sky |  | WKS0067102 | 50 | 18.3880 | 78.2260 | Solar | [5 empty] | Wiki-Solar | https://www.wiki-solar.org | Wiki-Solar | [10 empty] | 107.07 | 113.03 | 114.61 | 114.83 | 117.75 | SOLAR-V1-NO-AGE | SOLAR-V1-NO-AGE | SOLAR-V1-NO-AGE | SOLAR-V1-NO-AGE | SOLAR-V1-NO-AGE
IND | India | Mulshi Solar Power Plant |  | WRI1026174 | 3 | 18.4921 | 73.5081 | Solar |  |  |  |  | Tata Power Solar Systems Limited (TPREL) | Tata Power Solar | http://www.tatapowersolar.com | Industry About | 1084926 | [9 empty] | 5.66 | 5.46 | 5.31 | 5.17 | 5.38 | SOLAR-V1-NO-AGE | SOLAR-V1-NO-AGE | SOLAR-V1-NO-AGE | SOLAR-V1-NO-AGE | SOLAR-V1-NO-AGE
IND | India | Khandala Solar Power Plant |  | WRI1026158 | 5.2 | 18.6051 | 75.0381 | Solar |  |  |  |  | Firestone Trading Private Limited | Firestone Trading Private Limited | http://www.mahaurja.com/PDF/PG2_GridConnSPPCommissioned.pdf | Industry About | [10 empty] | 10.81 | 10.34 | 10.29 | 10.54 | 10.71 | NO-ESTIMATION | NO-ESTIMATION | NO-ESTIMATION | NO-ESTIMATION | CAPACITY-FACTOR-V1
IND | India | Dichpally |  | WKS0067110 | 143 | 18.6350 | 78.2400 | Solar | [5 empty] | Wiki-Solar | https://www.wiki-solar.org | Wiki-Solar | [10 empty] | 308.44 | 325.05 | 328.88 | 329.77 | 334.84 | NO-ESTIMATION | NO-ESTIMATION | NO-ESTIMATION | NO-ESTIMATION | NO-ESTIMATION
IND | India | Mohari |  | WKS0069754 | 10 | 18.6667 | 75.5167 | Solar | [5 empty] | Wiki-Solar | https://www.wiki-solar.org | Wiki-Solar | [10 empty] | 20.35 | 19.93 | 19.86 | 20.36 | 20.05 | NO-ESTIMATION | NO-ESTIMATION | NO-ESTIMATION | NO-ESTIMATION | CAPACITY-FACTOR-V1
IND | India | Shirur |  | WKS0070751 | 20 | 18.6850 | 77.3050 | Solar | [5 empty] | Wiki-Solar | https://www.wiki-solar.org | Wiki-Solar | [10 empty] | 44.96 | 46.14 | 46.61 | 46.95 | 44.54 | SOLAR-V1-NO-AGE | SOLAR-V1-NO-AGE | SOLAR-V1-NO-AGE | SOLAR-V1-NO-AGE | SOLAR-V1-NO-AGE
IND | India | Manchini ACME |  | WKS0066951 | 50 | 18.6910 | 79.6300 | Solar | [5 empty] | Wiki-Solar | https://www.wiki-solar.org | Wiki-Solar | [10 empty] | 103.09 | 106.09 | 108.39 | 109.15 | 112.25 | NO-ESTIMATION | NO-ESTIMATION | NO-ESTIMATION | NO-ESTIMATION | NO-ESTIMATION
IND | India | Urse |  | WKS0067253 | 5.5 | 18.7127 | 73.6448 | Solar | [5 empty] | Wiki-Solar | https://www.wiki-solar.org | Wiki-Solar | [10 empty] | 11.33 | 11.02 | 10.95 | 10.73 | 11.09 | SOLAR-V1-NO-AGE | SOLAR-V1-NO-AGE | SOLAR-V1-NO-AGE | SOLAR-V1-NO-AGE | SOLAR-V1-NO-AGE
IND | India | Ramagundam Solar Power Plant |  | WRI1026192 | 10 | 18.7640 | 79.4873 | Solar |  |  |  |  | Government of India | National Thermal Power Corporation (NTPC) | http://www.ntpc.co.in | Industry About | 1090007 | [9 empty] | 18.59 | 18.89 | 19.62 | 19.13 | 20.5 | HYDRO-V1 | HYDRO-V1 | HYDRO-V1 | HYDRO-V1 | HYDRO-V1
IND | India | Chennur |  | WKS0070860 | 10 | 18.7830 | 79.7270 | Solar | [5 empty] | Wiki-Solar | https://www.wiki-solar.org | Wiki-Solar | [10 empty] | 18.30 | 19.13 | 19.62 | 19.67 | 20.4 | NO-ESTIMATION | NO-ESTIMATION | NO-ESTIMATION | NO-ESTIMATION | CAPACITY-FACTOR-V1
IND | India | Renjal Solarpack |  | WKS0067093 | 15 | 18.7900 | 77.9180 | Solar | [5 empty] | Wiki-Solar | https://www.wiki-solar.org | Wiki-Solar | [10 empty] | 31.36 | 34.10 | 34.57 | 34.79 | 33.77 | SOLAR-V1-NO-AGE | SOLAR-V1-NO-AGE | SOLAR-V1-NO-AGE | SOLAR-V1-NO-AGE | SOLAR-V1-NO-AGE
IND | India | Jagtial |  | WKS0067125 | 30 | 18.8240 | 79.1040 | Solar | [5 empty] | Wiki-Solar | https://www.wiki-solar.org | Wiki-Solar | [10 empty] | 61.60 | 63.74 | 68.09 | 68.21 | 68.76 | NO-ESTIMATION | NO-ESTIMATION | NO-ESTIMATION | NO-ESTIMATION | CAPACITY-FACTOR-V1
IND | India | Nandipet Acme |  | WKS0067096 | 15 | 18.8630 | 78.1820 | Solar | [5 empty] | Wiki-Solar | https://www.wiki-solar.org | Wiki-Solar | [10 empty] | 30.87 | 33.72 | 34.67 | 34.78 | 33.09 | NO-ESTIMATION | NO-ESTIMATION | NO-ESTIMATION | NO-ESTIMATION | CAPACITY-FACTOR-V1
IND | India | Parli |  | WKS0070753 | 50 | 18.8750 | 76.5150 | Solar | [5 empty] | Wiki-Solar | https://www.wiki-solar.org | Wiki-Solar | [10 empty] | 113.14 | 113.19 | 112.87 | 115.28 | 116.18 | SOLAR-V1-NO-AGE | SOLAR-V1-NO-AGE | SOLAR-V1-NO-AGE | SOLAR-V1-NO-AGE | SOLAR-V1-NO-AGE
IND | India | Kalhe |  | WKS0067250 | 5 | 18.8820 | 73.1000 | Solar | [5 empty] | Wiki-Solar | https://www.wiki-solar.org | Wiki-Solar | [10 empty] | 9.67 | 9.92 | 10.05 | 10.02 | 10.29 | SOLAR-V1-NO-AGE | SOLAR-V1-NO-AGE | SOLAR-V1-NO-AGE | SOLAR-V1-NO-AGE | SOLAR-V1-NO-AGE
IND | India | Nandipet SD |  | WKS0068249 | 20 | 18.8950 | 78.2010 | Solar | [5 empty] | Wiki-Solar | https://www.wiki-solar.org | Wiki-Solar | [10 empty] | 42.72 | 45.15 | 46.59 | 46.69 | 44.83 | HYDRO-V1 | HYDRO-V1 | HYDRO-V1 | HYDRO-V1 | HYDRO-V1
IND | India | Chatgaon Telgaon |  | WKS0068850 | 50 | 18.9700 | 76.2150 | Solar | [5 empty] | Wiki-Solar | https://www.wiki-solar.org | Wiki-Solar | [10 empty] | 113.00 | 113.26 | 112.49 | 115.28 | 116.18 | SOLAR-V1-NO-AGE | SOLAR-V1-NO-AGE | SOLAR-V1-NO-AGE | SOLAR-V1-NO-AGE | SOLAR-V1-NO-AGE
IND | India | Gangakhed |  | WKS0070760 | 40 | 18.9750 | 76.6950 | Solar | [5 empty] | Wiki-Solar | https://www.wiki-solar.org | Wiki-Solar | [10 empty] | 91.14 | 91.32 | 88.81 | 92.88 | 92.97 | SOLAR-V1-NO-AGE | SOLAR-V1-NO-AGE | SOLAR-V1-NO-AGE | SOLAR-V1-NO-AGE | SOLAR-V1-NO-AGE
IND | India | Mandamarri Renew |  | WKS0067123 | 48 | 18.9850 | 79.4460 | Solar | [5 empty] | Wiki-Solar | https://www.wiki-solar.org | Wiki-Solar | [10 empty] | 99.29 | 100.55 | 110.65 | 104.55 | 110.92 | NO-ESTIMATION | NO-ESTIMATION | NO-ESTIMATION | NO-ESTIMATION | CAPACITY-FACTOR-V1
IND | India | Bellampally |  | WKS0070919 | 15 | 19.0200 | 79.4200 | Solar | [5 empty] | Wiki-Solar | https://www.wiki-solar.org | Wiki-Solar | [10 empty] | 30.27 | 31.07 | 34.16 | 32.54 | 34.23 | NO-ESTIMATION | NO-ESTIMATION | NO-ESTIMATION | NO-ESTIMATION | NO-ESTIMATION
IND | India | Nirmal Mahindra |  | WKS0067119 | 50 | 19.0480 | 78.2880 | Solar | [5 empty] | Wiki-Solar | https://www.wiki-solar.org | Wiki-Solar | [10 empty] | 107.07 | 113.69 | 117.29 | 117.54 | 112.92 | SOLAR-V1-NO-AGE | SOLAR-V1-NO-AGE | SOLAR-V1-NO-AGE | SOLAR-V1-NO-AGE | SOLAR-V1-NO-AGE
IND | India | Nirmal Acme |  | WKS0067113 | 50 | 19.1330 | 78.2420 | Solar | [5 empty] | Wiki-Solar | https://www.wiki-solar.org | Wiki-Solar | [10 empty] | 107.09 | 115.45 | 117.11 | 117.54 | 114.36 | SOLAR-V1-NO-AGE | SOLAR-V1-NO-AGE | SOLAR-V1-NO-AGE | SOLAR-V1-NO-AGE | SOLAR-V1-NO-AGE
IND | India | Bhainsa Suzlon |  | WKS0067079 | 15 | 19.1350 | 77.9850 | Solar | [5 empty] | Wiki-Solar | https://www.wiki-solar.org | Wiki-Solar | [10 empty] | 31.05 | 34.10 | 34.54 | 34.71 | 33.77 | SOLAR-V1-NO-AGE | SOLAR-V1-NO-AGE | SOLAR-V1-NO-AGE | SOLAR-V1-NO-AGE | SOLAR-V1-NO-AGE
IND | India | Madaram ISCPL |  | WKS0068245 | 5 | 19.1470 | 79.4250 | Solar | [5 empty] | Wiki-Solar | https://www.wiki-solar.org | Wiki-Solar | [10 empty] | 9.67 | 10.03 | 10.43 | 10.29 | 10.14 | HYDRO-V1 | HYDRO-V1 | HYDRO-V1 | HYDRO-V1 | HYDRO-V1
IND | India | Sayala |  | WKS0070842 | 20 | 19.2100 | 76.7700 | Solar | [5 empty] | Wiki-Solar | https://www.wiki-solar.org | Wiki-Solar | [10 empty] | 44.96 | 45.11 | 43.82 | 45.85 | 45.94 | NO-ESTIMATION | NO-ESTIMATION | NO-ESTIMATION | NO-ESTIMATION | NO-ESTIMATION
IND | India | Bhatakumarada |  | WKS0070800 | 40 | 19.4300 | 84.8950 | Solar | [5 empty] | Wiki-Solar | https://www.wiki-solar.org | Wiki-Solar | [10 empty] | 82.32 | 77.53 | 77.86 | 76.28 | 76.07 | SOLAR-V1-NO-AGE | SOLAR-V1-NO-AGE | SOLAR-V1-NO-AGE | SOLAR-V1-NO-AGE | SOLAR-V1-NO-AGE
IND | India | Paithan |  | WKS0070755 | 30 | 19.4900 | 75.4150 | Solar | [5 empty] | Wiki-Solar | https://www.wiki-solar.org | Wiki-Solar | [10 empty] | 67.72 | 67.45 | 67.42 | 67.45 | 69.62 | SOLAR-V1-NO-AGE | SOLAR-V1-NO-AGE | SOLAR-V1-NO-AGE | SOLAR-V1-NO-AGE | SOLAR-V1-NO-AGE
IND | India | Chukoda |  | WKS0068388 | 50 | 19.5050 | 75.0550 | Solar | [5 empty] | Wiki-Solar | https://www.wiki-solar.org | Wiki-Solar | [10 empty] | 113.93 | 112.09 | 113.24 | 111.42 | 115.99 | NO-ESTIMATION | NO-ESTIMATION | NO-ESTIMATION | NO-ESTIMATION | CAPACITY-FACTOR-V1
IND | India | Kombhalne |  | WKS0070845 | 30 | 19.6200 | 73.9300 | Solar | [5 empty] | Wiki-Solar | https://www.wiki-solar.org | Wiki-Solar | [10 empty] | 68.48 | 67.10 | 67.64 | 68.11 | 67.34 | NO-ESTIMATION | NO-ESTIMATION | NO-ESTIMATION | NO-ESTIMATION | CAPACITY-FACTOR-V1
IND | India | Bhetanai-Bhejiput |  | WKS0070801 | 40 | 19.6650 | 84.7300 | Solar | [5 empty] | Wiki-Solar | https://www.wiki-solar.org | Wiki-Solar | [10 empty] | 82.89 | 77.53 | 78.03 | 75.97 | 76.24 | HYDRO-V1 | HYDRO-V1 | HYDRO-V1 | HYDRO-V1 | HYDRO-V1
IND | India | Islamwadi |  | WKS0070757 | 50 | 19.7150 | 75.9400 | Solar | [5 empty] | Wiki-Solar | https://www.wiki-solar.org | Wiki-Solar | [10 empty] | 115.19 | 113.71 | 112.62 | 113.53 | 115.69 | NO-ESTIMATION | NO-ESTIMATION | NO-ESTIMATION | NO-ESTIMATION | CAPACITY-FACTOR-V1
IND | India | Chandrapur Solar Power Plant |  | WRI1026128 | 5 | 20.0209 | 79.2712 | Solar |  |  |  |  | Maharashtra State Power Generation Co Ltd (MAHAGENCO) | Maharashtra State Power Generation Co Ltd (MAHAGENCO) | http://mahagenco.in | Industry About | 1076643 | [9 empty] | 9.63 | 10.06 | 10.24 | 10.17 | 10.43 | NO-ESTIMATION | NO-ESTIMATION | NO-ESTIMATION | NO-ESTIMATION | NO-ESTIMATION
IND | India | Kesinga |  | WKS0068548 | 10 | 20.2050 | 83.2500 | Solar | [5 empty] | Wiki-Solar | https://www.wiki-solar.org | Wiki-Solar | [10 empty] | 17.95 | 17.93 | 18.15 | 18.23 | 18.42 | HYDRO-V1 | HYDRO-V1 | HYDRO-V1 | HYDRO-V1 | HYDRO-V1
IND | India | Alapur |  | WKS0070844 | 50 | 20.2750 | 75.7850 | Solar | [5 empty] | Wiki-Solar | https://www.wiki-solar.org | Wiki-Solar | [10 empty] | 107.10 | 113.71 | 111.33 | 110.92 | 112.49 | HYDRO-V1 | HYDRO-V1 | HYDRO-V1 | HYDRO-V1 | HYDRO-V1
IND | India | Manapur |  | WKS0070843 | 50 | 20.3000 | 75.7900 | Solar | [5 empty] | Wiki-Solar | https://www.wiki-solar.org | Wiki-Solar | [10 empty] | 107.10 | 113.71 | 111.17 | 110.92 | 112.49 | HYDRO-V1 | HYDRO-V1 | HYDRO-V1 | HYDRO-V1 | HYDRO-V1
IND | India | Warora Solar Power Plant |  | WRI1026221 | 25 | 20.3010 | 79.0237 | Solar |  |  |  |  | Videocon Industries Limited | Videocon Industries Limited | http://www.gmrgroup.in/energy-gmr-gujarat-solar-power-ltd.aspx | Industry About | 1098524 | [9 empty] | 52.61 | 55.74 | 56.66 | 56.86 | 58.3 | HYDRO-V1 | HYDRO-V1 | HYDRO-V1 | HYDRO-V1 | HYDRO-V1
IND | India | Bodhare |  | WKS0070759 | 50 | 20.3750 | 75.0400 | Solar | [5 empty] | Wiki-Solar | https://www.wiki-solar.org | Wiki-Solar | [10 empty] | 108.61 | 113.19 | 111.11 | 110.79 | 112.49 | NO-ESTIMATION | NO-ESTIMATION | NO-ESTIMATION | NO-ESTIMATION | CAPACITY-FACTOR-V1
IND | India | Bolangir |  | WKS0067291 | 25 | 20.5530 | 83.3710 | Solar | [5 empty] | Wiki-Solar | https://www.wiki-solar.org | Wiki-Solar | [10 empty] | 50.71 | 49.34 | 50.46 | 51.45 | 52.23 | SOLAR-V1-NO-AGE | SOLAR-V1-NO-AGE | SOLAR-V1-NO-AGE | SOLAR-V1-NO-AGE | SOLAR-V1-NO-AGE
IND | India | Hindol |  | WKS0070802 | 40 | 20.6200 | 85.1850 | Solar | [5 empty] | Wiki-Solar | https://www.wiki-solar.org | Wiki-Solar | [10 empty] | 76.44 | 77.58 | 76.29 | 80.19 | 77.25 | SOLAR-V1-NO-AGE | SOLAR-V1-NO-AGE | SOLAR-V1-NO-AGE | SOLAR-V1-NO-AGE | SOLAR-V1-NO-AGE
IND | India | Chingerbandh Solar Power Plant |  | WRI1026130 | 5 | 20.6729 | 83.1107 | Solar |  |  |  |  | Alex Green Energy Private Limited | P3 Green | http://www.p3green.com | Industry About | [10 empty] | 9.66 | 9.50 | 9.62 | 9.66 | 9.79 | HYDRO-V1 | HYDRO-V1 | HYDRO-V1 | HYDRO-V1 | HYDRO-V1
IND | India | Diu |  | WKS0071752 | 9 | 20.7070 | 70.9540 | Solar | [5 empty] | Wiki-Solar | https://www.wiki-solar.org | Wiki-Solar | [10 empty] | 18.26 | 19.75 | 19.76 | 19.95 | 19.89 | SOLAR-V1-NO-AGE | SOLAR-V1-NO-AGE | SOLAR-V1-NO-AGE | SOLAR-V1-NO-AGE | SOLAR-V1-NO-AGE
IND | India | Sadeipali - ASPL Solar Power Plant |  | WRI1026200 | 5 | 20.7310 | 83.4538 | Solar |  |  |  |  | Aftaab Solar Private Limited (ASPL) | Aftaab Solar Private Limited (ASPL) | http://www.cdmindia.gov.in/project_details_view.php?id=1511 | Industry About | [10 empty] | 9.72 | 9.73 | 9.70 | 9.65 | 9.54 | NO-ESTIMATION | NO-ESTIMATION | NO-ESTIMATION | NO-ESTIMATION | CAPACITY-FACTOR-V1
IND | India | Sadeipali - REHPL Solar Power Plant |  | WRI1026201 | 1 | 20.7325 | 83.4632 | Solar |  |  |  |  | Raajratna Energy Holdings Private Limited (REHPL) | Raajratna Energy Holdings Private Limited (REHPL) | http://rehpl.co.in | Industry About | 1080019 | [9 empty] | 1.75 | 1.80 | 1.75 | 1.75 | 1.72 | HYDRO-V1 | HYDRO-V1 | HYDRO-V1 | HYDRO-V1 | HYDRO-V1
IND | India | Sadipali IBC |  | WKS0068549 | 20 | 20.7500 | 83.4800 | Solar | [5 empty] | Wiki-Solar | https://www.wiki-solar.org | Wiki-Solar | [10 empty] | 40.97 | 40.43 | 41.09 | 41.22 | 40.81 | NO-ESTIMATION | NO-ESTIMATION | NO-ESTIMATION | NO-ESTIMATION | CAPACITY-FACTOR-V1
IND | India | Kadala |  | WKS0070803 | 40 | 20.7600 | 85.2950 | Solar | [5 empty] | Wiki-Solar | https://www.wiki-solar.org | Wiki-Solar | [10 empty] | 82.94 | 77.44 | 77.36 | 83.30 | 77.89 | SOLAR-V1-NO-AGE | SOLAR-V1-NO-AGE | SOLAR-V1-NO-AGE | SOLAR-V1-NO-AGE | SOLAR-V1-NO-AGE
IND | India | Jalgaon Arvi |  | WKS0070752 | 20 | 20.7750 | 78.1050 | Solar | [5 empty] | Wiki-Solar | https://www.wiki-solar.org | Wiki-Solar | [10 empty] | 42.68 | 45.63 | 47.29 | 46.62 | 43.82 | SOLAR-V1-NO-AGE | SOLAR-V1-NO-AGE | SOLAR-V1-NO-AGE | SOLAR-V1-NO-AGE | SOLAR-V1-NO-AGE
IND | India | Manamunda |  | WKS0063641 | 20 | 20.7830 | 83.8910 | Solar | [5 empty] | Wiki-Solar | https://www.wiki-solar.org | Wiki-Solar | [10 empty] | 41.07 | 40.22 | 41.16 | 42.52 | 41.27 | NO-ESTIMATION | NO-ESTIMATION | NO-ESTIMATION | NO-ESTIMATION | NO-ESTIMATION
IND | India | Shiloj Solar Power Plant |  | WRI1026205 | 10 | 20.8183 | 71.0063 | Solar |  |  |  |  | Mono Steel (India) Ltd | Mono Steel (India) Ltd | http://www.monosteel.in | Industry About | [10 empty] | 20.01 | 21.55 | 20.68 | 21.78 | 20.03 | SOLAR-V1-NO-AGE | SOLAR-V1-NO-AGE | SOLAR-V1-NO-AGE | SOLAR-V1-NO-AGE | SOLAR-V1-NO-AGE
IND | India | Jafrabad Solar Power Plant |  | WRI1026149 | 15 | 20.8772 | 71.2801 | Solar |  |  |  |  | Sunkon Energy Private Limited | Sunkon Energy Private Limited | http://www.jinkosolar.com/press_detail_568.html?lan=en | Industry About | [10 empty] | 33.66 | 34.91 | 33.90 | 33.47 | 33.81 | NO-ESTIMATION | NO-ESTIMATION | NO-ESTIMATION | NO-ESTIMATION | CAPACITY-FACTOR-V1
IND | India | Ambosara |  | WKS0070799 | 80 | 20.9050 | 85.9250 | Solar | [5 empty] | Wiki-Solar | https://www.wiki-solar.org | Wiki-Solar | [10 empty] | 155.24 | 153.88 | 153.00 | 158.81 | 153.37 | SOLAR-V1-NO-AGE | SOLAR-V1-NO-AGE | SOLAR-V1-NO-AGE | SOLAR-V1-NO-AGE | SOLAR-V1-NO-AGE
IND | India | Shivaji Nagar |  | WKS0067254 | 5 | 20.9300 | 74.7450 | Solar | [5 empty] | Wiki-Solar | https://www.wiki-solar.org | Wiki-Solar | [10 empty] | 9.77 | 10.18 | 10.01 | 10.04 | 9.86 | NO-ESTIMATION | NO-ESTIMATION | NO-ESTIMATION | NO-ESTIMATION | CAPACITY-FACTOR-V1
IND | India | Muktainagar Edge |  | WKS0070754 | 50 | 21.0150 | 76.0400 | Solar | [5 empty] | Wiki-Solar | https://www.wiki-solar.org | Wiki-Solar | [10 empty] | 108.86 | 114.44 | 114.96 | 112.55 | 112.87 | NO-ESTIMATION | NO-ESTIMATION | NO-ESTIMATION | NO-ESTIMATION | NO-ESTIMATION
IND | India | Muktainagar Sukhbir |  | WKS0068606 | 20 | 21.0400 | 76.0250 | Solar | [5 empty] | Wiki-Solar | https://www.wiki-solar.org | Wiki-Solar | [10 empty] | 43.40 | 45.36 | 45.57 | 44.64 | 44.76 | NO-ESTIMATION | NO-ESTIMATION | NO-ESTIMATION | NO-ESTIMATION | CAPACITY-FACTOR-V1
IND | India | Muktainagar Vijay |  | WKS0068602 | 10 | 21.0450 | 76.0500 | Solar | [5 empty] | Wiki-Solar | https://www.wiki-solar.org | Wiki-Solar | [10 empty] | 19.23 | 20.38 | 20.38 | 19.89 | 19.99 | HYDRO-V1 | HYDRO-V1 | HYDRO-V1 | HYDRO-V1 | HYDRO-V1
IND | India | Muktainagar Essel |  | WKS0070761 | 20 | 21.0600 | 76.0800 | Solar | [5 empty] | Wiki-Solar | https://www.wiki-solar.org | Wiki-Solar | [10 empty] | 43.40 | 45.36 | 45.57 | 44.64 | 44.76 | NO-ESTIMATION | NO-ESTIMATION | NO-ESTIMATION | NO-ESTIMATION | CAPACITY-FACTOR-V1
IND | India | Saltek-Bhamer |  | WKS0068394 | 70 | 21.0700 | 74.3200 | Solar | [5 empty] | Wiki-Solar | https://www.wiki-solar.org | Wiki-Solar | [10 empty] | 150.58 | 157.19 | 159.01 | 159.27 | 155.9 | SOLAR-V1-NO-AGE | SOLAR-V1-NO-AGE | SOLAR-V1-NO-AGE | SOLAR-V1-NO-AGE | SOLAR-V1-NO-AGE
IND | India | Sakri 1A Solar Power Plant |  | WRI1026202 | 100 | 21.0726 | 74.3862 | Solar |  |  |  |  | Maharashtra State Power Generation Co Ltd (MAHAGENCO) | Maharashtra State Power Generation Co Ltd (MAHAGENCO) | http://mahagenco.in | Industry About | [10 empty] | 216.48 | 226.40 | 229.01 | 229.39 | 224.64 | SOLAR-V1-NO-AGE | SOLAR-V1-NO-AGE | SOLAR-V1-NO-AGE | SOLAR-V1-NO-AGE | SOLAR-V1-NO-AGE
IND | India | Sakri 1B Solar Power Plant |  | WRI1026203 | 25 | 21.0864 | 74.3529 | Solar |  |  |  |  | Maharashtra State Power Generation Co Ltd (MAHAGENCO) | Maharashtra State Power Generation Co Ltd (MAHAGENCO) | http://mahagenco.in | Industry About | [10 empty] | 52.73 | 55.21 | 55.89 | 55.98 | 54.8 | NO-ESTIMATION | NO-ESTIMATION | NO-ESTIMATION | NO-ESTIMATION | CAPACITY-FACTOR-V1
IND | India | Talcher Kaniha Solar Power Plant |  | WRI1026215 | 10 | 21.0866 | 85.0987 | Solar |  |  |  |  | National Thermal Power Corporation (NTPC) | National Thermal Power Corporation (NTPC) | http://www.ntpc.co.in | Industry About | 1098643 | [9 empty] | 18.87 | 18.21 | 18.08 | 18.51 | 18.88 | HYDRO-V1 | HYDRO-V1 | HYDRO-V1 | HYDRO-V1 | HYDRO-V1
IND | India | Salhebhantha |  | WKS0073301 | 30 | 21.1200 | 82.4840 | Solar | [5 empty] | Wiki-Solar | https://www.wiki-solar.org | Wiki-Solar | [10 empty] | 61.32 | 60.95 | 61.93 | 64.60 | 64.73 | SOLAR-V1-NO-AGE | SOLAR-V1-NO-AGE | SOLAR-V1-NO-AGE | SOLAR-V1-NO-AGE | SOLAR-V1-NO-AGE
IND | India | Civil Lines |  | WKS0070874 | 10 | 21.2200 | 81.7000 | Solar | [5 empty] | Wiki-Solar | https://www.wiki-solar.org | Wiki-Solar | [10 empty] | 18.02 | 18.67 | 18.97 | 19.05 | 19.62 | HYDRO-V1 | HYDRO-V1 | HYDRO-V1 | HYDRO-V1 | HYDRO-V1
IND | India | Katol II |  | WKS0067327 | 40 | 21.3150 | 78.6000 | Solar | [5 empty] | Wiki-Solar | https://www.wiki-solar.org | Wiki-Solar | [10 empty] | 86.18 | 92.75 | 94.23 | 94.36 | 92.31 | SOLAR-V1-NO-AGE | SOLAR-V1-NO-AGE | SOLAR-V1-NO-AGE | SOLAR-V1-NO-AGE | SOLAR-V1-NO-AGE
IND | India | Katol I |  | WKS0067326 | 4 | 21.3168 | 78.6021 | Solar | [5 empty] | Wiki-Solar | https://www.wiki-solar.org | Wiki-Solar | [10 empty] | 7.47 | 8.04 | 7.86 | 7.89 | 7.04 | SOLAR-V1-NO-AGE | SOLAR-V1-NO-AGE | SOLAR-V1-NO-AGE | SOLAR-V1-NO-AGE | SOLAR-V1-NO-AGE
IND | India | Katol - Citra Solar Power Plant |  | WRI1026155 | 2 | 21.3170 | 78.6025 | Solar |  |  |  |  | Citra Real Estate Limited | Real Estate e | http://www.mahaurja.com/PDF/PG2_GridConnSPPCommissioned.pdf | Industry About | 1090356 | [9 empty] | 3.80 | 4.04 | 3.97 | 3.98 | 3.63 | SOLAR-V1-NO-AGE | SOLAR-V1-NO-AGE | SOLAR-V1-NO-AGE | SOLAR-V1-NO-AGE | SOLAR-V1-NO-AGE
IND | India | Katol - Sepset Solar Power Plant |  | WRI1026156 | 2 | 21.3174 | 78.6001 | Solar |  |  |  |  | Sepset Construction Limited | Sepset Constructio te | http://www.mahaurja.com/PDF/PG2_GridConnSPPCommissioned.pdf | Industry About | 1090355 | [9 empty] | 3.80 | 4.04 | 3.97 | 3.98 | 3.63 | NO-ESTIMATION | NO-ESTIMATION | NO-ESTIMATION | NO-ESTIMATION | CAPACITY-FACTOR-V1
IND | India | Vastan Solar Power Plant |  | WRI1026219 | 5 | 21.4239 | 73.1273 | Solar |  |  |  |  | Gujarat Industries Power Company Limited (GIPCL) | Gujarat Industries Power Company Limited (GIPCL) | http://www.gipcl.com | Industry About | 1090186 | [9 empty] | 9.77 | 9.99 | 10.17 | 9.95 | 10.19 | SOLAR-V1-NO-AGE | SOLAR-V1-NO-AGE | SOLAR-V1-NO-AGE | SOLAR-V1-NO-AGE | SOLAR-V1-NO-AGE
IND | India | Rajpur |  | WKS0068386 | 100 | 21.4300 | 81.3050 | Solar | [5 empty] | Wiki-Solar | https://www.wiki-solar.org | Wiki-Solar | [10 empty] | 217.07 | 213.02 | 220.43 | 216.63 | 227.04 | SOLAR-V1-NO-AGE | SOLAR-V1-NO-AGE | SOLAR-V1-NO-AGE | SOLAR-V1-NO-AGE | SOLAR-V1-NO-AGE
IND | India | Tenga Bhaat Daar Gaon |  | WKS0062055 | 5 | 21.4928 | 81.4144 | Solar | [5 empty] | Wiki-Solar | https://www.wiki-solar.org | Wiki-Solar | [10 empty] | 9.81 | 9.75 | 9.93 | 9.83 | 10.1 | NO-ESTIMATION | NO-ESTIMATION | NO-ESTIMATION | NO-ESTIMATION | CAPACITY-FACTOR-V1
IND | India | Durg |  | WKS0065667 | 10 | 21.5230 | 81.2750 | Solar | [5 empty] | Wiki-Solar | https://www.wiki-solar.org | Wiki-Solar | [10 empty] | 18.75 | 18.90 | 19.21 | 19.15 | 20.17 | SOLAR-V1-NO-AGE | SOLAR-V1-NO-AGE | SOLAR-V1-NO-AGE | SOLAR-V1-NO-AGE | SOLAR-V1-NO-AGE
IND | India | Durg II |  | WKS0066204 | 10 | 21.5230 | 81.2750 | Solar | [5 empty] | Wiki-Solar | https://www.wiki-solar.org | Wiki-Solar | [10 empty] | 18.75 | 18.90 | 19.21 | 19.15 | 20.17 | HYDRO-V1 | HYDRO-V1 | HYDRO-V1 | HYDRO-V1 | HYDRO-V1
IND | India | Durg III |  | WKS0067155 | 10 | 21.5230 | 81.2750 | Solar | [5 empty] | Wiki-Solar | https://www.wiki-solar.org | Wiki-Solar | [10 empty] | 18.75 | 18.90 | 19.21 | 19.15 | 20.17 | SOLAR-V1-NO-AGE | SOLAR-V1-NO-AGE | SOLAR-V1-NO-AGE | SOLAR-V1-NO-AGE | SOLAR-V1-NO-AGE
IND | India | Durg IV |  | WKS0067156 | 30 | 21.5230 | 81.2750 | Solar | [5 empty] | Wiki-Solar | https://www.wiki-solar.org | Wiki-Solar | [10 empty] | 64.41 | 63.36 | 65.09 | 64.05 | 67.45 | NO-ESTIMATION | NO-ESTIMATION | NO-ESTIMATION | NO-ESTIMATION | NO-ESTIMATION
IND | India | Bapodar - Hiraco Solar Power Plant |  | WRI1026119 | 20 | 21.5967 | 69.8430 | Solar |  |  |  |  | Hiraco Renewable Energy Private Limited (HREPL) | Hiraco India | http://www.hiracoindia.com | Industry About | [10 empty] | 43.82 | 47.13 | 45.00 | 45.94 | 44.7 | SOLAR-V1-NO-AGE | SOLAR-V1-NO-AGE | SOLAR-V1-NO-AGE | SOLAR-V1-NO-AGE | SOLAR-V1-NO-AGE
IND | India | Bapodar - MBEDL Solar Power Plant |  | WRI1026120 | 15 | 21.6024 | 69.8441 | Solar |  |  |  |  | Moser Baer Energy & Development Limited (MBEDL) | Moserbaer Solar | http://www.moserbaersolar.com | Industry About | [10 empty] | 32.29 | 34.83 | 33.24 | 33.91 | 33.01 | SOLAR-V1-NO-AGE | SOLAR-V1-NO-AGE | SOLAR-V1-NO-AGE | SOLAR-V1-NO-AGE | SOLAR-V1-NO-AGE
IND | India | Bansakra |  | WKS0070837 | 50 | 21.6650 | 81.7350 | Solar | [5 empty] | Wiki-Solar | https://www.wiki-solar.org | Wiki-Solar | [10 empty] | 103.06 | 106.22 | 108.29 | 108.57 | 106.66 | SOLAR-V1-NO-AGE | SOLAR-V1-NO-AGE | SOLAR-V1-NO-AGE | SOLAR-V1-NO-AGE | SOLAR-V1-NO-AGE
IND | India | Dahej |  | WKS0072490 | 10 | 21.6940 | 72.6040 | Solar | [5 empty] | Wiki-Solar | https://www.wiki-solar.org | Wiki-Solar | [10 empty] | 20.92 | 20.50 | 19.86 | 20.64 | 19.86 | SOLAR-V1-NO-AGE | SOLAR-V1-NO-AGE | SOLAR-V1-NO-AGE | SOLAR-V1-NO-AGE | SOLAR-V1-NO-AGE
IND | India | Hilabeli |  | WKS0061635 | 10 | 21.6970 | 70.0200 | Solar | [5 empty] | Wiki-Solar | https://www.wiki-solar.org | Wiki-Solar | [10 empty] | 19.99 | 21.60 | 20.68 | 20.64 | 20.68 | NO-ESTIMATION | NO-ESTIMATION | NO-ESTIMATION | NO-ESTIMATION | NO-ESTIMATION
IND | India | Meravadar GMPL |  | WKS0062051 | 5 | 21.7330 | 70.1050 | Solar | [5 empty] | Wiki-Solar | https://www.wiki-solar.org | Wiki-Solar | [10 empty] | 10.15 | 10.90 | 10.34 | 10.32 | 10.34 | NO-ESTIMATION | NO-ESTIMATION | NO-ESTIMATION | NO-ESTIMATION | CAPACITY-FACTOR-V1
IND | India | Meravadar GIS |  | WKS0061030 | 10 | 21.7360 | 70.1160 | Solar | [5 empty] | Wiki-Solar | https://www.wiki-solar.org | Wiki-Solar | [10 empty] | 20.30 | 21.60 | 20.68 | 20.64 | 20.68 | SOLAR-V1-NO-AGE | SOLAR-V1-NO-AGE | SOLAR-V1-NO-AGE | SOLAR-V1-NO-AGE | SOLAR-V1-NO-AGE
IND | India | Dhank GGEPL |  | WKS0061767 | 25 | 21.7410 | 70.1020 | Solar | [5 empty] | Wiki-Solar | https://www.wiki-solar.org | Wiki-Solar | [10 empty] | 56.43 | 58.83 | 57.34 | 57.25 | 57.34 | NO-ESTIMATION | NO-ESTIMATION | NO-ESTIMATION | NO-ESTIMATION | CAPACITY-FACTOR-V1
IND | India | Dhank CSTPL |  | WKS0061808 | 10 | 21.7480 | 70.0990 | Solar | [5 empty] | Wiki-Solar | https://www.wiki-solar.org | Wiki-Solar | [10 empty] | 20.30 | 21.60 | 20.68 | 20.64 | 20.58 | SOLAR-V1-NO-AGE | SOLAR-V1-NO-AGE | SOLAR-V1-NO-AGE | SOLAR-V1-NO-AGE | SOLAR-V1-NO-AGE
IND | India | Dhank - Aravali Solar Power Plant |  | WRI1026135 | 5 | 21.7766 | 70.0773 | Solar |  |  |  |  | Aravali Infrapower Private Limited (AIPL) | Aravali Infrapower Private Limited (AIPL) | http://www.aipl.in | Industry About | [10 empty] | 10.24 | 9.99 | 10.29 | 10.32 | 10.29 | NO-ESTIMATION | NO-ESTIMATION | NO-ESTIMATION | NO-ESTIMATION | CAPACITY-FACTOR-V1
IND | India | Vadekhan |  | WKS0062028 | 5 | 21.8228 | 70.0684 | Solar | [5 empty] | Wiki-Solar | https://www.wiki-solar.org | Wiki-Solar | [10 empty] | 10.35 | 9.90 | 10.29 | 10.32 | 10.29 | NO-ESTIMATION | NO-ESTIMATION | NO-ESTIMATION | NO-ESTIMATION | CAPACITY-FACTOR-V1
IND | India | Dahri |  | WKS0073302 | 25 | 22.0650 | 72.6200 | Solar | [5 empty] | Wiki-Solar | https://www.wiki-solar.org | Wiki-Solar | [10 empty] | 55.87 | 54.84 | 55.89 | 55.28 | 54.47 | NO-ESTIMATION | NO-ESTIMATION | NO-ESTIMATION | NO-ESTIMATION | CAPACITY-FACTOR-V1
IND | India | Patni |  | WKS0070812 | 10 | 22.1250 | 87.3400 | Solar | [5 empty] | Wiki-Solar | https://www.wiki-solar.org | Wiki-Solar | [10 empty] | 18.00 | 19.17 | 17.94 | 18.64 | 18.22 | NO-ESTIMATION | NO-ESTIMATION | NO-ESTIMATION | NO-ESTIMATION | CAPACITY-FACTOR-V1
IND | India | Wadgam Solar Power Plant |  | WRI1026220 | 15 | 22.3172 | 72.4397 | Solar |  |  |  |  | ACME Cleantech Solutions Private Limited | ACME Cleantech Solutions Private Limited | http://www.acme.in | Industry About | [10 empty] | 30.95 | 33.16 | 34.00 | 32.88 | 34.51 | HYDRO-V1 | HYDRO-V1 | HYDRO-V1 | HYDRO-V1 | HYDRO-V1
IND | India | Kanheri Bhatyari |  | WKS0065935 | 20 | 22.3340 | 74.7070 | Solar | [5 empty] | Wiki-Solar | https://www.wiki-solar.org | Wiki-Solar | [10 empty] | 42.92 | 44.11 | 46.88 | 46.78 | 45.86 | HYDRO-V1 | HYDRO-V1 | HYDRO-V1 | HYDRO-V1 | HYDRO-V1
IND | India | Narmada canal |  | WKS0062519 | 10 | 22.3510 | 73.1900 | Solar | [5 empty] | Wiki-Solar | https://www.wiki-solar.org | Wiki-Solar | [10 empty] | 18.22 | 20.64 | 20.81 | 20.92 | 20.8 | HYDRO-V1 | HYDRO-V1 | HYDRO-V1 | HYDRO-V1 | HYDRO-V1
IND | India | Dhamalpur |  | WKS0067230 | 6 | 22.3570 | 70.9060 | Solar | [5 empty] | Wiki-Solar | https://www.wiki-solar.org | Wiki-Solar | [10 empty] | 12.31 | 11.98 | 12.01 | 12.04 | 11.99 | NO-ESTIMATION | NO-ESTIMATION | NO-ESTIMATION | NO-ESTIMATION | CAPACITY-FACTOR-V1
IND | India | Mithapur Solar Power Plant |  | WRI1026173 | 17 | 22.4077 | 68.9925 | Solar |  |  |  |  | Tata Power Solar Systems Limited (TPREL) | Tata Power Solar | http://www.tatapowersolar.com | Industry About | 1082879 | [9 empty] | 39.98 | 39.58 | 40.11 | 40.22 | 40.11 | NO-ESTIMATION | NO-ESTIMATION | NO-ESTIMATION | NO-ESTIMATION | CAPACITY-FACTOR-V1
IND | India | Isanpur Solar Power Plant |  | WRI1026147 | 1 | 22.4809 | 72.5235 | Solar |  |  |  |  | Harsha Engineers Limited | Harsha Engineers Limited | http://harshaengineers.com | Industry About | [10 empty] | 1.82 | 1.70 | 1.78 | 1.79 | 1.79 | SOLAR-V1-NO-AGE | SOLAR-V1-NO-AGE | SOLAR-V1-NO-AGE | SOLAR-V1-NO-AGE | SOLAR-V1-NO-AGE
IND | India | Salboni WBSEDCL |  | WKS0070813 | 10 | 22.5850 | 87.2650 | Solar | [5 empty] | Wiki-Solar | https://www.wiki-solar.org | Wiki-Solar | [10 empty] | 17.46 | 19.13 | 18.36 | 18.80 | 18.02 | NO-ESTIMATION | NO-ESTIMATION | NO-ESTIMATION | NO-ESTIMATION | CAPACITY-FACTOR-V1
IND | India | Salboni OCL |  | WKS0070868 | 5.5 | 22.6050 | 87.2850 | Solar | [5 empty] | Wiki-Solar | https://www.wiki-solar.org | Wiki-Solar | [10 empty] | 9.62 | 10.77 | 9.97 | 10.60 | 9.99 | SOLAR-V1-NO-AGE | SOLAR-V1-NO-AGE | SOLAR-V1-NO-AGE | SOLAR-V1-NO-AGE | SOLAR-V1-NO-AGE
IND | India | Tikar SJG |  | WKS0062598 | 5.1 | 22.7070 | 71.4130 | Solar | [5 empty] | Wiki-Solar | https://www.wiki-solar.org | Wiki-Solar | [10 empty] | 10.47 | 10.34 | 10.60 | 10.63 | 10.6 | NO-ESTIMATION | NO-ESTIMATION | NO-ESTIMATION | NO-ESTIMATION | CAPACITY-FACTOR-V1
IND | India | Tikar Waa |  | WKS0061607 | 10.2 | 22.7080 | 71.4170 | Solar | [5 empty] | Wiki-Solar | https://www.wiki-solar.org | Wiki-Solar | [10 empty] | 20.38 | 20.50 | 21.12 | 21.18 | 21.12 | NO-ESTIMATION | NO-ESTIMATION | NO-ESTIMATION | NO-ESTIMATION | NO-ESTIMATION
IND | India | Digsar A |  | WKS0073445 | 25 | 22.7250 | 71.4420 | Solar | [5 empty] | Wiki-Solar | https://www.wiki-solar.org | Wiki-Solar | [10 empty] | 53.68 | 56.03 | 57.97 | 58.14 | 57.98 | SOLAR-V1-NO-AGE | SOLAR-V1-NO-AGE | SOLAR-V1-NO-AGE | SOLAR-V1-NO-AGE | SOLAR-V1-NO-AGE
IND | India | Sujangadh |  | WKS0061629 | 25 | 22.7257 | 71.4364 | Solar | [5 empty] | Wiki-Solar | https://www.wiki-solar.org | Wiki-Solar | [10 empty] | 53.68 | 56.03 | 57.97 | 58.14 | 57.98 | SOLAR-V1-NO-AGE | SOLAR-V1-NO-AGE | SOLAR-V1-NO-AGE | SOLAR-V1-NO-AGE | SOLAR-V1-NO-AGE
IND | India | Mundra |  | WKS0066014 | 9.3 | 22.8900 | 69.6950 | Solar | [5 empty] | Wiki-Solar | https://www.wiki-solar.org | Wiki-Solar | [10 empty] | 19.82 | 18.27 | 18.81 | 19.23 | 19.1 | HYDRO-V1 | HYDRO-V1 | HYDRO-V1 | HYDRO-V1 | HYDRO-V1
IND | India | Icchawar |  | WKS0065937 | 9 | 23.0330 | 77.0600 | Solar | [5 empty] | Wiki-Solar | https://www.wiki-solar.org | Wiki-Solar | [10 empty] | 17.41 | 19.14 | 18.95 | 19.12 | 17.77 | NO-ESTIMATION | NO-ESTIMATION | NO-ESTIMATION | NO-ESTIMATION | CAPACITY-FACTOR-V1
IND | India | Molga |  | WKS0065809 | 50 | 23.0390 | 76.9410 | Solar | [5 empty] | Wiki-Solar | https://www.wiki-solar.org | Wiki-Solar | [10 empty] | 107.28 | 116.11 | 114.96 | 117.70 | 112.5 | NO-ESTIMATION | NO-ESTIMATION | NO-ESTIMATION | NO-ESTIMATION | CAPACITY-FACTOR-V1
IND | India | Kamalpur UPPL |  | WKS0062600 | 23 | 23.0490 | 71.8620 | Solar | [5 empty] | Wiki-Solar | https://www.wiki-solar.org | Wiki-Solar | [10 empty] | 48.44 | 51.72 | 51.37 | 51.51 | 52.61 | SOLAR-V1-NO-AGE | SOLAR-V1-NO-AGE | SOLAR-V1-NO-AGE | SOLAR-V1-NO-AGE | SOLAR-V1-NO-AGE
IND | India | Kamalpur SUTIP |  | WKS0062597 | 24.1 | 23.0490 | 71.8690 | Solar | [5 empty] | Wiki-Solar | https://www.wiki-solar.org | Wiki-Solar | [10 empty] | 51.21 | 54.61 | 54.25 | 54.40 | 55.55 | SOLAR-V1-NO-AGE | SOLAR-V1-NO-AGE | SOLAR-V1-NO-AGE | SOLAR-V1-NO-AGE | SOLAR-V1-NO-AGE
IND | India | Santej |  | WKS0073931 | 16.2 | 23.1394 | 72.4528 | Solar | [5 empty] | Wiki-Solar | https://www.wiki-solar.org | Wiki-Solar | [10 empty] | 32.07 | 35.77 | 36.45 | 36.34 | 36.47 | SOLAR-V1-NO-AGE | SOLAR-V1-NO-AGE | SOLAR-V1-NO-AGE | SOLAR-V1-NO-AGE | SOLAR-V1-NO-AGE
IND | India | Gandhinagar Solar Power Plant |  | WRI1026139 | 1 | 23.1534 | 72.6690 | Solar |  |  |  |  | Pandit Deendayal Petrolium University (PDPU) | Pandit Deendayal Petrolium University (PDPU) | http://www.pdpu.ac.in | Industry About | 1088179 | [9 empty] | 1.75 | 1.80 | 1.91 | 1.91 | 1.9 | SOLAR-V1-NO-AGE | SOLAR-V1-NO-AGE | SOLAR-V1-NO-AGE | SOLAR-V1-NO-AGE | SOLAR-V1-NO-AGE
IND | India | Bitta Solar Power Plant |  | WRI1026125 | 40 | 23.2579 | 69.0255 | Solar |  |  |  |  | Adani Power Limited | Adani Power Limite r Er | http://www.adanipower.com | Industry About | 1087231 | [9 empty] | 94.19 | 89.66 | 90.21 | 92.57 | 91.09 | HYDRO-V1 | HYDRO-V1 | HYDRO-V1 | HYDRO-V1 | HYDRO-V1
IND | India | Rapar Khokhara Solar Power Plant |  | WRI1026193 | 5 | 23.2592 | 70.0097 | Solar |  |  |  |  | Taxus Infrastructure and Power Projects Pvt Ltd | Taxus Infrastructure and Power Projects Pvt Ltd | http://taxusgroup.com | Industry About | [10 empty] | 9.69 | 10.11 | 10.24 | 10.11 | 10.12 | NO-ESTIMATION | NO-ESTIMATION | NO-ESTIMATION | NO-ESTIMATION | CAPACITY-FACTOR-V1
IND | India | Savda |  | WKS0062593 | 25 | 23.2600 | 71.7820 | Solar | [5 empty] | Wiki-Solar | https://www.wiki-solar.org | Wiki-Solar | [10 empty] | 51.22 | 56.22 | 55.48 | 55.81 | 55.66 | SOLAR-V1-NO-AGE | SOLAR-V1-NO-AGE | SOLAR-V1-NO-AGE | SOLAR-V1-NO-AGE | SOLAR-V1-NO-AGE
IND | India | Sherdi Sharkhandi |  | WKS0062592 | 5 | 23.3045 | 73.3094 | Solar | [5 empty] | Wiki-Solar | https://www.wiki-solar.org | Wiki-Solar | [10 empty] | 9.54 | 10.39 | 10.25 | 10.25 | 10.16 | NO-ESTIMATION | NO-ESTIMATION | NO-ESTIMATION | NO-ESTIMATION | CAPACITY-FACTOR-V1
IND | India | Karmaria Solar Power Plant |  | WRI1026152 | 15 | 23.3500 | 70.3880 | Solar |  |  |  |  | SunBorne Energy Gujarat One Pvt | SunBorne Energy Gujarat One Private Limited | http://sunborneenergy.com | Industry About | 1088089 | [9 empty] | 29.85 | 33.57 | 33.81 | 33.85 | 33.77 | SOLAR-V1-NO-AGE | SOLAR-V1-NO-AGE | SOLAR-V1-NO-AGE | SOLAR-V1-NO-AGE | SOLAR-V1-NO-AGE
IND | India | Shivlakha Backbone II |  | WKS0065792 | 10 | 23.3560 | 70.6180 | Solar | [5 empty] | Wiki-Solar | https://www.wiki-solar.org | Wiki-Solar | [10 empty] | 18.20 | 20.18 | 20.22 | 20.01 | 19.65 | NO-ESTIMATION | NO-ESTIMATION | NO-ESTIMATION | NO-ESTIMATION | CAPACITY-FACTOR-V1
IND | India | Khirsara - Unity Solar Power Plant |  | WRI1026162 | 5 | 23.3578 | 70.0548 | Solar |  |  |  |  | Unity Power Limited | Unity Power Limite r World | http://www.backboneworld.com | Industry About | [10 empty] | 9.81 | 10.20 | 10.08 | 10.17 | 10.14 | SOLAR-V1-NO-AGE | SOLAR-V1-NO-AGE | SOLAR-V1-NO-AGE | SOLAR-V1-NO-AGE | SOLAR-V1-NO-AGE
IND | India | Shivlakha - Backbone Solar Power Plant |  | WRI1026208 | 5 | 23.3585 | 70.6206 | Solar |  |  |  |  | Backbone Enterprises Limited | Backbone Enterprises Limited | http://www.backboneworld.com | Industry About | [10 empty] | 9.62 | 10.13 | 10.14 | 10.04 | 10.24 | NO-ESTIMATION | NO-ESTIMATION | NO-ESTIMATION | NO-ESTIMATION | CAPACITY-FACTOR-V1
IND | India | Khirsara - Welspun Solar Power Plant |  | WRI1026163 | 15 | 23.3618 | 70.0536 | Solar |  |  |  |  | Welspun Urja India Limited | Urja India edEnewables | http://www.welspunrenewables.com | Industry About | [10 empty] | 30.69 | 33.42 | 33.65 | 33.87 | 33.67 | SOLAR-V1-NO-AGE | SOLAR-V1-NO-AGE | SOLAR-V1-NO-AGE | SOLAR-V1-NO-AGE | SOLAR-V1-NO-AGE
IND | India | Shivlakha - Konark Solar Power Plant |  | WRI1026210 | 5 | 23.3654 | 70.6268 | Solar |  |  |  |  | Konark Gujarat Private Limited | Konark Gujarat Private Limited | http://www.konarkgroup.co.in | Industry About | 1091807 | [9 empty] | 9.62 | 10.11 | 10.13 | 10.03 | 10.43 | NO-ESTIMATION | NO-ESTIMATION | NO-ESTIMATION | NO-ESTIMATION | NO-ESTIMATION
IND | India | Pratapgarh Solar Power Plant |  | WRI1026185 | 9 | 23.3682 | 70.7432 | Solar |  |  |  |  | Integrated Coal Mining (ICML) | Coal Mi ICM | http://icmlindia.com | Industry About | 1114475 | [9 empty] | 16.83 | 18.40 | 18.57 | 18.36 | 18.6 | SOLAR-V1-NO-AGE | SOLAR-V1-NO-AGE | SOLAR-V1-NO-AGE | SOLAR-V1-NO-AGE | SOLAR-V1-NO-AGE
IND | India | Dhama ESP |  | WKS0062038 | 5 | 23.3740 | 71.6510 | Solar | [5 empty] | Wiki-Solar | https://www.wiki-solar.org | Wiki-Solar | [10 empty] | 9.62 | 10.11 | 10.11 | 10.17 | 10.1 | NO-ESTIMATION | NO-ESTIMATION | NO-ESTIMATION | NO-ESTIMATION | CAPACITY-FACTOR-V1
IND | India | Dhama Azure |  | WKS0062042 | 5 | 23.3754 | 71.6593 | Solar | [5 empty] | Wiki-Solar | https://www.wiki-solar.org | Wiki-Solar | [10 empty] | 9.62 | 10.11 | 10.11 | 10.17 | 10.1 | SOLAR-V1-NO-AGE | SOLAR-V1-NO-AGE | SOLAR-V1-NO-AGE | SOLAR-V1-NO-AGE | SOLAR-V1-NO-AGE
IND | India | Mouje |  | WKS0061776 | 20 | 23.3780 | 70.5580 | Solar | [5 empty] | Wiki-Solar | https://www.wiki-solar.org | Wiki-Solar | [10 empty] | 41.11 | 44.36 | 44.51 | 44.48 | 45.93 | HYDRO-V1 | HYDRO-V1 | HYDRO-V1 | HYDRO-V1 | HYDRO-V1
IND | India | Dhama |  | WKS0061667 | 9.3 | 23.3820 | 71.6610 | Solar | [5 empty] | Wiki-Solar | https://www.wiki-solar.org | Wiki-Solar | [10 empty] | 17.39 | 19.03 | 19.12 | 19.24 | 19.09 | SOLAR-V1-NO-AGE | SOLAR-V1-NO-AGE | SOLAR-V1-NO-AGE | SOLAR-V1-NO-AGE | SOLAR-V1-NO-AGE
IND | India | Shivlakha - CPEC Solar Power Plant |  | WRI1026209 | 5 | 23.3830 | 70.6146 | Solar |  |  |  |  | S J Green Park Energy Private Limited | S J Green Park Energy Private Limited | http://www.madhavgrp.co.in/SJ_solar.html | Industry About | [10 empty] | 9.54 | 10.06 | 9.99 | 10.46 | 10.29 | NO-ESTIMATION | NO-ESTIMATION | NO-ESTIMATION | NO-ESTIMATION | CAPACITY-FACTOR-V1
IND | India | Chharrah |  | WKS0070889 | 10 | 23.3850 | 86.3850 | Solar | [5 empty] | Wiki-Solar | https://www.wiki-solar.org | Wiki-Solar | [10 empty] | 18.72 | 18.01 | 18.29 | 18.26 | 18.76 | SOLAR-V1-NO-AGE | SOLAR-V1-NO-AGE | SOLAR-V1-NO-AGE | SOLAR-V1-NO-AGE | SOLAR-V1-NO-AGE
IND | India | Fatepur Emco |  | WKS0062036 | 5 | 23.3960 | 71.6390 | Solar | [5 empty] | Wiki-Solar | https://www.wiki-solar.org | Wiki-Solar | [10 empty] | 9.62 | 10.11 | 10.15 | 10.17 | 10.08 | HYDRO-V1 | HYDRO-V1 | HYDRO-V1 | HYDRO-V1 | HYDRO-V1
IND | India | Fatepur MySolar |  | WKS0061816 | 30 | 23.4190 | 71.6200 | Solar | [5 empty] | Wiki-Solar | https://www.wiki-solar.org | Wiki-Solar | [10 empty] | 61.77 | 67.35 | 67.76 | 67.90 | 67.51 | NO-ESTIMATION | NO-ESTIMATION | NO-ESTIMATION | NO-ESTIMATION | CAPACITY-FACTOR-V1
IND | India | Khadoda Solar Power Plant |  | WRI1026157 | 10 | 23.4430 | 73.2014 | Solar |  |  |  |  | Gujarat Urja Vikas Nigam Limited | Gujarat Urja Vikas Nigam Limited | http://www.azurepower.com | Industry About | [10 empty] | 18.20 | 20.62 | 20.57 | 20.63 | 20.37 | HYDRO-V1 | HYDRO-V1 | HYDRO-V1 | HYDRO-V1 | HYDRO-V1
IND | India | Kapeli |  | WKS0064851 | 10.2 | 23.4570 | 76.1180 | Solar | [5 empty] | Wiki-Solar | https://www.wiki-solar.org | Wiki-Solar | [10 empty] | 19.08 | 20.96 | 20.97 | 21.25 | 20.47 | NO-ESTIMATION | NO-ESTIMATION | NO-ESTIMATION | NO-ESTIMATION | CAPACITY-FACTOR-V1
IND | India | Manarchak |  | WKS0065223 | 5 | 23.4650 | 91.2750 | Solar | [5 empty] | Wiki-Solar | https://www.wiki-solar.org | Wiki-Solar | [10 empty] | 9.69 | 9.75 | 8.76 | 9.72 | 8.14 | NO-ESTIMATION | NO-ESTIMATION | NO-ESTIMATION | NO-ESTIMATION | CAPACITY-FACTOR-V1
IND | India | Surel |  | WKS0061690 | 25 | 23.4740 | 71.5830 | Solar | [5 empty] | Wiki-Solar | https://www.wiki-solar.org | Wiki-Solar | [10 empty] | 51.17 | 55.35 | 55.87 | 55.21 | 55.87 | HYDRO-V1 | HYDRO-V1 | HYDRO-V1 | HYDRO-V1 | HYDRO-V1
IND | India | Kanksha |  | WKS0067292 | 5 | 23.4750 | 87.4750 | Solar | [5 empty] | Wiki-Solar | https://www.wiki-solar.org | Wiki-Solar | [10 empty] | 8.78 | 9.69 | 9.70 | 9.67 | 9.69 | NO-ESTIMATION | NO-ESTIMATION | NO-ESTIMATION | NO-ESTIMATION | NO-ESTIMATION
IND | India | Shinawad |  | WKS0062053 | 5 | 23.4970 | 73.4235 | Solar | [5 empty] | Wiki-Solar | https://www.wiki-solar.org | Wiki-Solar | [10 empty] | 9.54 | 10.40 | 10.22 | 10.29 | 10.16 | HYDRO-V1 | HYDRO-V1 | HYDRO-V1 | HYDRO-V1 | HYDRO-V1
IND | India | Kadodiya HE |  | WKS0070818 | 5 | 23.5064 | 76.1538 | Solar | [5 empty] | Wiki-Solar | https://www.wiki-solar.org | Wiki-Solar | [10 empty] | 9.72 | 10.35 | 10.26 | 10.43 | 9.81 | NO-ESTIMATION | NO-ESTIMATION | NO-ESTIMATION | NO-ESTIMATION | CAPACITY-FACTOR-V1
IND | India | Kadodiya |  | WKS0063743 | 10 | 23.5110 | 76.1590 | Solar | [5 empty] | Wiki-Solar | https://www.wiki-solar.org | Wiki-Solar | [10 empty] | 18.82 | 20.67 | 20.56 | 20.89 | 19.63 | NO-ESTIMATION | NO-ESTIMATION | NO-ESTIMATION | NO-ESTIMATION | CAPACITY-FACTOR-V1
IND | India | Mejia |  | WKS0070890 | 10 | 23.5350 | 87.0650 | Solar | [5 empty] | Wiki-Solar | https://www.wiki-solar.org | Wiki-Solar | [10 empty] | 18.06 | 19.07 | 18.69 | 18.91 | 18.72 | SOLAR-V1-NO-AGE | SOLAR-V1-NO-AGE | SOLAR-V1-NO-AGE | SOLAR-V1-NO-AGE | SOLAR-V1-NO-AGE
IND | India | Kadodiya A |  | WKS0070929 | 25 | 23.5380 | 76.1210 | Solar | [5 empty] | Wiki-Solar | https://www.wiki-solar.org | Wiki-Solar | [10 empty] | 52.68 | 57.17 | 57.61 | 57.79 | 55.33 | SOLAR-V1-NO-AGE | SOLAR-V1-NO-AGE | SOLAR-V1-NO-AGE | SOLAR-V1-NO-AGE | SOLAR-V1-NO-AGE
IND | India | Bhatkota Solar Power Plant |  | WRI1026124 | 3 | 23.5594 | 73.2860 | Solar |  |  |  |  | Abellon CleanEnergy Limited | CleanEnerg teLeanenergy | http://www.abelloncleanenergy.com | Industry About | [10 empty] | 5.70 | 6.01 | 5.82 | 5.84 | 5.77 | NO-ESTIMATION | NO-ESTIMATION | NO-ESTIMATION | NO-ESTIMATION | CAPACITY-FACTOR-V1
IND | India | Santaldih |  | WKS0070891 | 10 | 23.5600 | 86.4750 | Solar | [5 empty] | Wiki-Solar | https://www.wiki-solar.org | Wiki-Solar | [10 empty] | 18.46 | 18.01 | 18.52 | 18.27 | 18.76 | HYDRO-V1 | HYDRO-V1 | HYDRO-V1 | HYDRO-V1 | HYDRO-V1
IND | India | Nayka |  | WKS0061809 | 12.3 | 23.6510 | 71.6990 | Solar | [5 empty] | Wiki-Solar | https://www.wiki-solar.org | Wiki-Solar | [10 empty] | 24.28 | 27.33 | 27.58 | 28.19 | 27.57 | SOLAR-V1-NO-AGE | SOLAR-V1-NO-AGE | SOLAR-V1-NO-AGE | SOLAR-V1-NO-AGE | SOLAR-V1-NO-AGE
IND | India | Bhadrada Solar Power Plant |  | WRI1026123 | 5 | 23.6688 | 71.5782 | Solar |  |  |  |  | Lanco Solar Energy Private Limited | Lancosola | http://www.lancosolar.com | Industry About | [10 empty] | 9.53 | 10.21 | 9.96 | 10.31 | 10.11 | SOLAR-V1-NO-AGE | SOLAR-V1-NO-AGE | SOLAR-V1-NO-AGE | SOLAR-V1-NO-AGE | SOLAR-V1-NO-AGE
IND | India | Bhadrada |  | WKS0062056 | 5 | 23.6780 | 71.5630 | Solar | [5 empty] | Wiki-Solar | https://www.wiki-solar.org | Wiki-Solar | [10 empty] | 9.53 | 10.21 | 9.99 | 10.31 | 9.98 | SOLAR-V1-NO-AGE | SOLAR-V1-NO-AGE | SOLAR-V1-NO-AGE | SOLAR-V1-NO-AGE | SOLAR-V1-NO-AGE
IND | India | Panandhro Solar Power Plant |  | WRI1026180 | 5 | 23.6788 | 68.7653 | Solar |  |  |  |  | Gujarat Mineral Development Corporation Limited (GMDC) | Gujarat Mineral Development Corporation Limited (GMDC) | http://www.gmdcltd.com | Industry About | [10 empty] | 10.35 | 9.77 | 10.00 | 10.24 | 10.08 | SOLAR-V1-NO-AGE | SOLAR-V1-NO-AGE | SOLAR-V1-NO-AGE | SOLAR-V1-NO-AGE | SOLAR-V1-NO-AGE
IND | India | Chadiyana 5 |  | WKS0061853 | 5 | 23.6924 | 71.5682 | Solar | [5 empty] | Wiki-Solar | https://www.wiki-solar.org | Wiki-Solar | [10 empty] | 9.53 | 10.17 | 10.08 | 10.38 | 9.96 | NO-ESTIMATION | NO-ESTIMATION | NO-ESTIMATION | NO-ESTIMATION | CAPACITY-FACTOR-V1
IND | India | Chadiyana 10 |  | WKS0061854 | 10 | 23.6950 | 71.5660 | Solar | [5 empty] | Wiki-Solar | https://www.wiki-solar.org | Wiki-Solar | [10 empty] | 18.02 | 20.27 | 20.22 | 20.37 | 19.61 | SOLAR-V1-NO-AGE | SOLAR-V1-NO-AGE | SOLAR-V1-NO-AGE | SOLAR-V1-NO-AGE | SOLAR-V1-NO-AGE
IND | India | Rojhani Solar Power Plant |  | WRI1026199 | 30.5 | 23.7025 | 75.9246 | Solar |  |  |  |  | Ujaas Energy Limited | Ujaas Energy Limited | http://ujaas.com | Industry About | 1104763 | [9 empty] | 66.16 | 69.23 | 68.47 | 70.23 | 70.22 | SOLAR-V1-NO-AGE | SOLAR-V1-NO-AGE | SOLAR-V1-NO-AGE | SOLAR-V1-NO-AGE | SOLAR-V1-NO-AGE
IND | India | Harij |  | WKS0073925 | 30 | 23.7150 | 71.8750 | Solar | [5 empty] | Wiki-Solar | https://www.wiki-solar.org | Wiki-Solar | [10 empty] | 61.93 | 67.66 | 67.84 | 69.45 | 67.76 | SOLAR-V1-NO-AGE | SOLAR-V1-NO-AGE | SOLAR-V1-NO-AGE | SOLAR-V1-NO-AGE | SOLAR-V1-NO-AGE
IND | India | Jamuria Solar Power Plant |  | WRI1026150 | 2 | 23.7162 | 87.0695 | Solar |  |  |  |  | West Bengal Energy Development Corporation Limited (WBEDCL) | West Bengal Energy Development Corporation Limited (WBEDCL) | http://wbpdcl.co.in | Industry About | [10 empty] | 3.64 | 4.01 | 3.81 | 3.87 | 3.81 | HYDRO-V1 | HYDRO-V1 | HYDRO-V1 | HYDRO-V1 | HYDRO-V1
IND | India | Richa |  | WKS0067001 | 10 | 23.7250 | 75.5350 | Solar | [5 empty] | Wiki-Solar | https://www.wiki-solar.org | Wiki-Solar | [10 empty] | 19.23 | 20.30 | 20.61 | 20.92 | 20.38 | SOLAR-V1-NO-AGE | SOLAR-V1-NO-AGE | SOLAR-V1-NO-AGE | SOLAR-V1-NO-AGE | SOLAR-V1-NO-AGE
IND | India | Goyalkhedi |  | WKS0065773 | 32 | 23.7480 | 75.6400 | Solar | [5 empty] | Wiki-Solar | https://www.wiki-solar.org | Wiki-Solar | [10 empty] | 70.18 | 73.26 | 75.42 | 75.64 | 74.06 | HYDRO-V1 | HYDRO-V1 | HYDRO-V1 | HYDRO-V1 | HYDRO-V1
IND | India | Radhanpur |  | WKS0062595 | 5 | 23.8000 | 71.6050 | Solar | [5 empty] | Wiki-Solar | https://www.wiki-solar.org | Wiki-Solar | [10 empty] | 9.77 | 9.96 | 9.93 | 9.93 | 9.92 | SOLAR-V1-NO-AGE | SOLAR-V1-NO-AGE | SOLAR-V1-NO-AGE | SOLAR-V1-NO-AGE | SOLAR-V1-NO-AGE
IND | India | Alote |  | WKS0067000 | 20 | 23.8150 | 75.5250 | Solar | [5 empty] | Wiki-Solar | https://www.wiki-solar.org | Wiki-Solar | [10 empty] | 43.14 | 45.22 | 46.42 | 46.43 | 45.86 | NO-ESTIMATION | NO-ESTIMATION | NO-ESTIMATION | NO-ESTIMATION | CAPACITY-FACTOR-V1
IND | India | Pachama |  | WKS0070817 | 10 | 23.8150 | 77.8950 | Solar | [5 empty] | Wiki-Solar | https://www.wiki-solar.org | Wiki-Solar | [10 empty] | 18.82 | 20.68 | 20.34 | 20.15 | 20.86 | SOLAR-V1-NO-AGE | SOLAR-V1-NO-AGE | SOLAR-V1-NO-AGE | SOLAR-V1-NO-AGE | SOLAR-V1-NO-AGE
IND | India | Dhabla Sondhya Solar Power Plant |  | WRI1026133 | 28.2 | 23.8267 | 75.8988 | Solar |  |  |  |  | Ujaas Energy Limited | Ujaas Energy Limited | http://ujaas.com | Industry About | [10 empty] | 60.71 | 64.67 | 62.92 | 65.34 | 62.82 | HYDRO-V1 | HYDRO-V1 | HYDRO-V1 | HYDRO-V1 | HYDRO-V1
IND | India | MP1 Hero |  | WKS0067006 | 50 | 23.8490 | 75.7970 | Solar | [5 empty] | Wiki-Solar | https://www.wiki-solar.org | Wiki-Solar | [10 empty] | 108.21 | 114.44 | 114.36 | 116.62 | 117.87 | NO-ESTIMATION | NO-ESTIMATION | NO-ESTIMATION | NO-ESTIMATION | CAPACITY-FACTOR-V1
IND | India | ChSP} GSPC |  | WKS0061232 | 5 | 23.8829 | 71.1915 | Solar | [5 empty] | Wiki-Solar | https://www.wiki-solar.org | Wiki-Solar | [10 empty] | 9.89 | 9.78 | 9.86 | 9.84 | 9.79 | NO-ESTIMATION | NO-ESTIMATION | NO-ESTIMATION | NO-ESTIMATION | CAPACITY-FACTOR-V1
IND | India | ChSP} NSM_P2B4 GJ-O5/001 |  | WKS0068583 | 50 | 23.8830 | 71.1950 | Solar | [5 empty] | Wiki-Solar | https://www.wiki-solar.org | Wiki-Solar | [10 empty] | 103.73 | 106.41 | 108.27 | 107.47 | 107.03 | SOLAR-V1-NO-AGE | SOLAR-V1-NO-AGE | SOLAR-V1-NO-AGE | SOLAR-V1-NO-AGE | SOLAR-V1-NO-AGE
IND | India | Kachalia I+II |  | WKS0065450 | 40 | 23.8850 | 75.8990 | Solar | [5 empty] | Wiki-Solar | https://www.wiki-solar.org | Wiki-Solar | [10 empty] | 86.84 | 92.91 | 90.34 | 94.09 | 90.32 | NO-ESTIMATION | NO-ESTIMATION | NO-ESTIMATION | NO-ESTIMATION | CAPACITY-FACTOR-V1
IND | India | ChSP} GPC |  | WKS0061223 | 5 | 23.8892 | 71.2049 | Solar | [5 empty] | Wiki-Solar | https://www.wiki-solar.org | Wiki-Solar | [10 empty] | 9.87 | 9.73 | 9.86 | 9.84 | 9.79 | NO-ESTIMATION | NO-ESTIMATION | NO-ESTIMATION | NO-ESTIMATION | CAPACITY-FACTOR-V1
IND | India | ChSP} Surana |  | WKS0061234 | 5 | 23.8896 | 71.2065 | Solar | [5 empty] | Wiki-Solar | https://www.wiki-solar.org | Wiki-Solar | [10 empty] | 9.87 | 9.73 | 9.86 | 9.84 | 9.79 | NO-ESTIMATION | NO-ESTIMATION | NO-ESTIMATION | NO-ESTIMATION | CAPACITY-FACTOR-V1
IND | India | ChSP} Yantra |  | WKS0062591 | 4.9 | 23.8929 | 71.2050 | Solar | [5 empty] | Wiki-Solar | https://www.wiki-solar.org | Wiki-Solar | [10 empty] | 9.63 | 9.51 | 9.61 | 9.59 | 9.56 | SOLAR-V1-NO-AGE | SOLAR-V1-NO-AGE | SOLAR-V1-NO-AGE | SOLAR-V1-NO-AGE | SOLAR-V1-NO-AGE
IND | India | ChSP} Orange B4 |  | WKS0068385 | 40 | 23.8930 | 71.1970 | Solar | [5 empty] | Wiki-Solar | https://www.wiki-solar.org | Wiki-Solar | [10 empty] | 82.58 | 84.67 | 86.73 | 86.03 | 85.61 | SOLAR-V1-NO-AGE | SOLAR-V1-NO-AGE | SOLAR-V1-NO-AGE | SOLAR-V1-NO-AGE | SOLAR-V1-NO-AGE
IND | India | ChSP} Torrent |  | WKS0067227 | 51 | 23.8930 | 71.2110 | Solar | [5 empty] | Wiki-Solar | https://www.wiki-solar.org | Wiki-Solar | [10 empty] | 104.81 | 107.74 | 110.35 | 109.47 | 108.94 | HYDRO-V1 | HYDRO-V1 | HYDRO-V1 | HYDRO-V1 | HYDRO-V1
IND | India | ChSP} NSM_P2B4 GJ-O6/001 |  | WKS0068584 | 50 | 23.8940 | 71.1880 | Solar | [5 empty] | Wiki-Solar | https://www.wiki-solar.org | Wiki-Solar | [10 empty] | 102.76 | 105.63 | 108.20 | 107.33 | 106.81 | SOLAR-V1-NO-AGE | SOLAR-V1-NO-AGE | SOLAR-V1-NO-AGE | SOLAR-V1-NO-AGE | SOLAR-V1-NO-AGE
IND | India | ChSP} Sun Clean |  | WKS0061225 | 6 | 23.8950 | 71.2220 | Solar | [5 empty] | Wiki-Solar | https://www.wiki-solar.org | Wiki-Solar | [10 empty] | 11.83 | 11.71 | 11.83 | 11.81 | 11.73 | HYDRO-V1 | HYDRO-V1 | HYDRO-V1 | HYDRO-V1 | HYDRO-V1
IND | India | ChSP} SJVNL1 |  | WKS0064848 | 5 | 23.8970 | 71.2200 | Solar | [5 empty] | Wiki-Solar | https://www.wiki-solar.org | Wiki-Solar | [10 empty] | 9.85 | 9.73 | 9.81 | 9.84 | 9.76 | NO-ESTIMATION | NO-ESTIMATION | NO-ESTIMATION | NO-ESTIMATION | CAPACITY-FACTOR-V1
IND | India | ChSP} SJVNL |  | WKS0068282 | 25 | 23.8970 | 71.2250 | Solar | [5 empty] | Wiki-Solar | https://www.wiki-solar.org | Wiki-Solar | [10 empty] | 50.69 | 52.12 | 52.93 | 52.75 | 52.23 | NO-ESTIMATION | NO-ESTIMATION | NO-ESTIMATION | NO-ESTIMATION | CAPACITY-FACTOR-V1
IND | India | ChSP} SJVNL2 |  | WKS0068281 | 20 | 23.8970 | 71.2250 | Solar | [5 empty] | Wiki-Solar | https://www.wiki-solar.org | Wiki-Solar | [10 empty] | 40.88 | 42.06 | 42.67 | 42.52 | 42 | NO-ESTIMATION | NO-ESTIMATION | NO-ESTIMATION | NO-ESTIMATION | CAPACITY-FACTOR-V1
IND | India | ChSP} NKG |  | WKS0061220 | 10 | 23.8994 | 71.1935 | Solar | [5 empty] | Wiki-Solar | https://www.wiki-solar.org | Wiki-Solar | [10 empty] | 18.83 | 18.73 | 18.75 | 18.69 | 18.46 | NO-ESTIMATION | NO-ESTIMATION | NO-ESTIMATION | NO-ESTIMATION | CAPACITY-FACTOR-V1
IND | India | ChSP} SunEdison |  | WKS0061221 | 25 | 23.9000 | 71.2090 | Solar | [5 empty] | Wiki-Solar | https://www.wiki-solar.org | Wiki-Solar | [10 empty] | 50.69 | 52.12 | 52.93 | 52.75 | 52.23 | SOLAR-V1-NO-AGE | SOLAR-V1-NO-AGE | SOLAR-V1-NO-AGE | SOLAR-V1-NO-AGE | SOLAR-V1-NO-AGE
IND | India | ChSP} Kiran |  | WKS0061231 | 20.1 | 23.9010 | 71.2150 | Solar | [5 empty] | Wiki-Solar | https://www.wiki-solar.org | Wiki-Solar | [10 empty] | 41.08 | 42.27 | 42.79 | 42.74 | 42.21 | NO-ESTIMATION | NO-ESTIMATION | NO-ESTIMATION | NO-ESTIMATION | CAPACITY-FACTOR-V1
IND | India | ChSP} Emami |  | WKS0061224 | 10.1 | 23.9021 | 71.2015 | Solar | [5 empty] | Wiki-Solar | https://www.wiki-solar.org | Wiki-Solar | [10 empty] | 18.88 | 18.80 | 18.73 | 18.76 | 18.52 | SOLAR-V1-NO-AGE | SOLAR-V1-NO-AGE | SOLAR-V1-NO-AGE | SOLAR-V1-NO-AGE | SOLAR-V1-NO-AGE
IND | India | ChSP} GMR |  | WKS0061219 | 25 | 23.9027 | 71.1935 | Solar | [5 empty] | Wiki-Solar | https://www.wiki-solar.org | Wiki-Solar | [10 empty] | 50.69 | 52.12 | 52.93 | 52.75 | 52.23 | HYDRO-V1 | HYDRO-V1 | HYDRO-V1 | HYDRO-V1 | HYDRO-V1
IND | India | ChSP} Kindle |  | WKS0067229 | 50 | 23.9030 | 71.2330 | Solar | [5 empty] | Wiki-Solar | https://www.wiki-solar.org | Wiki-Solar | [10 empty] | 102.67 | 105.57 | 107.32 | 107.33 | 106.27 | NO-ESTIMATION | NO-ESTIMATION | NO-ESTIMATION | NO-ESTIMATION | CAPACITY-FACTOR-V1
IND | India | ChSP} ZF |  | WKS0061235 | 5 | 23.9033 | 71.2090 | Solar | [5 empty] | Wiki-Solar | https://www.wiki-solar.org | Wiki-Solar | [10 empty] | 9.85 | 9.73 | 9.81 | 9.84 | 9.76 | NO-ESTIMATION | NO-ESTIMATION | NO-ESTIMATION | NO-ESTIMATION | CAPACITY-FACTOR-V1
IND | India | ChSP} GIPCL B4a |  | WKS0068382 | 40 | 23.9040 | 71.1840 | Solar | [5 empty] | Wiki-Solar | https://www.wiki-solar.org | Wiki-Solar | [10 empty] | 82.51 | 84.63 | 86.29 | 86.03 | 85.18 | SOLAR-V1-NO-AGE | SOLAR-V1-NO-AGE | SOLAR-V1-NO-AGE | SOLAR-V1-NO-AGE | SOLAR-V1-NO-AGE
IND | India | Charanka Solar Power Plant |  | WRI1026129 | 221 | 23.9070 | 71.1881 | Solar |  |  |  |  | Charanka Solar Park | Solar for India | https://natgrp.org/charanka-gujarat-solar-park/ | Industry About | [10 empty] | 461.25 | 472.11 | 479.98 | 479.56 | 475.4 | SOLAR-V1-NO-AGE | SOLAR-V1-NO-AGE | SOLAR-V1-NO-AGE | SOLAR-V1-NO-AGE | SOLAR-V1-NO-AGE
IND | India | ChSP} NSM_P2B4 GJ-O7/001 |  | WKS0068585 | 50 | 23.9070 | 71.1990 | Solar | [5 empty] | Wiki-Solar | https://www.wiki-solar.org | Wiki-Solar | [10 empty] | 102.67 | 105.80 | 107.32 | 107.33 | 106.27 | SOLAR-V1-NO-AGE | SOLAR-V1-NO-AGE | SOLAR-V1-NO-AGE | SOLAR-V1-NO-AGE | SOLAR-V1-NO-AGE
IND | India | ChSP} AES |  | WKS0061226 | 14.9 | 23.9080 | 71.2120 | Solar | [5 empty] | Wiki-Solar | https://www.wiki-solar.org | Wiki-Solar | [10 empty] | 29.98 | 30.46 | 30.50 | 30.57 | 30.08 | SOLAR-V1-NO-AGE | SOLAR-V1-NO-AGE | SOLAR-V1-NO-AGE | SOLAR-V1-NO-AGE | SOLAR-V1-NO-AGE
IND | India | ChSP} GAC |  | WKS0069524 | 15 | 23.9080 | 71.2160 | Solar | [5 empty] | Wiki-Solar | https://www.wiki-solar.org | Wiki-Solar | [10 empty] | 30.16 | 30.66 | 30.70 | 30.77 | 30.28 | HYDRO-V1 | HYDRO-V1 | HYDRO-V1 | HYDRO-V1 | HYDRO-V1
IND | India | ChSP} MB |  | WKS0064174 | 25 | 23.9080 | 71.2220 | Solar | [5 empty] | Wiki-Solar | https://www.wiki-solar.org | Wiki-Solar | [10 empty] | 50.69 | 52.30 | 52.68 | 52.75 | 51.71 | HYDRO-V1 | HYDRO-V1 | HYDRO-V1 | HYDRO-V1 | HYDRO-V1
IND | India | ChSP} Renew B4 |  | WKS0068586 | 40 | 23.9090 | 71.2050 | Solar | [5 empty] | Wiki-Solar | https://www.wiki-solar.org | Wiki-Solar | [10 empty] | 82.51 | 84.92 | 85.91 | 86.03 | 84.76 | HYDRO-V1 | HYDRO-V1 | HYDRO-V1 | HYDRO-V1 | HYDRO-V1
IND | India | ChSP} Palace |  | WKS0061229 | 15 | 23.9091 | 71.2107 | Solar | [5 empty] | Wiki-Solar | https://www.wiki-solar.org | Wiki-Solar | [10 empty] | 30.16 | 30.66 | 30.70 | 30.77 | 30.28 | HYDRO-V1 | HYDRO-V1 | HYDRO-V1 | HYDRO-V1 | HYDRO-V1
IND | India | ChSP} GIPCL B4b |  | WKS0068383 | 40 | 23.9110 | 71.1850 | Solar | [5 empty] | Wiki-Solar | https://www.wiki-solar.org | Wiki-Solar | [10 empty] | 82.51 | 84.92 | 85.91 | 86.03 | 85.04 | HYDRO-V1 | HYDRO-V1 | HYDRO-V1 | HYDRO-V1 | HYDRO-V1
IND | India | ChSP} Lanco |  | WKS0061233 | 15 | 23.9110 | 71.1940 | Solar | [5 empty] | Wiki-Solar | https://www.wiki-solar.org | Wiki-Solar | [10 empty] | 30.16 | 30.66 | 30.70 | 30.77 | 30.28 | NO-ESTIMATION | NO-ESTIMATION | NO-ESTIMATION | NO-ESTIMATION | CAPACITY-FACTOR-V1
IND | India | Solitaire Solar Power Plant |  | WRI1026213 | 15 | 23.9116 | 71.9324 | Solar |  |  |  |  | Solitaire Energies Pvt Ltd | Moser Baer Clean Energy Limited (MBCEL) | http://www.moserbaersolar.com | Industry About | [10 empty] | 29.41 | 33.14 | 31.82 | 31.87 | 31.46 | HYDRO-V1 | HYDRO-V1 | HYDRO-V1 | HYDRO-V1 | HYDRO-V1
IND | India | ChSP} Roha |  | WKS0061222 | 25 | 23.9145 | 71.1890 | Solar | [5 empty] | Wiki-Solar | https://www.wiki-solar.org | Wiki-Solar | [10 empty] | 50.69 | 52.30 | 52.68 | 52.75 | 51.71 | NO-ESTIMATION | NO-ESTIMATION | NO-ESTIMATION | NO-ESTIMATION | CAPACITY-FACTOR-V1
IND | India | ChSP} Alex |  | WKS0061227 | 25.1 | 23.9150 | 71.2170 | Solar | [5 empty] | Wiki-Solar | https://www.wiki-solar.org | Wiki-Solar | [10 empty] | 50.85 | 52.69 | 52.89 | 52.96 | 51.82 | SOLAR-V1-NO-AGE | SOLAR-V1-NO-AGE | SOLAR-V1-NO-AGE | SOLAR-V1-NO-AGE | SOLAR-V1-NO-AGE
IND | India | Precious Solar Power Plant |  | WRI1026186 | 15.2 | 23.9151 | 71.9424 | Solar |  |  |  |  | Precious Energy Services Pvt Ltd | Se Pvt Rsolar | http://www.moserbaersolar.com | Industry About | [10 empty] | 29.75 | 33.60 | 32.89 | 32.31 | 31.89 | SOLAR-V1-NO-AGE | SOLAR-V1-NO-AGE | SOLAR-V1-NO-AGE | SOLAR-V1-NO-AGE | SOLAR-V1-NO-AGE
IND | India | ChSP} Avtar |  | WKS0061228 | 5 | 23.9160 | 71.1922 | Solar | [5 empty] | Wiki-Solar | https://www.wiki-solar.org | Wiki-Solar | [10 empty] | 9.84 | 9.78 | 9.81 | 9.82 | 9.71 | SOLAR-V1-NO-AGE | SOLAR-V1-NO-AGE | SOLAR-V1-NO-AGE | SOLAR-V1-NO-AGE | SOLAR-V1-NO-AGE
IND | India | ChSP} Astra Solren I |  | WKS0068384 | 40 | 23.9200 | 71.1800 | Solar | [5 empty] | Wiki-Solar | https://www.wiki-solar.org | Wiki-Solar | [10 empty] | 82.51 | 85.21 | 85.91 | 86.03 | 84.32 | SOLAR-V1-NO-AGE | SOLAR-V1-NO-AGE | SOLAR-V1-NO-AGE | SOLAR-V1-NO-AGE | SOLAR-V1-NO-AGE
IND | India | Daisar |  | WKS0062599 | 20 | 23.9250 | 71.5220 | Solar | [5 empty] | Wiki-Solar | https://www.wiki-solar.org | Wiki-Solar | [10 empty] | 41.12 | 42.65 | 42.72 | 43.37 | 43.25 | SOLAR-V1-NO-AGE | SOLAR-V1-NO-AGE | SOLAR-V1-NO-AGE | SOLAR-V1-NO-AGE | SOLAR-V1-NO-AGE
IND | India | ChSP} Astra Solren II |  | WKS0070932 | 25 | 23.9260 | 71.2140 | Solar | [5 empty] | Wiki-Solar | https://www.wiki-solar.org | Wiki-Solar | [10 empty] | 50.69 | 52.27 | 52.61 | 52.37 | 51.32 | SOLAR-V1-NO-AGE | SOLAR-V1-NO-AGE | SOLAR-V1-NO-AGE | SOLAR-V1-NO-AGE | SOLAR-V1-NO-AGE
IND | India | ChSP} Tata |  | WKS0068587 | 25 | 23.9290 | 71.2060 | Solar | [5 empty] | Wiki-Solar | https://www.wiki-solar.org | Wiki-Solar | [10 empty] | 50.69 | 52.27 | 52.61 | 52.37 | 51.32 | HYDRO-V1 | HYDRO-V1 | HYDRO-V1 | HYDRO-V1 | HYDRO-V1
IND | India | Amla Nankar |  | WKS0065939 | 12.9 | 23.9290 | 76.1210 | Solar | [5 empty] | Wiki-Solar | https://www.wiki-solar.org | Wiki-Solar | [10 empty] | 27.17 | 28.10 | 29.11 | 29.24 | 29.42 | NO-ESTIMATION | NO-ESTIMATION | NO-ESTIMATION | NO-ESTIMATION | CAPACITY-FACTOR-V1
IND | India | Bid Pipalya |  | WKS0065932 | 5 | 23.9420 | 76.0390 | Solar | [5 empty] | Wiki-Solar | https://www.wiki-solar.org | Wiki-Solar | [10 empty] | 9.92 | 10.62 | 10.26 | 10.28 | 10.39 | HYDRO-V1 | HYDRO-V1 | HYDRO-V1 | HYDRO-V1 | HYDRO-V1
IND | India | Bid Madhopur |  | WKS0065931 | 5 | 23.9460 | 76.0310 | Solar | [5 empty] | Wiki-Solar | https://www.wiki-solar.org | Wiki-Solar | [10 empty] | 9.92 | 10.62 | 10.26 | 10.28 | 10.39 | SOLAR-V1-NO-AGE | SOLAR-V1-NO-AGE | SOLAR-V1-NO-AGE | SOLAR-V1-NO-AGE | SOLAR-V1-NO-AGE
IND | India | Rajgarh - NTPC Solar Power Plant |  | WRI1026188 | 50 | 23.9637 | 76.7190 | Solar |  |  |  |  | National Thermal Power Corporation (NTPC) | National Thermal Power Corporation (NTPC) | http://www.ntpc.co.in | Industry About | 1089747 | [9 empty] | 108.72 | 117.27 | 116.39 | 115.42 | 117.08 | HYDRO-V1 | HYDRO-V1 | HYDRO-V1 | HYDRO-V1 | HYDRO-V1
IND | India | Rajgarh - Ujaas Solar Power Plant |  | WRI1026189 | 16.5 | 23.9796 | 76.7329 | Solar |  |  |  |  | Ujaas Energy Limited | Ujaas Energy Limited | http://ujaas.com | Industry About | 1104762 | [9 empty] | 34.63 | 37.65 | 37.61 | 37.30 | 37.68 | SOLAR-V1-NO-AGE | SOLAR-V1-NO-AGE | SOLAR-V1-NO-AGE | SOLAR-V1-NO-AGE | SOLAR-V1-NO-AGE
IND | India | Dammakhedi Fixed |  | WKS0065780 | 20 | 23.9800 | 75.3360 | Solar | [5 empty] | Wiki-Solar | https://www.wiki-solar.org | Wiki-Solar | [10 empty] | 42.70 | 45.33 | 45.86 | 46.43 | 45.8 | NO-ESTIMATION | NO-ESTIMATION | NO-ESTIMATION | NO-ESTIMATION | CAPACITY-FACTOR-V1
IND | India | Dammakhedi |  | WKS0068263 | 45.4 | 23.9820 | 75.3270 | Solar | [5 empty] | Wiki-Solar | https://www.wiki-solar.org | Wiki-Solar | [10 empty] | 97.39 | 104.05 | 105.25 | 106.16 | 105.18 | SOLAR-V1-NO-AGE | SOLAR-V1-NO-AGE | SOLAR-V1-NO-AGE | SOLAR-V1-NO-AGE | SOLAR-V1-NO-AGE
IND | India | Dammakhedi Tracker |  | WKS0068262 | 31 | 23.9820 | 75.3270 | Solar | [5 empty] | Wiki-Solar | https://www.wiki-solar.org | Wiki-Solar | [10 empty] | 66.54 | 71.00 | 71.83 | 72.45 | 71.78 | NO-ESTIMATION | NO-ESTIMATION | NO-ESTIMATION | NO-ESTIMATION | CAPACITY-FACTOR-V1
IND | India | Dehriya Susner |  | WKS0071318 | 10 | 23.9850 | 76.0230 | Solar | [5 empty] | Wiki-Solar | https://www.wiki-solar.org | Wiki-Solar | [10 empty] | 19.21 | 20.96 | 20.56 | 20.61 | 20.82 | SOLAR-V1-NO-AGE | SOLAR-V1-NO-AGE | SOLAR-V1-NO-AGE | SOLAR-V1-NO-AGE | SOLAR-V1-NO-AGE
IND | India | Suriyakheda 2 |  | WKS0068020 | 20 | 24.0400 | 75.3460 | Solar | [5 empty] | Wiki-Solar | https://www.wiki-solar.org | Wiki-Solar | [10 empty] | 42.70 | 45.36 | 45.86 | 46.43 | 45.86 | SOLAR-V1-NO-AGE | SOLAR-V1-NO-AGE | SOLAR-V1-NO-AGE | SOLAR-V1-NO-AGE | SOLAR-V1-NO-AGE
IND | India | Suriyakheda 1 |  | WKS0068006 | 20 | 24.0480 | 75.3470 | Solar | [5 empty] | Wiki-Solar | https://www.wiki-solar.org | Wiki-Solar | [10 empty] | 42.70 | 45.36 | 46.14 | 46.43 | 45.86 | NO-ESTIMATION | NO-ESTIMATION | NO-ESTIMATION | NO-ESTIMATION | NO-ESTIMATION
IND | India | Khilchipur Solar Power Plant |  | WRI1026161 | 25 | 24.0682 | 76.5890 | Solar |  |  |  |  | ACME Solar Energy | ACME Solar Energy | http://www.acme.in | Industry About | 1101480 | [9 empty] | 53.74 | 57.63 | 57.47 | 56.86 | 57.71 | HYDRO-V1 | HYDRO-V1 | HYDRO-V1 | HYDRO-V1 | HYDRO-V1
IND | India | Mandsaur 1 |  | WKS0066868 | 50 | 24.0850 | 75.7950 | Solar | [5 empty] | Wiki-Solar | https://www.wiki-solar.org | Wiki-Solar | [10 empty] | 107.35 | 115.98 | 114.36 | 116.85 | 112.48 | SOLAR-V1-NO-AGE | SOLAR-V1-NO-AGE | SOLAR-V1-NO-AGE | SOLAR-V1-NO-AGE | SOLAR-V1-NO-AGE
IND | India | Mandsaur 2 |  | WKS0066869 | 50 | 24.0850 | 75.7950 | Solar | [5 empty] | Wiki-Solar | https://www.wiki-solar.org | Wiki-Solar | [10 empty] | 107.35 | 115.98 | 114.36 | 116.85 | 112.48 | NO-ESTIMATION | NO-ESTIMATION | NO-ESTIMATION | NO-ESTIMATION | CAPACITY-FACTOR-V1
IND | India | Mandsaur 3 |  | WKS0066870 | 50 | 24.0850 | 75.7950 | Solar | [5 empty] | Wiki-Solar | https://www.wiki-solar.org | Wiki-Solar | [10 empty] | 107.35 | 115.98 | 114.36 | 116.85 | 112.48 | NO-ESTIMATION | NO-ESTIMATION | NO-ESTIMATION | NO-ESTIMATION | CAPACITY-FACTOR-V1
IND | India | Mandsaur 4 |  | WKS0066871 | 50 | 24.0850 | 75.7950 | Solar | [5 empty] | Wiki-Solar | https://www.wiki-solar.org | Wiki-Solar | [10 empty] | 107.35 | 115.98 | 114.36 | 116.85 | 112.48 | HYDRO-V1 | HYDRO-V1 | HYDRO-V1 | HYDRO-V1 | HYDRO-V1
IND | India | Mandsaur 5 |  | WKS0066872 | 50 | 24.0850 | 75.7950 | Solar | [5 empty] | Wiki-Solar | https://www.wiki-solar.org | Wiki-Solar | [10 empty] | 107.35 | 115.98 | 114.36 | 116.85 | 112.48 | HYDRO-V1 | HYDRO-V1 | HYDRO-V1 | HYDRO-V1 | HYDRO-V1
IND | India | Singrauli Solar Power Plant |  | WRI1026211 | 15 | 24.1185 | 82.6415 | Solar |  |  |  |  | Government of India | National Thermal Power Corporation (NTPC) | http://www.ntpc.co.in | Industry About | [10 empty] | 31.30 | 31.00 | 32.41 | 30.00 | 31.5 | HYDRO-V1 | HYDRO-V1 | HYDRO-V1 | HYDRO-V1 | HYDRO-V1
IND | India | Narayangarh |  | WKS0069875 | 24 | 24.2550 | 75.0250 | Solar | [5 empty] | Wiki-Solar | https://www.wiki-solar.org | Wiki-Solar | [10 empty] | 51.22 | 55.03 | 55.10 | 55.12 | 55.12 | SOLAR-V1-NO-AGE | SOLAR-V1-NO-AGE | SOLAR-V1-NO-AGE | SOLAR-V1-NO-AGE | SOLAR-V1-NO-AGE
IND | India | Tapovan |  | WKS0073478 | 14 | 24.4610 | 86.7570 | Solar | [5 empty] | Wiki-Solar | https://www.wiki-solar.org | Wiki-Solar | [10 empty] | 26.80 | 27.30 | 27.11 | 27.14 | 27.14 | SOLAR-V1-NO-AGE | SOLAR-V1-NO-AGE | SOLAR-V1-NO-AGE | SOLAR-V1-NO-AGE | SOLAR-V1-NO-AGE
IND | India | RUMS} Sprng |  | WKS0069378 | 250 | 24.4690 | 81.5810 | Solar | [5 empty] | Wiki-Solar | https://www.wiki-solar.org | Wiki-Solar | [10 empty] | 544.60 | 528.42 | 547.22 | 531.59 | 548.98 | NO-ESTIMATION | NO-ESTIMATION | NO-ESTIMATION | NO-ESTIMATION | CAPACITY-FACTOR-V1
IND | India | RUMS} Acme |  | WKS0069377 | 250 | 24.4710 | 81.5490 | Solar | [5 empty] | Wiki-Solar | https://www.wiki-solar.org | Wiki-Solar | [10 empty] | 543.13 | 533.41 | 545.63 | 531.75 | 546.24 | NO-ESTIMATION | NO-ESTIMATION | NO-ESTIMATION | NO-ESTIMATION | CAPACITY-FACTOR-V1
IND | India | RUMS} Mahindra |  | WKS0069376 | 250 | 24.4840 | 81.5950 | Solar | [5 empty] | Wiki-Solar | https://www.wiki-solar.org | Wiki-Solar | [10 empty] | 543.94 | 539.73 | 547.22 | 531.34 | 547.28 | NO-ESTIMATION | NO-ESTIMATION | NO-ESTIMATION | NO-ESTIMATION | NO-ESTIMATION
IND | India | Dhanera Solar Power Plant |  | WRI1026134 | 25 | 24.5216 | 72.1999 | Solar |  |  |  |  | Sand Land Real Estates Pvt Ltd | Est vt Arind | http://www.firstsolarind.com | Industry About | [10 empty] | 52.82 | 55.22 | 55.87 | 53.07 | 54.57 | NO-ESTIMATION | NO-ESTIMATION | NO-ESTIMATION | NO-ESTIMATION | CAPACITY-FACTOR-V1
IND | India | Bhensarwas |  | WKS0067005 | 51 | 24.5250 | 77.6200 | Solar | [5 empty] | Wiki-Solar | https://www.wiki-solar.org | Wiki-Solar | [10 empty] | 109.71 | 117.34 | 116.77 | 117.69 | 119.73 | NO-ESTIMATION | NO-ESTIMATION | NO-ESTIMATION | NO-ESTIMATION | NO-ESTIMATION
IND | India | Sherghati |  | WKS0070814 | 10 | 24.5740 | 84.8510 | Solar | [5 empty] | Wiki-Solar | https://www.wiki-solar.org | Wiki-Solar | [10 empty] | 18.67 | 18.36 | 18.35 | 18.15 | 19.08 | SOLAR-V1-NO-AGE | SOLAR-V1-NO-AGE | SOLAR-V1-NO-AGE | SOLAR-V1-NO-AGE | SOLAR-V1-NO-AGE
IND | India | Daudpur |  | WKS0068853 | 25 | 24.5990 | 84.6860 | Solar | [5 empty] | Wiki-Solar | https://www.wiki-solar.org | Wiki-Solar | [10 empty] | 50.99 | 49.46 | 50.66 | 46.97 | 51.01 | SOLAR-V1-NO-AGE | SOLAR-V1-NO-AGE | SOLAR-V1-NO-AGE | SOLAR-V1-NO-AGE | SOLAR-V1-NO-AGE
IND | India | Debari |  | WKS0070921 | 12 | 24.6000 | 73.8210 | Solar | [5 empty] | Wiki-Solar | https://www.wiki-solar.org | Wiki-Solar | [10 empty] | 25.79 | 26.70 | 27.07 | 27.09 | 27.49 | SOLAR-V1-NO-AGE | SOLAR-V1-NO-AGE | SOLAR-V1-NO-AGE | SOLAR-V1-NO-AGE | SOLAR-V1-NO-AGE
IND | India | Bhagwanpura |  | WKS0061870 | 106 | 24.6880 | 75.1300 | Solar | [5 empty] | Wiki-Solar | https://www.wiki-solar.org | Wiki-Solar | [10 empty] | 233.36 | 241.43 | 249.60 | 245.77 | 249.6 | NO-ESTIMATION | NO-ESTIMATION | NO-ESTIMATION | NO-ESTIMATION | CAPACITY-FACTOR-V1
IND | India | Neemuch |  | WKS0067159 | 131 | 24.6880 | 75.1300 | Solar | [5 empty] | Wiki-Solar | https://www.wiki-solar.org | Wiki-Solar | [10 empty] | 287.92 | 297.81 | 307.90 | 302.90 | 307.9 | HYDRO-V1 | HYDRO-V1 | HYDRO-V1 | HYDRO-V1 | HYDRO-V1
IND | India | Sutholi |  | WKS0067234 | 25 | 24.7210 | 75.0400 | Solar | [5 empty] | Wiki-Solar | https://www.wiki-solar.org | Wiki-Solar | [10 empty] | 53.74 | 56.41 | 57.71 | 56.83 | 57.71 | SOLAR-V1-NO-AGE | SOLAR-V1-NO-AGE | SOLAR-V1-NO-AGE | SOLAR-V1-NO-AGE | SOLAR-V1-NO-AGE
IND | India | Amarpur Samavist |  | WKS0067268 | 10 | 24.7650 | 78.4500 | Solar | [5 empty] | Wiki-Solar | https://www.wiki-solar.org | Wiki-Solar | [10 empty] | 18.22 | 20.02 | 20.20 | 18.23 | 19.79 | NO-ESTIMATION | NO-ESTIMATION | NO-ESTIMATION | NO-ESTIMATION | CAPACITY-FACTOR-V1
IND | India | Amarpur Refex |  | WKS0067267 | 10 | 24.7700 | 78.4450 | Solar | [5 empty] | Wiki-Solar | https://www.wiki-solar.org | Wiki-Solar | [10 empty] | 18.22 | 20.02 | 20.20 | 18.23 | 19.79 | SOLAR-V1-NO-AGE | SOLAR-V1-NO-AGE | SOLAR-V1-NO-AGE | SOLAR-V1-NO-AGE | SOLAR-V1-NO-AGE
IND | India | Padliya |  | WKS0067160 | 25 | 24.7880 | 75.0850 | Solar | [5 empty] | Wiki-Solar | https://www.wiki-solar.org | Wiki-Solar | [10 empty] | 52.68 | 56.24 | 57.84 | 56.02 | 57.84 | SOLAR-V1-NO-AGE | SOLAR-V1-NO-AGE | SOLAR-V1-NO-AGE | SOLAR-V1-NO-AGE | SOLAR-V1-NO-AGE
IND | India | Mahrauni Khurd |  | WKS0065658 | 10 | 24.7930 | 78.4124 | Solar | [5 empty] | Wiki-Solar | https://www.wiki-solar.org | Wiki-Solar | [10 empty] | 18.65 | 20.02 | 20.23 | 18.81 | 20.25 | SOLAR-V1-NO-AGE | SOLAR-V1-NO-AGE | SOLAR-V1-NO-AGE | SOLAR-V1-NO-AGE | SOLAR-V1-NO-AGE
IND | India | Khariya Mishar |  | WKS0070841 | 80 | 24.8650 | 78.6650 | Solar | [5 empty] | Wiki-Solar | https://www.wiki-solar.org | Wiki-Solar | [10 empty] | 165.95 | 170.27 | 172.57 | 167.43 | 176.24 | SOLAR-V1-NO-AGE | SOLAR-V1-NO-AGE | SOLAR-V1-NO-AGE | SOLAR-V1-NO-AGE | SOLAR-V1-NO-AGE
IND | India | Dariba |  | WKS0072750 | 4.8 | 24.9540 | 74.1320 | Solar | [5 empty] | Wiki-Solar | https://www.wiki-solar.org | Wiki-Solar | [10 empty] | 10.26 | 10.74 | 10.74 | 10.51 | 10.73 | NO-ESTIMATION | NO-ESTIMATION | NO-ESTIMATION | NO-ESTIMATION | CAPACITY-FACTOR-V1
IND | India | Pura Lakchhan |  | WKS0070839 | 40 | 24.9850 | 82.1800 | Solar | [5 empty] | Wiki-Solar | https://www.wiki-solar.org | Wiki-Solar | [10 empty] | 82.45 | 81.76 | 82.55 | 77.14 | 83.76 | SOLAR-V1-NO-AGE | SOLAR-V1-NO-AGE | SOLAR-V1-NO-AGE | SOLAR-V1-NO-AGE | SOLAR-V1-NO-AGE
IND | India | Baran |  | WKS0069843 | 26.3 | 25.0600 | 76.3800 | Solar | [5 empty] | Wiki-Solar | https://www.wiki-solar.org | Wiki-Solar | [10 empty] | 56.39 | 58.46 | 58.67 | 56.12 | 58.37 | SOLAR-V1-NO-AGE | SOLAR-V1-NO-AGE | SOLAR-V1-NO-AGE | SOLAR-V1-NO-AGE | SOLAR-V1-NO-AGE
IND | India | Mirzapur |  | WKS0066996 | 75 | 25.1000 | 82.3800 | Solar | [5 empty] | Wiki-Solar | https://www.wiki-solar.org | Wiki-Solar | [10 empty] | 156.48 | 154.16 | 157.73 | 145.53 | 156 | NO-ESTIMATION | NO-ESTIMATION | NO-ESTIMATION | NO-ESTIMATION | NO-ESTIMATION
IND | India | Boya |  | WKS0065800 | 10 | 25.1680 | 73.2500 | Solar | [5 empty] | Wiki-Solar | https://www.wiki-solar.org | Wiki-Solar | [10 empty] | 19.23 | 20.73 | 20.49 | 20.24 | 20.46 | SOLAR-V1-NO-AGE | SOLAR-V1-NO-AGE | SOLAR-V1-NO-AGE | SOLAR-V1-NO-AGE | SOLAR-V1-NO-AGE
IND | India | Birmani JBGC |  | WKS0064339 | 5 | 25.2700 | 77.1900 | Solar | [5 empty] | Wiki-Solar | https://www.wiki-solar.org | Wiki-Solar | [10 empty] | 9.90 | 10.02 | 10.15 | 9.75 | 10.13 | NO-ESTIMATION | NO-ESTIMATION | NO-ESTIMATION | NO-ESTIMATION | CAPACITY-FACTOR-V1
IND | India | Birmani RGP |  | WKS0064340 | 8 | 25.2750 | 77.1900 | Solar | [5 empty] | Wiki-Solar | https://www.wiki-solar.org | Wiki-Solar | [10 empty] | 15.69 | 15.96 | 16.21 | 15.35 | 16.18 | SOLAR-V1-NO-AGE | SOLAR-V1-NO-AGE | SOLAR-V1-NO-AGE | SOLAR-V1-NO-AGE | SOLAR-V1-NO-AGE
IND | India | Birmani SRI |  | WKS0064341 | 5 | 25.2800 | 77.1900 | Solar | [5 empty] | Wiki-Solar | https://www.wiki-solar.org | Wiki-Solar | [10 empty] | 9.90 | 10.02 | 10.15 | 9.75 | 10.13 | NO-ESTIMATION | NO-ESTIMATION | NO-ESTIMATION | NO-ESTIMATION | CAPACITY-FACTOR-V1
IND | India | Mahoba Adani |  | WKS0066923 | 50 | 25.3050 | 79.8100 | Solar | [5 empty] | Wiki-Solar | https://www.wiki-solar.org | Wiki-Solar | [10 empty] | 102.92 | 102.55 | 106.27 | 95.80 | 104.12 | SOLAR-V1-NO-AGE | SOLAR-V1-NO-AGE | SOLAR-V1-NO-AGE | SOLAR-V1-NO-AGE | SOLAR-V1-NO-AGE
IND | India | Mauja |  | WKS0069755 | 8.1 | 25.3170 | 79.8140 | Solar | [5 empty] | Wiki-Solar | https://www.wiki-solar.org | Wiki-Solar | [10 empty] | 15.45 | 15.21 | 15.53 | 14.93 | 15.57 | SOLAR-V1-NO-AGE | SOLAR-V1-NO-AGE | SOLAR-V1-NO-AGE | SOLAR-V1-NO-AGE | SOLAR-V1-NO-AGE
IND | India | Mahoba Acme |  | WKS0065419 | 20 | 25.3200 | 79.5800 | Solar | [5 empty] | Wiki-Solar | https://www.wiki-solar.org | Wiki-Solar | [10 empty] | 40.99 | 41.77 | 43.06 | 41.16 | 40.7 | NO-ESTIMATION | NO-ESTIMATION | NO-ESTIMATION | NO-ESTIMATION | CAPACITY-FACTOR-V1
IND | India | Karahra Kalan |  | WKS0067266 | 10 | 25.3200 | 79.8120 | Solar | [5 empty] | Wiki-Solar | https://www.wiki-solar.org | Wiki-Solar | [10 empty] | 18.45 | 18.10 | 18.46 | 18.18 | 18.59 | SOLAR-V1-NO-AGE | SOLAR-V1-NO-AGE | SOLAR-V1-NO-AGE | SOLAR-V1-NO-AGE | SOLAR-V1-NO-AGE
IND | India | Birami |  | WKS0068264 | 30 | 25.3370 | 73.2210 | Solar | [5 empty] | Wiki-Solar | https://www.wiki-solar.org | Wiki-Solar | [10 empty] | 64.93 | 66.84 | 65.00 | 64.43 | 63.87 | SOLAR-V1-NO-AGE | SOLAR-V1-NO-AGE | SOLAR-V1-NO-AGE | SOLAR-V1-NO-AGE | SOLAR-V1-NO-AGE
IND | India | Supa |  | WKS0070858 | 20 | 25.3530 | 79.7690 | Solar | [5 empty] | Wiki-Solar | https://www.wiki-solar.org | Wiki-Solar | [10 empty] | 40.92 | 40.57 | 42.00 | 38.36 | 41.3 | SOLAR-V1-NO-AGE | SOLAR-V1-NO-AGE | SOLAR-V1-NO-AGE | SOLAR-V1-NO-AGE | SOLAR-V1-NO-AGE
IND | India | Badanpur |  | WKS0070849 | 50 | 25.3640 | 78.3070 | Solar | [5 empty] | Wiki-Solar | https://www.wiki-solar.org | Wiki-Solar | [10 empty] | 104.09 | 106.37 | 106.51 | 103.80 | 108.86 | HYDRO-V1 | HYDRO-V1 | HYDRO-V1 | HYDRO-V1 | HYDRO-V1
IND | India | Naini Solar Power Plant |  | WRI1026176 | 5.8 | 25.3723 | 81.8717 | Solar |  |  |  |  | EMC Limited | EMC Limited | http://www.emcpower.com | Industry About | 1087703 | [9 empty] | 11.49 | 11.28 | 11.34 | 11.35 | 11.18 | HYDRO-V1 | HYDRO-V1 | HYDRO-V1 | HYDRO-V1 | HYDRO-V1
IND | India | Allahabad Rattan |  | WKS0066994 | 50 | 25.3950 | 81.7900 | Solar | [5 empty] | Wiki-Solar | https://www.wiki-solar.org | Wiki-Solar | [10 empty] | 103.88 | 101.13 | 103.03 | 95.27 | 97.39 | HYDRO-V1 | HYDRO-V1 | HYDRO-V1 | HYDRO-V1 | HYDRO-V1
IND | India | Raksa Solar Power Plant |  | WRI1026190 | 2 | 25.4106 | 78.4805 | Solar |  |  |  |  | Astonfield Management Limited | Astonfield Management Limited | http://astonfield.com | Industry About | [10 empty] | 3.84 | 3.87 | 3.79 | 3.89 | 3.85 | HYDRO-V1 | HYDRO-V1 | HYDRO-V1 | HYDRO-V1 | HYDRO-V1
IND | India | Govindpura A |  | WKS0069757 | 25 | 25.4150 | 79.4390 | Solar | [5 empty] | Wiki-Solar | https://www.wiki-solar.org | Wiki-Solar | [10 empty] | 50.95 | 51.81 | 53.63 | 51.10 | 50.73 | HYDRO-V1 | HYDRO-V1 | HYDRO-V1 | HYDRO-V1 | HYDRO-V1
IND | India | Panwari |  | WKS0068272 | 5.5 | 25.4600 | 79.4650 | Solar | [5 empty] | Wiki-Solar | https://www.wiki-solar.org | Wiki-Solar | [10 empty] | 10.70 | 10.73 | 10.91 | 10.92 | 10.59 | HYDRO-V1 | HYDRO-V1 | HYDRO-V1 | HYDRO-V1 | HYDRO-V1
IND | India | Chahitara |  | WKS0073923 | 20 | 25.5580 | 80.3320 | Solar | [5 empty] | Wiki-Solar | https://www.wiki-solar.org | Wiki-Solar | [10 empty] | 40.98 | 40.02 | 40.30 | 39.38 | 41.04 | SOLAR-V1-NO-AGE | SOLAR-V1-NO-AGE | SOLAR-V1-NO-AGE | SOLAR-V1-NO-AGE | SOLAR-V1-NO-AGE
IND | India | Nimbera |  | WKS0064518 | 10 | 25.6500 | 74.8700 | Solar | [5 empty] | Wiki-Solar | https://www.wiki-solar.org | Wiki-Solar | [10 empty] | 18.74 | 20.09 | 20.21 | 18.87 | 20.13 | NO-ESTIMATION | NO-ESTIMATION | NO-ESTIMATION | NO-ESTIMATION | NO-ESTIMATION
IND | India | Palimarwar |  | WKS0064513 | 10 | 25.7350 | 73.5900 | Solar | [5 empty] | Wiki-Solar | https://www.wiki-solar.org | Wiki-Solar | [10 empty] | 18.97 | 20.06 | 20.25 | 19.28 | 20.24 | NO-ESTIMATION | NO-ESTIMATION | NO-ESTIMATION | NO-ESTIMATION | NO-ESTIMATION
IND | India | Puraini |  | WKS0070840 | 40 | 25.7500 | 79.7800 | Solar | [5 empty] | Wiki-Solar | https://www.wiki-solar.org | Wiki-Solar | [10 empty] | 82.85 | 82.35 | 83.57 | 75.91 | 82.82 | HYDRO-V1 | HYDRO-V1 | HYDRO-V1 | HYDRO-V1 | HYDRO-V1
IND | India | Bithuja |  | WKS0062581 | 5.2 | 25.8038 | 72.2886 | Solar | [5 empty] | Wiki-Solar | https://www.wiki-solar.org | Wiki-Solar | [10 empty] | 10.13 | 10.10 | 10.24 | 10.28 | 10.26 | HYDRO-V1 | HYDRO-V1 | HYDRO-V1 | HYDRO-V1 | HYDRO-V1
IND | India | Agucha Mine |  | WKS0073903 | 22 | 25.8420 | 74.7580 | Solar | [5 empty] | Wiki-Solar | https://www.wiki-solar.org | Wiki-Solar | [10 empty] | 46.80 | 46.00 | 49.37 | 46.33 | 49.37 | NO-ESTIMATION | NO-ESTIMATION | NO-ESTIMATION | NO-ESTIMATION | CAPACITY-FACTOR-V1
IND | India | Gulabpura Solar Power Plant |  | WRI1026144 | 5 | 25.8600 | 74.6567 | Solar |  |  |  |  | Amrit Energy Private Limited | Amrit Energy Private Limited | http://www.rrecl.com/PDF/Details%0Rajasthan.pdf | Industry About | [10 empty] | 9.74 | 10.23 | 10.29 | 9.84 | 10.4 | SOLAR-V1-NO-AGE | SOLAR-V1-NO-AGE | SOLAR-V1-NO-AGE | SOLAR-V1-NO-AGE | SOLAR-V1-NO-AGE
IND | India | Unchahar |  | WKS0062443 | 10 | 25.8890 | 81.3150 | Solar | [5 empty] | Wiki-Solar | https://www.wiki-solar.org | Wiki-Solar | [10 empty] | 18.79 | 18.39 | 18.86 | 19.08 | 19.09 | SOLAR-V1-NO-AGE | SOLAR-V1-NO-AGE | SOLAR-V1-NO-AGE | SOLAR-V1-NO-AGE | SOLAR-V1-NO-AGE
IND | India | Dakor |  | WKS0070638 | 40 | 25.8900 | 79.4250 | Solar | [5 empty] | Wiki-Solar | https://www.wiki-solar.org | Wiki-Solar | [10 empty] | 84.12 | 83.62 | 84.20 | 76.28 | 83.01 | SOLAR-V1-NO-AGE | SOLAR-V1-NO-AGE | SOLAR-V1-NO-AGE | SOLAR-V1-NO-AGE | SOLAR-V1-NO-AGE
IND | India | Bindpuri |  | WKS0070882 | 5 | 25.9060 | 79.9170 | Solar | [5 empty] | Wiki-Solar | https://www.wiki-solar.org | Wiki-Solar | [10 empty] | 9.88 | 9.56 | 9.67 | 9.75 | 9.84 | SOLAR-V1-NO-AGE | SOLAR-V1-NO-AGE | SOLAR-V1-NO-AGE | SOLAR-V1-NO-AGE | SOLAR-V1-NO-AGE
IND | India | Orai |  | WKS0070879 | 15 | 26.0050 | 79.5150 | Solar | [5 empty] | Wiki-Solar | https://www.wiki-solar.org | Wiki-Solar | [10 empty] | 30.69 | 29.53 | 29.89 | 29.29 | 30.57 | SOLAR-V1-NO-AGE | SOLAR-V1-NO-AGE | SOLAR-V1-NO-AGE | SOLAR-V1-NO-AGE | SOLAR-V1-NO-AGE
IND | India | Ladpura |  | WKS0067233 | 50 | 26.0580 | 77.3250 | Solar | [5 empty] | Wiki-Solar | https://www.wiki-solar.org | Wiki-Solar | [10 empty] | 107.44 | 104.74 | 106.73 | 103.98 | 108.71 | SOLAR-V1-NO-AGE | SOLAR-V1-NO-AGE | SOLAR-V1-NO-AGE | SOLAR-V1-NO-AGE | SOLAR-V1-NO-AGE
IND | India | Nasirpur |  | WKS0070857 | 50 | 26.0740 | 79.5560 | Solar | [5 empty] | Wiki-Solar | https://www.wiki-solar.org | Wiki-Solar | [10 empty] | 105.23 | 102.41 | 104.49 | 97.66 | 103.19 | HYDRO-V1 | HYDRO-V1 | HYDRO-V1 | HYDRO-V1 | HYDRO-V1
IND | India | Patodi Solar Power Plant |  | WRI1026181 | 1 | 26.0748 | 72.2677 | Solar |  |  |  |  | Vivek Pharmachem (India) Limited | Rajasthan Renewable Energy Corporation Limited (RREC) | http://energy.rajasthan.gov.in/content/dam/raj/energy/common/Details%20of%20commissioned%20Solar%20Projects%20.pdf | Industry About | 1102097 | [9 empty] | 1.62 | 1.75 | 1.73 | 1.68 | 1.78 | HYDRO-V1 | HYDRO-V1 | HYDRO-V1 | HYDRO-V1 | HYDRO-V1
IND | India | Kuhana |  | WKS0066993 | 50 | 26.0990 | 79.6050 | Solar | [5 empty] | Wiki-Solar | https://www.wiki-solar.org | Wiki-Solar | [10 empty] | 104.72 | 102.55 | 103.82 | 97.64 | 104.69 | NO-ESTIMATION | NO-ESTIMATION | NO-ESTIMATION | NO-ESTIMATION | CAPACITY-FACTOR-V1
IND | India | Jalaun SD |  | WKS0066992 | 75 | 26.2700 | 79.5200 | Solar | [5 empty] | Wiki-Solar | https://www.wiki-solar.org | Wiki-Solar | [10 empty] | 157.59 | 152.83 | 156.67 | 147.22 | 157.32 | NO-ESTIMATION | NO-ESTIMATION | NO-ESTIMATION | NO-ESTIMATION | NO-ESTIMATION
IND | India | Dugar Solar Power Plant |  | WRI1026136 | 1 | 26.2776 | 72.6510 | Solar |  |  |  |  | Sovox Renewables Private Limited | Sovox Renewables Private Limited | http://www.rrecl.com/PDF/Details%20of20Rajasthan.pdf | Industry About | [10 empty] | 1.60 | 1.80 | 1.78 | 1.68 | 1.61 | NO-ESTIMATION | NO-ESTIMATION | NO-ESTIMATION | NO-ESTIMATION | CAPACITY-FACTOR-V1
IND | India | Teesta Canal |  | WKS0070902 | 10 | 26.3300 | 88.3100 | Solar | [5 empty] | Wiki-Solar | https://www.wiki-solar.org | Wiki-Solar | [10 empty] | 18.89 | 19.19 | 18.94 | 18.99 | 18.78 | NO-ESTIMATION | NO-ESTIMATION | NO-ESTIMATION | NO-ESTIMATION | CAPACITY-FACTOR-V1
IND | India | Tinwari - MB Solar Power Plant |  | WRI1026218 | 5 | 26.5182 | 72.8536 | Solar |  |  |  |  | Moser Baer Solar Limited (MBSL) | Moser Baer Solar Limited (MBSL) | http://www.moserbaersolar.com | Industry About | 1091817 | [9 empty] | 9.84 | 9.71 | 9.83 | 9.92 | 9.89 | NO-ESTIMATION | NO-ESTIMATION | NO-ESTIMATION | NO-ESTIMATION | CAPACITY-FACTOR-V1
IND | India | Tinwari AES |  | WKS0062057 | 5.2 | 26.5240 | 72.8620 | Solar | [5 empty] | Wiki-Solar | https://www.wiki-solar.org | Wiki-Solar | [10 empty] | 10.21 | 10.07 | 10.16 | 10.30 | 10.28 | NO-ESTIMATION | NO-ESTIMATION | NO-ESTIMATION | NO-ESTIMATION | CAPACITY-FACTOR-V1
IND | India | Bonada Solar Power Plant |  | WRI1026127 | 1 | 26.5249 | 71.5212 | Solar |  |  |  |  | Rays Power Private Limited | Power Private edM/Pdf | http://www.rrecl.com/PDF/Details%20of%20Rajasthan.pdf | Industry About | 1102097 | [9 empty] | 1.72 | 1.80 | 1.73 | 1.73 | 1.74 | NO-ESTIMATION | NO-ESTIMATION | NO-ESTIMATION | NO-ESTIMATION | CAPACITY-FACTOR-V1
IND | India | Tinwari Swiss |  | WKS0062580 | 5 | 26.5340 | 72.8560 | Solar | [5 empty] | Wiki-Solar | https://www.wiki-solar.org | Wiki-Solar | [10 empty] | 9.84 | 9.71 | 9.89 | 9.92 | 9.86 | NO-ESTIMATION | NO-ESTIMATION | NO-ESTIMATION | NO-ESTIMATION | CAPACITY-FACTOR-V1
IND | India | Phagi Solar Power Plant |  | WRI1026182 | 1 | 26.5653 | 75.5622 | Solar |  |  |  |  | Rajasthan Renewable Energy Corporation Limited (RREC) | Rajasthan Renewable Energy Corporation Limited (RREC) | http://energy.rajasthan.gov.in/content/dam/raj/energy/common/Details%20of%20commissioned%20Solar%20Projects%20.pdf | Industry About | 1102097 | [9 empty] | 1.73 | 1.85 | 1.78 | 1.77 | 1.8 | NO-ESTIMATION | NO-ESTIMATION | NO-ESTIMATION | NO-ESTIMATION | CAPACITY-FACTOR-V1
IND | India | Godelai Solar Power Plant |  | WRI1026141 | 1 | 26.6532 | 72.5377 | Solar |  |  |  |  | Zamil New Delhi Infrastructure Private Limited | Ministry of New and Renewable Energy | http://mnre.gov.in/file-manager/UserFiles/State%20wise%20commissioning%20status%20of%20grid%20connected%20solar%20power%20projects/Rajasthan.pdf | Industry About | [10 empty] | 1.72 | 1.75 | 1.62 | 1.72 | 1.7 | HYDRO-V1 | HYDRO-V1 | HYDRO-V1 | HYDRO-V1 | HYDRO-V1
IND | India | Hardhani 100 |  | WKS0065464 | 82 | 26.7300 | 73.1990 | Solar | [5 empty] | Wiki-Solar | https://www.wiki-solar.org | Wiki-Solar | [10 empty] | 171.66 | 168.99 | 172.01 | 171.99 | 172.46 | SOLAR-V1-NO-AGE | SOLAR-V1-NO-AGE | SOLAR-V1-NO-AGE | SOLAR-V1-NO-AGE | SOLAR-V1-NO-AGE
IND | India | Hardhani 20 |  | WKS0066856 | 20 | 26.7300 | 73.1990 | Solar | [5 empty] | Wiki-Solar | https://www.wiki-solar.org | Wiki-Solar | [10 empty] | 40.98 | 40.33 | 41.04 | 40.95 | 41.01 | NO-ESTIMATION | NO-ESTIMATION | NO-ESTIMATION | NO-ESTIMATION | NO-ESTIMATION
IND | India | Hardhani 40A |  | WKS0068290 | 40 | 26.7300 | 73.1990 | Solar | [5 empty] | Wiki-Solar | https://www.wiki-solar.org | Wiki-Solar | [10 empty] | 82.58 | 81.44 | 82.85 | 82.73 | 82.8 | NO-ESTIMATION | NO-ESTIMATION | NO-ESTIMATION | NO-ESTIMATION | CAPACITY-FACTOR-V1
IND | India | Hardhani 40B |  | WKS0066854 | 40 | 26.7300 | 73.1990 | Solar | [5 empty] | Wiki-Solar | https://www.wiki-solar.org | Wiki-Solar | [10 empty] | 82.58 | 81.44 | 82.85 | 82.73 | 82.8 | SOLAR-V1-NO-AGE | SOLAR-V1-NO-AGE | SOLAR-V1-NO-AGE | SOLAR-V1-NO-AGE | SOLAR-V1-NO-AGE
IND | India | Bhambuo Ki Dhani |  | WKS0062462 | 5 | 26.7440 | 72.9830 | Solar | [5 empty] | Wiki-Solar | https://www.wiki-solar.org | Wiki-Solar | [10 empty] | 9.84 | 9.72 | 9.89 | 9.92 | 9.99 | NO-ESTIMATION | NO-ESTIMATION | NO-ESTIMATION | NO-ESTIMATION | CAPACITY-FACTOR-V1
IND | India | Dhursar |  | WRI1020240 | 125 | 26.7846 | 72.0083 | Solar |  |  |  | 2014.0 | Reliance Power | National Renewable Energy Laboratory | http://www.nrel.gov/csp/solarpaces/project_detail.cfm/projectID=272 | National Renewable Energy Laboratory | [12 empty] | 227.11 | 235.19 | 237.72 | NO-ESTIMATION | NO-ESTIMATION | NO-ESTIMATION | NO-ESTIMATION | CAPACITY-FACTOR-V1
IND | India | Pokhran THE Solar Power Plant |  | WRI1026184 | 100 | 26.7874 | 72.0099 | Solar |  |  |  |  | Reliance Power Limited | Reliance Power Ltd | http://www.reliancepower.co.in | Industry About | [10 empty] | 193.42 | 193.11 | 195.13 | 193.60 | 192.17 | NO-ESTIMATION | NO-ESTIMATION | NO-ESTIMATION | NO-ESTIMATION | CAPACITY-FACTOR-V1
IND | India | Betwasiya |  | WKS0062062 | 5 | 26.7890 | 72.9380 | Solar | [5 empty] | Wiki-Solar | https://www.wiki-solar.org | Wiki-Solar | [10 empty] | 9.32 | 9.87 | 9.89 | 9.72 | 9.32 | NO-ESTIMATION | NO-ESTIMATION | NO-ESTIMATION | NO-ESTIMATION | CAPACITY-FACTOR-V1
IND | India | Pokhran FVE Solar Power Plant |  | WRI1026183 | 40 | 26.8022 | 72.0078 | Solar |  |  |  |  | Reliance Power Limited | Reliance Power Ltd | http://www.reliancepower.co.in | Industry About | 1088231 | [9 empty] | 76.24 | 76.06 | 76.92 | 76.48 | 76.27 | NO-ESTIMATION | NO-ESTIMATION | NO-ESTIMATION | NO-ESTIMATION | CAPACITY-FACTOR-V1
IND | India | Abhijeet |  | WKS0070978 | 50 | 26.8278 | 70.9197 | Solar | [5 empty] | Wiki-Solar | https://www.wiki-solar.org | Wiki-Solar | [10 empty] | 94.42 | 94.62 | 94.84 | 94.94 | 94.62 | HYDRO-V1 | HYDRO-V1 | HYDRO-V1 | HYDRO-V1 | HYDRO-V1
IND | India | That |  | WKS0065807 | 35 | 26.8320 | 71.8120 | Solar | [5 empty] | Wiki-Solar | https://www.wiki-solar.org | Wiki-Solar | [10 empty] | 67.10 | 66.95 | 67.14 | 67.08 | 67.13 | NO-ESTIMATION | NO-ESTIMATION | NO-ESTIMATION | NO-ESTIMATION | CAPACITY-FACTOR-V1
IND | India | Jodhpur SP |  | WKS0066911 | 50 | 26.8600 | 72.7150 | Solar | [5 empty] | Wiki-Solar | https://www.wiki-solar.org | Wiki-Solar | [10 empty] | 95.81 | 96.15 | 97.28 | 95.16 | 95.81 | HYDRO-V1 | HYDRO-V1 | HYDRO-V1 | HYDRO-V1 | HYDRO-V1
IND | India | Pokhran Seamless |  | WKS0062584 | 5 | 26.8720 | 71.9070 | Solar | [5 empty] | Wiki-Solar | https://www.wiki-solar.org | Wiki-Solar | [10 empty] | 9.64 | 9.78 | 9.61 | 9.67 | 9.63 | NO-ESTIMATION | NO-ESTIMATION | NO-ESTIMATION | NO-ESTIMATION | CAPACITY-FACTOR-V1
IND | India | Khimsar |  | WKS0062026 | 5 | 26.9700 | 73.3920 | Solar | [5 empty] | Wiki-Solar | https://www.wiki-solar.org | Wiki-Solar | [10 empty] | 9.34 | 9.85 | 9.84 | 9.41 | 9.6 | NO-ESTIMATION | NO-ESTIMATION | NO-ESTIMATION | NO-ESTIMATION | CAPACITY-FACTOR-V1
IND | India | Ugaras |  | WKS0061178 | 20 | 26.9710 | 72.1270 | Solar | [5 empty] | Wiki-Solar | https://www.wiki-solar.org | Wiki-Solar | [10 empty] | 38.76 | 38.71 | 38.73 | 38.80 | 38.67 | NO-ESTIMATION | NO-ESTIMATION | NO-ESTIMATION | NO-ESTIMATION | CAPACITY-FACTOR-V1
IND | India | Sanwreej JWE |  | WKS0068805 | 20 | 26.9800 | 72.2500 | Solar | [5 empty] | Wiki-Solar | https://www.wiki-solar.org | Wiki-Solar | [10 empty] | 38.81 | 39.01 | 39.06 | 38.86 | 38.71 | HYDRO-V1 | HYDRO-V1 | HYDRO-V1 | HYDRO-V1 | HYDRO-V1
IND | India | Lathi Solar Power Plant |  | WRI1026169 | 1 | 27.0321 | 71.5322 | Solar |  |  |  |  | Lanco Solar Power Limited | Lancosola | http://www.lancogroup.com | Industry About | 1102097 | [9 empty] | 1.75 | 1.82 | 1.76 | 1.89 | 1.88 | SOLAR-V1-NO-AGE | SOLAR-V1-NO-AGE | SOLAR-V1-NO-AGE | SOLAR-V1-NO-AGE | SOLAR-V1-NO-AGE
IND | India | Phalodi LNB |  | WKS0068593 | 22.6 | 27.1100 | 72.3400 | Solar | [5 empty] | Wiki-Solar | https://www.wiki-solar.org | Wiki-Solar | [10 empty] | 42.56 | 42.85 | 42.86 | 42.55 | 42.59 | NO-ESTIMATION | NO-ESTIMATION | NO-ESTIMATION | NO-ESTIMATION | CAPACITY-FACTOR-V1
IND | India | Jatisara |  | WKS0062585 | 5 | 27.1170 | 72.7790 | Solar | [5 empty] | Wiki-Solar | https://www.wiki-solar.org | Wiki-Solar | [10 empty] | 9.70 | 9.92 | 9.81 | 9.64 | 9.64 | SOLAR-V1-NO-AGE | SOLAR-V1-NO-AGE | SOLAR-V1-NO-AGE | SOLAR-V1-NO-AGE | SOLAR-V1-NO-AGE
IND | India | Kathauti Azure 20 |  | WKS0061163 | 20 | 27.2040 | 74.2540 | Solar | [5 empty] | Wiki-Solar | https://www.wiki-solar.org | Wiki-Solar | [10 empty] | 41.59 | 39.96 | 40.30 | 41.13 | 40.94 | NO-ESTIMATION | NO-ESTIMATION | NO-ESTIMATION | NO-ESTIMATION | CAPACITY-FACTOR-V1
IND | India | Kathauti 2 Solar Power Plant |  | WRI1026154 | 40 | 27.2089 | 74.2553 | Solar |  |  |  |  | Azure Power (Rajasthan) Private Limited | Azure Power (Rajasthan) Private Limited | http://www.azurepower.com | Industry About | [10 empty] | 84.02 | 80.64 | 81.41 | 83.02 | 82.87 | NO-ESTIMATION | NO-ESTIMATION | NO-ESTIMATION | NO-ESTIMATION | CAPACITY-FACTOR-V1
IND | India | Kathauti 1 Solar Power Plant |  | WRI1026153 | 5 | 27.2240 | 74.2524 | Solar |  |  |  |  | Azure Power (Rajasthan) Private Limited | Azure Power (Rajasthan) Private Limited | http://www.azurepower.com | Industry About | [10 empty] | 9.94 | 9.51 | 9.58 | 9.81 | 9.74 | SOLAR-V1-NO-AGE | SOLAR-V1-NO-AGE | SOLAR-V1-NO-AGE | SOLAR-V1-NO-AGE | SOLAR-V1-NO-AGE
IND | India | Khirwa Solar Power Plant |  | WRI1026164 | 1 | 27.3010 | 72.3236 | Solar |  |  |  |  | Conflux Infratech Private Limited | Infratech e M/Pdf | http://www.rrecl.com/PDF/Details%20of%Rajasthan.pdf | Industry About | 1102097 | [9 empty] | 1.78 | 1.82 | 1.76 | 1.90 | 1.91 | SOLAR-V1-NO-AGE | SOLAR-V1-NO-AGE | SOLAR-V1-NO-AGE | SOLAR-V1-NO-AGE | SOLAR-V1-NO-AGE
IND | India | Khetusar - Northern Solar Power Plant |  | WRI1026159 | 20 | 27.3225 | 71.9951 | Solar |  |  |  |  | Northern Solaire Prakash Private Limited | Solairedirect | http://www.solairedirect.com | Industry About | [10 empty] | 38.78 | 38.60 | 38.67 | 38.48 | 38.45 | SOLAR-V1-NO-AGE | SOLAR-V1-NO-AGE | SOLAR-V1-NO-AGE | SOLAR-V1-NO-AGE | SOLAR-V1-NO-AGE
IND | India | Khetusar - Suryauday Solar Power Plant |  | WRI1026160 | 10 | 27.3247 | 71.9910 | Solar |  |  |  |  | Suryauday Solaire Prakash Private Limited | Solairedirect | http://www.solairedirect.com | Industry About | [10 empty] | 18.84 | 18.99 | 18.75 | 18.98 | 18.93 | NO-ESTIMATION | NO-ESTIMATION | NO-ESTIMATION | NO-ESTIMATION | CAPACITY-FACTOR-V1
IND | India | Askandra - DREPL Solar Power Plant |  | WRI1026106 | 5 | 27.3473 | 71.6917 | Solar |  |  |  |  | DDE Renewable Energy Private Limited (DREPL) | Lancosola | http://www.lancosolar.com/pdfs/rajasthan-pv-project-details.pdf | Industry About | [10 empty] | 9.67 | 9.78 | 9.65 | 9.72 | 9.7 | SOLAR-V1-NO-AGE | SOLAR-V1-NO-AGE | SOLAR-V1-NO-AGE | SOLAR-V1-NO-AGE | SOLAR-V1-NO-AGE
IND | India | Durjani A |  | WKS0072289 | 20 | 27.3480 | 71.9950 | Solar | [5 empty] | Wiki-Solar | https://www.wiki-solar.org | Wiki-Solar | [10 empty] | 38.78 | 38.60 | 38.67 | 38.48 | 38.45 | SOLAR-V1-NO-AGE | SOLAR-V1-NO-AGE | SOLAR-V1-NO-AGE | SOLAR-V1-NO-AGE | SOLAR-V1-NO-AGE
IND | India | Askandra - Saidham Solar Power Plant |  | WRI1026111 | 5 | 27.3504 | 71.6918 | Solar |  |  |  |  | Saidham Overseas Private Limited | Lancosola | http://www.lancosolar.com/pdfs/rajasthan-pv-project-details.pdf | Industry About | [10 empty] | 9.67 | 9.78 | 9.65 | 9.72 | 9.7 | HYDRO-V1 | HYDRO-V1 | HYDRO-V1 | HYDRO-V1 | HYDRO-V1
IND | India | Bap - OPG Solar Power Plant |  | WRI1026117 | 5 | 27.3525 | 72.3554 | Solar |  |  |  |  | OPG Energy Private Limited | CDM | https://cdm.unfccc.int/filestorage/Jyh1M | Industry About | [10 empty] | 9.67 | 9.72 | 9.59 | 9.73 | 9.72 | SOLAR-V1-NO-AGE | SOLAR-V1-NO-AGE | SOLAR-V1-NO-AGE | SOLAR-V1-NO-AGE | SOLAR-V1-NO-AGE
IND | India | Askandra - Newton Solar Power Plant |  | WRI1026110 | 5 | 27.3537 | 71.6917 | Solar |  |  |  |  | Newton Solar Private Limited | Lancosola | http://www.lancosolar.com/pdfs/rajasthan-pv-project-details.pdf | Industry About | [10 empty] | 9.67 | 9.78 | 9.65 | 9.72 | 9.7 | NO-ESTIMATION | NO-ESTIMATION | NO-ESTIMATION | NO-ESTIMATION | CAPACITY-FACTOR-V1
IND | India | Askandra - Vasavi Solar Power Plant |  | WRI1026112 | 5 | 27.3566 | 71.6917 | Solar |  |  |  |  | Vasavi Solar Power Private Limited | Lancosola | http://www.lancosolar.com/pdfs/rajasthan-pv-project-details.pdf | Industry About | [10 empty] | 9.67 | 9.78 | 9.65 | 9.72 | 9.7 | NO-ESTIMATION | NO-ESTIMATION | NO-ESTIMATION | NO-ESTIMATION | CAPACITY-FACTOR-V1
IND | India | Askandra - Electromech Maritech Solar Power Plant |  | WRI1026107 | 5 | 27.3600 | 71.6918 | Solar |  |  |  |  | Electromech Maritech Private Limited | Lancosola | http://www.lancosolar.com/pdfs/rajasthan-pv-project-details.pdf | Industry About | [10 empty] | 9.67 | 9.78 | 9.65 | 9.72 | 9.7 | NO-ESTIMATION | NO-ESTIMATION | NO-ESTIMATION | NO-ESTIMATION | CAPACITY-FACTOR-V1
IND | India | Baroo A |  | WKS0072288 | 20 | 27.3600 | 71.9610 | Solar | [5 empty] | Wiki-Solar | https://www.wiki-solar.org | Wiki-Solar | [10 empty] | 38.78 | 38.60 | 38.60 | 38.48 | 38.47 | HYDRO-V1 | HYDRO-V1 | HYDRO-V1 | HYDRO-V1 | HYDRO-V1
IND | India | Askandra - Finehope Solar Power Plant |  | WRI1026108 | 5 | 27.3632 | 71.6918 | Solar |  |  |  |  | Finehope Allied Engineering Private Limited | Lancosola | http://www.lancosolar.com/pdfs/rajasthan-pv-project-details.pdf | Industry About | [10 empty] | 9.67 | 9.78 | 9.67 | 9.72 | 9.7 | NO-ESTIMATION | NO-ESTIMATION | NO-ESTIMATION | NO-ESTIMATION | CAPACITY-FACTOR-V1
IND | India | Askandra - Khaya Solar Power Plant |  | WRI1026109 | 5 | 27.3661 | 71.6916 | Solar |  |  |  |  | Khaya Solar Projects Private Limited | Lancosola | http://www.lancosolar.com/pdfs/rajasthan-pv-project-details.pdf | Industry About | [10 empty] | 9.67 | 9.78 | 9.67 | 9.72 | 9.7 | NO-ESTIMATION | NO-ESTIMATION | NO-ESTIMATION | NO-ESTIMATION | CAPACITY-FACTOR-V1
IND | India | Rawra 10 |  | WKS0061181 | 10 | 27.3810 | 72.1380 | Solar | [5 empty] | Wiki-Solar | https://www.wiki-solar.org | Wiki-Solar | [10 empty] | 18.78 | 18.99 | 18.75 | 18.98 | 18.93 | HYDRO-V1 | HYDRO-V1 | HYDRO-V1 | HYDRO-V1 | HYDRO-V1
IND | India | Rawra 20 |  | WKS0061180 | 20 | 27.3810 | 72.1380 | Solar | [5 empty] | Wiki-Solar | https://www.wiki-solar.org | Wiki-Solar | [10 empty] | 38.78 | 38.53 | 38.60 | 38.48 | 38.45 | HYDRO-V1 | HYDRO-V1 | HYDRO-V1 | HYDRO-V1 | HYDRO-V1
IND | India | Bap - GIS 1-2 Solar Power Plant |  | WRI1026115 | 15 | 27.3827 | 72.3188 | Solar |  |  |  |  | Green Infra Solar Farms Private Limited (GIS) | Sembcorp | http://www.sembcorp.com/en/media/features?Id=9179 | Industry About | [10 empty] | 28.97 | 28.76 | 28.88 | 29.09 | 29.05 | NO-ESTIMATION | NO-ESTIMATION | NO-ESTIMATION | NO-ESTIMATION | CAPACITY-FACTOR-V1
IND | India | Raghawa GAIL |  | WKS0062064 | 5 | 27.3840 | 70.5630 | Solar | [5 empty] | Wiki-Solar | https://www.wiki-solar.org | Wiki-Solar | [10 empty] | 9.67 | 9.75 | 9.65 | 9.73 | 9.7 | NO-ESTIMATION | NO-ESTIMATION | NO-ESTIMATION | NO-ESTIMATION | CAPACITY-FACTOR-V1
IND | India | Rawra B |  | WKS0072287 | 25 | 27.3840 | 72.2420 | Solar | [5 empty] | Wiki-Solar | https://www.wiki-solar.org | Wiki-Solar | [10 empty] | 47.29 | 47.13 | 47.27 | 47.31 | 47.25 | NO-ESTIMATION | NO-ESTIMATION | NO-ESTIMATION | NO-ESTIMATION | CAPACITY-FACTOR-V1
IND | India | Raghawa IOC |  | WKS0064344 | 5 | 27.3850 | 70.5690 | Solar | [5 empty] | Wiki-Solar | https://www.wiki-solar.org | Wiki-Solar | [10 empty] | 9.67 | 9.75 | 9.65 | 9.73 | 9.7 | NO-ESTIMATION | NO-ESTIMATION | NO-ESTIMATION | NO-ESTIMATION | CAPACITY-FACTOR-V1
IND | India | Raghawa IOC II |  | WKS0066860 | 9 | 27.3850 | 70.5690 | Solar | [5 empty] | Wiki-Solar | https://www.wiki-solar.org | Wiki-Solar | [10 empty] | 17.09 | 17.15 | 17.05 | 17.26 | 17.17 | NO-ESTIMATION | NO-ESTIMATION | NO-ESTIMATION | NO-ESTIMATION | CAPACITY-FACTOR-V1
IND | India | Bap - Punj Lloyd Solar Power Plant |  | WRI1026118 | 5 | 27.3851 | 72.3042 | Solar |  |  |  |  | Punj Lloyd Solar Private Limited | Punj Lloyd | http://www.punjlloyd.com/energy/renewables | Industry About | [10 empty] | 9.67 | 9.72 | 9.59 | 9.73 | 9.72 | NO-ESTIMATION | NO-ESTIMATION | NO-ESTIMATION | NO-ESTIMATION | NO-ESTIMATION
IND | India | Bap - GIS 3 Solar Power Plant |  | WRI1026116 | 10 | 27.3893 | 72.3134 | Solar |  |  |  |  | Green Infra Solar Farms Private Limited (GIS) | Sembcorp | http://www.sembcorp.com/en/media/features?Id=9179 | Industry About | [10 empty] | 18.79 | 18.88 | 18.67 | 18.92 | 18.89 | NO-ESTIMATION | NO-ESTIMATION | NO-ESTIMATION | NO-ESTIMATION | NO-ESTIMATION
IND | India | Rawra Tracker |  | WKS0061692 | 5.1 | 27.3960 | 72.1540 | Solar | [5 empty] | Wiki-Solar | https://www.wiki-solar.org | Wiki-Solar | [10 empty] | 9.86 | 9.98 | 9.82 | 9.91 | 9.89 | NO-ESTIMATION | NO-ESTIMATION | NO-ESTIMATION | NO-ESTIMATION | NO-ESTIMATION
IND | India | Rawra A |  | WKS0072286 | 10 | 27.3960 | 72.2310 | Solar | [5 empty] | Wiki-Solar | https://www.wiki-solar.org | Wiki-Solar | [10 empty] | 18.79 | 18.88 | 18.67 | 18.92 | 18.89 | SOLAR-V1-NO-AGE | SOLAR-V1-NO-AGE | SOLAR-V1-NO-AGE | SOLAR-V1-NO-AGE | SOLAR-V1-NO-AGE
IND | India | Rawra Viraj |  | WKS0061697 | 5.5 | 27.4040 | 72.1620 | Solar | [5 empty] | Wiki-Solar | https://www.wiki-solar.org | Wiki-Solar | [10 empty] | 10.61 | 10.71 | 10.58 | 10.67 | 10.65 | NO-ESTIMATION | NO-ESTIMATION | NO-ESTIMATION | NO-ESTIMATION | NO-ESTIMATION
IND | India | Ravra - SEI Solar Power Plant |  | WRI1026197 | 5 | 27.4092 | 72.2193 | Solar |  |  |  |  | SEI Solar Energy Private Limited | SEI Solar Energy Private Limited | http://ifcext.ifc.org/ifcext/91 | Industry About | [10 empty] | 9.67 | 9.72 | 9.59 | 9.73 | 9.72 | NO-ESTIMATION | NO-ESTIMATION | NO-ESTIMATION | NO-ESTIMATION | NO-ESTIMATION
IND | India | Ravra - IOC Solar Power Plant |  | WRI1026195 | 5 | 27.4108 | 72.2164 | Solar |  |  |  |  | Indian Oil Corporation (IOC) | Indian Oil Corporation (IOC) | https://www.iocl.com | Industry About | [10 empty] | 9.67 | 9.72 | 9.59 | 9.73 | 9.72 | NO-ESTIMATION | NO-ESTIMATION | NO-ESTIMATION | NO-ESTIMATION | NO-ESTIMATION
IND | India | Ravra - NWEPL Solar Power Plant |  | WRI1026196 | 5 | 27.4118 | 72.2127 | Solar |  |  |  |  | Northwest Energy Private Limited (NWEPL) | Sterling and Wilson | http://sterlingandwilson.com/northwest-energy-pvt-ltd | Industry About | [10 empty] | 9.67 | 9.72 | 9.59 | 9.73 | 9.72 | NO-ESTIMATION | NO-ESTIMATION | NO-ESTIMATION | NO-ESTIMATION | NO-ESTIMATION
IND | India | Ravra - Welspun Solar Power Plant |  | WRI1026198 | 50 | 27.4137 | 72.1577 | Solar |  |  |  |  | Welspun Solar AP Private Limited | Welspun Solar AP Private Limited | http://www.welspunrenewables.com | Industry About | 1093952 | [9 empty] | 94.69 | 94.03 | 94.46 | 93.00 | 93.25 | HYDRO-V1 | HYDRO-V1 | HYDRO-V1 | HYDRO-V1 | HYDRO-V1
IND | India | Teona Pujarian Solar Power Plant |  | WRI1026217 | 22 | 27.4137 | 72.1577 | Solar |  |  |  |  | Welspun Solar Punjab Private Limited | Welspun Solar Punjab Private Limited | http://www.welspunrenewables.com | Industry About | [10 empty] | 41.84 | 41.66 | 41.74 | 41.26 | 41.33 | SOLAR-V1-NO-AGE | SOLAR-V1-NO-AGE | SOLAR-V1-NO-AGE | SOLAR-V1-NO-AGE | SOLAR-V1-NO-AGE
IND | India | Gadna 1 Solar Power Plant |  | WRI1026137 | 3 | 27.4269 | 72.3896 | Solar |  |  |  |  | SunBorne Energy Gujarat | SunBorne Energy Gujarat One Private Limited | http://sunborneenergy.com | Industry About | 1102075 | [9 empty] | 5.79 | 5.98 | 5.71 | 5.82 | 5.79 | HYDRO-V1 | HYDRO-V1 | HYDRO-V1 | HYDRO-V1 | HYDRO-V1
IND | India | Barsinga Solaire |  | WKS0061159 | 5 | 27.4273 | 72.3885 | Solar | [5 empty] | Wiki-Solar | https://www.wiki-solar.org | Wiki-Solar | [10 empty] | 9.71 | 9.78 | 9.57 | 9.73 | 9.7 | NO-ESTIMATION | NO-ESTIMATION | NO-ESTIMATION | NO-ESTIMATION | NO-ESTIMATION
IND | India | Gadna 2 Solar Power Plant |  | WRI1026138 | 5 | 27.4296 | 72.3969 | Solar |  |  |  |  | SunBorne Energy Gujarat | SunBorne Energy Gujarat One Private Limited | http://sunborneenergy.com | Industry About | 1102076 | [9 empty] | 9.71 | 9.78 | 9.57 | 9.73 | 9.7 | NO-ESTIMATION | NO-ESTIMATION | NO-ESTIMATION | NO-ESTIMATION | NO-ESTIMATION
IND | India | Bavadi Barsingha - Giriraj Solar Power Plant |  | WRI1026121 | 36.3 | 27.4387 | 72.3245 | Solar |  |  |  |  | Giriraj Enterprises | Lingandwi | http://sterlingandwilson.com/giriraj-enterprises-solar-rajasthan | Industry About | [10 empty] | 69.42 | 68.69 | 69.15 | 69.46 | 69.31 | HYDRO-V1 | HYDRO-V1 | HYDRO-V1 | HYDRO-V1 | HYDRO-V1
IND | India | Suryalabh |  | WKS0065803 | 30 | 27.4450 | 72.4810 | Solar | [5 empty] | Wiki-Solar | https://www.wiki-solar.org | Wiki-Solar | [10 empty] | 56.65 | 56.41 | 56.64 | 55.83 | 55.91 | NO-ESTIMATION | NO-ESTIMATION | NO-ESTIMATION | NO-ESTIMATION | CAPACITY-FACTOR-V1
IND | India | Manchitiya Symphony |  | WKS0061810 | 10 | 27.4510 | 72.3390 | Solar | [5 empty] | Wiki-Solar | https://www.wiki-solar.org | Wiki-Solar | [10 empty] | 18.87 | 18.99 | 18.63 | 18.92 | 18.87 | HYDRO-V1 | HYDRO-V1 | HYDRO-V1 | HYDRO-V1 | HYDRO-V1
IND | India | Bavadi Barsingha - LEPL Solar Power Plant |  | WRI1026122 | 10 | 27.4523 | 72.3388 | Solar |  |  |  |  | LEPL Projects Limited | LEPL | http://www.lepl.in | Industry About | [10 empty] | 18.87 | 18.99 | 18.63 | 18.92 | 18.87 | NO-ESTIMATION | NO-ESTIMATION | NO-ESTIMATION | NO-ESTIMATION | NO-ESTIMATION
IND | India | Lumbaniya |  | WKS0061915 | 13 | 27.4630 | 72.2790 | Solar | [5 empty] | Wiki-Solar | https://www.wiki-solar.org | Wiki-Solar | [10 empty] | 25.07 | 24.83 | 24.93 | 25.20 | 25.15 | NO-ESTIMATION | NO-ESTIMATION | NO-ESTIMATION | NO-ESTIMATION | NO-ESTIMATION
IND | India | BhSP1} SD2 |  | WKS0066894 | 70 | 27.4670 | 71.9600 | Solar | [5 empty] | Wiki-Solar | https://www.wiki-solar.org | Wiki-Solar | [10 empty] | 133.85 | 133.24 | 133.75 | 131.19 | 130.98 | HYDRO-V1 | HYDRO-V1 | HYDRO-V1 | HYDRO-V1 | HYDRO-V1
IND | India | BhSP4} Phelan |  | WKS0069341 | 50 | 27.4670 | 71.9750 | Solar | [5 empty] | Wiki-Solar | https://www.wiki-solar.org | Wiki-Solar | [10 empty] | 94.69 | 94.18 | 94.62 | 93.00 | 92.86 | HYDRO-V1 | HYDRO-V1 | HYDRO-V1 | HYDRO-V1 | HYDRO-V1
IND | India | BhSP4} SBG |  | WKS0069343 | 100 | 27.4700 | 71.9880 | Solar | [5 empty] | Wiki-Solar | https://www.wiki-solar.org | Wiki-Solar | [10 empty] | 192.70 | 191.84 | 192.57 | 188.92 | 188.85 | HYDRO-V1 | HYDRO-V1 | HYDRO-V1 | HYDRO-V1 | HYDRO-V1
IND | India | BhSP1} Yarrow |  | WKS0066890 | 70 | 27.4720 | 71.9600 | Solar | [5 empty] | Wiki-Solar | https://www.wiki-solar.org | Wiki-Solar | [10 empty] | 133.85 | 133.24 | 133.75 | 131.19 | 130.98 | NO-ESTIMATION | NO-ESTIMATION | NO-ESTIMATION | NO-ESTIMATION | CAPACITY-FACTOR-V1
IND | India | Gadhna |  | WKS0061732 | 5 | 27.4750 | 72.3880 | Solar | [5 empty] | Wiki-Solar | https://www.wiki-solar.org | Wiki-Solar | [10 empty] | 9.70 | 9.78 | 9.55 | 9.72 | 9.7 | NO-ESTIMATION | NO-ESTIMATION | NO-ESTIMATION | NO-ESTIMATION | CAPACITY-FACTOR-V1
IND | India | BhSP1} SD1 |  | WKS0066893 | 70 | 27.4780 | 71.9540 | Solar | [5 empty] | Wiki-Solar | https://www.wiki-solar.org | Wiki-Solar | [10 empty] | 133.85 | 133.24 | 133.75 | 130.97 | 130.83 | HYDRO-V1 | HYDRO-V1 | HYDRO-V1 | HYDRO-V1 | HYDRO-V1
IND | India | Manchitiya Jakson |  | WKS0061803 | 24 | 27.4800 | 72.3090 | Solar | [5 empty] | Wiki-Solar | https://www.wiki-solar.org | Wiki-Solar | [10 empty] | 45.32 | 45.13 | 45.00 | 45.15 | 45.02 | HYDRO-V1 | HYDRO-V1 | HYDRO-V1 | HYDRO-V1 | HYDRO-V1
IND | India | Bap PL |  | WKS0062583 | 5 | 27.4830 | 72.3880 | Solar | [5 empty] | Wiki-Solar | https://www.wiki-solar.org | Wiki-Solar | [10 empty] | 9.67 | 9.78 | 9.55 | 9.73 | 9.7 | HYDRO-V1 | HYDRO-V1 | HYDRO-V1 | HYDRO-V1 | HYDRO-V1
IND | India | BhSP1} Fortum |  | WKS0066889 | 70 | 27.4840 | 71.9570 | Solar | [5 empty] | Wiki-Solar | https://www.wiki-solar.org | Wiki-Solar | [10 empty] | 133.89 | 133.24 | 133.75 | 130.97 | 130.83 | HYDRO-V1 | HYDRO-V1 | HYDRO-V1 | HYDRO-V1 | HYDRO-V1
IND | India | BhSP4} Avaada |  | WKS0069342 | 60 | 27.4860 | 71.9780 | Solar | [5 empty] | Wiki-Solar | https://www.wiki-solar.org | Wiki-Solar | [10 empty] | 113.55 | 112.99 | 113.43 | 111.49 | 111.31 | HYDRO-V1 | HYDRO-V1 | HYDRO-V1 | HYDRO-V1 | HYDRO-V1
IND | India | Bari Seer AR |  | WKS0065774 | 20 | 27.4880 | 72.4010 | Solar | [5 empty] | Wiki-Solar | https://www.wiki-solar.org | Wiki-Solar | [10 empty] | 38.78 | 38.53 | 38.41 | 38.57 | 38.63 | NO-ESTIMATION | NO-ESTIMATION | NO-ESTIMATION | NO-ESTIMATION | CAPACITY-FACTOR-V1
IND | India | BhSP1} RSE2 |  | WKS0066892 | 70 | 27.4890 | 71.9580 | Solar | [5 empty] | Wiki-Solar | https://www.wiki-solar.org | Wiki-Solar | [10 empty] | 133.89 | 133.24 | 133.75 | 130.97 | 130.83 | HYDRO-V1 | HYDRO-V1 | HYDRO-V1 | HYDRO-V1 | HYDRO-V1
IND | India | BhSP1 |  | WKS0069463 | 420 | 27.4910 | 71.9610 | Solar | [5 empty] | Wiki-Solar | https://www.wiki-solar.org | Wiki-Solar | [10 empty] | 791.17 | 787.99 | 790.30 | 773.68 | 772.91 | HYDRO-V1 | HYDRO-V1 | HYDRO-V1 | HYDRO-V1 | HYDRO-V1
IND | India | BhSP2 |  | WKS0069464 | 260 | 27.4910 | 71.9610 | Solar | [5 empty] | Wiki-Solar | https://www.wiki-solar.org | Wiki-Solar | [10 empty] | 498.79 | 496.35 | 498.25 | 487.35 | 486.84 | HYDRO-V1 | HYDRO-V1 | HYDRO-V1 | HYDRO-V1 | HYDRO-V1
IND | India | BhSP3 |  | WKS0069465 | 560 | 27.4910 | 71.9610 | Solar | [5 empty] | Wiki-Solar | https://www.wiki-solar.org | Wiki-Solar | [10 empty] | 1054.90 | 1050.65 | 1053.74 | 1031.58 | 1030.55 | HYDRO-V1 | HYDRO-V1 | HYDRO-V1 | HYDRO-V1 | HYDRO-V1
IND | India | BhSP4 |  | WKS0069466 | 210 | 27.4910 | 71.9610 | Solar | [5 empty] | Wiki-Solar | https://www.wiki-solar.org | Wiki-Solar | [10 empty] | 404.36 | 402.40 | 403.93 | 395.12 | 394.71 | HYDRO-V1 | HYDRO-V1 | HYDRO-V1 | HYDRO-V1 | HYDRO-V1
IND | India | BhSP2} Jakson |  | WKS0066866 | 65 | 27.4920 | 71.9040 | Solar | [5 empty] | Wiki-Solar | https://www.wiki-solar.org | Wiki-Solar | [10 empty] | 124.28 | 123.72 | 124.20 | 121.49 | 121.49 | HYDRO-V1 | HYDRO-V1 | HYDRO-V1 | HYDRO-V1 | HYDRO-V1
IND | India | BhSP1} RSE1 |  | WKS0066891 | 70 | 27.4920 | 71.9480 | Solar | [5 empty] | Wiki-Solar | https://www.wiki-solar.org | Wiki-Solar | [10 empty] | 133.89 | 133.24 | 133.75 | 130.97 | 130.83 | HYDRO-V1 | HYDRO-V1 | HYDRO-V1 | HYDRO-V1 | HYDRO-V1
IND | India | Bari Seer AM |  | WKS0065775 | 20 | 27.4930 | 72.3980 | Solar | [5 empty] | Wiki-Solar | https://www.wiki-solar.org | Wiki-Solar | [10 empty] | 38.78 | 38.53 | 38.41 | 38.57 | 38.63 | HYDRO-V1 | HYDRO-V1 | HYDRO-V1 | HYDRO-V1 | HYDRO-V1
IND | India | Bari Seer Medha |  | WKS0065778 | 20 | 27.4940 | 72.4160 | Solar | [5 empty] | Wiki-Solar | https://www.wiki-solar.org | Wiki-Solar | [10 empty] | 38.78 | 38.62 | 38.67 | 38.55 | 38.63 | NO-ESTIMATION | NO-ESTIMATION | NO-ESTIMATION | NO-ESTIMATION | CAPACITY-FACTOR-V1
IND | India | BhSP2} Tata |  | WKS0066875 | 65 | 27.4960 | 71.9530 | Solar | [5 empty] | Wiki-Solar | https://www.wiki-solar.org | Wiki-Solar | [10 empty] | 124.33 | 123.72 | 124.20 | 121.61 | 121.49 | NO-ESTIMATION | NO-ESTIMATION | NO-ESTIMATION | NO-ESTIMATION | CAPACITY-FACTOR-V1
IND | India | Bari Seer AG |  | WKS0065776 | 20 | 27.4970 | 72.4020 | Solar | [5 empty] | Wiki-Solar | https://www.wiki-solar.org | Wiki-Solar | [10 empty] | 38.78 | 38.56 | 38.67 | 38.57 | 38.63 | NO-ESTIMATION | NO-ESTIMATION | NO-ESTIMATION | NO-ESTIMATION | CAPACITY-FACTOR-V1
IND | India | BhSP2} Vikram A |  | WKS0066873 | 65 | 27.4980 | 71.9200 | Solar | [5 empty] | Wiki-Solar | https://www.wiki-solar.org | Wiki-Solar | [10 empty] | 124.28 | 123.72 | 124.20 | 121.49 | 121.49 | NO-ESTIMATION | NO-ESTIMATION | NO-ESTIMATION | NO-ESTIMATION | CAPACITY-FACTOR-V1
IND | India | BhSP2} Vikram B |  | WKS0066874 | 65 | 27.4980 | 71.9200 | Solar | [5 empty] | Wiki-Solar | https://www.wiki-solar.org | Wiki-Solar | [10 empty] | 124.28 | 123.72 | 124.20 | 121.49 | 121.49 | NO-ESTIMATION | NO-ESTIMATION | NO-ESTIMATION | NO-ESTIMATION | CAPACITY-FACTOR-V1
IND | India | Bari Seer Ranji |  | WKS0065777 | 20 | 27.5000 | 72.4220 | Solar | [5 empty] | Wiki-Solar | https://www.wiki-solar.org | Wiki-Solar | [10 empty] | 38.78 | 38.62 | 38.67 | 38.50 | 38.63 | SOLAR-V1-NO-AGE | SOLAR-V1-NO-AGE | SOLAR-V1-NO-AGE | SOLAR-V1-NO-AGE | SOLAR-V1-NO-AGE
IND | India | BhSP3} SBG |  | WKS0069345 | 360 | 27.5070 | 71.9740 | Solar | [5 empty] | Wiki-Solar | https://www.wiki-solar.org | Wiki-Solar | [10 empty] | 678.15 | 675.42 | 677.40 | 663.16 | 662.49 | NO-ESTIMATION | NO-ESTIMATION | NO-ESTIMATION | NO-ESTIMATION | CAPACITY-FACTOR-V1
IND | India | BhSP3} Acme |  | WKS0069344 | 200 | 27.5170 | 71.9640 | Solar | [5 empty] | Wiki-Solar | https://www.wiki-solar.org | Wiki-Solar | [10 empty] | 385.11 | 383.23 | 384.69 | 376.31 | 375.92 | SOLAR-V1-NO-AGE | SOLAR-V1-NO-AGE | SOLAR-V1-NO-AGE | SOLAR-V1-NO-AGE | SOLAR-V1-NO-AGE
IND | India | BhSP} Essel |  | WKS0062571 | 20 | 27.5190 | 71.9310 | Solar | [5 empty] | Wiki-Solar | https://www.wiki-solar.org | Wiki-Solar | [10 empty] | 38.80 | 38.62 | 38.69 | 38.38 | 38.38 | SOLAR-V1-NO-AGE | SOLAR-V1-NO-AGE | SOLAR-V1-NO-AGE | SOLAR-V1-NO-AGE | SOLAR-V1-NO-AGE
IND | India | BhSP} Star |  | WKS0062574 | 5 | 27.5260 | 71.9350 | Solar | [5 empty] | Wiki-Solar | https://www.wiki-solar.org | Wiki-Solar | [10 empty] | 9.67 | 9.82 | 9.67 | 9.69 | 9.69 | SOLAR-V1-NO-AGE | SOLAR-V1-NO-AGE | SOLAR-V1-NO-AGE | SOLAR-V1-NO-AGE | SOLAR-V1-NO-AGE
IND | India | BhSP} Energo |  | WKS0062576 | 10 | 27.5280 | 71.9320 | Solar | [5 empty] | Wiki-Solar | https://www.wiki-solar.org | Wiki-Solar | [10 empty] | 18.78 | 19.04 | 18.79 | 18.93 | 18.93 | SOLAR-V1-NO-AGE | SOLAR-V1-NO-AGE | SOLAR-V1-NO-AGE | SOLAR-V1-NO-AGE | SOLAR-V1-NO-AGE
IND | India | BhSP} Arjun |  | WKS0062573 | 5 | 27.5407 | 71.9142 | Solar | [5 empty] | Wiki-Solar | https://www.wiki-solar.org | Wiki-Solar | [10 empty] | 9.67 | 9.82 | 9.67 | 9.69 | 9.69 | NO-ESTIMATION | NO-ESTIMATION | NO-ESTIMATION | NO-ESTIMATION | CAPACITY-FACTOR-V1
IND | India | BhSP} Sungold |  | WKS0062575 | 5 | 27.5409 | 71.9114 | Solar | [5 empty] | Wiki-Solar | https://www.wiki-solar.org | Wiki-Solar | [10 empty] | 9.67 | 9.82 | 9.67 | 9.69 | 9.69 | SOLAR-V1-NO-AGE | SOLAR-V1-NO-AGE | SOLAR-V1-NO-AGE | SOLAR-V1-NO-AGE | SOLAR-V1-NO-AGE
IND | India | BhSP} Sidhi |  | WKS0064115 | 5.5 | 27.5410 | 71.9160 | Solar | [5 empty] | Wiki-Solar | https://www.wiki-solar.org | Wiki-Solar | [10 empty] | 10.61 | 10.75 | 10.62 | 10.64 | 10.64 | SOLAR-V1-NO-AGE | SOLAR-V1-NO-AGE | SOLAR-V1-NO-AGE | SOLAR-V1-NO-AGE | SOLAR-V1-NO-AGE
IND | India | BhSP} Roha |  | WKS0062577 | 27.6 | 27.5410 | 71.9210 | Solar | [5 empty] | Wiki-Solar | https://www.wiki-solar.org | Wiki-Solar | [10 empty] | 51.81 | 51.59 | 51.76 | 50.91 | 50.91 | SOLAR-V1-NO-AGE | SOLAR-V1-NO-AGE | SOLAR-V1-NO-AGE | SOLAR-V1-NO-AGE | SOLAR-V1-NO-AGE
IND | India | Nokh - Precision Technik Solar Power Plant |  | WRI1026178 | 5 | 27.5728 | 72.2060 | Solar |  |  |  |  | Precision Technik Private Limited | Precision Technik Private Limited | http://www.rrecl.com/PDF/Details%20of%20Rajasthan.pdf | Industry About | [10 empty] | 9.71 | 9.78 | 9.55 | 9.72 | 9.7 | SOLAR-V1-NO-AGE | SOLAR-V1-NO-AGE | SOLAR-V1-NO-AGE | SOLAR-V1-NO-AGE | SOLAR-V1-NO-AGE
IND | India | Bibiyapur |  | WKS0073924 | 10 | 27.5870 | 79.7310 | Solar | [5 empty] | Wiki-Solar | https://www.wiki-solar.org | Wiki-Solar | [10 empty] | 18.70 | 18.55 | 18.51 | 18.80 | 18.86 | SOLAR-V1-NO-AGE | SOLAR-V1-NO-AGE | SOLAR-V1-NO-AGE | SOLAR-V1-NO-AGE | SOLAR-V1-NO-AGE
IND | India | Godawari |  | WRI1020242 | 50 | 27.6003 | 72.2241 | Solar |  |  |  | 2013.0 | Godwari Green Energy Limited | National Renewable Energy Laboratory | http://www.nrel.gov/csp/solarpaces/project_detail.cfm/projectID=247 | National Renewable Energy Laboratory | 1088464 | [10 empty] | 94.91 | 94.99 | 93.65 | 94.51 | NO-ESTIMATION | NO-ESTIMATION | NO-ESTIMATION | NO-ESTIMATION | CAPACITY-FACTOR-V1
IND | India | Nokh - GGEL Solar Power Plant |  | WRI1026177 | 50 | 27.6007 | 72.2242 | Solar |  |  |  |  | Godawari Green Energy Limited (GGEL) | Hira Group | http://hiragroup.com | Industry About | [10 empty] | 95.03 | 94.44 | 94.22 | 93.47 | 94.13 | SOLAR-V1-NO-AGE | SOLAR-V1-NO-AGE | SOLAR-V1-NO-AGE | SOLAR-V1-NO-AGE | SOLAR-V1-NO-AGE
IND | India | Chiluah |  | WKS0073922 | 10 | 27.6080 | 79.6840 | Solar | [5 empty] | Wiki-Solar | https://www.wiki-solar.org | Wiki-Solar | [10 empty] | 18.58 | 18.43 | 18.51 | 18.80 | 18.89 | SOLAR-V1-NO-AGE | SOLAR-V1-NO-AGE | SOLAR-V1-NO-AGE | SOLAR-V1-NO-AGE | SOLAR-V1-NO-AGE
IND | India | Sarkari Tala |  | WKS0066858 | 5 | 27.6970 | 70.9430 | Solar | [5 empty] | Wiki-Solar | https://www.wiki-solar.org | Wiki-Solar | [10 empty] | 9.72 | 9.80 | 9.67 | 9.69 | 9.69 | SOLAR-V1-NO-AGE | SOLAR-V1-NO-AGE | SOLAR-V1-NO-AGE | SOLAR-V1-NO-AGE | SOLAR-V1-NO-AGE
IND | India | Diwakar |  | WRI1020241 | 100 | 27.7355 | 71.6917 | Solar |  |  |  | 2013.0 | Lanco Infratech | National Renewable Energy Laboratory | http://www.nrel.gov/csp/solarpaces/project_detail.cfm/projectID=258 | National Renewable Energy Laboratory | [11 empty] | 188.36 | 188.52 | 183.68 | 184.75 | SOLAR-V1-NO-AGE | SOLAR-V1-NO-AGE | SOLAR-V1-NO-AGE | SOLAR-V1-NO-AGE | SOLAR-V1-NO-AGE
IND | India | Bahraich |  | WKS0070881 | 10 | 27.7500 | 81.4900 | Solar | [5 empty] | Wiki-Solar | https://www.wiki-solar.org | Wiki-Solar | [10 empty] | 18.71 | 18.58 | 18.23 | 18.04 | 18.81 | SOLAR-V1-NO-AGE | SOLAR-V1-NO-AGE | SOLAR-V1-NO-AGE | SOLAR-V1-NO-AGE | SOLAR-V1-NO-AGE
IND | India | Gurha SM |  | WKS0061775 | 10 | 27.8590 | 72.8410 | Solar | [5 empty] | Wiki-Solar | https://www.wiki-solar.org | Wiki-Solar | [10 empty] | 18.89 | 18.99 | 18.75 | 18.92 | 18.88 | SOLAR-V1-NO-AGE | SOLAR-V1-NO-AGE | SOLAR-V1-NO-AGE | SOLAR-V1-NO-AGE | SOLAR-V1-NO-AGE
IND | India | Deh OWM |  | WKS0064338 | 5 | 27.8940 | 72.9580 | Solar | [5 empty] | Wiki-Solar | https://www.wiki-solar.org | Wiki-Solar | [10 empty] | 9.72 | 9.78 | 9.55 | 9.73 | 9.72 | HYDRO-V1 | HYDRO-V1 | HYDRO-V1 | HYDRO-V1 | HYDRO-V1
IND | India | Rays Lohia |  | WKS0063599 | 5.5 | 27.8980 | 72.9510 | Solar | [5 empty] | Wiki-Solar | https://www.wiki-solar.org | Wiki-Solar | [10 empty] | 10.66 | 10.70 | 10.48 | 10.68 | 10.66 | SOLAR-V1-NO-AGE | SOLAR-V1-NO-AGE | SOLAR-V1-NO-AGE | SOLAR-V1-NO-AGE | SOLAR-V1-NO-AGE
IND | India | Rays Saboo |  | WKS0063596 | 5 | 27.8980 | 72.9510 | Solar | [5 empty] | Wiki-Solar | https://www.wiki-solar.org | Wiki-Solar | [10 empty] | 9.72 | 9.78 | 9.55 | 9.73 | 9.72 | HYDRO-V1 | HYDRO-V1 | HYDRO-V1 | HYDRO-V1 | HYDRO-V1
IND | India | Gurha VS |  | WKS0066859 | 10 | 27.9000 | 72.9260 | Solar | [5 empty] | Wiki-Solar | https://www.wiki-solar.org | Wiki-Solar | [10 empty] | 18.89 | 18.99 | 18.59 | 18.92 | 18.89 | SOLAR-V1-NO-AGE | SOLAR-V1-NO-AGE | SOLAR-V1-NO-AGE | SOLAR-V1-NO-AGE | SOLAR-V1-NO-AGE
IND | India | Kisnayat Budhan GT |  | WKS0062046 | 5 | 27.9010 | 72.9360 | Solar | [5 empty] | Wiki-Solar | https://www.wiki-solar.org | Wiki-Solar | [10 empty] | 9.72 | 9.78 | 9.55 | 9.73 | 9.72 | SOLAR-V1-NO-AGE | SOLAR-V1-NO-AGE | SOLAR-V1-NO-AGE | SOLAR-V1-NO-AGE | SOLAR-V1-NO-AGE
IND | India | Kisnayat Budhan NVR |  | WKS0061815 | 10 | 27.9050 | 72.9400 | Solar | [5 empty] | Wiki-Solar | https://www.wiki-solar.org | Wiki-Solar | [10 empty] | 18.89 | 18.99 | 18.59 | 18.92 | 18.89 | NO-ESTIMATION | NO-ESTIMATION | NO-ESTIMATION | WIND-V1 | WIND-V1
IND | India | Deh Welspun |  | WKS0066853 | 5 | 27.9070 | 72.9530 | Solar | [5 empty] | Wiki-Solar | https://www.wiki-solar.org | Wiki-Solar | [10 empty] | 9.72 | 9.78 | 9.55 | 9.73 | 9.72 | SOLAR-V1-NO-AGE | SOLAR-V1-NO-AGE | SOLAR-V1-NO-AGE | SOLAR-V1-NO-AGE | SOLAR-V1-NO-AGE
IND | India | Gangapura |  | WKS0064345 | 7 | 27.9250 | 72.8910 | Solar | [5 empty] | Wiki-Solar | https://www.wiki-solar.org | Wiki-Solar | [10 empty] | 13.57 | 13.65 | 13.48 | 13.59 | 13.56 | SOLAR-V1-NO-AGE | SOLAR-V1-NO-AGE | SOLAR-V1-NO-AGE | SOLAR-V1-NO-AGE | SOLAR-V1-NO-AGE
IND | India | Deh Solar Power Plant |  | WRI1026132 | 2 | 27.9253 | 72.8899 | Solar |  |  |  |  | Sanjeev Prakashan | Solar for India | https://natgrp.files.wordpress.com/solar-power-rajasthan-upto-march-2013.pdf | Industry About | [10 empty] | 3.86 | 3.96 | 3.82 | 3.87 | 3.85 | SOLAR-V1-NO-AGE | SOLAR-V1-NO-AGE | SOLAR-V1-NO-AGE | SOLAR-V1-NO-AGE | SOLAR-V1-NO-AGE
IND | India | Rasulpur Solar Power Plant |  | WRI1026194 | 1 | 27.9363 | 75.6790 | Solar |  |  |  |  | Ganges Enterprises Private Limited | Rajasthan Renewable Energy Corporation Limited (RREC) | http://energy.rajasthan.gov.in/content/dam/raj/energy/common/Details%20of%20commissioned%20Solar%20Projects%20.pdf | Industry About | [10 empty] | 1.74 | 1.85 | 1.80 | 1.74 | 1.76 | SOLAR-V1-NO-AGE | SOLAR-V1-NO-AGE | SOLAR-V1-NO-AGE | SOLAR-V1-NO-AGE | SOLAR-V1-NO-AGE
IND | India | Neemrana |  | WKS0066857 | 5 | 27.9450 | 76.3600 | Solar | [5 empty] | Wiki-Solar | https://www.wiki-solar.org | Wiki-Solar | [10 empty] | 9.72 | 9.77 | 9.75 | 9.60 | 9.76 | SOLAR-V1-NO-AGE | SOLAR-V1-NO-AGE | SOLAR-V1-NO-AGE | SOLAR-V1-NO-AGE | SOLAR-V1-NO-AGE
IND | India | Goyalri |  | WKS0070933 | 60 | 27.9500 | 72.9880 | Solar | [5 empty] | Wiki-Solar | https://www.wiki-solar.org | Wiki-Solar | [10 empty] | 113.03 | 113.29 | 113.73 | 113.16 | 113.12 | SOLAR-V1-NO-AGE | SOLAR-V1-NO-AGE | SOLAR-V1-NO-AGE | SOLAR-V1-NO-AGE | SOLAR-V1-NO-AGE
IND | India | Gajner BMD |  | WKS0062072 | 5.9 | 27.9530 | 73.0520 | Solar | [5 empty] | Wiki-Solar | https://www.wiki-solar.org | Wiki-Solar | [10 empty] | 11.39 | 11.46 | 11.31 | 11.42 | 11.39 | SOLAR-V1-NO-AGE | SOLAR-V1-NO-AGE | SOLAR-V1-NO-AGE | SOLAR-V1-NO-AGE | SOLAR-V1-NO-AGE
IND | India | Sharah Kishnayat JMIP |  | WKS0064337 | 5 | 27.9660 | 72.9950 | Solar | [5 empty] | Wiki-Solar | https://www.wiki-solar.org | Wiki-Solar | [10 empty] | 9.70 | 9.78 | 9.63 | 9.73 | 9.71 | SOLAR-V1-NO-AGE | SOLAR-V1-NO-AGE | SOLAR-V1-NO-AGE | SOLAR-V1-NO-AGE | SOLAR-V1-NO-AGE
IND | India | Gajner LEPL 10 |  | WKS0061171 | 10 | 27.9700 | 73.0650 | Solar | [5 empty] | Wiki-Solar | https://www.wiki-solar.org | Wiki-Solar | [10 empty] | 18.87 | 19.04 | 18.75 | 18.98 | 18.87 | NO-ESTIMATION | NO-ESTIMATION | NO-ESTIMATION | NO-ESTIMATION | CAPACITY-FACTOR-V1
IND | India | Gajner Fonroche |  | WKS0061174 | 20 | 27.9790 | 73.0380 | Solar | [5 empty] | Wiki-Solar | https://www.wiki-solar.org | Wiki-Solar | [10 empty] | 38.63 | 38.56 | 38.67 | 38.73 | 38.63 | HYDRO-V1 | HYDRO-V1 | HYDRO-V1 | HYDRO-V1 | HYDRO-V1
IND | India | Kotra |  | WKS0064612 | 20 | 28.0220 | 73.0690 | Solar | [5 empty] | Wiki-Solar | https://www.wiki-solar.org | Wiki-Solar | [10 empty] | 38.63 | 38.62 | 38.67 | 38.56 | 38.63 | SOLAR-V1-NO-AGE | SOLAR-V1-NO-AGE | SOLAR-V1-NO-AGE | SOLAR-V1-NO-AGE | SOLAR-V1-NO-AGE
IND | India | Sharah Bhiyanimani RR |  | WKS0065657 | 10 | 28.0230 | 73.0610 | Solar | [5 empty] | Wiki-Solar | https://www.wiki-solar.org | Wiki-Solar | [10 empty] | 18.87 | 19.04 | 18.75 | 18.98 | 18.87 | NO-ESTIMATION | NO-ESTIMATION | NO-ESTIMATION | NO-ESTIMATION | CAPACITY-FACTOR-V1
IND | India | Sharah Bhiyanimani RSMM |  | WKS0066852 | 5 | 28.0290 | 73.0606 | Solar | [5 empty] | Wiki-Solar | https://www.wiki-solar.org | Wiki-Solar | [10 empty] | 9.70 | 9.82 | 9.63 | 9.72 | 9.7 | NO-ESTIMATION | NO-ESTIMATION | NO-ESTIMATION | NO-ESTIMATION | CAPACITY-FACTOR-V1
IND | India | Sharah Bhiyanimani RP |  | WKS0064342 | 5 | 28.0292 | 73.0562 | Solar | [5 empty] | Wiki-Solar | https://www.wiki-solar.org | Wiki-Solar | [10 empty] | 9.70 | 9.82 | 9.63 | 9.72 | 9.7 | NO-ESTIMATION | NO-ESTIMATION | NO-ESTIMATION | NO-ESTIMATION | CAPACITY-FACTOR-V1
IND | India | Nokha-Daiya Trimex |  | WKS0065205 | 9 | 28.1370 | 72.9670 | Solar | [5 empty] | Wiki-Solar | https://www.wiki-solar.org | Wiki-Solar | [10 empty] | 17.17 | 17.21 | 17.02 | 17.26 | 17.17 | NO-ESTIMATION | NO-ESTIMATION | NO-ESTIMATION | NO-ESTIMATION | CAPACITY-FACTOR-V1
IND | India | Nokha Daiya Solar Power Plant |  | WRI1026179 | 5 | 28.1371 | 72.9661 | Solar |  |  |  |  | Alex Spectrum Radiations Private Limited | Ministry of New and Renewable Energy | http://mnre.gov.in/file-manager/UserFiles/State%20wise%20commissioning%20status%20of%20grid%20connected%20solar%20power%20projects/Rajasthan.pdf | Industry About | [10 empty] | 9.70 | 9.78 | 9.63 | 9.73 | 9.7 | NO-ESTIMATION | NO-ESTIMATION | NO-ESTIMATION | NO-ESTIMATION | CAPACITY-FACTOR-V1
IND | India | ACME Solar Tower |  | WRI1020239 | 2.5 | 28.1839 | 73.2407 | Solar |  |  |  | 2011.0 | Solar Paces | National Renewable Energy Laboratory | http://www.nrel.gov/csp/solarpaces/project_detail.cfm/projectID=262 | National Renewable Energy Laboratory | 1091982 | [9 empty] | 4.37 | 4.73 | 4.49 | 4.26 | 4.29 | NO-ESTIMATION | NO-ESTIMATION | NO-ESTIMATION | NO-ESTIMATION | CAPACITY-FACTOR-V1
IND | India | Jajru |  | WKS0062059 | 5 | 28.2820 | 77.3180 | Solar | [5 empty] | Wiki-Solar | https://www.wiki-solar.org | Wiki-Solar | [10 empty] | 9.28 | 9.85 | 9.88 | 9.93 | 9.72 | NO-ESTIMATION | NO-ESTIMATION | NO-ESTIMATION | NO-ESTIMATION | CAPACITY-FACTOR-V1
IND | India | Amarsar Solar Power Plant |  | WRI1026104 | 1 | 28.3615 | 74.2402 | Solar |  |  |  |  | Nav Bharat Buildcon Private Limited | Navbharat | http://www.navbharatbuildcon.com/windmill--solar-plant.html | Industry About | [10 empty] | 1.82 | 1.80 | 1.73 | 1.76 | 1.72 | NO-ESTIMATION | NO-ESTIMATION | NO-ESTIMATION | NO-ESTIMATION | CAPACITY-FACTOR-V1
IND | India | Bamanwali Solar Power Plant |  | WRI1026114 | 1 | 28.3683 | 73.5286 | Solar |  |  |  |  | AEW Infratech Private Limited | AES Winfra | http://www.aewinfra.com/solar.html | Industry About | [10 empty] | 1.89 | 1.82 | 1.76 | 1.88 | 1.81 | NO-ESTIMATION | NO-ESTIMATION | NO-ESTIMATION | NO-ESTIMATION | NO-ESTIMATION
IND | India | Gwal Pahari Solar Power Plant |  | WRI1026145 | 3 | 28.4272 | 77.1596 | Solar |  |  |  |  | Solar Energy Centre | Ministry of New and Renewable Energy | http://www.mnre.gov.in | Industry About | [10 empty] | 5.82 | 5.91 | 5.76 | 5.85 | 5.76 | NO-ESTIMATION | NO-ESTIMATION | NO-ESTIMATION | NO-ESTIMATION | NO-ESTIMATION
IND | India | Delhi DEL II |  | WKS0067736 | 5.7 | 28.5550 | 77.0850 | Solar | [5 empty] | Wiki-Solar | https://www.wiki-solar.org | Wiki-Solar | [10 empty] | 11.23 | 11.23 | 11.30 | 11.35 | 11.06 | NO-ESTIMATION | NO-ESTIMATION | NO-ESTIMATION | NO-ESTIMATION | NO-ESTIMATION
IND | India | Dadri Solar Power Plant |  | WRI1026131 | 5 | 28.5787 | 77.6314 | Solar |  |  |  |  | Government of India | National Thermal Power Corporation (NTPC) | http://www.ntpc.co.in | Industry About | 1083353 | [9 empty] | 8.94 | 9.78 | 9.88 | 9.90 | 9.72 | NO-ESTIMATION | NO-ESTIMATION | NO-ESTIMATION | NO-ESTIMATION | NO-ESTIMATION
IND | India | Dadri ISCC |  | WKS0070999 | 14 | 28.5915 | 77.6099 | Solar | [5 empty] | Wiki-Solar | https://www.wiki-solar.org | Wiki-Solar | [10 empty] | 25.90 | 28.40 | 29.09 | 28.57 | 28.03 | NO-ESTIMATION | NO-ESTIMATION | NO-ESTIMATION | NO-ESTIMATION | NO-ESTIMATION
IND | India | Mithi |  | WKS0073926 | 6 | 28.6966 | 75.5823 | Solar | [5 empty] | Wiki-Solar | https://www.wiki-solar.org | Wiki-Solar | [10 empty] | 11.55 | 11.58 | 11.67 | 11.90 | 11.97 | NO-ESTIMATION | NO-ESTIMATION | NO-ESTIMATION | NO-ESTIMATION | NO-ESTIMATION
IND | India | Khurpia |  | WKS0070848 | 12.5 | 28.9600 | 79.5250 | Solar | [5 empty] | Wiki-Solar | https://www.wiki-solar.org | Wiki-Solar | [10 empty] | 24.03 | 28.87 | 27.31 | 26.02 | 25.65 | NO-ESTIMATION | NO-ESTIMATION | NO-ESTIMATION | NO-ESTIMATION | NO-ESTIMATION
IND | India | Gadarpur Sugar Mill |  | WKS0067138 | 12.5 | 29.0500 | 79.2200 | Solar | [5 empty] | Wiki-Solar | https://www.wiki-solar.org | Wiki-Solar | [10 empty] | 23.46 | 29.00 | 27.26 | 26.03 | 24.35 | NO-ESTIMATION | NO-ESTIMATION | NO-ESTIMATION | NO-ESTIMATION | NO-ESTIMATION
IND | India | Gadarpur Punj 2 |  | WKS0067148 | 10 | 29.0520 | 79.1870 | Solar | [5 empty] | Wiki-Solar | https://www.wiki-solar.org | Wiki-Solar | [10 empty] | 17.86 | 20.95 | 19.75 | 18.97 | 17.7 | NO-ESTIMATION | NO-ESTIMATION | NO-ESTIMATION | NO-ESTIMATION | CAPACITY-FACTOR-V1
IND | India | Gadarpur Punj 1 |  | WKS0067141 | 10 | 29.0650 | 79.1970 | Solar | [5 empty] | Wiki-Solar | https://www.wiki-solar.org | Wiki-Solar | [10 empty] | 17.37 | 20.89 | 19.75 | 18.98 | 18.42 | NO-ESTIMATION | NO-ESTIMATION | NO-ESTIMATION | NO-ESTIMATION | CAPACITY-FACTOR-V1
IND | India | Gadarpur Punj 3 |  | WKS0067153 | 10 | 29.0850 | 79.2830 | Solar | [5 empty] | Wiki-Solar | https://www.wiki-solar.org | Wiki-Solar | [10 empty] | 18.02 | 20.75 | 19.75 | 18.98 | 18.47 | SOLAR-V1-NO-AGE | SOLAR-V1-NO-AGE | SOLAR-V1-NO-AGE | SOLAR-V1-NO-AGE | SOLAR-V1-NO-AGE
IND | India | Panipat |  | WKS0070888 | 10 | 29.3890 | 76.8710 | Solar | [5 empty] | Wiki-Solar | https://www.wiki-solar.org | Wiki-Solar | [10 empty] | 18.18 | 18.51 | 18.04 | 19.10 | 18.43 | SOLAR-V1-NO-AGE | SOLAR-V1-NO-AGE | SOLAR-V1-NO-AGE | SOLAR-V1-NO-AGE | SOLAR-V1-NO-AGE
IND | India | Assan |  | WKS0070876 | 10 | 29.4150 | 76.8850 | Solar | [5 empty] | Wiki-Solar | https://www.wiki-solar.org | Wiki-Solar | [10 empty] | 17.98 | 18.49 | 18.02 | 18.87 | 18.43 | SOLAR-V1-NO-AGE | SOLAR-V1-NO-AGE | SOLAR-V1-NO-AGE | SOLAR-V1-NO-AGE | SOLAR-V1-NO-AGE
IND | India | Mankhera |  | WKS0062431 | 25 | 29.5890 | 75.2420 | Solar | [5 empty] | Wiki-Solar | https://www.wiki-solar.org | Wiki-Solar | [10 empty] | 47.74 | 49.97 | 50.96 | 47.02 | 47.06 | SOLAR-V1-NO-AGE | SOLAR-V1-NO-AGE | SOLAR-V1-NO-AGE | SOLAR-V1-NO-AGE | SOLAR-V1-NO-AGE
IND | India | Tughlakpur |  | WKS0067154 | 5 | 29.6350 | 78.0250 | Solar | [5 empty] | Wiki-Solar | https://www.wiki-solar.org | Wiki-Solar | [10 empty] | 9.61 | 10.73 | 10.30 | 9.65 | 9.68 | SOLAR-V1-NO-AGE | SOLAR-V1-NO-AGE | SOLAR-V1-NO-AGE | SOLAR-V1-NO-AGE | SOLAR-V1-NO-AGE
IND | India | Khaira Khurad |  | WKS0072807 | 25 | 29.6580 | 75.2640 | Solar | [5 empty] | Wiki-Solar | https://www.wiki-solar.org | Wiki-Solar | [10 empty] | 47.74 | 50.45 | 50.83 | 46.79 | 49.03 | SOLAR-V1-NO-AGE | SOLAR-V1-NO-AGE | SOLAR-V1-NO-AGE | SOLAR-V1-NO-AGE | SOLAR-V1-NO-AGE
IND | India | Kauriwara |  | WKS0070853 | 24 | 29.6750 | 75.3000 | Solar | [5 empty] | Wiki-Solar | https://www.wiki-solar.org | Wiki-Solar | [10 empty] | 45.56 | 48.16 | 48.27 | 44.56 | 46.74 | NO-ESTIMATION | NO-ESTIMATION | NO-ESTIMATION | WIND-V1 | WIND-V1
IND | India | Gurukul Narsan |  | WKS0067146 | 5 | 29.6850 | 77.8450 | Solar | [5 empty] | Wiki-Solar | https://www.wiki-solar.org | Wiki-Solar | [10 empty] | 9.62 | 10.64 | 10.23 | 9.66 | 9.76 | SOLAR-V1-NO-AGE | SOLAR-V1-NO-AGE | SOLAR-V1-NO-AGE | SOLAR-V1-NO-AGE | SOLAR-V1-NO-AGE
IND | India | Mirpur Kalan - Alianz Eco Solar Power Plant |  | WRI1026171 | 2.1 | 29.7303 | 75.3099 | Solar |  |  |  |  | Alianz Eco Power Private Limited | PEDA | http://www.peda.gov.in/main/SPVPowerProjects.html | Industry About | [10 empty] | 4.05 | 4.16 | 4.06 | 3.80 | 3.9 | SOLAR-V1-NO-AGE | SOLAR-V1-NO-AGE | SOLAR-V1-NO-AGE | SOLAR-V1-NO-AGE | SOLAR-V1-NO-AGE
IND | India | Muradwala Dal Singh Solar Power Plant |  | WRI1026175 | 21 | 29.7303 | 75.3099 | Solar |  |  |  |  | Solairedirect Projects India Private Limited | Solairedirect | https://www.solairedirect.com | Industry About | 1106656 | [9 empty] | 40.69 | 42.42 | 42.50 | 39.62 | 41.24 | SOLAR-V1-NO-AGE | SOLAR-V1-NO-AGE | SOLAR-V1-NO-AGE | SOLAR-V1-NO-AGE | SOLAR-V1-NO-AGE
IND | India | Mirpur Kalan - Nexgen Solux Solar Power Plant |  | WRI1026172 | 1 | 29.7311 | 75.3080 | Solar |  |  |  |  | Nexgen Solux Private Limited | PEDA | http://www.peda.gov.in/main/SPVPowerProjects.html | Industry About | [10 empty] | 1.73 | 1.80 | 1.78 | 1.61 | 1.69 | SOLAR-V1-NO-AGE | SOLAR-V1-NO-AGE | SOLAR-V1-NO-AGE | SOLAR-V1-NO-AGE | SOLAR-V1-NO-AGE
IND | India | Manglore |  | WKS0067142 | 20 | 29.7380 | 77.9300 | Solar | [5 empty] | Wiki-Solar | https://www.wiki-solar.org | Wiki-Solar | [10 empty] | 40.32 | 45.10 | 44.97 | 41.10 | 43.71 | SOLAR-V1-NO-AGE | SOLAR-V1-NO-AGE | SOLAR-V1-NO-AGE | SOLAR-V1-NO-AGE | SOLAR-V1-NO-AGE
IND | India | Gamiwala 1 |  | WKS0062427 | 21 | 29.7960 | 75.5230 | Solar | [5 empty] | Wiki-Solar | https://www.wiki-solar.org | Wiki-Solar | [10 empty] | 40.86 | 41.76 | 43.47 | 41.44 | 42.96 | SOLAR-V1-NO-AGE | SOLAR-V1-NO-AGE | SOLAR-V1-NO-AGE | SOLAR-V1-NO-AGE | SOLAR-V1-NO-AGE
IND | India | Gamiwala 2 |  | WKS0070780 | 20 | 29.8020 | 75.5200 | Solar | [5 empty] | Wiki-Solar | https://www.wiki-solar.org | Wiki-Solar | [10 empty] | 39.23 | 40.17 | 41.96 | 39.75 | 41.31 | SOLAR-V1-NO-AGE | SOLAR-V1-NO-AGE | SOLAR-V1-NO-AGE | SOLAR-V1-NO-AGE | SOLAR-V1-NO-AGE
IND | India | Magania |  | WKS0070854 | 50 | 29.8190 | 75.5740 | Solar | [5 empty] | Wiki-Solar | https://www.wiki-solar.org | Wiki-Solar | [10 empty] | 96.53 | 100.79 | 105.10 | 99.78 | 103.75 | SOLAR-V1-NO-AGE | SOLAR-V1-NO-AGE | SOLAR-V1-NO-AGE | SOLAR-V1-NO-AGE | SOLAR-V1-NO-AGE
IND | India | Boha Solar Power Plant |  | WRI1026126 | 4.2 | 29.8504 | 75.4900 | Solar |  |  |  |  | Madhav Solar Private Limited | Madhav Group | http://www.madhavcorp.com | Industry About | [10 empty] | 7.86 | 8.02 | 7.98 | 7.59 | 7.92 | SOLAR-V1-NO-AGE | SOLAR-V1-NO-AGE | SOLAR-V1-NO-AGE | SOLAR-V1-NO-AGE | SOLAR-V1-NO-AGE
IND | India | Lakhmirwala Solar Power Plant |  | WRI1026167 | 20 | 29.8509 | 75.4023 | Solar |  |  |  |  | Essel Clean Energy Limited | Clean Energy edOjects.Com | http://esselinfraprojects.com | Industry About | [10 empty] | 39.23 | 40.17 | 41.59 | 39.75 | 40.92 | HYDRO-V1 | HYDRO-V1 | HYDRO-V1 | HYDRO-V1 | HYDRO-V1
IND | India | Bakhora Kalan |  | WKS0067134 | 25 | 29.8570 | 75.8070 | Solar | [5 empty] | Wiki-Solar | https://www.wiki-solar.org | Wiki-Solar | [10 empty] | 47.86 | 49.92 | 51.62 | 49.24 | 51.41 | NO-ESTIMATION | NO-ESTIMATION | NO-ESTIMATION | NO-ESTIMATION | CAPACITY-FACTOR-V1
IND | India | Nangla |  | WKS0072808 | 15 | 29.8590 | 75.2100 | Solar | [5 empty] | Wiki-Solar | https://www.wiki-solar.org | Wiki-Solar | [10 empty] | 29.35 | 29.92 | 30.12 | 29.41 | 30.23 | SOLAR-V1-NO-AGE | SOLAR-V1-NO-AGE | SOLAR-V1-NO-AGE | SOLAR-V1-NO-AGE | SOLAR-V1-NO-AGE
IND | India | Nagla |  | WKS0067263 | 4.1 | 29.8595 | 75.1924 | Solar | [5 empty] | Wiki-Solar | https://www.wiki-solar.org | Wiki-Solar | [10 empty] | 7.61 | 8.01 | 7.72 | 7.44 | 7.73 | NO-ESTIMATION | NO-ESTIMATION | NO-ESTIMATION | NO-ESTIMATION | CAPACITY-FACTOR-V1
IND | India | Chudiyala Omkar 1 |  | WKS0067147 | 10 | 29.8680 | 77.7360 | Solar | [5 empty] | Wiki-Solar | https://www.wiki-solar.org | Wiki-Solar | [10 empty] | 18.61 | 20.26 | 19.91 | 17.38 | 19.94 | NO-ESTIMATION | NO-ESTIMATION | NO-ESTIMATION | NO-ESTIMATION | CAPACITY-FACTOR-V1
IND | India | Chudiyala Rays |  | WKS0067137 | 20 | 29.8740 | 77.7570 | Solar | [5 empty] | Wiki-Solar | https://www.wiki-solar.org | Wiki-Solar | [10 empty] | 41.46 | 45.71 | 45.08 | 41.08 | 44.75 | NO-ESTIMATION | NO-ESTIMATION | NO-ESTIMATION | NO-ESTIMATION | CAPACITY-FACTOR-V1
IND | India | Barre |  | WKS0065600 | 10.5 | 29.8760 | 75.4770 | Solar | [5 empty] | Wiki-Solar | https://www.wiki-solar.org | Wiki-Solar | [10 empty] | 20.48 | 20.44 | 21.26 | 20.36 | 20.88 | SOLAR-V1-NO-AGE | SOLAR-V1-NO-AGE | SOLAR-V1-NO-AGE | SOLAR-V1-NO-AGE | SOLAR-V1-NO-AGE
IND | India | Bareta |  | WKS0072802 | 25 | 29.8760 | 75.6690 | Solar | [5 empty] | Wiki-Solar | https://www.wiki-solar.org | Wiki-Solar | [10 empty] | 47.99 | 49.93 | 51.91 | 49.24 | 51.23 | SOLAR-V1-NO-AGE | SOLAR-V1-NO-AGE | SOLAR-V1-NO-AGE | SOLAR-V1-NO-AGE | SOLAR-V1-NO-AGE
IND | India | Chudiyala Omkar 2 |  | WKS0067149 | 10 | 29.8770 | 77.7330 | Solar | [5 empty] | Wiki-Solar | https://www.wiki-solar.org | Wiki-Solar | [10 empty] | 18.61 | 20.26 | 19.91 | 17.38 | 19.94 | HYDRO-V1 | HYDRO-V1 | HYDRO-V1 | HYDRO-V1 | HYDRO-V1
IND | India | Chudiyala Omkar 3 |  | WKS0067151 | 10 | 29.8800 | 77.7390 | Solar | [5 empty] | Wiki-Solar | https://www.wiki-solar.org | Wiki-Solar | [10 empty] | 18.61 | 20.40 | 19.91 | 17.43 | 19.86 | SOLAR-V1-NO-AGE | SOLAR-V1-NO-AGE | SOLAR-V1-NO-AGE | SOLAR-V1-NO-AGE | SOLAR-V1-NO-AGE
IND | India | Ghaggar Branch Canal |  | WKS0072804 | 7.6 | 29.8940 | 75.7720 | Solar | [5 empty] | Wiki-Solar | https://www.wiki-solar.org | Wiki-Solar | [10 empty] | 14.63 | 14.63 | 14.88 | 14.52 | 14.97 | SOLAR-V1-NO-AGE | SOLAR-V1-NO-AGE | SOLAR-V1-NO-AGE | SOLAR-V1-NO-AGE | SOLAR-V1-NO-AGE
IND | India | Kewal |  | WKS0067158 | 20 | 29.8950 | 75.0750 | Solar | [5 empty] | Wiki-Solar | https://www.wiki-solar.org | Wiki-Solar | [10 empty] | 39.34 | 40.74 | 40.83 | 39.75 | 40.88 | SOLAR-V1-NO-AGE | SOLAR-V1-NO-AGE | SOLAR-V1-NO-AGE | SOLAR-V1-NO-AGE | SOLAR-V1-NO-AGE
IND | India | Teona Welspun 2 |  | WKS0072799 | 4.1 | 29.9083 | 75.0704 | Solar | [5 empty] | Wiki-Solar | https://www.wiki-solar.org | Wiki-Solar | [10 empty] | 7.59 | 8.01 | 7.72 | 7.46 | 7.73 | HYDRO-V1 | HYDRO-V1 | HYDRO-V1 | HYDRO-V1 | HYDRO-V1
IND | India | Teona Photon |  | WKS0072798 | 25 | 29.9120 | 75.0820 | Solar | [5 empty] | Wiki-Solar | https://www.wiki-solar.org | Wiki-Solar | [10 empty] | 48.26 | 50.64 | 50.63 | 49.34 | 50.76 | NO-ESTIMATION | NO-ESTIMATION | NO-ESTIMATION | NO-ESTIMATION | NO-ESTIMATION
IND | India | Chudiyala Profigate 1 |  | WKS0067150 | 5 | 29.9170 | 77.7500 | Solar | [5 empty] | Wiki-Solar | https://www.wiki-solar.org | Wiki-Solar | [10 empty] | 9.82 | 10.46 | 10.22 | 10.04 | 10.14 | NO-ESTIMATION | NO-ESTIMATION | NO-ESTIMATION | NO-ESTIMATION | NO-ESTIMATION
IND | India | Chudiyala Profigate 2 |  | WKS0067152 | 5 | 29.9180 | 77.7550 | Solar | [5 empty] | Wiki-Solar | https://www.wiki-solar.org | Wiki-Solar | [10 empty] | 9.69 | 10.46 | 10.22 | 10.04 | 10.14 | NO-ESTIMATION | NO-ESTIMATION | NO-ESTIMATION | NO-ESTIMATION | NO-ESTIMATION
IND | India | Killianwali |  | WKS0068223 | 24 | 29.9500 | 74.6760 | Solar | [5 empty] | Wiki-Solar | https://www.wiki-solar.org | Wiki-Solar | [10 empty] | 46.08 | 47.73 | 48.41 | 45.05 | 46.74 | NO-ESTIMATION | NO-ESTIMATION | NO-ESTIMATION | NO-ESTIMATION | NO-ESTIMATION
IND | India | Kandu Khera |  | WKS0072795 | 14 | 29.9610 | 74.5080 | Solar | [5 empty] | Wiki-Solar | https://www.wiki-solar.org | Wiki-Solar | [10 empty] | 27.51 | 27.58 | 28.21 | 27.41 | 27.38 | NO-ESTIMATION | NO-ESTIMATION | NO-ESTIMATION | NO-ESTIMATION | CAPACITY-FACTOR-V1
IND | India | Sangatpura Solar Power Plant |  | WRI1026204 | 10 | 29.9611 | 75.7767 | Solar |  |  |  |  | Omega Solar Projects Private Limited | Lancosola | http://www.lancosolar.com | Industry About | [10 empty] | 18.84 | 18.40 | 19.03 | 18.45 | 18.86 | NO-ESTIMATION | NO-ESTIMATION | NO-ESTIMATION | NO-ESTIMATION | CAPACITY-FACTOR-V1
IND | India | Ram Tirath Jaga Solar Power Plant |  | WRI1026191 | 10 | 29.9619 | 75.1631 | Solar |  |  |  |  | Welspun Solar Punjab Private Limited | Welspun Solar Punjab Private Limited | http://www.welspunrenewables.com | Industry About | 1107699 | [9 empty] | 18.79 | 18.79 | 18.77 | 18.50 | 18.84 | NO-ESTIMATION | NO-ESTIMATION | NO-ESTIMATION | NO-ESTIMATION | CAPACITY-FACTOR-V1
IND | India | Pathrala |  | WKS0067262 | 4.1 | 29.9846 | 74.7522 | Solar | [5 empty] | Wiki-Solar | https://www.wiki-solar.org | Wiki-Solar | [10 empty] | 7.59 | 8.01 | 7.71 | 7.44 | 7.77 | NO-ESTIMATION | NO-ESTIMATION | NO-ESTIMATION | NO-ESTIMATION | CAPACITY-FACTOR-V1
IND | India | Banwala |  | WKS0067129 | 25 | 30.0130 | 74.6020 | Solar | [5 empty] | Wiki-Solar | https://www.wiki-solar.org | Wiki-Solar | [10 empty] | 48.41 | 50.08 | 50.83 | 48.84 | 49.1 | NO-ESTIMATION | NO-ESTIMATION | NO-ESTIMATION | NO-ESTIMATION | NO-ESTIMATION
IND | India | Punjawa - Sikh Wala Solar Power Plant |  | WRI1026187 | 19 | 30.0208 | 74.5460 | Solar |  |  |  |  | Azure Urja Private Limited | Urja Private edEr | http://www.azurepower.com | Industry About | [10 empty] | 37.39 | 38.11 | 38.71 | 37.49 | 37.45 | NO-ESTIMATION | NO-ESTIMATION | NO-ESTIMATION | NO-ESTIMATION | NO-ESTIMATION
IND | India | Khialli Chahlian Wali |  | WKS0072809 | 15 | 30.0260 | 75.4110 | Solar | [5 empty] | Wiki-Solar | https://www.wiki-solar.org | Wiki-Solar | [10 empty] | 29.31 | 29.44 | 30.46 | 29.41 | 30.12 | NO-ESTIMATION | NO-ESTIMATION | NO-ESTIMATION | NO-ESTIMATION | NO-ESTIMATION
IND | India | Usmankhera |  | WKS0072805 | 25 | 30.0340 | 73.9040 | Solar | [5 empty] | Wiki-Solar | https://www.wiki-solar.org | Wiki-Solar | [10 empty] | 48.03 | 50.08 | 50.83 | 47.48 | 47.13 | NO-ESTIMATION | NO-ESTIMATION | NO-ESTIMATION | NO-ESTIMATION | NO-ESTIMATION
IND | India | Badal |  | WKS0072794 | 15 | 30.0680 | 74.6710 | Solar | [5 empty] | Wiki-Solar | https://www.wiki-solar.org | Wiki-Solar | [10 empty] | 29.44 | 29.55 | 30.23 | 29.36 | 29.39 | NO-ESTIMATION | NO-ESTIMATION | NO-ESTIMATION | NO-ESTIMATION | NO-ESTIMATION
IND | India | Daulat Pura |  | WKS0072806 | 25 | 30.0870 | 74.0390 | Solar | [5 empty] | Wiki-Solar | https://www.wiki-solar.org | Wiki-Solar | [10 empty] | 47.85 | 49.96 | 50.83 | 47.48 | 47.35 | NO-ESTIMATION | NO-ESTIMATION | NO-ESTIMATION | NO-ESTIMATION | CAPACITY-FACTOR-V1
IND | India | Bahadur Khera |  | WKS0072796 | 25 | 30.1150 | 74.3460 | Solar | [5 empty] | Wiki-Solar | https://www.wiki-solar.org | Wiki-Solar | [10 empty] | 48.28 | 49.96 | 50.76 | 49.24 | 49.2 | NO-ESTIMATION | NO-ESTIMATION | NO-ESTIMATION | NO-ESTIMATION | NO-ESTIMATION
IND | India | Bahadaurgarh Jandian |  | WKS0072800 | 50 | 30.1547 | 74.6909 | Solar | [5 empty] | Wiki-Solar | https://www.wiki-solar.org | Wiki-Solar | [10 empty] | 97.23 | 101.81 | 102.54 | 99.78 | 102.96 | NO-ESTIMATION | NO-ESTIMATION | NO-ESTIMATION | NO-ESTIMATION | NO-ESTIMATION
IND | India | Sardargarh |  | WKS0067132 | 100 | 30.2190 | 74.7610 | Solar | [5 empty] | Wiki-Solar | https://www.wiki-solar.org | Wiki-Solar | [10 empty] | 198.29 | 207.01 | 208.83 | 203.30 | 209.67 | NO-ESTIMATION | NO-ESTIMATION | NO-ESTIMATION | NO-ESTIMATION | NO-ESTIMATION
IND | India | Muradwala Dalsingh |  | WKS0062424 | 21 | 30.2520 | 74.2510 | Solar | [5 empty] | Wiki-Solar | https://www.wiki-solar.org | Wiki-Solar | [10 empty] | 39.63 | 41.80 | 42.50 | 42.84 | 42.62 | NO-ESTIMATION | NO-ESTIMATION | NO-ESTIMATION | NO-ESTIMATION | NO-ESTIMATION
IND | India | Tahliwala |  | WKS0062422 | 15 | 30.3450 | 74.1920 | Solar | [5 empty] | Wiki-Solar | https://www.wiki-solar.org | Wiki-Solar | [10 empty] | 28.54 | 29.49 | 30.19 | 30.44 | 30.23 | NO-ESTIMATION | NO-ESTIMATION | NO-ESTIMATION | NO-ESTIMATION | NO-ESTIMATION
IND | India | Choharianwali |  | WKS0072801 | 25 | 30.4010 | 74.0780 | Solar | [5 empty] | Wiki-Solar | https://www.wiki-solar.org | Wiki-Solar | [10 empty] | 47.13 | 50.15 | 50.69 | 51.10 | 50.76 | NO-ESTIMATION | NO-ESTIMATION | NO-ESTIMATION | NO-ESTIMATION | NO-ESTIMATION
IND | India | Lakhewali Solar Power Plant |  | WRI1026166 | 2.1 | 30.4368 | 74.3316 | Solar |  |  |  |  | Atma Powers Private Limited | Powers Private | http://www.peda.gov.in/main/SPVPowerProjects.html | Industry About | [10 empty] | 3.81 | 4.09 | 4.06 | 4.07 | 4.06 | NO-ESTIMATION | NO-ESTIMATION | NO-ESTIMATION | NO-ESTIMATION | NO-ESTIMATION
IND | India | Grewal Solar Power Plant |  | WRI1026143 | 1.8 | 30.4613 | 74.6188 | Solar |  |  |  |  | Solaer | Solaer | https://www.google.com/maps/d/embed?mid=1bXiXRcLRnBCUfpkHM2J5EVryhG4&ll=31.06035315253383%2C35.02284616406246&z=8 | Industry About | [10 empty] | 3.26 | 3.56 | 3.52 | 3.54 | 3.52 | NO-ESTIMATION | NO-ESTIMATION | NO-ESTIMATION | NO-ESTIMATION | NO-ESTIMATION
IND | India | Ghaggar Link Canal |  | WKS0072803 | 7.6 | 30.5030 | 76.3400 | Solar | [5 empty] | Wiki-Solar | https://www.wiki-solar.org | Wiki-Solar | [10 empty] | 13.71 | 14.31 | 13.76 | 14.98 | 14.71 | NO-ESTIMATION | NO-ESTIMATION | NO-ESTIMATION | NO-ESTIMATION | NO-ESTIMATION
IND | India | Behbalpur |  | WKS0067265 | 4 | 30.5150 | 76.2700 | Solar | [5 empty] | Wiki-Solar | https://www.wiki-solar.org | Wiki-Solar | [10 empty] | 7.44 | 7.64 | 7.83 | 7.57 | 7.44 | NO-ESTIMATION | NO-ESTIMATION | NO-ESTIMATION | NO-ESTIMATION | NO-ESTIMATION
IND | India | Khera |  | WKS0065020 | 5 | 30.8100 | 76.8800 | Solar | [5 empty] | Wiki-Solar | https://www.wiki-solar.org | Wiki-Solar | [10 empty] | 9.58 | 10.74 | 10.15 | 9.99 | 10.25 | NO-ESTIMATION | NO-ESTIMATION | NO-ESTIMATION | NO-ESTIMATION | NO-ESTIMATION
IND | India | Lallian Kalan Solar Power Plant |  | WRI1026168 | 1 | 31.2496 | 75.4826 | Solar |  |  |  |  | IK Energy Private Limited | PEDA | http://www.peda.gov.in/main/SPVPowerProjects.html | Industry About | [10 empty] | 1.70 | 1.80 | 1.75 | 1.76 | 1.77 | NO-ESTIMATION | NO-ESTIMATION | NO-ESTIMATION | NO-ESTIMATION | NO-ESTIMATION
IND | India | Lalpur |  | WKS0067264 | 4.1 | 31.3200 | 75.9200 | Solar | [5 empty] | Wiki-Solar | https://www.wiki-solar.org | Wiki-Solar | [10 empty] | 7.15 | 7.72 | 7.61 | 7.66 | 7.88 | NO-ESTIMATION | NO-ESTIMATION | NO-ESTIMATION | NO-ESTIMATION | NO-ESTIMATION
IND | India | Dera Baba Jaimal Singh |  | WKS0070864 | 12 | 31.5450 | 75.3300 | Solar | [5 empty] | Wiki-Solar | https://www.wiki-solar.org | Wiki-Solar | [10 empty] | 23.50 | 24.22 | 23.53 | 24.51 | 24.01 | NO-ESTIMATION | NO-ESTIMATION | NO-ESTIMATION | NO-ESTIMATION | NO-ESTIMATION
IND | India | Beas |  | WKS0064521 | 7.6 | 31.5462 | 75.3318 | Solar | [5 empty] | Wiki-Solar | https://www.wiki-solar.org | Wiki-Solar | [10 empty] | 14.35 | 14.87 | 14.37 | 14.99 | 14.47 | NO-ESTIMATION | NO-ESTIMATION | NO-ESTIMATION | NO-ESTIMATION | CAPACITY-FACTOR-V1
IND | India | Munanjipatti |  | WKS0065068 | 7.7 | 8.5350 | 77.8000 | Solar | [5 empty] | Wiki-Solar | https://www.wiki-solar.org | Wiki-Solar | [10 empty] | 14.48 | 14.92 | 14.67 | 16.15 | 14.84 | NO-ESTIMATION | NO-ESTIMATION | NO-ESTIMATION | NO-ESTIMATION | NO-ESTIMATION
IND | India | Kombukaranatham |  | WKS0062058 | 5 | 8.7680 | 77.9560 | Solar | [5 empty] | Wiki-Solar | https://www.wiki-solar.org | Wiki-Solar | [10 empty] | 9.65 | 9.78 | 9.70 | 10.25 | 9.99 | SOLAR-V1-NO-AGE | SOLAR-V1-NO-AGE | SOLAR-V1-NO-AGE | SOLAR-V1-NO-AGE | SOLAR-V1-NO-AGE
IND | India | Ettankulam |  | WKS0069557 | 20 | 8.8530 | 77.6050 | Solar | [5 empty] | Wiki-Solar | https://www.wiki-solar.org | Wiki-Solar | [10 empty] | 41.12 | 38.53 | 38.71 | 44.63 | 38.56 | SOLAR-V1-NO-AGE | SOLAR-V1-NO-AGE | SOLAR-V1-NO-AGE | SOLAR-V1-NO-AGE | SOLAR-V1-NO-AGE
IND | India | Arasadi |  | WKS0061173 | 10 | 8.8881 | 78.0644 | Solar | [5 empty] | Wiki-Solar | https://www.wiki-solar.org | Wiki-Solar | [10 empty] | 18.34 | 18.96 | 18.86 | 20.51 | 18.87 | SOLAR-V1-NO-AGE | SOLAR-V1-NO-AGE | SOLAR-V1-NO-AGE | SOLAR-V1-NO-AGE | SOLAR-V1-NO-AGE
IND | India | Kayanathar |  | WKS0062134 | 49 | 8.9130 | 77.7460 | Solar | [5 empty] | Wiki-Solar | https://www.wiki-solar.org | Wiki-Solar | [10 empty] | 101.85 | 92.02 | 92.91 | 111.61 | 97.23 | SOLAR-V1-NO-AGE | SOLAR-V1-NO-AGE | SOLAR-V1-NO-AGE | SOLAR-V1-NO-AGE | SOLAR-V1-NO-AGE
IND | India | Shezhilanallur |  | WKS0069577 | 100 | 8.9170 | 77.7150 | Solar | [5 empty] | Wiki-Solar | https://www.wiki-solar.org | Wiki-Solar | [10 empty] | 210.24 | 191.44 | 193.52 | 228.97 | 201.65 | HYDRO-V1 | HYDRO-V1 | HYDRO-V1 | HYDRO-V1 | HYDRO-V1
IND | India | Kamalapuram |  | WKS0067241 | 10 | 9.1190 | 78.1030 | Solar | [5 empty] | Wiki-Solar | https://www.wiki-solar.org | Wiki-Solar | [10 empty] | 18.59 | 19.01 | 18.89 | 20.21 | 18.82 | SOLAR-V1-NO-AGE | SOLAR-V1-NO-AGE | SOLAR-V1-NO-AGE | SOLAR-V1-NO-AGE | SOLAR-V1-NO-AGE
IND | India | Kovilpatti |  | WKS0068270 | 15.6 | 9.1550 | 77.8200 | Solar | [5 empty] | Wiki-Solar | https://www.wiki-solar.org | Wiki-Solar | [10 empty] | 31.06 | 29.92 | 30.22 | 34.96 | 31.39 | SOLAR-V1-NO-AGE | SOLAR-V1-NO-AGE | SOLAR-V1-NO-AGE | SOLAR-V1-NO-AGE | SOLAR-V1-NO-AGE
IND | India | Ramnad Welspun |  | WKS0061950 | 30 | 9.2220 | 78.3485 | Solar | [5 empty] | Wiki-Solar | https://www.wiki-solar.org | Wiki-Solar | [10 empty] | 61.35 | 57.17 | 57.36 | 67.82 | 61.34 | SOLAR-V1-NO-AGE | SOLAR-V1-NO-AGE | SOLAR-V1-NO-AGE | SOLAR-V1-NO-AGE | SOLAR-V1-NO-AGE
IND | India | Kamuthi Solar Power Plant |  | WRI1026151 | 648 | 9.3381 | 78.3917 | Solar |  |  |  |  | Adani Power Limited | Adani Power Limite r Er | http://www.adanipower.com | Industry About | 1109521 | [9 empty] | 1317.35 | 1234.42 | 1255.84 | 1451.65 | 1221.03 | SOLAR-V1-NO-AGE | SOLAR-V1-NO-AGE | SOLAR-V1-NO-AGE | SOLAR-V1-NO-AGE | SOLAR-V1-NO-AGE
IND | India | Sattur |  | WKS0066504 | 50 | 9.4100 | 78.0030 | Solar | [5 empty] | Wiki-Solar | https://www.wiki-solar.org | Wiki-Solar | [10 empty] | 104.66 | 94.62 | 96.23 | 107.02 | 97.37 | HYDRO-V1 | HYDRO-V1 | HYDRO-V1 | HYDRO-V1 | HYDRO-V1
IND | India | Melamudimannar |  | WKS0062421 | 18 | 9.4160 | 78.2480 | Solar | [5 empty] | Wiki-Solar | https://www.wiki-solar.org | Wiki-Solar | [10 empty] | 37.52 | 34.77 | 35.06 | 38.39 | 35.35 | SOLAR-V1-NO-AGE | SOLAR-V1-NO-AGE | SOLAR-V1-NO-AGE | SOLAR-V1-NO-AGE | SOLAR-V1-NO-AGE
IND | India | Muthuramalingapuram |  | WKS0067249 | 8 | 9.4370 | 78.1730 | Solar | [5 empty] | Wiki-Solar | https://www.wiki-solar.org | Wiki-Solar | [10 empty] | 15.57 | 15.41 | 15.31 | 15.87 | 15.4 | NO-ESTIMATION | NO-ESTIMATION | NO-ESTIMATION | NO-ESTIMATION | NO-ESTIMATION
IND | India | GRT 6 |  | WKS0067243 | 5 | 9.4420 | 78.0530 | Solar | [5 empty] | Wiki-Solar | https://www.wiki-solar.org | Wiki-Solar | [10 empty] | 9.89 | 9.78 | 9.70 | 9.93 | 9.81 | NO-ESTIMATION | NO-ESTIMATION | NO-ESTIMATION | NO-ESTIMATION | CAPACITY-FACTOR-V1
IND | India | NLC Ramanathapuram |  | WKS0074067 | 100 | 9.4440 | 78.5720 | Solar | [5 empty] | Wiki-Solar | https://www.wiki-solar.org | Wiki-Solar | [10 empty] | 208.81 | 195.02 | 198.48 | 228.93 | 193.61 | SOLAR-V1-NO-AGE | SOLAR-V1-NO-AGE | SOLAR-V1-NO-AGE | SOLAR-V1-NO-AGE | SOLAR-V1-NO-AGE
IND | India | Kallurani Aadhavan |  | WKS0070805 | 50 | 9.4460 | 78.1500 | Solar | [5 empty] | Wiki-Solar | https://www.wiki-solar.org | Wiki-Solar | [10 empty] | 102.67 | 94.56 | 95.81 | 109.15 | 96.16 | NO-ESTIMATION | NO-ESTIMATION | NO-ESTIMATION | NO-ESTIMATION | CAPACITY-FACTOR-V1
IND | India | Pambur GRT 1 |  | WKS0067237 | 5 | 9.4511 | 78.5748 | Solar | [5 empty] | Wiki-Solar | https://www.wiki-solar.org | Wiki-Solar | [10 empty] | 9.65 | 9.86 | 9.68 | 10.19 | 9.33 | SOLAR-V1-NO-AGE | SOLAR-V1-NO-AGE | SOLAR-V1-NO-AGE | SOLAR-V1-NO-AGE | SOLAR-V1-NO-AGE
IND | India | Pambur GRT 2 |  | WKS0067242 | 5 | 9.4533 | 78.5758 | Solar | [5 empty] | Wiki-Solar | https://www.wiki-solar.org | Wiki-Solar | [10 empty] | 9.65 | 9.86 | 9.68 | 10.18 | 9.33 | SOLAR-V1-NO-AGE | SOLAR-V1-NO-AGE | SOLAR-V1-NO-AGE | SOLAR-V1-NO-AGE | SOLAR-V1-NO-AGE
IND | India | Kallurani Phoebus |  | WKS0070806 | 50 | 9.4540 | 78.1520 | Solar | [5 empty] | Wiki-Solar | https://www.wiki-solar.org | Wiki-Solar | [10 empty] | 102.80 | 94.56 | 95.81 | 109.15 | 95.96 | SOLAR-V1-NO-AGE | SOLAR-V1-NO-AGE | SOLAR-V1-NO-AGE | SOLAR-V1-NO-AGE | SOLAR-V1-NO-AGE
IND | India | Kallurani RT |  | WKS0070872 | 15 | 9.4700 | 78.1530 | Solar | [5 empty] | Wiki-Solar | https://www.wiki-solar.org | Wiki-Solar | [10 empty] | 30.36 | 28.83 | 29.18 | 31.73 | 29.16 | SOLAR-V1-NO-AGE | SOLAR-V1-NO-AGE | SOLAR-V1-NO-AGE | SOLAR-V1-NO-AGE | SOLAR-V1-NO-AGE
IND | India | Regunathamadai |  | WKS0064263 | 5 | 9.5059 | 78.2486 | Solar | [5 empty] | Wiki-Solar | https://www.wiki-solar.org | Wiki-Solar | [10 empty] | 9.98 | 9.78 | 9.70 | 9.83 | 9.68 | SOLAR-V1-NO-AGE | SOLAR-V1-NO-AGE | SOLAR-V1-NO-AGE | SOLAR-V1-NO-AGE | SOLAR-V1-NO-AGE
IND | India | Tiruchuli |  | WKS0070873 | 50 | 9.5220 | 78.2280 | Solar | [5 empty] | Wiki-Solar | https://www.wiki-solar.org | Wiki-Solar | [10 empty] | 104.16 | 94.84 | 95.96 | 107.40 | 97.38 | SOLAR-V1-NO-AGE | SOLAR-V1-NO-AGE | SOLAR-V1-NO-AGE | SOLAR-V1-NO-AGE | SOLAR-V1-NO-AGE
IND | India | Amathur |  | WKS0068271 | 14.4 | 9.5530 | 77.8850 | Solar | [5 empty] | Wiki-Solar | https://www.wiki-solar.org | Wiki-Solar | [10 empty] | 28.89 | 28.03 | 28.29 | 31.39 | 28.21 | SOLAR-V1-NO-AGE | SOLAR-V1-NO-AGE | SOLAR-V1-NO-AGE | SOLAR-V1-NO-AGE | SOLAR-V1-NO-AGE
IND | India | Narikudi |  | WKS0068269 | 60 | 9.5680 | 78.3100 | Solar | [5 empty] | Wiki-Solar | https://www.wiki-solar.org | Wiki-Solar | [10 empty] | 125.73 | 114.33 | 116.06 | 128.10 | 116.73 | NO-ESTIMATION | NO-ESTIMATION | NO-ESTIMATION | WIND-V1 | WIND-V1
IND | India | Moolippatti |  | WKS0067246 | 40 | 9.6440 | 77.8510 | Solar | [5 empty] | Wiki-Solar | https://www.wiki-solar.org | Wiki-Solar | [10 empty] | 83.75 | 76.93 | 78.25 | 92.80 | 77.89 | SOLAR-V1-NO-AGE | SOLAR-V1-NO-AGE | SOLAR-V1-NO-AGE | SOLAR-V1-NO-AGE | SOLAR-V1-NO-AGE
IND | India | Sivaganga Solar Power Plant |  | WRI1026212 | 5 | 9.8043 | 78.4487 | Solar |  |  |  |  | Moser Baer Clean Energy Limited (MBCEL) | Moser Baer Clean Energy Limited (MBCEL) | http://www.moserbaerprojects.com | Industry About | 1087230 | [9 empty] | 9.89 | 9.86 | 9.69 | 9.96 | 9.7 | SOLAR-V1-NO-AGE | SOLAR-V1-NO-AGE | SOLAR-V1-NO-AGE | SOLAR-V1-NO-AGE | SOLAR-V1-NO-AGE
IND | India | Jambalapuram |  | WKS0070847 | 20 | 9.8100 | 77.7800 | Solar | [5 empty] | Wiki-Solar | https://www.wiki-solar.org | Wiki-Solar | [10 empty] | 40.97 | 37.75 | 41.48 | 45.84 | 38.19 | SOLAR-V1-NO-AGE | SOLAR-V1-NO-AGE | SOLAR-V1-NO-AGE | SOLAR-V1-NO-AGE | SOLAR-V1-NO-AGE
IRN | Iran | Blue Earth 2 |  | WKS0071718 | 10 | 26.9300 | 56.1750 | Solar | [5 empty] | Wiki-Solar | https://www.wiki-solar.org | Wiki-Solar | [10 empty] | 20.80 | 18.99 | 19.44 | 19.10 | 19.47 | SOLAR-V1-NO-AGE | SOLAR-V1-NO-AGE | SOLAR-V1-NO-AGE | SOLAR-V1-NO-AGE | SOLAR-V1-NO-AGE
IRN | Iran | Mahan |  | WKS0069768 | 20 | 30.0850 | 57.3100 | Solar | [5 empty] | Wiki-Solar | https://www.wiki-solar.org | Wiki-Solar | [10 empty] | 44.34 | 41.20 | 43.94 | 45.30 | 44.79 | SOLAR-V1-NO-AGE | SOLAR-V1-NO-AGE | SOLAR-V1-NO-AGE | SOLAR-V1-NO-AGE | SOLAR-V1-NO-AGE
IRN | Iran | Ghadir |  | WKS0072369 | 10 | 31.6600 | 54.4800 | Solar | [5 empty] | Wiki-Solar | https://www.wiki-solar.org | Wiki-Solar | [10 empty] | 20.96 | 20.66 | 20.04 | 20.24 | 20.7 | NO-ESTIMATION | NO-ESTIMATION | NO-ESTIMATION | NO-ESTIMATION | CAPACITY-FACTOR-V1
IRN | Iran | Yazd |  | WRI1008205 | 17 | 31.9545 | 54.0658 | Solar |  |  |  | 2009.0 |  | TAVANIR | http://helioscsp.com/iran-yazd-integrated-solar-combined-cycle-power-station/ | GEODB | [10 empty] | 38.42 | 34.92 | 33.12 | 33.36 | 34.94 | SOLAR-V1-NO-AGE | SOLAR-V1-NO-AGE | SOLAR-V1-NO-AGE | SOLAR-V1-NO-AGE | SOLAR-V1-NO-AGE
IRN | Iran | Isfahan |  | WKS0069381 | 10 | 32.6400 | 52.0600 | Solar | [5 empty] | Wiki-Solar | https://www.wiki-solar.org | Wiki-Solar | [10 empty] | 20.53 | 20.64 | 20.68 | 20.26 | 20.46 | SOLAR-V1-NO-AGE | SOLAR-V1-NO-AGE | SOLAR-V1-NO-AGE | SOLAR-V1-NO-AGE | SOLAR-V1-NO-AGE
IRN | Iran | Khusf |  | WKS0072371 | 10 | 32.7600 | 58.8750 | Solar | [5 empty] | Wiki-Solar | https://www.wiki-solar.org | Wiki-Solar | [10 empty] | 20.99 | 20.92 | 20.23 | 20.18 | 21.25 | HYDRO-V1 | HYDRO-V1 | HYDRO-V1 | HYDRO-V1 | HYDRO-V1
IRN | Iran | Khalij-e Fars |  | WKS0069382 | 7 | 34.7800 | 48.5700 | Solar | [5 empty] | Wiki-Solar | https://www.wiki-solar.org | Wiki-Solar | [10 empty] | 14.39 | 12.97 | 14.18 | 14.38 | 14.05 | NO-ESTIMATION | NO-ESTIMATION | NO-ESTIMATION | NO-ESTIMATION | CAPACITY-FACTOR-V1
IRN | Iran | Amir Kabir |  | WKS0070133 | 7 | 35.0100 | 48.0300 | Solar | [5 empty] | Wiki-Solar | https://www.wiki-solar.org | Wiki-Solar | [10 empty] | 14.07 | 13.30 | 14.10 | 13.99 | 14.09 | SOLAR-V1-NO-AGE | SOLAR-V1-NO-AGE | SOLAR-V1-NO-AGE | SOLAR-V1-NO-AGE | SOLAR-V1-NO-AGE
ISR | Israel | Ein Evrona Solar Power Plant |  | WRI1026455 | 6 | 29.6240 | 34.9821 | Solar |  |  |  | 2014.0 | Solaer | Solaer | https://www.google.com/maps/d/embed?mid=1bXiXRcLRnBCUfpkHM2J5EVryhG4&ll=31.06035315253383%2C35.02284616406246&z=8 | WRI | [12 empty] | 13.08 | 12.93 | 12.86 | SOLAR-V1-NO-AGE | SOLAR-V1-NO-AGE | SOLAR-V1-NO-AGE | SOLAR-V1-NO-AGE | SOLAR-V1-NO-AGE
ISR | Israel | Metzukei Timna |  | WKS0061894 | 6 | 29.7598 | 34.9816 | Solar | [5 empty] | Wiki-Solar | https://www.wiki-solar.org | Wiki-Solar | [10 empty] | 12.35 | 11.59 | 11.76 | 11.18 | 11.5 | NO-ESTIMATION | NO-ESTIMATION | NO-ESTIMATION | NO-ESTIMATION | CAPACITY-FACTOR-V1
ISR | Israel | Eliphaz |  | WKS0061888 | 7 | 29.7920 | 35.0320 | Solar | [5 empty] | Wiki-Solar | https://www.wiki-solar.org | Wiki-Solar | [10 empty] | 14.47 | 13.10 | 13.66 | 12.94 | 13.43 | SOLAR-V1-NO-AGE | SOLAR-V1-NO-AGE | SOLAR-V1-NO-AGE | SOLAR-V1-NO-AGE | SOLAR-V1-NO-AGE
ISR | Israel | Samar |  | WKS0063781 | 10.9 | 29.8300 | 35.0150 | Solar | [5 empty] | Wiki-Solar | https://www.wiki-solar.org | Wiki-Solar | [10 empty] | 22.87 | 21.76 | 22.69 | 22.52 | 22.75 | SOLAR-V1-NO-AGE | SOLAR-V1-NO-AGE | SOLAR-V1-NO-AGE | SOLAR-V1-NO-AGE | SOLAR-V1-NO-AGE
ISR | Israel | Yotvata |  | WKS0061887 | 6.7 | 29.9258 | 35.0667 | Solar | [5 empty] | Wiki-Solar | https://www.wiki-solar.org | Wiki-Solar | [10 empty] | 12.44 | 12.73 | 13.09 | 12.94 | 12.96 | SOLAR-V1-NO-AGE | SOLAR-V1-NO-AGE | SOLAR-V1-NO-AGE | SOLAR-V1-NO-AGE | SOLAR-V1-NO-AGE
ISR | Israel | Grofit |  | WKS0061889 | 6.3 | 29.9358 | 35.0667 | Solar | [5 empty] | Wiki-Solar | https://www.wiki-solar.org | Wiki-Solar | [10 empty] | 11.70 | 11.92 | 12.32 | 12.20 | 12.18 | SOLAR-V1-NO-AGE | SOLAR-V1-NO-AGE | SOLAR-V1-NO-AGE | SOLAR-V1-NO-AGE | SOLAR-V1-NO-AGE
ISR | Israel | Ketura Sun |  | WKS0061084 | 4.9 | 29.9630 | 35.0590 | Solar | [5 empty] | Wiki-Solar | https://www.wiki-solar.org | Wiki-Solar | [10 empty] | 9.25 | 9.53 | 9.64 | 9.52 | 9.53 | SOLAR-V1-NO-AGE | SOLAR-V1-NO-AGE | SOLAR-V1-NO-AGE | SOLAR-V1-NO-AGE | SOLAR-V1-NO-AGE
ISR | Israel | Kibbutz Ketura |  | WRI1061488 | 40 | 29.9647 | 35.0595 | Solar |  |  |  | 2015.0 | Israel Electric corporation | PV Magazine | https://www.energymatters.com.au/renewable-news/ketura-solar-farm-em4960/ | WRI | 1072662 | [12 empty] | 88.56 | 88.32 | SOLAR-V1-NO-AGE | SOLAR-V1-NO-AGE | SOLAR-V1-NO-AGE | SOLAR-V1-NO-AGE | SOLAR-V1-NO-AGE
ISR | Israel | Neot Semadar Solar Power Plant |  | WRI1026457 | 7.9 | 30.0492 | 35.0470 | Solar |  |  |  | 2014.0 | Belectric GmbH | Belectric | http://www.belectric.com/en/solar-power-plants/projects/ | WRI | [12 empty] | 16.25 | 15.67 | 15.58 | SOLAR-V1-NO-AGE | SOLAR-V1-NO-AGE | SOLAR-V1-NO-AGE | SOLAR-V1-NO-AGE | SOLAR-V1-NO-AGE
ISR | Israel | Tsukim |  | WKS0068007 | 10.9 | 30.4850 | 35.1800 | Solar | [5 empty] | Wiki-Solar | https://www.wiki-solar.org | Wiki-Solar | [10 empty] | 22.74 | 22.39 | 22.10 | 22.64 | 22.66 | NO-ESTIMATION | NO-ESTIMATION | NO-ESTIMATION | NO-ESTIMATION | CAPACITY-FACTOR-V1
ISR | Israel | Mitzpe Ramon |  | WKS0065678 | 7 | 30.6300 | 34.8150 | Solar | [5 empty] | Wiki-Solar | https://www.wiki-solar.org | Wiki-Solar | [10 empty] | 13.38 | 12.97 | 12.56 | 12.90 | 12.87 | SOLAR-V1-NO-AGE | SOLAR-V1-NO-AGE | SOLAR-V1-NO-AGE | SOLAR-V1-NO-AGE | SOLAR-V1-NO-AGE
ISR | Israel | Hazeva |  | WRI1061487 | 4.5 | 30.8069 | 35.2466 | Solar |  |  |  |  | Eren Group | Eren Group | http://eren-groupe.com/en/realisation-eren/hazeva/ | WRI | [10 empty] | 8.18 | 8.10 | 8.37 | 8.11 | 8.22 | SOLAR-V1-NO-AGE | SOLAR-V1-NO-AGE | SOLAR-V1-NO-AGE | SOLAR-V1-NO-AGE | SOLAR-V1-NO-AGE
ISR | Israel | Sde Boker |  | WKS0061902 | 5 | 30.8739 | 34.8058 | Solar | [5 empty] | Wiki-Solar | https://www.wiki-solar.org | Wiki-Solar | [10 empty] | 9.71 | 9.69 | 9.66 | 9.56 | 9.76 | SOLAR-V1-NO-AGE | SOLAR-V1-NO-AGE | SOLAR-V1-NO-AGE | SOLAR-V1-NO-AGE | SOLAR-V1-NO-AGE
ISR | Israel | Ashalim PV |  | WKS0071507 | 30 | 30.9530 | 34.6530 | Solar | [5 empty] | Wiki-Solar | https://www.wiki-solar.org | Wiki-Solar | [10 empty] | 62.16 | 60.82 | 60.94 | 62.26 | 61.72 | SOLAR-V1-NO-AGE | SOLAR-V1-NO-AGE | SOLAR-V1-NO-AGE | SOLAR-V1-NO-AGE | SOLAR-V1-NO-AGE
ISR | Israel | Ashalim Sun |  | WRI1061479 | 121 | 30.9634 | 34.7275 | Solar |  |  |  | 2018.0 | Bright Source Energy | General Electric | https://www.ge.com/content/dam/gepower-renewables/global/en_US/downloads/brochures/solar-csp-ashalim-gea32278.pdf | WRI | [14 empty] | 214.16 | NO-ESTIMATION | NO-ESTIMATION | NO-ESTIMATION | NO-ESTIMATION | CAPACITY-FACTOR-V1
ISR | Israel | Ramat Hovav Solar Power Plant |  | WRI1026458 | 37.5 | 31.1450 | 34.7553 | Solar |  |  |  | 2014.0 | Energix Renewable Energies Limited | Energix | http://www.energix-group.com/Energix-Neot-Hovav/ | WRI | [12 empty] | 83.49 | 83.03 | 83.27 | SOLAR-V1-NO-AGE | SOLAR-V1-NO-AGE | SOLAR-V1-NO-AGE | SOLAR-V1-NO-AGE | SOLAR-V1-NO-AGE
ISR | Israel | Haluziot |  | WRI1061486 | 55 | 31.1685 | 34.5469 | Solar |  |  |  | 2015.0 | Israel Electric corporation | PV Tech | https://www.pv-tech.org/news/grupo_clavijo_installing_single_axis_tracker_to_55mw_israel_project | WRI | 1089411 | [12 empty] | 123.65 | 120.86 | SOLAR-V1-NO-AGE | SOLAR-V1-NO-AGE | SOLAR-V1-NO-AGE | SOLAR-V1-NO-AGE | SOLAR-V1-NO-AGE
ISR | Israel | Talmei Yosef Solar Power Plant |  | WRI1026461 | 9 | 31.1922 | 34.3682 | Solar |  |  |  | 2014.0 | Belectric GmbH | Belectric | http://www.belectric.com/en/solar-power-plants/projects/ | WRI | [12 empty] | 18.12 | 17.97 | 17.63 | NO-ESTIMATION | NO-ESTIMATION | NO-ESTIMATION | NO-ESTIMATION | CAPACITY-FACTOR-V1
ISR | Israel | Gevulot Solar Power Plant |  | WRI1026456 | 8.5 | 31.2050 | 34.4616 | Solar |  |  |  | 2014.0 | Belectric GmbH | Belectric | http://www.belectric.com/en/solar-power-plants/projects/ | WRI | [12 empty] | 16.97 | 16.97 | 16.65 | SOLAR-V1-NO-AGE | SOLAR-V1-NO-AGE | SOLAR-V1-NO-AGE | SOLAR-V1-NO-AGE | SOLAR-V1-NO-AGE
ISR | Israel | Talmei Elihayu Solar Power Plant |  | WRI1026460 | 10 | 31.2152 | 34.4531 | Solar |  |  |  | 2013.0 | Belectric GmbH | Belectric | http://www.belectric.com/en/solar-power-plants/projects/ | WRI | [11 empty] | 18.91 | 19.41 | 19.35 | 18.94 | NO-ESTIMATION | NO-ESTIMATION | NO-ESTIMATION | WIND-V1 | WIND-V1
ISR | Israel | Mivtahim |  | WKS0062487 | 10 | 31.2240 | 34.4010 | Solar | [5 empty] | Wiki-Solar | https://www.wiki-solar.org | Wiki-Solar | [10 empty] | 17.04 | 17.45 | 17.60 | 17.76 | 17.34 | NO-ESTIMATION | NO-ESTIMATION | WIND-V1 | WIND-V1 | WIND-V1
ISR | Israel | Nevatim |  | WKS0061152 | 18 | 31.2240 | 34.8680 | Solar | [5 empty] | Wiki-Solar | https://www.wiki-solar.org | Wiki-Solar | [10 empty] | 38.03 | 38.09 | 38.32 | 37.92 | 38.31 | SOLAR-V1-NO-AGE | SOLAR-V1-NO-AGE | SOLAR-V1-NO-AGE | SOLAR-V1-NO-AGE | SOLAR-V1-NO-AGE
ISR | Israel | Nevatim 3 |  | WKS0069891 | 18 | 31.2250 | 34.8650 | Solar | [5 empty] | Wiki-Solar | https://www.wiki-solar.org | Wiki-Solar | [10 empty] | 38.16 | 38.09 | 38.32 | 37.99 | 38.31 | SOLAR-V1-NO-AGE | SOLAR-V1-NO-AGE | SOLAR-V1-NO-AGE | SOLAR-V1-NO-AGE | SOLAR-V1-NO-AGE
ISR | Israel | Kerem Shalom |  | WKS0061881 | 6.3 | 31.2264 | 34.2882 | Solar | [5 empty] | Wiki-Solar | https://www.wiki-solar.org | Wiki-Solar | [10 empty] | 11.63 | 12.06 | 11.83 | 12.04 | 11.85 | SOLAR-V1-NO-AGE | SOLAR-V1-NO-AGE | SOLAR-V1-NO-AGE | SOLAR-V1-NO-AGE | SOLAR-V1-NO-AGE
ISR | Israel | Zmorot |  | WRI1061484 | 50 | 31.2468 | 34.7099 | Solar |  |  |  | 2016.0 | EDF | EDF | https://www.edf-energies-nouvelles.com/en/press/press-releases/edf-energies-nouvelles-commissions-the-zmorot-solar-power-plant-50-mwp-in-israel/ | WRI | 1112996 | [13 empty] | 110.4 | SOLAR-V1-NO-AGE | SOLAR-V1-NO-AGE | SOLAR-V1-NO-AGE | SOLAR-V1-NO-AGE | SOLAR-V1-NO-AGE
ISR | Israel | Hazerim |  | WKS0061895 | 6 | 31.2475 | 34.7099 | Solar | [5 empty] | Wiki-Solar | https://www.wiki-solar.org | Wiki-Solar | [10 empty] | 11.41 | 11.37 | 11.64 | 11.17 | 11.54 | SOLAR-V1-NO-AGE | SOLAR-V1-NO-AGE | SOLAR-V1-NO-AGE | SOLAR-V1-NO-AGE | SOLAR-V1-NO-AGE
ISR | Israel | Maslul |  | WKS0061890 | 8.9 | 31.3180 | 34.5700 | Solar | [5 empty] | Wiki-Solar | https://www.wiki-solar.org | Wiki-Solar | [10 empty] | 18.96 | 19.58 | 17.70 | 19.63 | 18.41 | SOLAR-V1-NO-AGE | SOLAR-V1-NO-AGE | SOLAR-V1-NO-AGE | SOLAR-V1-NO-AGE | SOLAR-V1-NO-AGE
ISR | Israel | Ein HaShlosha |  | WKS0061903 | 5 | 31.3225 | 34.5589 | Solar | [5 empty] | Wiki-Solar | https://www.wiki-solar.org | Wiki-Solar | [10 empty] | 11.05 | 11.15 | 10.19 | 11.20 | 10.84 | SOLAR-V1-NO-AGE | SOLAR-V1-NO-AGE | SOLAR-V1-NO-AGE | SOLAR-V1-NO-AGE | SOLAR-V1-NO-AGE
ISR | Israel | Meitar A |  | WKS0072212 | 6 | 31.3290 | 34.9186 | Solar | [5 empty] | Wiki-Solar | https://www.wiki-solar.org | Wiki-Solar | [10 empty] | 11.57 | 11.72 | 11.99 | 11.65 | 11.56 | SOLAR-V1-NO-AGE | SOLAR-V1-NO-AGE | SOLAR-V1-NO-AGE | SOLAR-V1-NO-AGE | SOLAR-V1-NO-AGE
ISR | Israel | Meitarim |  | WRI1026463 | 5 | 31.3663 | 35.0046 | Solar |  |  |  | 2015.0 | Energix Renewable Energies Limited | Energix | http://www.energix-group.com/Meitarim/ | WRI | [13 empty] | 10.77 | 10.7 | SOLAR-V1-NO-AGE | SOLAR-V1-NO-AGE | SOLAR-V1-NO-AGE | SOLAR-V1-NO-AGE | SOLAR-V1-NO-AGE
ISR | Israel | Mishmar HaNegev |  | WKS0061884 | 7.8 | 31.3710 | 34.7160 | Solar | [5 empty] | Wiki-Solar | https://www.wiki-solar.org | Wiki-Solar | [10 empty] | 15.64 | 15.84 | 14.74 | 16.02 | 15.48 | NO-ESTIMATION | NO-ESTIMATION | NO-ESTIMATION | NO-ESTIMATION | CAPACITY-FACTOR-V1
ISR | Israel | Lahav |  | WRI1026462 | 3.2 | 31.3764 | 34.8691 | Solar |  |  |  | 2014.0 | Belectric GmbH | Belectric | http://www.belectric.com/en/solar-power-plants/projects/ | [13 empty] | 6.95 | 6.95 | 6.72 | NO-ESTIMATION | NO-ESTIMATION | NO-ESTIMATION | NO-ESTIMATION | CAPACITY-FACTOR-V1
ISR | Israel | Shoval |  | WKS0061891 | 6.3 | 31.4089 | 34.7357 | Solar | [5 empty] | Wiki-Solar | https://www.wiki-solar.org | Wiki-Solar | [10 empty] | 12.99 | 12.89 | 12.07 | 13.06 | 12.66 | SOLAR-V1-NO-AGE | SOLAR-V1-NO-AGE | SOLAR-V1-NO-AGE | SOLAR-V1-NO-AGE | SOLAR-V1-NO-AGE
ISR | Israel | Talmei Bilu Solar Power Plant |  | WRI1026459 | 10 | 31.4262 | 34.6401 | Solar |  |  |  | 2013.0 | Belectric GmbH | Belectric | http://www.belectric.com/en/solar-power-plants/projects/ | WRI | [11 empty] | 22.70 | 20.93 | 22.07 | 22.04 | NO-ESTIMATION | NO-ESTIMATION | NO-ESTIMATION | NO-ESTIMATION | CAPACITY-FACTOR-V1
ISR | Israel | Nahal Oz |  | WKS0065677 | 6 | 31.4690 | 34.4930 | Solar | [5 empty] | Wiki-Solar | https://www.wiki-solar.org | Wiki-Solar | [10 empty] | 13.66 | 13.63 | 13.44 | 13.54 | 13.64 | SOLAR-V1-NO-AGE | SOLAR-V1-NO-AGE | SOLAR-V1-NO-AGE | SOLAR-V1-NO-AGE | SOLAR-V1-NO-AGE
ISR | Israel | Bror Hayil Solar Power Plant |  | WRI1026453 | 8.7 | 31.5557 | 34.6545 | Solar |  |  |  | 2013.0 | Belectric GmbH | Belectric | http://www.belectric.com/en/solar-power-plants/projects/ | WRI | [11 empty] | 20.14 | 20.17 | 19.60 | 19.89 | SOLAR-V1-NO-AGE | SOLAR-V1-NO-AGE | SOLAR-V1-NO-AGE | SOLAR-V1-NO-AGE | SOLAR-V1-NO-AGE
ISR | Israel | Caesarea - Best Carton Solar Power Plant |  | WRI1026454 | 1.5 | 32.4723 | 34.9453 | Solar |  |  |  | 2013.0 | Energix Renewable Energies Limited | Energix | http://www.energix-group.com/Best-Carton/ | WRI | 1101290 | [10 empty] | 2.85 | 2.96 | 2.88 | 2.63 | NO-ESTIMATION | NO-ESTIMATION | NO-ESTIMATION | NO-ESTIMATION | CAPACITY-FACTOR-V1
ITA | Italy | Santa Croce Camerina |  | WKS0060189 | 8.4 | 36.8140 | 14.5420 | Solar | [5 empty] | Wiki-Solar | https://www.wiki-solar.org | Wiki-Solar | [10 empty] | 14.80 | 15.62 | 14.91 | 15.25 | 16.69 | NO-ESTIMATION | NO-ESTIMATION | NO-ESTIMATION | NO-ESTIMATION | CAPACITY-FACTOR-V1
ITA | Italy | ResinÃ¨ |  | WKS0067995 | 9.5 | 36.9130 | 14.4790 | Solar | [5 empty] | Wiki-Solar | https://www.wiki-solar.org | Wiki-Solar | [10 empty] | 18.00 | 17.22 | 17.54 | 17.61 | 19.93 | NO-ESTIMATION | NO-ESTIMATION | NO-ESTIMATION | NO-ESTIMATION | CAPACITY-FACTOR-V1
ITA | Italy | Vittoria |  | WKS0072931 | 9.3 | 36.9860 | 14.5440 | Solar | [5 empty] | Wiki-Solar | https://www.wiki-solar.org | Wiki-Solar | [10 empty] | 17.55 | 16.93 | 17.67 | 17.38 | 19.63 | SOLAR-V1-NO-AGE | SOLAR-V1-NO-AGE | SOLAR-V1-NO-AGE | SOLAR-V1-NO-AGE | SOLAR-V1-NO-AGE
ITA | Italy | Chiaramonte Gulfi Solar Power Plant |  | WRI1026401 | 4 | 36.9966 | 14.6456 | Solar |  |  |  |  | OPDE Photovoltaics | Martifer Solar | http://www.martifersolar.com/powering.php | Industry About | [10 empty] | 7.16 | 7.06 | 7.24 | 7.01 | 7.72 | NO-ESTIMATION | NO-ESTIMATION | NO-ESTIMATION | NO-ESTIMATION | CAPACITY-FACTOR-V1
ITA | Italy | Librandello |  | WKS0061342 | 9.1 | 37.0090 | 14.6380 | Solar | [5 empty] | Wiki-Solar | https://www.wiki-solar.org | Wiki-Solar | [10 empty] | 17.22 | 16.60 | 17.16 | 16.88 | 19.26 | SOLAR-V1-NO-AGE | SOLAR-V1-NO-AGE | SOLAR-V1-NO-AGE | SOLAR-V1-NO-AGE | SOLAR-V1-NO-AGE
ITA | Italy | Chiappaporazzito |  | WKS0067985 | 4.9 | 37.0162 | 14.5072 | Solar | [5 empty] | Wiki-Solar | https://www.wiki-solar.org | Wiki-Solar | [10 empty] | 9.46 | 9.16 | 9.48 | 9.52 | 9.56 | NO-ESTIMATION | NO-ESTIMATION | NO-ESTIMATION | NO-ESTIMATION | CAPACITY-FACTOR-V1
ITA | Italy | Piano Corallo |  | WKS0067970 | 4.5 | 37.0510 | 14.2970 | Solar | [5 empty] | Wiki-Solar | https://www.wiki-solar.org | Wiki-Solar | [10 empty] | 8.35 | 8.10 | 8.39 | 8.21 | 8.4 | SOLAR-V1-NO-AGE | SOLAR-V1-NO-AGE | SOLAR-V1-NO-AGE | SOLAR-V1-NO-AGE | SOLAR-V1-NO-AGE
ITA | Italy | Giarratana Solar Power Plant |  | WRI1026406 | 2 | 37.0698 | 14.7895 | Solar |  |  |  |  | Sunparking Pesaro Srl | Martifer Solar | http://www.martifersolar.com/powering.php | Industry About | [10 empty] | 3.71 | 3.73 | 3.63 | 3.79 | 3.9 | SOLAR-V1-NO-AGE | SOLAR-V1-NO-AGE | SOLAR-V1-NO-AGE | SOLAR-V1-NO-AGE | SOLAR-V1-NO-AGE
ITA | Italy | Archimede |  | WKS0062416 | 4.7 | 37.1330 | 15.2170 | Solar | [5 empty] | Wiki-Solar | https://www.wiki-solar.org | Wiki-Solar | [10 empty] | 9.64 | 10.06 | 9.81 | 9.63 | 9.82 | SOLAR-V1-NO-AGE | SOLAR-V1-NO-AGE | SOLAR-V1-NO-AGE | SOLAR-V1-NO-AGE | SOLAR-V1-NO-AGE
ITA | Italy | Butera |  | WKS0072930 | 6 | 37.1440 | 14.1400 | Solar | [5 empty] | Wiki-Solar | https://www.wiki-solar.org | Wiki-Solar | [10 empty] | 11.59 | 11.42 | 11.55 | 11.33 | 12.54 | SOLAR-V1-NO-AGE | SOLAR-V1-NO-AGE | SOLAR-V1-NO-AGE | SOLAR-V1-NO-AGE | SOLAR-V1-NO-AGE
ITA | Italy | PRIOLO GARGALLO |  | WRI1021869 | 13 | 37.1675 | 15.1644 | Solar | [5 empty] | ENTSOE | https://transparency.entsoe.eu/generation/r2/installedCapacityPerProductionUnit/show | Industry About |  |  |  |  | 2203.325 | 2290.606 | 2022.002 |  |  | JRC-PPDB-OPEN | 26.44 | 28.11 | 25.90 | 25.91 | 29.7 | NO-ESTIMATION | NO-ESTIMATION | NO-ESTIMATION | NO-ESTIMATION | CAPACITY-FACTOR-V1
ITA | Italy | Caltagirone |  | WKS0061218 | 11 | 37.1760 | 14.4590 | Solar | [5 empty] | Wiki-Solar | https://www.wiki-solar.org | Wiki-Solar | [10 empty] | 21.91 | 22.11 | 22.17 | 21.87 | 23.85 | NO-ESTIMATION | NO-ESTIMATION | NO-ESTIMATION | NO-ESTIMATION | CAPACITY-FACTOR-V1
ITA | Italy | Akralux |  | WKS0072937 | 4.4 | 37.2101 | 13.7039 | Solar | [5 empty] | Wiki-Solar | https://www.wiki-solar.org | Wiki-Solar | [10 empty] | 7.79 | 7.79 | 7.98 | 7.77 | 8.18 | NO-ESTIMATION | NO-ESTIMATION | NO-ESTIMATION | NO-ESTIMATION | CAPACITY-FACTOR-V1
ITA | Italy | Fattoria Bancina A |  | WKS0072938 | 8 | 37.2160 | 13.7200 | Solar | [5 empty] | Wiki-Solar | https://www.wiki-solar.org | Wiki-Solar | [10 empty] | 15.20 | 15.03 | 15.70 | 14.98 | 16.3 | NO-ESTIMATION | NO-ESTIMATION | NO-ESTIMATION | NO-ESTIMATION | CAPACITY-FACTOR-V1
ITA | Italy | Bufalaro A |  | WKS0072932 | 20 | 37.2310 | 15.1540 | Solar | [5 empty] | Wiki-Solar | https://www.wiki-solar.org | Wiki-Solar | [10 empty] | 41.68 | 44.68 | 41.29 | 41.99 | 45.87 | NO-ESTIMATION | NO-ESTIMATION | NO-ESTIMATION | NO-ESTIMATION | CAPACITY-FACTOR-V1
ITA | Italy | Cozzi Battaglia |  | WKS0072933 | 13.2 | 37.2866 | 15.1119 | Solar | [5 empty] | Wiki-Solar | https://www.wiki-solar.org | Wiki-Solar | [10 empty] | 26.22 | 26.63 | 26.70 | 26.33 | 28.33 | NO-ESTIMATION | NO-ESTIMATION | NO-ESTIMATION | NO-ESTIMATION | CAPACITY-FACTOR-V1
ITA | Italy | Barrafranca Solar Power Plant |  | WRI1026394 | 5 | 37.3698 | 14.2189 | Solar |  |  |  |  | Opde Photovoltaics | Enel Green Power | https://www.enelgreenpower.com/en/country-italy.html | Industry About | 1089584 | [9 empty] | 9.58 | 9.60 | 9.59 | 9.50 | 9.8 | SOLAR-V1-NO-AGE | SOLAR-V1-NO-AGE | SOLAR-V1-NO-AGE | SOLAR-V1-NO-AGE | SOLAR-V1-NO-AGE
ITA | Italy | Catania |  | WKS0072934 | 9.9 | 37.3990 | 14.9670 | Solar | [5 empty] | Wiki-Solar | https://www.wiki-solar.org | Wiki-Solar | [10 empty] | 18.62 | 18.45 | 18.48 | 18.23 | 19.5 | SOLAR-V1-NO-AGE | SOLAR-V1-NO-AGE | SOLAR-V1-NO-AGE | SOLAR-V1-NO-AGE | SOLAR-V1-NO-AGE
ITA | Italy | Catania A |  | WKS0072935 | 8.5 | 37.4090 | 14.9500 | Solar | [5 empty] | Wiki-Solar | https://www.wiki-solar.org | Wiki-Solar | [10 empty] | 15.92 | 15.70 | 15.84 | 14.95 | 16.45 | SOLAR-V1-NO-AGE | SOLAR-V1-NO-AGE | SOLAR-V1-NO-AGE | SOLAR-V1-NO-AGE | SOLAR-V1-NO-AGE
ITA | Italy | Sapeu Solar Power Plant |  | WRI1026437 | 3.6 | 37.6036 | 14.3286 | Solar | [5 empty] | Gestamp Solar | http://www.gestampsolar.com/es/negocio/proyectos-de-investigacion/sapeu | Industry About | 1083968 | [9 empty] | 6.46 | 6.13 | 6.34 | 6.54 | 6.6 | SOLAR-V1-NO-AGE | SOLAR-V1-NO-AGE | SOLAR-V1-NO-AGE | SOLAR-V1-NO-AGE | SOLAR-V1-NO-AGE
ITA | Italy | Adrano |  | WKS0072936 | 8.8 | 37.6490 | 14.8030 | Solar | [5 empty] | Wiki-Solar | https://www.wiki-solar.org | Wiki-Solar | [10 empty] | 17.01 | 16.89 | 16.88 | 16.76 | 17.83 | SOLAR-V1-NO-AGE | SOLAR-V1-NO-AGE | SOLAR-V1-NO-AGE | SOLAR-V1-NO-AGE | SOLAR-V1-NO-AGE
ITA | Italy | Erika Solar Power Plant |  | WRI1026402 | 18.4 | 37.6892 | 12.7234 | Solar | [5 empty] | Gestamp Solar | http://www.gestampsolar.com/es/negocio/proyectos-de-investigacion/erika | Industry About | [10 empty] | 39.70 | 42.58 | 42.69 | 42.63 | 44.52 | SOLAR-V1-NO-AGE | SOLAR-V1-NO-AGE | SOLAR-V1-NO-AGE | SOLAR-V1-NO-AGE | SOLAR-V1-NO-AGE
ITA | Italy | Santa Margherita del Belice |  | WKS0068668 | 5.6 | 37.6910 | 13.0562 | Solar | [5 empty] | Wiki-Solar | https://www.wiki-solar.org | Wiki-Solar | [10 empty] | 11.11 | 10.61 | 10.69 | 10.75 | 11.41 | SOLAR-V1-NO-AGE | SOLAR-V1-NO-AGE | SOLAR-V1-NO-AGE | SOLAR-V1-NO-AGE | SOLAR-V1-NO-AGE
ITA | Italy | Troina |  | WKS0062399 | 5.2 | 37.7390 | 14.5780 | Solar | [5 empty] | Wiki-Solar | https://www.wiki-solar.org | Wiki-Solar | [10 empty] | 9.75 | 10.33 | 9.83 | 9.91 | 10.13 | HYDRO-V1 | HYDRO-V1 | HYDRO-V1 | HYDRO-V1 | HYDRO-V1
ITA | Italy | Sclafani Bagni |  | WKS0072929 | 6.8 | 37.7640 | 13.8830 | Solar | [5 empty] | Wiki-Solar | https://www.wiki-solar.org | Wiki-Solar | [10 empty] | 12.98 | 13.26 | 13.13 | 13.40 | 13.52 | SOLAR-V1-NO-AGE | SOLAR-V1-NO-AGE | SOLAR-V1-NO-AGE | SOLAR-V1-NO-AGE | SOLAR-V1-NO-AGE
ITA | Italy | Monreale |  | WKS0067816 | 5 | 37.8680 | 13.0700 | Solar | [5 empty] | Wiki-Solar | https://www.wiki-solar.org | Wiki-Solar | [10 empty] | 9.68 | 9.41 | 9.59 | 9.35 | 10.21 | NO-ESTIMATION | NO-ESTIMATION | NO-ESTIMATION | NO-ESTIMATION | CAPACITY-FACTOR-V1
ITA | Italy | Ciminna |  | WKS0061352 | 6.8 | 37.8710 | 13.5070 | Solar | [5 empty] | Wiki-Solar | https://www.wiki-solar.org | Wiki-Solar | [10 empty] | 12.41 | 13.11 | 13.32 | 13.15 | 14.52 | SOLAR-V1-NO-AGE | SOLAR-V1-NO-AGE | SOLAR-V1-NO-AGE | SOLAR-V1-NO-AGE | SOLAR-V1-NO-AGE
ITA | Italy | Monreale C |  | WKS0067815 | 11 | 37.9080 | 13.3150 | Solar | [5 empty] | Wiki-Solar | https://www.wiki-solar.org | Wiki-Solar | [10 empty] | 21.72 | 21.65 | 22.15 | 21.44 | 25.18 | HYDRO-V1 | HYDRO-V1 | HYDRO-V1 | HYDRO-V1 | HYDRO-V1
ITA | Italy | Monreale D |  | WKS0067818 | 6.5 | 37.9230 | 13.3440 | Solar | [5 empty] | Wiki-Solar | https://www.wiki-solar.org | Wiki-Solar | [10 empty] | 12.54 | 12.17 | 12.50 | 12.07 | 13.38 | HYDRO-V1 | HYDRO-V1 | HYDRO-V1 | HYDRO-V1 | HYDRO-V1
ITA | Italy | Monreale B |  | WKS0067814 | 4 | 37.9467 | 13.2614 | Solar | [5 empty] | Wiki-Solar | https://www.wiki-solar.org | Wiki-Solar | [10 empty] | 7.24 | 7.15 | 7.14 | 7.00 | 7.44 | NO-ESTIMATION | NO-ESTIMATION | NO-ESTIMATION | NO-ESTIMATION | CAPACITY-FACTOR-V1
ITA | Italy | Monreale A |  | WKS0067813 | 5 | 37.9520 | 13.2640 | Solar | [5 empty] | Wiki-Solar | https://www.wiki-solar.org | Wiki-Solar | [10 empty] | 9.70 | 9.54 | 9.59 | 9.35 | 10.13 | SOLAR-V1-NO-AGE | SOLAR-V1-NO-AGE | SOLAR-V1-NO-AGE | SOLAR-V1-NO-AGE | SOLAR-V1-NO-AGE
ITA | Italy | San Floro |  | WKS0062414 | 24 | 38.8460 | 16.4790 | Solar | [5 empty] | Wiki-Solar | https://www.wiki-solar.org | Wiki-Solar | [10 empty] | 44.71 | 46.75 | 45.07 | 46.03 | 52.07 | SOLAR-V1-NO-AGE | SOLAR-V1-NO-AGE | SOLAR-V1-NO-AGE | SOLAR-V1-NO-AGE | SOLAR-V1-NO-AGE
ITA | Italy | Macchiareddu |  | WKS0068366 | 7.2 | 39.2456 | 8.9567 | Solar | [5 empty] | Wiki-Solar | https://www.wiki-solar.org | Wiki-Solar | [10 empty] | 13.97 | 13.84 | 14.02 | 14.00 | 14.8 | HYDRO-V1 | HYDRO-V1 | HYDRO-V1 | HYDRO-V1 | HYDRO-V1
ITA | Italy | Uta Solar Power Plant |  | WRI1026449 | 5.8 | 39.2848 | 8.9015 | Solar |  |  |  |  | 9REN | Solaria Energia | http://www.solariaenergia.com | Industry About | [10 empty] | 10.99 | 10.52 | 10.55 | 10.98 | 11.3 | SOLAR-V1-NO-AGE | SOLAR-V1-NO-AGE | SOLAR-V1-NO-AGE | SOLAR-V1-NO-AGE | SOLAR-V1-NO-AGE
ITA | Italy | Iglesias Solar Power Plant |  | WRI1026408 | 2 | 39.2950 | 8.5833 | Solar |  |  |  |  | Solar Asset Management | GP Joule | http://www.gp-joule.eu/activities/projects/ | Industry About | 1109294 | [9 empty] | 3.73 | 3.83 | 3.87 | 3.73 | 3.94 | SOLAR-V1-NO-AGE | SOLAR-V1-NO-AGE | SOLAR-V1-NO-AGE | SOLAR-V1-NO-AGE | SOLAR-V1-NO-AGE
ITA | Italy | Assemini |  | WKS0072319 | 26 | 39.3150 | 9.0300 | Solar | [5 empty] | Wiki-Solar | https://www.wiki-solar.org | Wiki-Solar | [10 empty] | 48.06 | 50.42 | 50.09 | 50.15 | 56.55 | SOLAR-V1-NO-AGE | SOLAR-V1-NO-AGE | SOLAR-V1-NO-AGE | SOLAR-V1-NO-AGE | SOLAR-V1-NO-AGE
ITA | Italy | Saint Lucia |  | WKS0061471 | 9.3 | 39.3725 | 8.9241 | Solar | [5 empty] | Wiki-Solar | https://www.wiki-solar.org | Wiki-Solar | [10 empty] | 17.10 | 16.85 | 16.86 | 17.36 | 18.38 | SOLAR-V1-NO-AGE | SOLAR-V1-NO-AGE | SOLAR-V1-NO-AGE | SOLAR-V1-NO-AGE | SOLAR-V1-NO-AGE
ITA | Italy | Su Scioffu |  | WRI1021681 | 20 | 39.4129 | 8.9680 | Solar |  |  |  |  | Enel Green Power SpA | ENTSOE | https://transparency.entsoe.eu/generation/r2/installedCapacityPerProductionUnit/show | Industry About | 1088838 | [9 empty] | 37.98 | 38.37 | 38.45 | 38.53 | 43.32 | SOLAR-V1-NO-AGE | SOLAR-V1-NO-AGE | SOLAR-V1-NO-AGE | SOLAR-V1-NO-AGE | SOLAR-V1-NO-AGE
ITA | Italy | Villacidro REC |  | WKS0062489 | 5 | 39.4976 | 8.7862 | Solar | [5 empty] | Wiki-Solar | https://www.wiki-solar.org | Wiki-Solar | [10 empty] | 9.32 | 9.32 | 9.33 | 9.49 | 9.65 | SOLAR-V1-NO-AGE | SOLAR-V1-NO-AGE | SOLAR-V1-NO-AGE | SOLAR-V1-NO-AGE | SOLAR-V1-NO-AGE
ITA | Italy | Altomonte |  | WKS0072940 | 8.8 | 39.6950 | 16.2320 | Solar | [5 empty] | Wiki-Solar | https://www.wiki-solar.org | Wiki-Solar | [10 empty] | 16.11 | 16.34 | 16.22 | 16.20 | 16.56 | NO-ESTIMATION | NO-ESTIMATION | NO-ESTIMATION | NO-ESTIMATION | CAPACITY-FACTOR-V1
ITA | Italy | Uras 1+2 |  | WKS0065682 | 4.8 | 39.7345 | 8.6670 | Solar | [5 empty] | Wiki-Solar | https://www.wiki-solar.org | Wiki-Solar | [10 empty] | 10.30 | 10.40 | 10.49 | 10.42 | 10.26 | HYDRO-V1 | HYDRO-V1 | HYDRO-V1 | HYDRO-V1 | HYDRO-V1
ITA | Italy | Marrubiu 1+2 |  | WKS0065681 | 7.7 | 39.7386 | 8.6647 | Solar | [5 empty] | Wiki-Solar | https://www.wiki-solar.org | Wiki-Solar | [10 empty] | 14.22 | 14.62 | 14.79 | 14.38 | 15.16 | NO-ESTIMATION | NO-ESTIMATION | NO-ESTIMATION | NO-ESTIMATION | CAPACITY-FACTOR-V1
ITA | Italy | Alessano Solar Power Plant |  | WRI1026390 | 2.7 | 39.8940 | 18.3444 | Solar |  |  |  |  | Solarig Holding | Martifer Solar | http://www.martifersolar.com/powering.php | Industry About | [10 empty] | 5.21 | 4.96 | 4.84 | 4.76 | 5.27 | NO-ESTIMATION | NO-ESTIMATION | NO-ESTIMATION | NO-ESTIMATION | CAPACITY-FACTOR-V1
ITA | Italy | Viniamari Solar Power Plant |  | WRI1026452 | 1 | 40.0216 | 18.3126 | Solar |  |  |  |  | Gestamp Asetym Solar | Solaer | https://www.google.com/maps/d/embed?mid=1bXiXRcLRnBCUfpkHM2J5EVryhG4&ll=31.06035315253383%2C35.02284616406246&z=8 | Industry About | 1092887 | [9 empty] | 1.62 | 1.63 | 1.50 | 1.47 | 1.78 | SOLAR-V1-NO-AGE | SOLAR-V1-NO-AGE | SOLAR-V1-NO-AGE | SOLAR-V1-NO-AGE | SOLAR-V1-NO-AGE
ITA | Italy | Piccolo Carlo Solar Power Plant |  | WRI1026425 | 1 | 40.0366 | 18.3629 | Solar |  |  |  |  | Solaer | Solaer | https://www.google.com/maps/d/embed?mid=1bXiXRcLRnBCUfpkHM2J5EVryhG4&ll=31.06035315253383%2C35.02284616406246&z=8 | Industry About | [10 empty] | 1.62 | 1.62 | 1.50 | 1.47 | 1.77 | SOLAR-V1-NO-AGE | SOLAR-V1-NO-AGE | SOLAR-V1-NO-AGE | SOLAR-V1-NO-AGE | SOLAR-V1-NO-AGE
ITA | Italy | Genuini Solar Power Plant |  | WRI1026405 | 1 | 40.0983 | 18.1450 | Solar |  |  |  |  | Gestamp Asetym Solar | 9ren | http://www.9ren.it/en/about-us/where-we-operate/our-plants/item/183-genuini-eng | Industry About | 1087103 | [9 empty] | 1.62 | 1.62 | 1.60 | 1.56 | 1.73 | SOLAR-V1-NO-AGE | SOLAR-V1-NO-AGE | SOLAR-V1-NO-AGE | SOLAR-V1-NO-AGE | SOLAR-V1-NO-AGE
ITA | Italy | Mandrella Solar Power Plant |  | WRI1026413 | 1 | 40.1137 | 18.1396 | Solar |  |  |  |  | Gestamp Asetym Solar | 9ren | http://www.9ren.it/en/about-us/where-we-operate/our-plants/ | Industry About | 1087102 | [9 empty] | 1.62 | 1.61 | 1.60 | 1.57 | 1.72 | SOLAR-V1-NO-AGE | SOLAR-V1-NO-AGE | SOLAR-V1-NO-AGE | SOLAR-V1-NO-AGE | SOLAR-V1-NO-AGE
ITA | Italy | Ana Rosa Solar Power Plant |  | WRI1026391 | 1 | 40.1175 | 18.1241 | Solar |  |  |  |  | 9REN | Solaer | https://www.google.com/maps/d/embed?mid=1bXiXRcLRnBCUfpkHM2J5EVryhG4&ll=31.06035315253383%2C35.02284616406246&z=8 | Industry About | [10 empty] | 1.62 | 1.61 | 1.60 | 1.57 | 1.72 | NO-ESTIMATION | NO-ESTIMATION | NO-ESTIMATION | NO-ESTIMATION | CAPACITY-FACTOR-V1
ITA | Italy | Gamascia |  | WKS0060166 | 9.6 | 40.1560 | 18.1490 | Solar | [5 empty] | Wiki-Solar | https://www.wiki-solar.org | Wiki-Solar | [10 empty] | 17.85 | 17.50 | 17.72 | 17.62 | 18.71 | NO-ESTIMATION | NO-ESTIMATION | NO-ESTIMATION | NO-ESTIMATION | CAPACITY-FACTOR-V1
ITA | Italy | Meatiri Solar Power Plant |  | WRI1026418 | 1 | 40.1563 | 18.2334 | Solar |  |  |  |  | 9REN | Solaer | https://www.google.com/maps/d/embed?mid=1bXiXRcLRnBCUfpkHM2J5EVryhG4&ll=31.06035315253383%2C35.02284616406246&z=8 | Industry About | [10 empty] | 1.62 | 1.61 | 1.59 | 1.57 | 1.73 | SOLAR-V1-NO-AGE | SOLAR-V1-NO-AGE | SOLAR-V1-NO-AGE | SOLAR-V1-NO-AGE | SOLAR-V1-NO-AGE
ITA | Italy | Galatina |  | WKS0062349 | 7 | 40.1580 | 18.1400 | Solar | [5 empty] | Wiki-Solar | https://www.wiki-solar.org | Wiki-Solar | [10 empty] | 13.64 | 13.12 | 13.35 | 13.25 | 14.07 | SOLAR-V1-NO-AGE | SOLAR-V1-NO-AGE | SOLAR-V1-NO-AGE | SOLAR-V1-NO-AGE | SOLAR-V1-NO-AGE
ITA | Italy | Soleto |  | WKS0072941 | 4.9 | 40.1948 | 18.2159 | Solar | [5 empty] | Wiki-Solar | https://www.wiki-solar.org | Wiki-Solar | [10 empty] | 9.55 | 9.28 | 9.40 | 9.38 | 9.64 | SOLAR-V1-NO-AGE | SOLAR-V1-NO-AGE | SOLAR-V1-NO-AGE | SOLAR-V1-NO-AGE | SOLAR-V1-NO-AGE
ITA | Italy | Lady Lucrecia Solar Power Plant |  | WRI1026410 | 1 | 40.1989 | 18.2162 | Solar |  |  |  |  | 9REN | Solaer | https://www.google.com/maps/d/embed?mid=1bXiXRcLRnBCUfpkHM2J5EVryhG4&ll=31.06035315253383%2C35.02284616406246&z=8 | Industry About | [10 empty] | 1.62 | 1.61 | 1.62 | 1.60 | 1.73 | SOLAR-V1-NO-AGE | SOLAR-V1-NO-AGE | SOLAR-V1-NO-AGE | SOLAR-V1-NO-AGE | SOLAR-V1-NO-AGE
ITA | Italy | Fosca |  | WKS0068367 | 6.3 | 40.3120 | 17.9980 | Solar | [5 empty] | Wiki-Solar | https://www.wiki-solar.org | Wiki-Solar | [10 empty] | 11.49 | 11.77 | 11.92 | 11.74 | 12.28 | SOLAR-V1-NO-AGE | SOLAR-V1-NO-AGE | SOLAR-V1-NO-AGE | SOLAR-V1-NO-AGE | SOLAR-V1-NO-AGE
ITA | Italy | Maviglia Solar Power Plant |  | WRI1026417 | 1 | 40.3175 | 17.5873 | Solar |  |  |  |  | 9REN | 9ren | http://www.9ren.it/en/about-us/where-we-operate/our-plants/ | Industry About | 1087104 | [9 empty] | 1.55 | 1.75 | 1.80 | 1.76 | 1.58 | NO-ESTIMATION | NO-ESTIMATION | NO-ESTIMATION | NO-ESTIMATION | CAPACITY-FACTOR-V1
ITA | Italy | Altamura |  | WKS0060350 | 5 | 40.3530 | 18.1270 | Solar | [5 empty] | Wiki-Solar | https://www.wiki-solar.org | Wiki-Solar | [10 empty] | 9.51 | 9.49 | 9.57 | 9.44 | 9.73 | NO-ESTIMATION | NO-ESTIMATION | NO-ESTIMATION | NO-ESTIMATION | CAPACITY-FACTOR-V1
ITA | Italy | Craco |  | WKS0060097 | 12 | 40.3566 | 16.4680 | Solar | [5 empty] | Wiki-Solar | https://www.wiki-solar.org | Wiki-Solar | [10 empty] | 23.50 | 22.03 | 21.74 | 21.72 | 22.7 | NO-ESTIMATION | NO-ESTIMATION | NO-ESTIMATION | NO-ESTIMATION | CAPACITY-FACTOR-V1
ITA | Italy | Lecce A |  | WKS0068600 | 11 | 40.3680 | 18.1010 | Solar | [5 empty] | Wiki-Solar | https://www.wiki-solar.org | Wiki-Solar | [10 empty] | 21.26 | 21.17 | 21.34 | 21.07 | 21.95 | NO-ESTIMATION | NO-ESTIMATION | NO-ESTIMATION | NO-ESTIMATION | CAPACITY-FACTOR-V1
ITA | Italy | San Pancrazio Salentino Solar Power Plant |  | WRI1026434 | 1 | 40.4069 | 17.8579 | Solar |  |  |  |  | Solar Asset Management | X-elio | http://www.x-elio.com/en/business/innovating-projects | Industry About | 1091705 | [9 empty] | 1.57 | 1.68 | 1.67 | 1.64 | 1.66 | NO-ESTIMATION | NO-ESTIMATION | NO-ESTIMATION | NO-ESTIMATION | CAPACITY-FACTOR-V1
ITA | Italy | Masseria Rossa 1 Solar Power Plant |  | WRI1026415 | 1 | 40.4117 | 17.4247 | Solar |  |  |  |  | 9REN | 9ren | http://www.9ren.it/en/about-us/where-we-operate/our-plants/ | Industry About | 1081395 | [9 empty] | 1.59 | 1.74 | 1.75 | 1.73 | 1.59 | NO-ESTIMATION | NO-ESTIMATION | NO-ESTIMATION | NO-ESTIMATION | CAPACITY-FACTOR-V1
ITA | Italy | Guagnano Solar Power Plant |  | WRI1026407 | 2 | 40.4137 | 17.8847 | Solar | [5 empty] | Immpex | http://www.immpex.de/projektdatenblatt/solar-italy/?L=1 | Industry About | [10 empty] | 3.69 | 3.66 | 3.79 | 3.72 | 3.76 | NO-ESTIMATION | NO-ESTIMATION | NO-ESTIMATION | NO-ESTIMATION | CAPACITY-FACTOR-V1
ITA | Italy | Acquacandida Solar Power Plant |  | WRI1026386 | 1 | 40.4240 | 17.4977 | Solar |  |  |  |  | OPDE Photovoltaics | 9ren | http://www.9ren.it/en/about-us/where-we-operate/our-plants/ | Industry About | [10 empty] | 1.73 | 1.74 | 1.77 | 1.73 | 1.6 | NO-ESTIMATION | NO-ESTIMATION | NO-ESTIMATION | NO-ESTIMATION | CAPACITY-FACTOR-V1
ITA | Italy | Giga |  | WKS0073085 | 29.3 | 40.4340 | 16.8500 | Solar | [5 empty] | Wiki-Solar | https://www.wiki-solar.org | Wiki-Solar | [10 empty] | 52.09 | 47.68 | 48.96 | 47.34 | 56.8 | NO-ESTIMATION | NO-ESTIMATION | NO-ESTIMATION | NO-ESTIMATION | NO-ESTIMATION
ITA | Italy | Manduria |  | WKS0061346 | 7.6 | 40.4440 | 17.6400 | Solar | [5 empty] | Wiki-Solar | https://www.wiki-solar.org | Wiki-Solar | [10 empty] | 13.83 | 13.96 | 14.24 | 13.91 | 14.54 | NO-ESTIMATION | NO-ESTIMATION | NO-ESTIMATION | NO-ESTIMATION | CAPACITY-FACTOR-V1
ITA | Italy | Manduria A |  | WKS0066748 | 8 | 40.4522 | 17.6056 | Solar | [5 empty] | Wiki-Solar | https://www.wiki-solar.org | Wiki-Solar | [10 empty] | 14.38 | 14.73 | 14.87 | 14.49 | 15.22 | NO-ESTIMATION | NO-ESTIMATION | NO-ESTIMATION | NO-ESTIMATION | CAPACITY-FACTOR-V1
ITA | Italy | San Donaci - Geosol Solar Power Plant |  | WRI1026432 | 1 | 40.4667 | 17.8699 | Solar |  |  |  |  | Solaer | Immpex | http://www.immpex.de/projektdatenblatt/solar-italy/?L=1 | Industry About | [10 empty] | 1.57 | 1.75 | 1.67 | 1.62 | 1.64 | NO-ESTIMATION | NO-ESTIMATION | NO-ESTIMATION | NO-ESTIMATION | CAPACITY-FACTOR-V1
ITA | Italy | Giave |  | WKS0061327 | 16 | 40.4690 | 8.7120 | Solar | [5 empty] | Wiki-Solar | https://www.wiki-solar.org | Wiki-Solar | [10 empty] | 30.74 | 29.88 | 30.19 | 30.09 | 31.72 | SOLAR-V1-NO-AGE | SOLAR-V1-NO-AGE | SOLAR-V1-NO-AGE | SOLAR-V1-NO-AGE | SOLAR-V1-NO-AGE
ITA | Italy | Oria |  | WKS0066749 | 5.9 | 40.4740 | 17.6460 | Solar | [5 empty] | Wiki-Solar | https://www.wiki-solar.org | Wiki-Solar | [10 empty] | 10.74 | 10.87 | 11.10 | 10.85 | 11.27 | SOLAR-V1-NO-AGE | SOLAR-V1-NO-AGE | SOLAR-V1-NO-AGE | SOLAR-V1-NO-AGE | SOLAR-V1-NO-AGE
ITA | Italy | GIRIFALCO |  | WRI1021841 | 14 | 40.4800 | 16.8005 | Solar | [5 empty] | ENTSOE | https://transparency.entsoe.eu/generation/r2/installedCapacityPerProductionUnit/show | Industry About | [10 empty] | 26.30 | 25.13 | 25.51 | 25.09 | 27.14 | SOLAR-V1-NO-AGE | SOLAR-V1-NO-AGE | SOLAR-V1-NO-AGE | SOLAR-V1-NO-AGE | SOLAR-V1-NO-AGE
ITA | Italy | Mesagne C |  | WKS0067974 | 5 | 40.4890 | 17.8440 | Solar | [5 empty] | Wiki-Solar | https://www.wiki-solar.org | Wiki-Solar | [10 empty] | 9.56 | 9.26 | 9.51 | 9.39 | 9.63 | SOLAR-V1-NO-AGE | SOLAR-V1-NO-AGE | SOLAR-V1-NO-AGE | SOLAR-V1-NO-AGE | SOLAR-V1-NO-AGE
ITA | Italy | Ginosa |  | WKS0062405 | 6.5 | 40.4910 | 16.7350 | Solar | [5 empty] | Wiki-Solar | https://www.wiki-solar.org | Wiki-Solar | [10 empty] | 11.83 | 11.55 | 11.67 | 11.38 | 12.61 | SOLAR-V1-NO-AGE | SOLAR-V1-NO-AGE | SOLAR-V1-NO-AGE | SOLAR-V1-NO-AGE | SOLAR-V1-NO-AGE
ITA | Italy | Torchiarolo |  | WKS0060200 | 8 | 40.4980 | 18.0190 | Solar | [5 empty] | Wiki-Solar | https://www.wiki-solar.org | Wiki-Solar | [10 empty] | 15.00 | 14.75 | 14.92 | 14.82 | 14.93 | SOLAR-V1-NO-AGE | SOLAR-V1-NO-AGE | SOLAR-V1-NO-AGE | SOLAR-V1-NO-AGE | SOLAR-V1-NO-AGE
ITA | Italy | Francavilla |  | WKS0061351 | 8 | 40.5010 | 17.5000 | Solar | [5 empty] | Wiki-Solar | https://www.wiki-solar.org | Wiki-Solar | [10 empty] | 13.98 | 13.45 | 13.63 | 13.28 | 14.52 | SOLAR-V1-NO-AGE | SOLAR-V1-NO-AGE | SOLAR-V1-NO-AGE | SOLAR-V1-NO-AGE | SOLAR-V1-NO-AGE
ITA | Italy | Anzi Solar Power Plant |  | WRI1026393 | 1 | 40.5047 | 15.9003 | Solar |  |  |  |  | Solaer | MTBren | http://mtbren.com/proyectos/# | Industry About | [10 empty] | 1.67 | 1.64 | 1.63 | 1.63 | 1.64 | SOLAR-V1-NO-AGE | SOLAR-V1-NO-AGE | SOLAR-V1-NO-AGE | SOLAR-V1-NO-AGE | SOLAR-V1-NO-AGE
ITA | Italy | Brindisi Sud II |  | WKS0061415 | 6.6 | 40.5076 | 17.9678 | Solar | [5 empty] | Wiki-Solar | https://www.wiki-solar.org | Wiki-Solar | [10 empty] | 12.53 | 12.29 | 12.44 | 12.28 | 12.5 | NO-ESTIMATION | NO-ESTIMATION | NO-ESTIMATION | NO-ESTIMATION | NO-ESTIMATION
ITA | Italy | Brindisi Sud I |  | WKS0061414 | 6.5 | 40.5090 | 17.9740 | Solar | [5 empty] | Wiki-Solar | https://www.wiki-solar.org | Wiki-Solar | [10 empty] | 12.34 | 12.15 | 12.24 | 12.12 | 12.31 | NO-ESTIMATION | NO-ESTIMATION | NO-ESTIMATION | NO-ESTIMATION | CAPACITY-FACTOR-V1
ITA | Italy | Cellino San Marco |  | WKS0060013 | 42.7 | 40.5170 | 17.9320 | Solar | [5 empty] | Wiki-Solar | https://www.wiki-solar.org | Wiki-Solar | [10 empty] | 82.27 | 77.95 | 80.02 | 78.89 | 89.6 | SOLAR-V1-NO-AGE | SOLAR-V1-NO-AGE | SOLAR-V1-NO-AGE | SOLAR-V1-NO-AGE | SOLAR-V1-NO-AGE
ITA | Italy | Petrosina |  | WKS0067973 | 5 | 40.5210 | 17.8400 | Solar | [5 empty] | Wiki-Solar | https://www.wiki-solar.org | Wiki-Solar | [10 empty] | 9.56 | 9.26 | 9.47 | 9.26 | 9.59 | HYDRO-V1 | HYDRO-V1 | HYDRO-V1 | HYDRO-V1 | HYDRO-V1
ITA | Italy | Mesagne 1 |  | WKS0060255 | 6.3 | 40.5330 | 17.8900 | Solar | [5 empty] | Wiki-Solar | https://www.wiki-solar.org | Wiki-Solar | [10 empty] | 11.96 | 11.57 | 11.86 | 11.67 | 12.09 | SOLAR-V1-NO-AGE | SOLAR-V1-NO-AGE | SOLAR-V1-NO-AGE | SOLAR-V1-NO-AGE | SOLAR-V1-NO-AGE
ITA | Italy | Macchie Parisi |  | WKS0067972 | 4.5 | 40.5360 | 17.8880 | Solar | [5 empty] | Wiki-Solar | https://www.wiki-solar.org | Wiki-Solar | [10 empty] | 8.10 | 7.97 | 8.25 | 8.04 | 8.17 | SOLAR-V1-NO-AGE | SOLAR-V1-NO-AGE | SOLAR-V1-NO-AGE | SOLAR-V1-NO-AGE | SOLAR-V1-NO-AGE
ITA | Italy | Mesagne ITA-3 |  | WKS0062460 | 5 | 40.5423 | 17.9046 | Solar | [5 empty] | Wiki-Solar | https://www.wiki-solar.org | Wiki-Solar | [10 empty] | 9.56 | 9.27 | 9.51 | 9.36 | 9.66 | SOLAR-V1-NO-AGE | SOLAR-V1-NO-AGE | SOLAR-V1-NO-AGE | SOLAR-V1-NO-AGE | SOLAR-V1-NO-AGE
ITA | Italy | Brindisi ITA-3 |  | WKS0062459 | 5 | 40.5480 | 17.9110 | Solar | [5 empty] | Wiki-Solar | https://www.wiki-solar.org | Wiki-Solar | [10 empty] | 9.56 | 9.27 | 9.51 | 9.36 | 9.66 | SOLAR-V1-NO-AGE | SOLAR-V1-NO-AGE | SOLAR-V1-NO-AGE | SOLAR-V1-NO-AGE | SOLAR-V1-NO-AGE
ITA | Italy | Borgo San Lazzaro |  | WKS0062366 | 10.5 | 40.5650 | 15.0970 | Solar | [5 empty] | Wiki-Solar | https://www.wiki-solar.org | Wiki-Solar | [10 empty] | 19.21 | 18.35 | 18.17 | 18.31 | 21.13 | SOLAR-V1-NO-AGE | SOLAR-V1-NO-AGE | SOLAR-V1-NO-AGE | SOLAR-V1-NO-AGE | SOLAR-V1-NO-AGE
ITA | Italy | Serre Persano Difesa Solar Power Plant |  | WRI1026438 | 21 | 40.5695 | 15.1041 | Solar | [5 empty] | Enel Green Power | https://www.enelgreenpower.com/en/country-italy.html | Industry About | [10 empty] | 37.54 | 35.63 | 35.45 | 35.68 | 41.81 | HYDRO-V1 | HYDRO-V1 | HYDRO-V1 | HYDRO-V1 | HYDRO-V1
ITA | Italy | Villa Castelli Solar Power Plant |  | WRI1026451 | 1 | 40.5699 | 17.4944 | Solar |  |  |  |  | Solaer | X-elio | http://www.x-elio.com/en/business/innovating-projects | Industry About | [10 empty] | 1.74 | 1.72 | 1.76 | 1.74 | 1.6 | HYDRO-V1 | HYDRO-V1 | HYDRO-V1 | HYDRO-V1 | HYDRO-V1
ITA | Italy | Serre Persano Solar Power Plant |  | WRI1026439 | 6.5 | 40.5758 | 15.1189 | Solar |  |  |  |  | OPDE Photovoltaics | Enel Green Power | https://www.enelgreenpower.com/en/country-italy.html | Industry About | 1053936 | [9 empty] | 11.40 | 10.86 | 10.90 | 10.71 | 12.65 | SOLAR-V1-NO-AGE | SOLAR-V1-NO-AGE | SOLAR-V1-NO-AGE | SOLAR-V1-NO-AGE | SOLAR-V1-NO-AGE
ITA | Italy | Spineto |  | WKS0062365 | 8 | 40.5760 | 15.1040 | Solar | [5 empty] | Wiki-Solar | https://www.wiki-solar.org | Wiki-Solar | [10 empty] | 14.00 | 13.46 | 13.24 | 13.12 | 15.56 | SOLAR-V1-NO-AGE | SOLAR-V1-NO-AGE | SOLAR-V1-NO-AGE | SOLAR-V1-NO-AGE | SOLAR-V1-NO-AGE
ITA | Italy | Masseria Martellotta Solar Power Plant |  | WRI1026414 | 8 | 40.5778 | 16.9715 | Solar | [5 empty] | 9ren | http://www.9ren.it/en/about-us/where-we-operate/our-plants/ | Industry About | 1087110 | [9 empty] | 15.00 | 13.90 | 14.07 | 13.73 | 15.46 | SOLAR-V1-NO-AGE | SOLAR-V1-NO-AGE | SOLAR-V1-NO-AGE | SOLAR-V1-NO-AGE | SOLAR-V1-NO-AGE
ITA | Italy | Brindisi A |  | WKS0067976 | 15 | 40.5850 | 17.9060 | Solar | [5 empty] | Wiki-Solar | https://www.wiki-solar.org | Wiki-Solar | [10 empty] | 29.36 | 28.48 | 28.98 | 28.30 | 30.97 | SOLAR-V1-NO-AGE | SOLAR-V1-NO-AGE | SOLAR-V1-NO-AGE | SOLAR-V1-NO-AGE | SOLAR-V1-NO-AGE
ITA | Italy | Brindisi C |  | WKS0068108 | 6 | 40.5941 | 17.8399 | Solar | [5 empty] | Wiki-Solar | https://www.wiki-solar.org | Wiki-Solar | [10 empty] | 11.44 | 11.02 | 11.26 | 11.01 | 11.52 | NO-ESTIMATION | NO-ESTIMATION | NO-ESTIMATION | NO-ESTIMATION | NO-ESTIMATION
ITA | Italy | Mesagne Greenhouses |  | WKS0068111 | 9.4 | 40.5990 | 17.7910 | Solar | [5 empty] | Wiki-Solar | https://www.wiki-solar.org | Wiki-Solar | [10 empty] | 16.86 | 17.10 | 17.41 | 17.22 | 17.01 | NO-ESTIMATION | NO-ESTIMATION | NO-ESTIMATION | NO-ESTIMATION | CAPACITY-FACTOR-V1
ITA | Italy | Mesagne E |  | WKS0068110 | 5 | 40.6000 | 17.7970 | Solar | [5 empty] | Wiki-Solar | https://www.wiki-solar.org | Wiki-Solar | [10 empty] | 9.20 | 9.25 | 9.57 | 9.40 | 9.38 | SOLAR-V1-NO-AGE | SOLAR-V1-NO-AGE | SOLAR-V1-NO-AGE | SOLAR-V1-NO-AGE | SOLAR-V1-NO-AGE
ITA | Italy | Brindisi D |  | WKS0068109 | 10 | 40.6031 | 17.8149 | Solar | [5 empty] | Wiki-Solar | https://www.wiki-solar.org | Wiki-Solar | [10 empty] | 18.43 | 17.84 | 18.19 | 17.68 | 17.95 | SOLAR-V1-NO-AGE | SOLAR-V1-NO-AGE | SOLAR-V1-NO-AGE | SOLAR-V1-NO-AGE | SOLAR-V1-NO-AGE
ITA | Italy | Brindisi B |  | WKS0068107 | 30 | 40.6110 | 17.8610 | Solar | [5 empty] | Wiki-Solar | https://www.wiki-solar.org | Wiki-Solar | [10 empty] | 57.60 | 54.56 | 55.95 | 54.71 | 63.51 | NO-ESTIMATION | NO-ESTIMATION | NO-ESTIMATION | NO-ESTIMATION | CAPACITY-FACTOR-V1
ITA | Italy | Monte di Eboli |  | WKS0061411 | 24 | 40.6300 | 15.0270 | Solar | [5 empty] | Wiki-Solar | https://www.wiki-solar.org | Wiki-Solar | [10 empty] | 40.60 | 38.34 | 38.55 | 38.91 | 47.27 | NO-ESTIMATION | NO-ESTIMATION | NO-ESTIMATION | NO-ESTIMATION | NO-ESTIMATION
ITA | Italy | Brindisi |  | WKS0061995 | 7.2 | 40.6320 | 17.8340 | Solar | [5 empty] | Wiki-Solar | https://www.wiki-solar.org | Wiki-Solar | [10 empty] | 13.70 | 13.20 | 13.54 | 13.18 | 13.88 | NO-ESTIMATION | NO-ESTIMATION | NO-ESTIMATION | NO-ESTIMATION | CAPACITY-FACTOR-V1
ITA | Italy | San Vito dei Normanni - BR08 Solar Power Plant |  | WRI1026435 | 1 | 40.6359 | 17.7149 | Solar |  |  |  |  | Gestamp Asetym Solar | X-elio | http://www.x-elio.com/en/business/innovating-projects | Industry About | 1087101 | [9 empty] | 1.55 | 1.74 | 1.78 | 1.77 | 1.56 | NO-ESTIMATION | NO-ESTIMATION | NO-ESTIMATION | NO-ESTIMATION | CAPACITY-FACTOR-V1
ITA | Italy | Vaglio Solar Power Plant |  | WRI1026450 | 2 | 40.6558 | 15.9664 | Solar |  |  |  |  | Carpevigo AG | Martifer Solar | http://www.martifersolar.com/powering.php | Industry About | [10 empty] | 3.31 | 3.27 | 3.25 | 3.25 | 3.56 | NO-ESTIMATION | NO-ESTIMATION | NO-ESTIMATION | NO-ESTIMATION | CAPACITY-FACTOR-V1
ITA | Italy | Castellaneta |  | WKS0060079 | 14 | 40.6567 | 16.8981 | Solar | [5 empty] | Wiki-Solar | https://www.wiki-solar.org | Wiki-Solar | [10 empty] | 26.76 | 25.12 | 25.43 | 25.04 | 27.15 | NO-ESTIMATION | NO-ESTIMATION | NO-ESTIMATION | NO-ESTIMATION | CAPACITY-FACTOR-V1
ITA | Italy | San Vito dei Normanni - BR14 Solar Power Plant |  | WRI1026436 | 1 | 40.6777 | 17.7048 | Solar |  |  |  |  | Gestamp Asetym Solar | X-elio | http://www.x-elio.com/en/business/innovating-projects | Industry About | 1087101 | [9 empty] | 1.56 | 1.76 | 1.78 | 1.77 | 1.58 | HYDRO-V1 | HYDRO-V1 | HYDRO-V1 | HYDRO-V1 | HYDRO-V1
ITA | Italy | Gioia del Colle |  | WKS0062182 | 5 | 40.8120 | 16.8840 | Solar | [5 empty] | Wiki-Solar | https://www.wiki-solar.org | Wiki-Solar | [10 empty] | 9.44 | 8.54 | 9.08 | 8.39 | 9.34 | SOLAR-V1-NO-AGE | SOLAR-V1-NO-AGE | SOLAR-V1-NO-AGE | SOLAR-V1-NO-AGE | SOLAR-V1-NO-AGE
ITA | Italy | Fiumesanto |  | WKS0072939 | 33.3 | 40.8250 | 8.3210 | Solar | [5 empty] | Wiki-Solar | https://www.wiki-solar.org | Wiki-Solar | [10 empty] | 62.18 | 63.67 | 67.58 | 68.70 | 73.14 | HYDRO-V1 | HYDRO-V1 | HYDRO-V1 | HYDRO-V1 | HYDRO-V1
ITA | Italy | Striano |  | WKS0061416 | 6 | 40.8270 | 14.5580 | Solar | [5 empty] | Wiki-Solar | https://www.wiki-solar.org | Wiki-Solar | [10 empty] | 10.07 | 9.93 | 9.94 | 10.07 | 11.08 | SOLAR-V1-NO-AGE | SOLAR-V1-NO-AGE | SOLAR-V1-NO-AGE | SOLAR-V1-NO-AGE | SOLAR-V1-NO-AGE
ITA | Italy | Poggiorsini |  | WKS0060351 | 5 | 40.9277 | 16.2486 | Solar | [5 empty] | Wiki-Solar | https://www.wiki-solar.org | Wiki-Solar | [10 empty] | 8.39 | 8.12 | 8.18 | 8.60 | 9.01 | SOLAR-V1-NO-AGE | SOLAR-V1-NO-AGE | SOLAR-V1-NO-AGE | SOLAR-V1-NO-AGE | SOLAR-V1-NO-AGE
ITA | Italy | Spinazzola A |  | WKS0068112 | 5 | 40.9490 | 16.1990 | Solar | [5 empty] | Wiki-Solar | https://www.wiki-solar.org | Wiki-Solar | [10 empty] | 8.46 | 8.06 | 8.25 | 8.64 | 9.01 | SOLAR-V1-NO-AGE | SOLAR-V1-NO-AGE | SOLAR-V1-NO-AGE | SOLAR-V1-NO-AGE | SOLAR-V1-NO-AGE
ITA | Italy | Palo 7 |  | WKS0060229 | 7 | 41.0519 | 16.6324 | Solar | [5 empty] | Wiki-Solar | https://www.wiki-solar.org | Wiki-Solar | [10 empty] | 12.82 | 11.64 | 11.69 | 11.66 | 12.4 | NO-ESTIMATION | NO-ESTIMATION | NO-ESTIMATION | NO-ESTIMATION | CAPACITY-FACTOR-V1
ITA | Italy | Pedale Solar Power Plant |  | WRI1026423 | 2.99 | 41.0783 | 16.3564 | Solar | [5 empty] | Solaer | https://www.google.com/maps/d/embed?mid=1bXiXRcLRnBCUfpkHM2J5EVryhG4&ll=31.06035315253383%2C35.02284616406246&z=8 | Industry About | 1095608 | [9 empty] | 4.99 | 4.93 | 4.91 | 4.85 | 5.26 | HYDRO-V1 | HYDRO-V1 | HYDRO-V1 | HYDRO-V1 | HYDRO-V1
ITA | Italy | Sessa Aurunca |  | WKS0062175 | 7 | 41.1869 | 13.8714 | Solar | [5 empty] | Wiki-Solar | https://www.wiki-solar.org | Wiki-Solar | [10 empty] | 12.76 | 12.30 | 12.26 | 12.88 | 13.53 | SOLAR-V1-NO-AGE | SOLAR-V1-NO-AGE | SOLAR-V1-NO-AGE | SOLAR-V1-NO-AGE | SOLAR-V1-NO-AGE
ITA | Italy | Deliceto |  | WKS0061413 | 12.6 | 41.2170 | 15.4870 | Solar | [5 empty] | Wiki-Solar | https://www.wiki-solar.org | Wiki-Solar | [10 empty] | 21.86 | 21.78 | 21.63 | 21.79 | 23.83 | HYDRO-V1 | HYDRO-V1 | HYDRO-V1 | HYDRO-V1 | HYDRO-V1
ITA | Italy | Andria - Solaer Solar Power Plant |  | WRI1026392 | 1 | 41.2196 | 16.2339 | Solar |  |  |  |  | Solaer | Solaer | https://www.google.com/maps/d/embed?mid=1bXiXRcLRnBCUfpkHM2J5EVryhG4&ll=31.06035315253383%2C35.02284616406246&z=8 | Industry About | 1079042 | [9 empty] | 1.68 | 1.63 | 1.68 | 1.65 | 1.66 | NO-ESTIMATION | NO-ESTIMATION | NO-ESTIMATION | NO-ESTIMATION | CAPACITY-FACTOR-V1
ITA | Italy | Troia |  | WKS0061412 | 13.5 | 41.3400 | 15.2630 | Solar | [5 empty] | Wiki-Solar | https://www.wiki-solar.org | Wiki-Solar | [10 empty] | 23.36 | 23.43 | 23.11 | 23.26 | 25.22 | NO-ESTIMATION | NO-ESTIMATION | NO-ESTIMATION | NO-ESTIMATION | CAPACITY-FACTOR-V1
ITA | Italy | Troia T9 Solar Power Plant |  | WRI1026447 | 1 | 41.3594 | 15.3808 | Solar |  |  |  |  | Solaer | Solaer | https://www.google.com/maps/d/embed?mid=1bXiXRcLRnBCUfpkHM2J5EVryhG4&ll=31.06035315253383%2C35.02284616406246&z=8 | Industry About | [10 empty] | 1.64 | 1.66 | 1.64 | 1.68 | 1.72 | NO-ESTIMATION | NO-ESTIMATION | NO-ESTIMATION | NO-ESTIMATION | CAPACITY-FACTOR-V1
ITA | Italy | Troia T8 Solar Power Plant |  | WRI1026446 | 1 | 41.3595 | 15.3710 | Solar |  |  |  |  | Solaer | Solaer | https://www.google.com/maps/d/embed?mid=1bXiXRcLRnBCUfpkHM2J5EVryhG4&ll=31.06035315253383%2C35.02284616406246&z=8 | Industry About | [10 empty] | 1.65 | 1.66 | 1.63 | 1.68 | 1.71 | HYDRO-V1 | HYDRO-V1 | HYDRO-V1 | HYDRO-V1 | HYDRO-V1
ITA | Italy | Vega Apulia |  | WKS0063138 | 40 | 41.3598 | 15.3712 | Solar | [5 empty] | Wiki-Solar | https://www.wiki-solar.org | Wiki-Solar | [10 empty] | 63.70 | 62.13 | 62.32 | 65.44 | 69.03 | HYDRO-V1 | HYDRO-V1 | HYDRO-V1 | HYDRO-V1 | HYDRO-V1
ITA | Italy | Troia T10 Solar Power Plant |  | WRI1026443 | 1 | 41.3606 | 15.3839 | Solar |  |  |  |  | Solaer | Solaer | https://www.google.com/maps/d/embed?mid=1bXiXRcLRnBCUfpkHM2J5EVryhG4&ll=31.06035315253383%2C35.02284616406246&z=8 | Industry About | [10 empty] | 1.64 | 1.66 | 1.63 | 1.68 | 1.72 | SOLAR-V1-NO-AGE | SOLAR-V1-NO-AGE | SOLAR-V1-NO-AGE | SOLAR-V1-NO-AGE | SOLAR-V1-NO-AGE
ITA | Italy | Troia T3 Solar Power Plant |  | WRI1026444 | 1 | 41.3609 | 15.3509 | Solar |  |  |  |  | Solaer | Solaer | https://www.google.com/maps/d/embed?mid=1bXiXRcLRnBCUfpkHM2J5EVryhG4&ll=31.06035315253383%2C35.02284616406246&z=8 | Industry About | [10 empty] | 1.66 | 1.66 | 1.61 | 1.64 | 1.71 | HYDRO-V1 | HYDRO-V1 | HYDRO-V1 | HYDRO-V1 | HYDRO-V1
ITA | Italy | Troia T1 Solar Power Plant |  | WRI1026442 | 1 | 41.3612 | 15.3632 | Solar |  |  |  |  | Gestamp Asetym Solar | Solaer | https://www.google.com/maps/d/embed?mid=1bXiXRcLRnBCUfpkHM2J5EVryhG4&ll=31.06035315253383%2C35.02284616406246&z=8 | Industry About | [10 empty] | 1.65 | 1.66 | 1.62 | 1.68 | 1.7 | SOLAR-V1-NO-AGE | SOLAR-V1-NO-AGE | SOLAR-V1-NO-AGE | SOLAR-V1-NO-AGE | SOLAR-V1-NO-AGE
ITA | Italy | Troia T7 Solar Power Plant |  | WRI1026445 | 1 | 41.3644 | 15.3419 | Solar |  |  |  |  | Solaer | Solaer | https://www.google.com/maps/d/embed?mid=1bXiXRcLRnBCUfpkHM2J5EVryhG4&ll=31.06035315253383%2C35.02284616406246&z=8 | Industry About | [10 empty] | 1.66 | 1.64 | 1.61 | 1.64 | 1.71 | SOLAR-V1-NO-AGE | SOLAR-V1-NO-AGE | SOLAR-V1-NO-AGE | SOLAR-V1-NO-AGE | SOLAR-V1-NO-AGE
ITA | Italy | Sabaudia |  | WKS0060278 | 6 | 41.4050 | 13.0300 | Solar | [5 empty] | Wiki-Solar | https://www.wiki-solar.org | Wiki-Solar | [10 empty] | 10.36 | 9.94 | 9.94 | 10.05 | 11.11 | SOLAR-V1-NO-AGE | SOLAR-V1-NO-AGE | SOLAR-V1-NO-AGE | SOLAR-V1-NO-AGE | SOLAR-V1-NO-AGE
ITA | Italy | Pietrafitta |  | WKS0068598 | 15 | 41.4509 | 15.4692 | Solar | [5 empty] | Wiki-Solar | https://www.wiki-solar.org | Wiki-Solar | [10 empty] | 25.63 | 25.35 | 25.23 | 26.50 | 27.32 | SOLAR-V1-NO-AGE | SOLAR-V1-NO-AGE | SOLAR-V1-NO-AGE | SOLAR-V1-NO-AGE | SOLAR-V1-NO-AGE
ITA | Italy | Borgo San Michele A |  | WKS0066746 | 5.9 | 41.4570 | 12.9810 | Solar | [5 empty] | Wiki-Solar | https://www.wiki-solar.org | Wiki-Solar | [10 empty] | 10.21 | 9.71 | 9.84 | 9.79 | 10.84 | SOLAR-V1-NO-AGE | SOLAR-V1-NO-AGE | SOLAR-V1-NO-AGE | SOLAR-V1-NO-AGE | SOLAR-V1-NO-AGE
ITA | Italy | Lucera Solar Power Plant |  | WRI1026412 | 1 | 41.4710 | 15.4122 | Solar |  |  |  |  | Envalue GmbH | X-elio | http://www.x-elio.com | Industry About | [10 empty] | 1.67 | 1.65 | 1.64 | 1.63 | 1.73 | NO-ESTIMATION | NO-ESTIMATION | NO-ESTIMATION | NO-ESTIMATION | CAPACITY-FACTOR-V1
ITA | Italy | Foggia - X-Helio Solar Power Plant |  | WRI1026403 | 1 | 41.4820 | 15.6087 | Solar | [5 empty] | X-elio | http://www.x-elio.com | Industry About | [10 empty] | 1.70 | 1.68 | 1.69 | 1.65 | 1.72 | SOLAR-V1-NO-AGE | SOLAR-V1-NO-AGE | SOLAR-V1-NO-AGE | SOLAR-V1-NO-AGE | SOLAR-V1-NO-AGE
ITA | Italy | Pozzilli Solar Power Plant |  | WRI1026426 | 2.9 | 41.5051 | 14.0879 | Solar |  |  |  |  | Solaer | Solar Rig | http://solarig.com | Industry About | [10 empty] | 4.80 | 4.84 | 4.82 | 4.83 | 5.06 | NO-ESTIMATION | NO-ESTIMATION | NO-ESTIMATION | NO-ESTIMATION | CAPACITY-FACTOR-V1
ITA | Italy | Santa Maria VSL |  | WKS0061357 | 5 | 41.5189 | 13.7812 | Solar | [5 empty] | Wiki-Solar | https://www.wiki-solar.org | Wiki-Solar | [10 empty] | 8.32 | 8.62 | 8.44 | 8.48 | 9.04 | NO-ESTIMATION | NO-ESTIMATION | NO-ESTIMATION | NO-ESTIMATION | CAPACITY-FACTOR-V1
ITA | Italy | Panevino |  | WKS0061350 | 5 | 41.5430 | 12.7420 | Solar | [5 empty] | Wiki-Solar | https://www.wiki-solar.org | Wiki-Solar | [10 empty] | 8.80 | 9.25 | 9.42 | 9.25 | 9.56 | SOLAR-V1-NO-AGE | SOLAR-V1-NO-AGE | SOLAR-V1-NO-AGE | SOLAR-V1-NO-AGE | SOLAR-V1-NO-AGE
ITA | Italy | SiSen |  | WKS0064810 | 8 | 41.5600 | 15.6920 | Solar | [5 empty] | Wiki-Solar | https://www.wiki-solar.org | Wiki-Solar | [10 empty] | 13.51 | 13.34 | 13.30 | 13.24 | 14.31 | SOLAR-V1-NO-AGE | SOLAR-V1-NO-AGE | SOLAR-V1-NO-AGE | SOLAR-V1-NO-AGE | SOLAR-V1-NO-AGE
ITA | Italy | Cisterna di Latina |  | WKS0061358 | 5.2 | 41.5757 | 12.8706 | Solar | [5 empty] | Wiki-Solar | https://www.wiki-solar.org | Wiki-Solar | [10 empty] | 9.02 | 8.62 | 8.72 | 8.66 | 9.63 | SOLAR-V1-NO-AGE | SOLAR-V1-NO-AGE | SOLAR-V1-NO-AGE | SOLAR-V1-NO-AGE | SOLAR-V1-NO-AGE
ITA | Italy | Bellavista Solar Power Plant |  | WRI1026395 | 6 | 41.6577 | 12.6621 | Solar |  |  |  |  | Opde Photovoltaics | 9ren | http://www.9ren.it/en/about-us/sustainability/environmental-initiatives | Industry About | 1087111 | [9 empty] | 10.42 | 10.26 | 11.29 | 11.01 | 11.57 | SOLAR-V1-NO-AGE | SOLAR-V1-NO-AGE | SOLAR-V1-NO-AGE | SOLAR-V1-NO-AGE | SOLAR-V1-NO-AGE
ITA | Italy | Lanuvio |  | WKS0061418 | 23.7 | 41.6580 | 12.6600 | Solar | [5 empty] | Wiki-Solar | https://www.wiki-solar.org | Wiki-Solar | [10 empty] | 39.77 | 39.74 | 43.12 | 42.51 | 47.04 | SOLAR-V1-NO-AGE | SOLAR-V1-NO-AGE | SOLAR-V1-NO-AGE | SOLAR-V1-NO-AGE | SOLAR-V1-NO-AGE
ITA | Italy | Cangiano |  | WKS0061349 | 4.8 | 41.7232 | 13.0853 | Solar | [5 empty] | Wiki-Solar | https://www.wiki-solar.org | Wiki-Solar | [10 empty] | 8.74 | 8.80 | 8.96 | 8.98 | 9.88 | SOLAR-V1-NO-AGE | SOLAR-V1-NO-AGE | SOLAR-V1-NO-AGE | SOLAR-V1-NO-AGE | SOLAR-V1-NO-AGE
ITA | Italy | Anagni |  | WKS0073084 | 6.7 | 41.7471 | 13.0744 | Solar | [5 empty] | Wiki-Solar | https://www.wiki-solar.org | Wiki-Solar | [10 empty] | 11.17 | 11.06 | 11.26 | 11.29 | 12.08 | SOLAR-V1-NO-AGE | SOLAR-V1-NO-AGE | SOLAR-V1-NO-AGE | SOLAR-V1-NO-AGE | SOLAR-V1-NO-AGE
ITA | Italy | Colleferro |  | WKS0062404 | 18.2 | 41.7580 | 13.0130 | Solar | [5 empty] | Wiki-Solar | https://www.wiki-solar.org | Wiki-Solar | [10 empty] | 30.48 | 31.25 | 31.40 | 31.27 | 34.17 | SOLAR-V1-NO-AGE | SOLAR-V1-NO-AGE | SOLAR-V1-NO-AGE | SOLAR-V1-NO-AGE | SOLAR-V1-NO-AGE
ITA | Italy | Valmonte |  | WKS0061419 | 6.8 | 41.7640 | 13.0690 | Solar | [5 empty] | Wiki-Solar | https://www.wiki-solar.org | Wiki-Solar | [10 empty] | 11.03 | 11.25 | 11.40 | 11.39 | 12.28 | SOLAR-V1-NO-AGE | SOLAR-V1-NO-AGE | SOLAR-V1-NO-AGE | SOLAR-V1-NO-AGE | SOLAR-V1-NO-AGE
ITA | Italy | Carpino 1 Solar Power Plant |  | WRI1026398 | 1 | 41.8212 | 15.8533 | Solar |  |  |  |  | Montebalito EnergÃŒ_as Renovables (MTBren) | Gestamp Solar | http://www.gestampsolar.com/es/negocio/proyectos-de-investigacion/carpino-i | Industry About | 1081681 | [9 empty] | 1.76 | 1.64 | 1.73 | 1.73 | 1.42 | NO-ESTIMATION | NO-ESTIMATION | NO-ESTIMATION | NO-ESTIMATION | CAPACITY-FACTOR-V1
ITA | Italy | Bellpower Solar Power Plant |  | WRI1026396 | 9.2 | 41.8304 | 15.8484 | Solar | [5 empty] | Gestamp Solar | http://www.gestampsolar.com/es/negocio/proyectos-de-investigacion/bellpower | Industry About | 1102287 | [9 empty] | 17.23 | 16.05 | 16.64 | 15.86 | 16.3 | SOLAR-V1-NO-AGE | SOLAR-V1-NO-AGE | SOLAR-V1-NO-AGE | SOLAR-V1-NO-AGE | SOLAR-V1-NO-AGE
ITA | Italy | Carpino 2 Solar Power Plant |  | WRI1026399 | 1 | 41.8304 | 15.8484 | Solar | [5 empty] | Gestamp Solar | http://www.gestampsolar.com/proyectos-de-investigacion/carpino-ii | Industry About | 1081682 | [9 empty] | 1.76 | 1.66 | 1.73 | 1.71 | 1.42 | SOLAR-V1-NO-AGE | SOLAR-V1-NO-AGE | SOLAR-V1-NO-AGE | SOLAR-V1-NO-AGE | SOLAR-V1-NO-AGE
ITA | Italy | San Benedetto di Marsi A |  | WKS0066752 | 5 | 42.0225 | 13.6017 | Solar | [5 empty] | Wiki-Solar | https://www.wiki-solar.org | Wiki-Solar | [10 empty] | 8.02 | 8.04 | 7.86 | 8.03 | 7.75 | SOLAR-V1-NO-AGE | SOLAR-V1-NO-AGE | SOLAR-V1-NO-AGE | SOLAR-V1-NO-AGE | SOLAR-V1-NO-AGE
ITA | Italy | San Benedetto di Marsi SDX |  | WKS0062077 | 5.2 | 42.0276 | 13.6239 | Solar | [5 empty] | Wiki-Solar | https://www.wiki-solar.org | Wiki-Solar | [10 empty] | 8.37 | 8.54 | 8.41 | 8.51 | 7.99 | SOLAR-V1-NO-AGE | SOLAR-V1-NO-AGE | SOLAR-V1-NO-AGE | SOLAR-V1-NO-AGE | SOLAR-V1-NO-AGE
ITA | Italy | San Benedetto di Marsi FS |  | WKS0066751 | 4.8 | 42.0283 | 13.6375 | Solar | [5 empty] | Wiki-Solar | https://www.wiki-solar.org | Wiki-Solar | [10 empty] | 8.52 | 8.38 | 8.33 | 8.37 | 8.07 | SOLAR-V1-NO-AGE | SOLAR-V1-NO-AGE | SOLAR-V1-NO-AGE | SOLAR-V1-NO-AGE | SOLAR-V1-NO-AGE
ITA | Italy | MdC ENEL |  | WKS0060284 | 6 | 42.3599 | 11.5203 | Solar | [5 empty] | Wiki-Solar | https://www.wiki-solar.org | Wiki-Solar | [10 empty] | 10.06 | 10.07 | 10.38 | 10.98 | 10.96 | SOLAR-V1-NO-AGE | SOLAR-V1-NO-AGE | SOLAR-V1-NO-AGE | SOLAR-V1-NO-AGE | SOLAR-V1-NO-AGE
ITA | Italy | ORSA MAGGIORE |  | WRI1021810 | 15 | 42.3600 | 11.5220 | Solar | [5 empty] | ENTSOE | https://transparency.entsoe.eu/generation/r2/installedCapacityPerProductionUnit/show | Industry About | [10 empty] | 25.91 | 26.16 | 26.83 | 27.94 | 28.24 | NO-ESTIMATION | NO-ESTIMATION | NO-ESTIMATION | NO-ESTIMATION | CAPACITY-FACTOR-V1
ITA | Italy | Centauro |  | WKS0062458 | 8 | 42.3730 | 11.5970 | Solar | [5 empty] | Wiki-Solar | https://www.wiki-solar.org | Wiki-Solar | [10 empty] | 13.59 | 13.21 | 13.46 | 13.93 | 14.22 | NO-ESTIMATION | NO-ESTIMATION | NO-ESTIMATION | NO-ESTIMATION | CAPACITY-FACTOR-V1
ITA | Italy | Cassiopea |  | WKS0062457 | 20 | 42.3760 | 11.5950 | Solar | [5 empty] | Wiki-Solar | https://www.wiki-solar.org | Wiki-Solar | [10 empty] | 34.87 | 33.97 | 34.70 | 35.79 | 36.59 | NO-ESTIMATION | NO-ESTIMATION | NO-ESTIMATION | NO-ESTIMATION | CAPACITY-FACTOR-V1
ITA | Italy | MdC Octopus SE |  | WKS0069400 | 15 | 42.3850 | 11.6020 | Solar | [5 empty] | Wiki-Solar | https://www.wiki-solar.org | Wiki-Solar | [10 empty] | 26.26 | 25.63 | 26.10 | 26.96 | 27.63 | NO-ESTIMATION | NO-ESTIMATION | NO-ESTIMATION | NO-ESTIMATION | CAPACITY-FACTOR-V1
ITA | Italy | MdC Octopus |  | WKS0069395 | 57.4 | 42.3870 | 11.5870 | Solar | [5 empty] | Wiki-Solar | https://www.wiki-solar.org | Wiki-Solar | [10 empty] | 91.93 | 88.85 | 91.01 | 94.46 | 101.01 | NO-ESTIMATION | NO-ESTIMATION | NO-ESTIMATION | NO-ESTIMATION | CAPACITY-FACTOR-V1
ITA | Italy | MdC Octopus S |  | WKS0069396 | 12 | 42.3870 | 11.5870 | Solar | [5 empty] | Wiki-Solar | https://www.wiki-solar.org | Wiki-Solar | [10 empty] | 21.26 | 20.66 | 21.11 | 21.79 | 22.11 | NO-ESTIMATION | NO-ESTIMATION | NO-ESTIMATION | NO-ESTIMATION | CAPACITY-FACTOR-V1
ITA | Italy | MdC A |  | WKS0066647 | 8 | 42.3880 | 11.5700 | Solar | [5 empty] | Wiki-Solar | https://www.wiki-solar.org | Wiki-Solar | [10 empty] | 13.47 | 13.14 | 13.47 | 13.51 | 14.27 | NO-ESTIMATION | NO-ESTIMATION | NO-ESTIMATION | NO-ESTIMATION | CAPACITY-FACTOR-V1
ITA | Italy | MdC ESA |  | WKS0066646 | 4 | 42.3880 | 11.6070 | Solar | [5 empty] | Wiki-Solar | https://www.wiki-solar.org | Wiki-Solar | [10 empty] | 6.46 | 6.40 | 6.38 | 6.58 | 6.8 | NO-ESTIMATION | NO-ESTIMATION | NO-ESTIMATION | NO-ESTIMATION | CAPACITY-FACTOR-V1
ITA | Italy | Viterbo KGAL |  | WKS0062403 | 10.9 | 42.3921 | 11.7134 | Solar | [5 empty] | Wiki-Solar | https://www.wiki-solar.org | Wiki-Solar | [10 empty] | 18.97 | 19.36 | 19.78 | 19.81 | 20.15 | NO-ESTIMATION | NO-ESTIMATION | NO-ESTIMATION | NO-ESTIMATION | CAPACITY-FACTOR-V1
ITA | Italy | MDC B |  | WKS0068404 | 6 | 42.3925 | 11.6136 | Solar | [5 empty] | Wiki-Solar | https://www.wiki-solar.org | Wiki-Solar | [10 empty] | 9.99 | 9.84 | 9.77 | 10.31 | 10.65 | SOLAR-V1-NO-AGE | SOLAR-V1-NO-AGE | SOLAR-V1-NO-AGE | SOLAR-V1-NO-AGE | SOLAR-V1-NO-AGE
ITA | Italy | MdC SolarWorld |  | WKS0064356 | 13.3 | 42.3954 | 11.5949 | Solar | [5 empty] | Wiki-Solar | https://www.wiki-solar.org | Wiki-Solar | [10 empty] | 23.28 | 22.76 | 23.17 | 23.92 | 24.45 | SOLAR-V1-NO-AGE | SOLAR-V1-NO-AGE | SOLAR-V1-NO-AGE | SOLAR-V1-NO-AGE | SOLAR-V1-NO-AGE
ITA | Italy | MdC Octopus SW |  | WKS0069397 | 14 | 42.3960 | 11.5610 | Solar | [5 empty] | Wiki-Solar | https://www.wiki-solar.org | Wiki-Solar | [10 empty] | 24.01 | 24.34 | 25.38 | 25.02 | 26.71 | HYDRO-V1 | HYDRO-V1 | HYDRO-V1 | HYDRO-V1 | HYDRO-V1
ITA | Italy | Montalto di Castro - Solaer Solar Power Plant |  | WRI1026419 | 1 | 42.4067 | 11.6104 | Solar |  |  |  |  | Solaer | Solaer | https://www.google.com/maps/d/embed?mid=1bXiXRcLRnBCUfpkHM2J5EVryhG4&ll=31.06035315253383%2C35.02284616406246&z=8 | Industry About | [10 empty] | 1.63 | 1.62 | 1.65 | 1.70 | 1.61 | SOLAR-V1-NO-AGE | SOLAR-V1-NO-AGE | SOLAR-V1-NO-AGE | SOLAR-V1-NO-AGE | SOLAR-V1-NO-AGE
ITA | Italy | MdC III+IV |  | WKS0060004 | 44 | 42.4090 | 11.5717 | Solar | [5 empty] | Wiki-Solar | https://www.wiki-solar.org | Wiki-Solar | [10 empty] | 70.42 | 68.26 | 69.92 | 72.40 | 77.57 | SOLAR-V1-NO-AGE | SOLAR-V1-NO-AGE | SOLAR-V1-NO-AGE | SOLAR-V1-NO-AGE | SOLAR-V1-NO-AGE
ITA | Italy | MdC Octopus NW |  | WKS0069398 | 17 | 42.4150 | 11.5750 | Solar | [5 empty] | Wiki-Solar | https://www.wiki-solar.org | Wiki-Solar | [10 empty] | 29.54 | 28.89 | 29.48 | 30.33 | 31.24 | SOLAR-V1-NO-AGE | SOLAR-V1-NO-AGE | SOLAR-V1-NO-AGE | SOLAR-V1-NO-AGE | SOLAR-V1-NO-AGE
ITA | Italy | MdC Octopus N |  | WKS0069399 | 12 | 42.4250 | 11.5800 | Solar | [5 empty] | Wiki-Solar | https://www.wiki-solar.org | Wiki-Solar | [10 empty] | 21.06 | 20.61 | 20.78 | 21.64 | 22.05 | SOLAR-V1-NO-AGE | SOLAR-V1-NO-AGE | SOLAR-V1-NO-AGE | SOLAR-V1-NO-AGE | SOLAR-V1-NO-AGE
ITA | Italy | Rinaldone |  | WKS0061347 | 5 | 42.4660 | 12.1020 | Solar | [5 empty] | Wiki-Solar | https://www.wiki-solar.org | Wiki-Solar | [10 empty] | 8.41 | 8.36 | 8.30 | 8.37 | 9.07 | HYDRO-V1 | HYDRO-V1 | HYDRO-V1 | HYDRO-V1 | HYDRO-V1
ITA | Italy | Ischia di Castro A |  | WKS0068403 | 12 | 42.5080 | 11.6970 | Solar | [5 empty] | Wiki-Solar | https://www.wiki-solar.org | Wiki-Solar | [10 empty] | 20.55 | 21.48 | 21.77 | 21.11 | 22.77 | SOLAR-V1-NO-AGE | SOLAR-V1-NO-AGE | SOLAR-V1-NO-AGE | SOLAR-V1-NO-AGE | SOLAR-V1-NO-AGE
ITA | Italy | Massoli Terni Solar Power Plant |  | WRI1026416 | 2.3 | 42.5107 | 12.6187 | Solar | [5 empty] | Solar Rig | http://solarig.com/about-us/ | Industry About | 1087648 | [9 empty] | 3.72 | 3.74 | 3.68 | 3.76 | 3.95 | SOLAR-V1-NO-AGE | SOLAR-V1-NO-AGE | SOLAR-V1-NO-AGE | SOLAR-V1-NO-AGE | SOLAR-V1-NO-AGE
ITA | Italy | Cellere A |  | WKS0068405 | 8 | 42.5350 | 11.7925 | Solar | [5 empty] | Wiki-Solar | https://www.wiki-solar.org | Wiki-Solar | [10 empty] | 13.36 | 13.46 | 13.34 | 13.38 | 14.41 | SOLAR-V1-NO-AGE | SOLAR-V1-NO-AGE | SOLAR-V1-NO-AGE | SOLAR-V1-NO-AGE | SOLAR-V1-NO-AGE
ITA | Italy | Valentano |  | WKS0066648 | 6 | 42.5870 | 11.8060 | Solar | [5 empty] | Wiki-Solar | https://www.wiki-solar.org | Wiki-Solar | [10 empty] | 10.00 | 10.00 | 9.96 | 9.99 | 10.85 | HYDRO-V1 | HYDRO-V1 | HYDRO-V1 | HYDRO-V1 | HYDRO-V1
ITA | Italy | Suvereto |  | WKS0061420 | 6.1 | 43.0508 | 10.6960 | Solar | [5 empty] | Wiki-Solar | https://www.wiki-solar.org | Wiki-Solar | [10 empty] | 10.19 | 10.18 | 10.44 | 11.33 | 11.12 | SOLAR-V1-NO-AGE | SOLAR-V1-NO-AGE | SOLAR-V1-NO-AGE | SOLAR-V1-NO-AGE | SOLAR-V1-NO-AGE
ITA | Italy | Lapedona Solar Power Plant |  | WRI1026411 | 1 | 43.1225 | 13.7680 | Solar |  |  |  |  | Solaer | En Value | http://www.envalue.de/de/neues/index.php | Industry About | [10 empty] | 1.63 | 1.67 | 1.62 | 1.64 | 1.68 | SOLAR-V1-NO-AGE | SOLAR-V1-NO-AGE | SOLAR-V1-NO-AGE | SOLAR-V1-NO-AGE | SOLAR-V1-NO-AGE
ITA | Italy | Monte San Pietrangeli Solar Power Plant |  | WRI1026420 | 5.7 | 43.1953 | 13.6002 | Solar |  |  |  |  | Solaria EnergÃŒ_a y Medio Ambiente SA | En Value | http://www.envalue.de/de/neues/index.php | Industry About | [10 empty] | 9.51 | 9.69 | 9.45 | 9.51 | 10.31 | SOLAR-V1-NO-AGE | SOLAR-V1-NO-AGE | SOLAR-V1-NO-AGE | SOLAR-V1-NO-AGE | SOLAR-V1-NO-AGE
ITA | Italy | Corridonia |  | WKS0073060 | 4.4 | 43.2650 | 13.5690 | Solar | [5 empty] | Wiki-Solar | https://www.wiki-solar.org | Wiki-Solar | [10 empty] | 7.07 | 7.02 | 7.03 | 7.11 | 7.49 | NO-ESTIMATION | NO-ESTIMATION | NO-ESTIMATION | NO-ESTIMATION | CAPACITY-FACTOR-V1
ITA | Italy | Santa Maria in Piana |  | WKS0068741 | 4.9 | 43.2795 | 13.2691 | Solar | [5 empty] | Wiki-Solar | https://www.wiki-solar.org | Wiki-Solar | [10 empty] | 8.41 | 8.41 | 8.08 | 8.34 | 7.98 | SOLAR-V1-NO-AGE | SOLAR-V1-NO-AGE | SOLAR-V1-NO-AGE | SOLAR-V1-NO-AGE | SOLAR-V1-NO-AGE
ITA | Italy | Treia A |  | WKS0073484 | 4.5 | 43.3244 | 13.3558 | Solar | [5 empty] | Wiki-Solar | https://www.wiki-solar.org | Wiki-Solar | [10 empty] | 7.56 | 7.62 | 7.34 | 7.57 | 7.23 | SOLAR-V1-NO-AGE | SOLAR-V1-NO-AGE | SOLAR-V1-NO-AGE | SOLAR-V1-NO-AGE | SOLAR-V1-NO-AGE
ITA | Italy | Treia 1 |  | WKS0061069 | 14.1 | 43.3380 | 13.3160 | Solar | [5 empty] | Wiki-Solar | https://www.wiki-solar.org | Wiki-Solar | [10 empty] | 25.23 | 25.06 | 24.24 | 24.99 | 24.26 | NO-ESTIMATION | NO-ESTIMATION | NO-ESTIMATION | NO-ESTIMATION | CAPACITY-FACTOR-V1
ITA | Italy | Pian del Medico Solar Power Plant |  | WRI1026424 | 2.3 | 43.4876 | 13.2286 | Solar |  |  |  |  | Solarig Holding | Solar Rig | http://solarig.com | Industry About | [10 empty] | 3.89 | 3.90 | 3.83 | 3.90 | 3.71 | SOLAR-V1-NO-AGE | SOLAR-V1-NO-AGE | SOLAR-V1-NO-AGE | SOLAR-V1-NO-AGE | SOLAR-V1-NO-AGE
ITA | Italy | Corinaldo II |  | WKS0060296 | 5.7 | 43.6610 | 13.0209 | Solar | [5 empty] | Wiki-Solar | https://www.wiki-solar.org | Wiki-Solar | [10 empty] | 9.94 | 9.84 | 9.52 | 9.85 | 9.46 | SOLAR-V1-NO-AGE | SOLAR-V1-NO-AGE | SOLAR-V1-NO-AGE | SOLAR-V1-NO-AGE | SOLAR-V1-NO-AGE
ITA | Italy | Nicoletto Solar Power Plant |  | WRI1026421 | 2 | 43.6720 | 10.7363 | Solar |  |  |  |  | GP Joule GmbH | Carpe Vigo | http://www.carpevigo.de | Industry About | [10 empty] | 3.36 | 3.34 | 3.28 | 3.29 | 3.15 | SOLAR-V1-NO-AGE | SOLAR-V1-NO-AGE | SOLAR-V1-NO-AGE | SOLAR-V1-NO-AGE | SOLAR-V1-NO-AGE
ITA | Italy | Tuttosole Solar Power Plant |  | WRI1026448 | 1.5 | 43.6720 | 10.7363 | Solar |  |  |  |  | Opde Photovoltaics | Carpe Vigo | http://www.carpevigo.de/de/projekte-in-italien/menue-id-230.html | Industry About | [10 empty] | 2.51 | 2.50 | 2.46 | 2.46 | 2.37 | NO-ESTIMATION | NO-ESTIMATION | NO-ESTIMATION | NO-ESTIMATION | CAPACITY-FACTOR-V1
ITA | Italy | Adriatic Arena Solar Power Plant |  | WRI1026387 | 2.2 | 43.9028 | 12.8650 | Solar |  |  |  |  | Solarig Holding | 9ren | http://www.9ren.it/en/about-us/where-we-operate/our-plants/ | Industry About | [10 empty] | 3.77 | 3.68 | 3.65 | 3.67 | 3.51 | SOLAR-V1-NO-AGE | SOLAR-V1-NO-AGE | SOLAR-V1-NO-AGE | SOLAR-V1-NO-AGE | SOLAR-V1-NO-AGE
ITA | Italy | Guiglia |  | WKS0063594 | 6.2 | 44.4104 | 10.9848 | Solar | [5 empty] | Wiki-Solar | https://www.wiki-solar.org | Wiki-Solar | [10 empty] | 9.51 | 9.98 | 10.55 | 10.20 | 10.52 | SOLAR-V1-NO-AGE | SOLAR-V1-NO-AGE | SOLAR-V1-NO-AGE | SOLAR-V1-NO-AGE | SOLAR-V1-NO-AGE
ITA | Italy | Sant'Alberto 2 |  | WRI1021598 | 24 | 44.5097 | 12.1638 | Solar | [5 empty] | ENTSOE | https://transparency.entsoe.eu/generation/r2/installedCapacityPerProductionUnit/show | Industry About | 1086118 | [9 empty] | 40.40 | 39.61 | 40.67 | 40.31 | 37.94 | SOLAR-V1-NO-AGE | SOLAR-V1-NO-AGE | SOLAR-V1-NO-AGE | SOLAR-V1-NO-AGE | SOLAR-V1-NO-AGE
ITA | Italy | Sant' Alberto |  | WKS0060019 | 34.6 | 44.5100 | 12.1630 | Solar | [5 empty] | Wiki-Solar | https://www.wiki-solar.org | Wiki-Solar | [10 empty] | 57.84 | 56.69 | 58.30 | 57.89 | 54.82 | SOLAR-V1-NO-AGE | SOLAR-V1-NO-AGE | SOLAR-V1-NO-AGE | SOLAR-V1-NO-AGE | SOLAR-V1-NO-AGE
ITA | Italy | ALFONSINE |  | WRI1021523 | 31 | 44.5715 | 11.9890 | Solar | [5 empty] | ENTSOE | https://transparency.entsoe.eu/generation/r2/installedCapacityPerProductionUnit/show | Industry About | 1086116 | [9 empty] | 51.27 | 50.83 | 53.51 | 52.09 | 49.94 | NO-ESTIMATION | NO-ESTIMATION | NO-ESTIMATION | WIND-V1 | WIND-V1
ITA | Italy | Fossano Solar Power Plant |  | WRI1026404 | 5 | 44.5725 | 7.7693 | Solar |  |  |  |  | Enel Green Power SpA | OPDE | http://www.opde.net/en/projects/ | Industry About | [10 empty] | 7.60 | 7.88 | 7.91 | 8.17 | 7.82 | SOLAR-V1-NO-AGE | SOLAR-V1-NO-AGE | SOLAR-V1-NO-AGE | SOLAR-V1-NO-AGE | SOLAR-V1-NO-AGE
ITA | Italy | Alfonsine 2 |  | WRI1021583 | 25 | 44.5753 | 12.0149 | Solar | [5 empty] | ENTSOE | https://transparency.entsoe.eu/generation/r2/installedCapacityPerProductionUnit/show | Industry About | 1086116 | [9 empty] | 41.85 | 41.43 | 43.65 | 42.54 | 40.52 | SOLAR-V1-NO-AGE | SOLAR-V1-NO-AGE | SOLAR-V1-NO-AGE | SOLAR-V1-NO-AGE | SOLAR-V1-NO-AGE
ITA | Italy | Cassano II |  | WKS0064279 | 4.3 | 44.7501 | 8.8364 | Solar | [5 empty] | Wiki-Solar | https://www.wiki-solar.org | Wiki-Solar | [10 empty] | 6.35 | 6.38 | 7.21 | 7.19 | 6.65 | NO-ESTIMATION | NO-ESTIMATION | NO-ESTIMATION | WIND-V1 | WIND-V1
ITA | Italy | Cassano I |  | WKS0064278 | 8.8 | 44.7583 | 8.8363 | Solar | [5 empty] | Wiki-Solar | https://www.wiki-solar.org | Wiki-Solar | [10 empty] | 13.96 | 13.86 | 15.58 | 15.54 | 14.15 | SOLAR-V1-NO-AGE | SOLAR-V1-NO-AGE | SOLAR-V1-NO-AGE | SOLAR-V1-NO-AGE | SOLAR-V1-NO-AGE
ITA | Italy | Noceto |  | WKS0064825 | 4.5 | 44.7760 | 10.1765 | Solar | [5 empty] | Wiki-Solar | https://www.wiki-solar.org | Wiki-Solar | [10 empty] | 6.77 | 6.86 | 7.14 | 7.13 | 7.04 | HYDRO-V1 | HYDRO-V1 | HYDRO-V1 | HYDRO-V1 | HYDRO-V1
ITA | Italy | Novi Fossati |  | WKS0068368 | 4.6 | 44.8092 | 8.7576 | Solar | [5 empty] | Wiki-Solar | https://www.wiki-solar.org | Wiki-Solar | [10 empty] | 7.23 | 7.22 | 7.99 | 7.99 | 7.53 | SOLAR-V1-NO-AGE | SOLAR-V1-NO-AGE | SOLAR-V1-NO-AGE | SOLAR-V1-NO-AGE | SOLAR-V1-NO-AGE
ITA | Italy | Ferrara Aranova |  | WKS0063893 | 11.7 | 44.8270 | 11.5710 | Solar | [5 empty] | Wiki-Solar | https://www.wiki-solar.org | Wiki-Solar | [10 empty] | 20.39 | 20.27 | 21.06 | 20.93 | 20.72 | SOLAR-V1-NO-AGE | SOLAR-V1-NO-AGE | SOLAR-V1-NO-AGE | SOLAR-V1-NO-AGE | SOLAR-V1-NO-AGE
ITA | Italy | Pozzolo Formigaro Solar Power Plant |  | WRI1026428 | 4.1 | 44.8314 | 8.7734 | Solar |  |  |  |  | Enel Green Power SpA | OPDE | http://www.opde.net/en/projects/ | Industry About | 1088825 | [9 empty] | 6.05 | 6.08 | 6.75 | 6.76 | 6.37 | SOLAR-V1-NO-AGE | SOLAR-V1-NO-AGE | SOLAR-V1-NO-AGE | SOLAR-V1-NO-AGE | SOLAR-V1-NO-AGE
ITA | Italy | Bosco Marengo Solar Power Plant |  | WRI1026397 | 6.5 | 44.8372 | 8.7493 | Solar |  |  |  |  | Opde Photovoltaics | OPDE | http://www.opde.net/en/projects/ | Industry About | [10 empty] | 10.06 | 10.10 | 11.11 | 11.11 | 10.31 | SOLAR-V1-NO-AGE | SOLAR-V1-NO-AGE | SOLAR-V1-NO-AGE | SOLAR-V1-NO-AGE | SOLAR-V1-NO-AGE
ITA | Italy | Ferrara Focomorto II |  | WKS0061423 | 12 | 44.8380 | 11.6840 | Solar | [5 empty] | Wiki-Solar | https://www.wiki-solar.org | Wiki-Solar | [10 empty] | 21.00 | 20.80 | 21.62 | 21.48 | 21.18 | SOLAR-V1-NO-AGE | SOLAR-V1-NO-AGE | SOLAR-V1-NO-AGE | SOLAR-V1-NO-AGE | SOLAR-V1-NO-AGE
ITA | Italy | Tortona Ponzana Solar Power Plant |  | WRI1026441 | 6.2 | 44.8391 | 8.7776 | Solar |  |  |  |  | Enel Green Power SpA | OPDE | http://www.opde.net/en/projects/ | Industry About | [10 empty] | 9.62 | 9.64 | 10.60 | 10.60 | 9.84 | SOLAR-V1-NO-AGE | SOLAR-V1-NO-AGE | SOLAR-V1-NO-AGE | SOLAR-V1-NO-AGE | SOLAR-V1-NO-AGE
ITA | Italy | Ternavasso |  | WKS0063139 | 7.8 | 44.8570 | 7.8520 | Solar | [5 empty] | Wiki-Solar | https://www.wiki-solar.org | Wiki-Solar | [10 empty] | 11.97 | 11.68 | 12.32 | 12.38 | 12.03 | SOLAR-V1-NO-AGE | SOLAR-V1-NO-AGE | SOLAR-V1-NO-AGE | SOLAR-V1-NO-AGE | SOLAR-V1-NO-AGE
ITA | Italy | Viarolo |  | WKS0068599 | 4.6 | 44.8575 | 10.2602 | Solar | [5 empty] | Wiki-Solar | https://www.wiki-solar.org | Wiki-Solar | [10 empty] | 7.19 | 7.42 | 7.72 | 7.63 | 7.73 | SOLAR-V1-NO-AGE | SOLAR-V1-NO-AGE | SOLAR-V1-NO-AGE | SOLAR-V1-NO-AGE | SOLAR-V1-NO-AGE
ITA | Italy | Casanova |  | WKS0061421 | 4.1 | 44.8749 | 7.7880 | Solar | [5 empty] | Wiki-Solar | https://www.wiki-solar.org | Wiki-Solar | [10 empty] | 5.59 | 5.69 | 6.06 | 6.02 | 6.42 | SOLAR-V1-NO-AGE | SOLAR-V1-NO-AGE | SOLAR-V1-NO-AGE | SOLAR-V1-NO-AGE | SOLAR-V1-NO-AGE
ITA | Italy | DE Stern |  | WKS0064826 | 6.2 | 44.8765 | 10.4119 | Solar | [5 empty] | Wiki-Solar | https://www.wiki-solar.org | Wiki-Solar | [10 empty] | 9.62 | 9.97 | 10.33 | 10.22 | 11.13 | SOLAR-V1-NO-AGE | SOLAR-V1-NO-AGE | SOLAR-V1-NO-AGE | SOLAR-V1-NO-AGE | SOLAR-V1-NO-AGE
ITA | Italy | Tortona Pantaleona Solar Power Plant |  | WRI1026440 | 7 | 44.8794 | 8.7889 | Solar |  |  |  |  | 9REN | OPDE | http://www.opde.net/en/projects/ | Industry About | [10 empty] | 10.89 | 11.06 | 12.00 | 11.99 | 11.19 | SOLAR-V1-NO-AGE | SOLAR-V1-NO-AGE | SOLAR-V1-NO-AGE | SOLAR-V1-NO-AGE | SOLAR-V1-NO-AGE
ITA | Italy | Alessandria AL47B Solar Power Plant |  | WRI1026389 | 1.2 | 44.8875 | 8.7410 | Solar |  |  |  |  | OPDE Photovoltaics | OPDE | http://www.opde.net/en/projects/ | Industry About | 1084711 | [9 empty] | 1.75 | 1.69 | 1.89 | 1.89 | 1.72 | SOLAR-V1-NO-AGE | SOLAR-V1-NO-AGE | SOLAR-V1-NO-AGE | SOLAR-V1-NO-AGE | SOLAR-V1-NO-AGE
ITA | Italy | Alessandria AL47A Solar Power Plant |  | WRI1026388 | 5 | 44.8903 | 8.7412 | Solar |  |  |  |  | Envalue GmbH | OPDE | http://www.opde.net/en/projects/ | Industry About | 1084711 | [9 empty] | 7.82 | 7.98 | 8.63 | 8.60 | 8.09 | NO-ESTIMATION | NO-ESTIMATION | NO-ESTIMATION | NO-ESTIMATION | CAPACITY-FACTOR-V1
ITA | Italy | Quattordio Solar Power Plant |  | WRI1026429 | 1.4 | 44.9055 | 8.4343 | Solar |  |  |  |  | Carpevigo AG | OPDE | http://www.opde.net/en/projects/ | Industry About | 1079034 | [9 empty] | 1.95 | 1.90 | 2.06 | 2.06 | 1.91 | SOLAR-V1-NO-AGE | SOLAR-V1-NO-AGE | SOLAR-V1-NO-AGE | SOLAR-V1-NO-AGE | SOLAR-V1-NO-AGE
ITA | Italy | San Quirico |  | WKS0060267 | 4.5 | 44.9220 | 10.2990 | Solar | [5 empty] | Wiki-Solar | https://www.wiki-solar.org | Wiki-Solar | [10 empty] | 6.61 | 6.87 | 7.15 | 7.11 | 7.36 | SOLAR-V1-NO-AGE | SOLAR-V1-NO-AGE | SOLAR-V1-NO-AGE | SOLAR-V1-NO-AGE | SOLAR-V1-NO-AGE
ITA | Italy | Serenissima |  | WKS0060922 | 48 | 44.9450 | 11.6560 | Solar | [5 empty] | Wiki-Solar | https://www.wiki-solar.org | Wiki-Solar | [10 empty] | 76.59 | 75.94 | 78.72 | 78.42 | 80.32 | SOLAR-V1-NO-AGE | SOLAR-V1-NO-AGE | SOLAR-V1-NO-AGE | SOLAR-V1-NO-AGE | SOLAR-V1-NO-AGE
ITA | Italy | Banna |  | WKS0061067 | 9.4 | 44.9464 | 7.8717 | Solar | [5 empty] | Wiki-Solar | https://www.wiki-solar.org | Wiki-Solar | [10 empty] | 14.19 | 14.19 | 15.09 | 15.01 | 14.69 | SOLAR-V1-NO-AGE | SOLAR-V1-NO-AGE | SOLAR-V1-NO-AGE | SOLAR-V1-NO-AGE | SOLAR-V1-NO-AGE
ITA | Italy | Sale Solar Power Plant |  | WRI1026431 | 1.7 | 44.9719 | 8.8336 | Solar | [5 empty] | OPDE | http://www.opde.net/en/projects/ | Industry About | [10 empty] | 2.40 | 2.48 | 2.77 | 2.68 | 2.58 | SOLAR-V1-NO-AGE | SOLAR-V1-NO-AGE | SOLAR-V1-NO-AGE | SOLAR-V1-NO-AGE | SOLAR-V1-NO-AGE
ITA | Italy | Canaro |  | WKS0072944 | 6 | 44.9758 | 11.6264 | Solar | [5 empty] | Wiki-Solar | https://www.wiki-solar.org | Wiki-Solar | [10 empty] | 10.08 | 10.01 | 10.37 | 10.34 | 10.45 | SOLAR-V1-NO-AGE | SOLAR-V1-NO-AGE | SOLAR-V1-NO-AGE | SOLAR-V1-NO-AGE | SOLAR-V1-NO-AGE
ITA | Italy | Polesine |  | WKS0063518 | 4.6 | 44.9877 | 10.1006 | Solar | [5 empty] | Wiki-Solar | https://www.wiki-solar.org | Wiki-Solar | [10 empty] | 7.18 | 7.42 | 7.76 | 7.63 | 8 | SOLAR-V1-NO-AGE | SOLAR-V1-NO-AGE | SOLAR-V1-NO-AGE | SOLAR-V1-NO-AGE | SOLAR-V1-NO-AGE
ITA | Italy | Loreo |  | WKS0060091 | 12.6 | 45.0315 | 12.1794 | Solar | [5 empty] | Wiki-Solar | https://www.wiki-solar.org | Wiki-Solar | [10 empty] | 22.42 | 22.03 | 22.92 | 22.59 | 21.91 | SOLAR-V1-NO-AGE | SOLAR-V1-NO-AGE | SOLAR-V1-NO-AGE | SOLAR-V1-NO-AGE | SOLAR-V1-NO-AGE
ITA | Italy | EMMEZETA SOLAR PARK ROVIGO |  | WRI1021333 | 65 | 45.0367 | 11.5706 | Solar | [5 empty] | ENTSOE | https://transparency.entsoe.eu/generation/r2/installedCapacityPerProductionUnit/show | Industry About | 1081012 | [9 empty] | 103.90 | 103.83 | 107.04 | 106.39 | 111.24 | SOLAR-V1-NO-AGE | SOLAR-V1-NO-AGE | SOLAR-V1-NO-AGE | SOLAR-V1-NO-AGE | SOLAR-V1-NO-AGE
ITA | Italy | Rovigo Solar Power Plant |  | WRI1026430 | 15 | 45.0374 | 11.5705 | Solar | [5 empty] | Astronergy | http://www.astronergy.com/projects_plants.php | Industry About | 1081012 | [9 empty] | 25.96 | 25.96 | 26.76 | 26.68 | 27.31 | NO-ESTIMATION | NO-ESTIMATION | NO-ESTIMATION | NO-ESTIMATION | CAPACITY-FACTOR-V1
ITA | Italy | Casale Monferrato Solar Power Plant |  | WRI1026400 | 1.2 | 45.0468 | 8.4256 | Solar |  |  |  |  | Opde Photovoltaics | OPDE | http://www.opde.net/en/projects/ | Industry About | [10 empty] | 1.67 | 1.67 | 1.82 | 1.84 | 1.64 | SOLAR-V1-NO-AGE | SOLAR-V1-NO-AGE | SOLAR-V1-NO-AGE | SOLAR-V1-NO-AGE | SOLAR-V1-NO-AGE
ITA | Italy | Piadena |  | WKS0067754 | 5.9 | 45.1212 | 10.3744 | Solar | [5 empty] | Wiki-Solar | https://www.wiki-solar.org | Wiki-Solar | [10 empty] | 9.16 | 9.50 | 9.82 | 9.70 | 10.29 | SOLAR-V1-NO-AGE | SOLAR-V1-NO-AGE | SOLAR-V1-NO-AGE | SOLAR-V1-NO-AGE | SOLAR-V1-NO-AGE
ITA | Italy | Cascina Bonaparte |  | WKS0069890 | 4.3 | 45.1330 | 8.8210 | Solar | [5 empty] | Wiki-Solar | https://www.wiki-solar.org | Wiki-Solar | [10 empty] | 6.21 | 6.00 | 6.72 | 6.96 | 6.65 | SOLAR-V1-NO-AGE | SOLAR-V1-NO-AGE | SOLAR-V1-NO-AGE | SOLAR-V1-NO-AGE | SOLAR-V1-NO-AGE
ITA | Italy | San Gillio Solar Power Plant |  | WRI1026433 | 4.8 | 45.1397 | 7.5090 | Solar |  |  |  |  | Opde | Enel Green Power | https://www.enelgreenpower.com/en/country-italy.html | Industry About | 1087875 | [9 empty] | 7.65 | 7.13 | 7.68 | 7.53 | 7.44 | SOLAR-V1-NO-AGE | SOLAR-V1-NO-AGE | SOLAR-V1-NO-AGE | SOLAR-V1-NO-AGE | SOLAR-V1-NO-AGE
ITA | Italy | Torrazza Piemonte A |  | WKS0067820 | 10 | 45.2230 | 7.9680 | Solar | [5 empty] | Wiki-Solar | https://www.wiki-solar.org | Wiki-Solar | [10 empty] | 15.00 | 14.80 | 15.75 | 15.45 | 15.79 | SOLAR-V1-NO-AGE | SOLAR-V1-NO-AGE | SOLAR-V1-NO-AGE | SOLAR-V1-NO-AGE | SOLAR-V1-NO-AGE
ITA | Italy | Enermill |  | WKS0061543 | 16 | 45.2740 | 8.0410 | Solar | [5 empty] | Wiki-Solar | https://www.wiki-solar.org | Wiki-Solar | [10 empty] | 23.05 | 24.14 | 24.74 | 23.71 | 25.18 | NO-ESTIMATION | NO-ESTIMATION | NO-ESTIMATION | NO-ESTIMATION | CAPACITY-FACTOR-V1
ITA | Italy | Massazza A |  | WKS0068010 | 4 | 45.4819 | 8.1081 | Solar | [5 empty] | Wiki-Solar | https://www.wiki-solar.org | Wiki-Solar | [10 empty] | 5.59 | 5.85 | 6.02 | 5.97 | 6.17 | NO-ESTIMATION | NO-ESTIMATION | NO-ESTIMATION | NO-ESTIMATION | CAPACITY-FACTOR-V1
ITA | Italy | Cascina Campagna |  | WKS0067984 | 4.5 | 45.4820 | 8.1460 | Solar | [5 empty] | Wiki-Solar | https://www.wiki-solar.org | Wiki-Solar | [10 empty] | 6.29 | 6.58 | 6.80 | 6.65 | 7.03 | NO-ESTIMATION | NO-ESTIMATION | NO-ESTIMATION | NO-ESTIMATION | CAPACITY-FACTOR-V1
ITA | Italy | Cascinotto |  | WKS0067983 | 4.5 | 45.4820 | 8.1460 | Solar | [5 empty] | Wiki-Solar | https://www.wiki-solar.org | Wiki-Solar | [10 empty] | 6.29 | 6.58 | 6.80 | 6.65 | 7.03 | NO-ESTIMATION | NO-ESTIMATION | NO-ESTIMATION | NO-ESTIMATION | CAPACITY-FACTOR-V1
ITA | Italy | Jesolo |  | WKS0062180 | 5.2 | 45.5619 | 12.6294 | Solar | [5 empty] | Wiki-Solar | https://www.wiki-solar.org | Wiki-Solar | [10 empty] | 8.95 | 8.82 | 9.27 | 9.11 | 9.43 | NO-ESTIMATION | NO-ESTIMATION | NO-ESTIMATION | NO-ESTIMATION | CAPACITY-FACTOR-V1
ITA | Italy | Pozzo d'Adda Solar Power Plant |  | WRI1026427 | 3 | 45.5738 | 9.4927 | Solar | [5 empty] | Martifer Solar | http://www.martifersolar.com/powering.php | Industry About | [10 empty] | 4.33 | 4.38 | 4.52 | 4.39 | 4.65 | NO-ESTIMATION | NO-ESTIMATION | NO-ESTIMATION | NO-ESTIMATION | CAPACITY-FACTOR-V1
ITA | Italy | Carlino II |  | WKS0062401 | 9.9 | 45.7870 | 13.1590 | Solar | [5 empty] | Wiki-Solar | https://www.wiki-solar.org | Wiki-Solar | [10 empty] | 15.06 | 15.86 | 15.25 | 14.97 | 14.77 | NO-ESTIMATION | NO-ESTIMATION | NO-ESTIMATION | NO-ESTIMATION | CAPACITY-FACTOR-V1
ITA | Italy | Carlino III |  | WKS0062402 | 6.1 | 45.7880 | 13.1380 | Solar | [5 empty] | Wiki-Solar | https://www.wiki-solar.org | Wiki-Solar | [10 empty] | 9.13 | 9.55 | 9.26 | 9.08 | 8.96 | NO-ESTIMATION | NO-ESTIMATION | NO-ESTIMATION | NO-ESTIMATION | CAPACITY-FACTOR-V1
ITA | Italy | Carlino I |  | WKS0062400 | 5.5 | 45.7960 | 13.2030 | Solar | [5 empty] | Wiki-Solar | https://www.wiki-solar.org | Wiki-Solar | [10 empty] | 8.28 | 8.50 | 8.52 | 8.24 | 8.17 | NO-ESTIMATION | NO-ESTIMATION | NO-ESTIMATION | NO-ESTIMATION | CAPACITY-FACTOR-V1
ITA | Italy | Bagnaria Arsa |  | WKS0068746 | 5 | 45.8570 | 13.2920 | Solar | [5 empty] | Wiki-Solar | https://www.wiki-solar.org | Wiki-Solar | [10 empty] | 7.41 | 7.56 | 7.74 | 7.59 | 7.53 | NO-ESTIMATION | NO-ESTIMATION | NO-ESTIMATION | NO-ESTIMATION | CAPACITY-FACTOR-V1
ITA | Italy | La Brava Solar Power Plant |  | WRI1026409 | 13.4 | 45.9516 | 13.4031 | Solar | [5 empty] | GP Joule | http://www.gp-joule.eu/activities/projects/ | Industry About | 1109290 | [9 empty] | 20.22 | 20.47 | 21.15 | 20.23 | 19.92 | NO-ESTIMATION | NO-ESTIMATION | NO-ESTIMATION | NO-ESTIMATION | CAPACITY-FACTOR-V1
ITA | Italy | Manzano |  | WKS0060115 | 8 | 45.9660 | 13.3730 | Solar | [5 empty] | Wiki-Solar | https://www.wiki-solar.org | Wiki-Solar | [10 empty] | 11.82 | 12.04 | 12.41 | 11.83 | 11.68 | NO-ESTIMATION | NO-ESTIMATION | NO-ESTIMATION | NO-ESTIMATION | CAPACITY-FACTOR-V1
JAM | Jamaica | Content |  | WKS0064536 | 20 | 17.9440 | -77.3100 | Solar | [5 empty] | Wiki-Solar | https://www.wiki-solar.org | Wiki-Solar | [10 empty] | 49.18 | 51.02 | 51.01 | 44.82 | 41.84 | NO-ESTIMATION | NO-ESTIMATION | NO-ESTIMATION | NO-ESTIMATION | CAPACITY-FACTOR-V1
JOR | Jordan | Shamsuna |  | WKS0064788 | 10.1 | 29.3940 | 35.0270 | Solar | [5 empty] | Wiki-Solar | https://www.wiki-solar.org | Wiki-Solar | [10 empty] | 21.40 | 21.10 | 19.69 | 21.22 | 20.94 | NO-ESTIMATION | NO-ESTIMATION | NO-ESTIMATION | NO-ESTIMATION | CAPACITY-FACTOR-V1
JOR | Jordan | Quweira |  | WKS0064352 | 103 | 29.7300 | 35.3500 | Solar | [5 empty] | Wiki-Solar | https://www.wiki-solar.org | Wiki-Solar | [10 empty] | 259.71 | 253.51 | 248.74 | 253.69 | 252.79 | SOLAR-V1-NO-AGE | SOLAR-V1-NO-AGE | SOLAR-V1-NO-AGE | SOLAR-V1-NO-AGE | SOLAR-V1-NO-AGE
JOR | Jordan | MaSP} GLAE |  | WKS0068492 | 10 | 30.1410 | 35.8150 | Solar | [5 empty] | Wiki-Solar | https://www.wiki-solar.org | Wiki-Solar | [10 empty] | 18.12 | 17.79 | 17.49 | 18.08 | 18.83 | HYDRO-V1 | HYDRO-V1 | HYDRO-V1 | HYDRO-V1 | HYDRO-V1
JOR | Jordan | MaSP} Ennera |  | WKS0066020 | 10 | 30.1420 | 35.8130 | Solar | [5 empty] | Wiki-Solar | https://www.wiki-solar.org | Wiki-Solar | [10 empty] | 18.12 | 17.79 | 17.49 | 18.08 | 18.79 | SOLAR-V1-NO-AGE | SOLAR-V1-NO-AGE | SOLAR-V1-NO-AGE | SOLAR-V1-NO-AGE | SOLAR-V1-NO-AGE
JOR | Jordan | MaSP} Ward Al Joury |  | WKS0065452 | 10 | 30.1440 | 35.8100 | Solar | [5 empty] | Wiki-Solar | https://www.wiki-solar.org | Wiki-Solar | [10 empty] | 18.12 | 17.89 | 17.49 | 18.06 | 18.64 | SOLAR-V1-NO-AGE | SOLAR-V1-NO-AGE | SOLAR-V1-NO-AGE | SOLAR-V1-NO-AGE | SOLAR-V1-NO-AGE
JOR | Jordan | MaSP} Shams |  | WKS0064056 | 52.5 | 30.1450 | 35.8250 | Solar | [5 empty] | Wiki-Solar | https://www.wiki-solar.org | Wiki-Solar | [10 empty] | 124.15 | 121.71 | 116.15 | 122.59 | 122.76 | SOLAR-V1-NO-AGE | SOLAR-V1-NO-AGE | SOLAR-V1-NO-AGE | SOLAR-V1-NO-AGE | SOLAR-V1-NO-AGE
JOR | Jordan | MaSP} EJRE |  | WKS0067808 | 20 | 30.1470 | 35.8170 | Solar | [5 empty] | Wiki-Solar | https://www.wiki-solar.org | Wiki-Solar | [10 empty] | 47.18 | 46.22 | 44.06 | 46.47 | 46.76 | SOLAR-V1-NO-AGE | SOLAR-V1-NO-AGE | SOLAR-V1-NO-AGE | SOLAR-V1-NO-AGE | SOLAR-V1-NO-AGE
JOR | Jordan | MaSP} Zahrat Al Salam |  | WKS0064125 | 10 | 30.1490 | 35.8090 | Solar | [5 empty] | Wiki-Solar | https://www.wiki-solar.org | Wiki-Solar | [10 empty] | 18.12 | 17.89 | 17.52 | 18.06 | 18.64 | SOLAR-V1-NO-AGE | SOLAR-V1-NO-AGE | SOLAR-V1-NO-AGE | SOLAR-V1-NO-AGE | SOLAR-V1-NO-AGE
JOR | Jordan | MaSP} Al Zanbaq |  | WKS0064057 | 10 | 30.1530 | 35.8100 | Solar | [5 empty] | Wiki-Solar | https://www.wiki-solar.org | Wiki-Solar | [10 empty] | 18.12 | 17.79 | 17.52 | 18.06 | 18.64 | SOLAR-V1-NO-AGE | SOLAR-V1-NO-AGE | SOLAR-V1-NO-AGE | SOLAR-V1-NO-AGE | SOLAR-V1-NO-AGE
JOR | Jordan | MaSP} Falcon |  | WKS0065451 | 20 | 30.1550 | 35.8170 | Solar | [5 empty] | Wiki-Solar | https://www.wiki-solar.org | Wiki-Solar | [10 empty] | 47.18 | 46.22 | 44.06 | 46.47 | 46.76 | SOLAR-V1-NO-AGE | SOLAR-V1-NO-AGE | SOLAR-V1-NO-AGE | SOLAR-V1-NO-AGE | SOLAR-V1-NO-AGE
JOR | Jordan | MaSP} SunE |  | WKS0068494 | 20 | 30.1590 | 35.8130 | Solar | [5 empty] | Wiki-Solar | https://www.wiki-solar.org | Wiki-Solar | [10 empty] | 47.18 | 46.22 | 44.06 | 46.43 | 46.73 | SOLAR-V1-NO-AGE | SOLAR-V1-NO-AGE | SOLAR-V1-NO-AGE | SOLAR-V1-NO-AGE | SOLAR-V1-NO-AGE
JOR | Jordan | Oryx Ma'an |  | WKS0068491 | 10.4 | 30.2160 | 35.6130 | Solar | [5 empty] | Wiki-Solar | https://www.wiki-solar.org | Wiki-Solar | [10 empty] | 22.51 | 22.95 | 20.96 | 23.12 | 22.18 | NO-ESTIMATION | NO-ESTIMATION | NO-ESTIMATION | NO-ESTIMATION | CAPACITY-FACTOR-V1
JOR | Jordan | Sul |  | WKS0069857 | 5 | 31.0500 | 35.7460 | Solar | [5 empty] | Wiki-Solar | https://www.wiki-solar.org | Wiki-Solar | [10 empty] | 10.55 | 10.43 | 9.93 | 10.46 | 9.93 | NO-ESTIMATION | NO-ESTIMATION | NO-ESTIMATION | NO-ESTIMATION | NO-ESTIMATION
JOR | Jordan | Kempinski |  | WKS0073075 | 5 | 31.2646 | 35.8048 | Solar | [5 empty] | Wiki-Solar | https://www.wiki-solar.org | Wiki-Solar | [10 empty] | 10.33 | 10.19 | 10.40 | 10.15 | 10.22 | NO-ESTIMATION | NO-ESTIMATION | NO-ESTIMATION | NO-ESTIMATION | CAPACITY-FACTOR-V1
JOR | Jordan | Jordanian Royal Court |  | WKS0065472 | 5.6 | 31.9670 | 35.9350 | Solar | [5 empty] | Wiki-Solar | https://www.wiki-solar.org | Wiki-Solar | [10 empty] | 11.27 | 11.44 | 11.29 | 11.25 | 11.38 | NO-ESTIMATION | NO-ESTIMATION | NO-ESTIMATION | NO-ESTIMATION | CAPACITY-FACTOR-V1
JOR | Jordan | Al Safawi |  | WKS0066663 | 51 | 32.0890 | 37.0320 | Solar | [5 empty] | Wiki-Solar | https://www.wiki-solar.org | Wiki-Solar | [10 empty] | 119.97 | 123.93 | 119.44 | 123.92 | 125.3 | NO-ESTIMATION | NO-ESTIMATION | NO-ESTIMATION | NO-ESTIMATION | CAPACITY-FACTOR-V1
JOR | Jordan | Al Badiya |  | WKS0065367 | 10 | 32.1830 | 36.6930 | Solar | [5 empty] | Wiki-Solar | https://www.wiki-solar.org | Wiki-Solar | [10 empty] | 17.36 | 18.53 | 18.13 | 18.58 | 18.76 | NO-ESTIMATION | NO-ESTIMATION | NO-ESTIMATION | NO-ESTIMATION | CAPACITY-FACTOR-V1
JOR | Jordan | Al Badiya 2 |  | WKS0071849 | 11 | 32.1840 | 36.6870 | Solar | [5 empty] | Wiki-Solar | https://www.wiki-solar.org | Wiki-Solar | [10 empty] | 23.74 | 24.71 | 24.08 | 24.89 | 25.24 | NO-ESTIMATION | NO-ESTIMATION | NO-ESTIMATION | NO-ESTIMATION | NO-ESTIMATION
JOR | Jordan | Zaatari |  | WKS0070936 | 12.9 | 32.2820 | 36.3260 | Solar | [5 empty] | Wiki-Solar | https://www.wiki-solar.org | Wiki-Solar | [10 empty] | 31.05 | 31.19 | 30.77 | 31.59 | 31.78 | NO-ESTIMATION | NO-ESTIMATION | NO-ESTIMATION | NO-ESTIMATION | CAPACITY-FACTOR-V1
JOR | Jordan | Azraq |  | WKS0071836 | 5 | 32.3430 | 36.2550 | Solar | [5 empty] | Wiki-Solar | https://www.wiki-solar.org | Wiki-Solar | [10 empty] | 10.63 | 11.33 | 10.44 | 11.55 | 10.8 | NO-ESTIMATION | NO-ESTIMATION | NO-ESTIMATION | NO-ESTIMATION | CAPACITY-FACTOR-V1
JOR | Jordan | Al Ambaratouria |  | WKS0069767 | 51 | 32.3440 | 36.2910 | Solar | [5 empty] | Wiki-Solar | https://www.wiki-solar.org | Wiki-Solar | [10 empty] | 127.70 | 138.18 | 127.10 | 138.84 | 132.77 | NO-ESTIMATION | NO-ESTIMATION | NO-ESTIMATION | NO-ESTIMATION | CAPACITY-FACTOR-V1
JOR | Jordan | Mafraq I |  | WKS0073081 | 50 | 32.3540 | 36.2920 | Solar | [5 empty] | Wiki-Solar | https://www.wiki-solar.org | Wiki-Solar | [10 empty] | 124.04 | 134.71 | 123.59 | 135.35 | 132.1 | NO-ESTIMATION | NO-ESTIMATION | NO-ESTIMATION | NO-ESTIMATION | CAPACITY-FACTOR-V1
JOR | Jordan | Sunrise |  | WKS0073082 | 50 | 32.3630 | 36.2960 | Solar | [5 empty] | Wiki-Solar | https://www.wiki-solar.org | Wiki-Solar | [10 empty] | 123.16 | 135.90 | 124.32 | 136.54 | 133.15 | NO-ESTIMATION | NO-ESTIMATION | NO-ESTIMATION | NO-ESTIMATION | CAPACITY-FACTOR-V1
JOR | Jordan | Jordan Solar One |  | WKS0066018 | 20 | 32.4390 | 36.1000 | Solar | [5 empty] | Wiki-Solar | https://www.wiki-solar.org | Wiki-Solar | [10 empty] | 50.41 | 53.40 | 50.90 | 53.88 | 53.21 | NO-ESTIMATION | NO-ESTIMATION | NO-ESTIMATION | NO-ESTIMATION | CAPACITY-FACTOR-V1
JOR | Jordan | JUST |  | WKS0067741 | 5 | 32.4825 | 35.9864 | Solar | [5 empty] | Wiki-Solar | https://www.wiki-solar.org | Wiki-Solar | [10 empty] | 10.87 | 11.04 | 10.60 | 11.40 | 11.28 | NO-ESTIMATION | NO-ESTIMATION | NO-ESTIMATION | NO-ESTIMATION | CAPACITY-FACTOR-V1
JPN | Japan | Uruma |  | WKS0062491 | 12 | 26.3460 | 127.9670 | Solar | [5 empty] | Wiki-Solar | https://www.wiki-solar.org | Wiki-Solar | [10 empty] | 22.89 | 22.71 | 23.78 | 23.15 | 22.17 | NO-ESTIMATION | NO-ESTIMATION | NO-ESTIMATION | NO-ESTIMATION | CAPACITY-FACTOR-V1
JPN | Japan | Nago Futami Solar Power Plant |  | WRI1026530 | 8.4 | 26.5451 | 128.0296 | Solar |  |  |  |  | Ichigo ECO Energy Co Ltd | Ichigo ECO Energy Co Ltd | https://www.ichigo.gr.jp/eco/english/ | Industry About | [10 empty] | 15.02 | 15.06 | 15.73 | 15.79 | 15.03 | NO-ESTIMATION | NO-ESTIMATION | NO-ESTIMATION | NO-ESTIMATION | CAPACITY-FACTOR-V1
JPN | Japan | Makurazaki Airport Solar Power Plant |  | WRI1026519 | 8.3 | 31.2660 | 130.3562 | Solar |  |  |  |  | K Clean Energy | Nikkei Business Publications | http://techon.nikkeibp.co.jp/english/NEWS_EN/20140905/374503/?ST=msbe | Industry About | 1094748 | [9 empty] | 15.27 | 14.92 | 14.14 | 13.94 | 14.13 | NO-ESTIMATION | NO-ESTIMATION | NO-ESTIMATION | NO-ESTIMATION | CAPACITY-FACTOR-V1
JPN | Japan | Ushiroda Solar Power Plant |  | WRI1026591 | 1.1 | 31.3237 | 130.9254 | Solar |  |  |  |  | Renewable Japan Co Ltd | Renewable Japan Co Ltd | http://www.rn-j.com/en/project | Industry About | [10 empty] | 1.77 | 1.80 | 1.62 | 1.69 | 1.65 | NO-ESTIMATION | NO-ESTIMATION | NO-ESTIMATION | NO-ESTIMATION | CAPACITY-FACTOR-V1
JPN | Japan | Kushira Solar Power Plant |  | WRI1026513 | 7.8 | 31.3728 | 130.9583 | Solar |  |  |  |  | K Clean Energy | Nikkei Business Publications | http://techon.nikkeibp.co.jp/english/NEWS_EN/20141216/394813/?ST=msbe | Industry About | [10 empty] | 15.05 | 13.75 | 13.60 | 13.56 | 14.12 | NO-ESTIMATION | NO-ESTIMATION | NO-ESTIMATION | NO-ESTIMATION | CAPACITY-FACTOR-V1
JPN | Japan | Kagoshima - Nanatsujima Solar Power Plant |  | WRI1026490 | 70 | 31.4665 | 130.5260 | Solar |  |  |  |  | Kagoshima Mega Solar Power Corporation | Kyocera Solar | http://www.kyocera.co.jp/solar/es/ | Industry About | 1090938 | [9 empty] | 133.78 | 113.47 | 114.62 | 115.69 | 120.66 | NO-ESTIMATION | NO-ESTIMATION | NO-ESTIMATION | NO-ESTIMATION | CAPACITY-FACTOR-V1
JPN | Japan | Takakuma Solar Power Plant |  | WRI1026568 | 4.3 | 31.4727 | 130.8606 | Solar |  |  |  |  | Renewable Japan Co Ltd | Renewable Japan Co Ltd | http://www.rn-j.com/en/project | Industry About | [10 empty] | 7.76 | 6.76 | 6.84 | 7.22 | 7 | NO-ESTIMATION | NO-ESTIMATION | NO-ESTIMATION | NO-ESTIMATION | CAPACITY-FACTOR-V1
JPN | Japan | Shibushi - Solarig Solar Power Plant |  | WRI1026557 | 1.7 | 31.4911 | 131.1142 | Solar |  |  |  |  | Solarig Holding | Solarig Holdings | http://www.solarserver.com/news/news-e-1219.html | Industry About | [10 empty] | 3.25 | 3.13 | 2.82 | 2.93 | 2.99 | NO-ESTIMATION | NO-ESTIMATION | NO-ESTIMATION | NO-ESTIMATION | CAPACITY-FACTOR-V1
JPN | Japan | Takatoge Solar Power Plant |  | WRI1026570 | 9.4 | 31.5242 | 130.7666 | Solar |  |  |  |  | Renewable Japan Co Ltd | Renewable Japan Co Ltd | http://www.rn-j.com/en/project | Industry About | [10 empty] | 17.46 | 15.78 | 15.87 | 16.54 | 16.4 | NO-ESTIMATION | NO-ESTIMATION | NO-ESTIMATION | NO-ESTIMATION | CAPACITY-FACTOR-V1
JPN | Japan | Kirishima |  | WKS0067301 | 41.3 | 31.6520 | 130.8440 | Solar | [5 empty] | Wiki-Solar | https://www.wiki-solar.org | Wiki-Solar | [10 empty] | 76.79 | 65.68 | 67.27 | 66.89 | 70.49 | NO-ESTIMATION | NO-ESTIMATION | NO-ESTIMATION | NO-ESTIMATION | CAPACITY-FACTOR-V1
JPN | Japan | MiyanourachÅ A |  | WKS0068255 | 5 | 31.6826 | 130.5932 | Solar | [5 empty] | Wiki-Solar | https://www.wiki-solar.org | Wiki-Solar | [10 empty] | 9.39 | 8.24 | 8.54 | 8.50 | 8.86 | NO-ESTIMATION | NO-ESTIMATION | NO-ESTIMATION | NO-ESTIMATION | CAPACITY-FACTOR-V1
JPN | Japan | Kirishima E |  | WKS0074116 | 15.5 | 31.6910 | 130.8240 | Solar | [5 empty] | Wiki-Solar | https://www.wiki-solar.org | Wiki-Solar | [10 empty] | 29.49 | 26.30 | 26.39 | 27.39 | 27.29 | NO-ESTIMATION | NO-ESTIMATION | NO-ESTIMATION | NO-ESTIMATION | CAPACITY-FACTOR-V1
JPN | Japan | Fukagawa |  | WKS0069877 | 20.2 | 31.7010 | 130.9870 | Solar | [5 empty] | Wiki-Solar | https://www.wiki-solar.org | Wiki-Solar | [10 empty] | 39.77 | 34.59 | 34.77 | 35.72 | 34.94 | NO-ESTIMATION | NO-ESTIMATION | NO-ESTIMATION | NO-ESTIMATION | CAPACITY-FACTOR-V1
JPN | Japan | Hioki |  | WKS0064386 | 29 | 31.7180 | 130.4060 | Solar | [5 empty] | Wiki-Solar | https://www.wiki-solar.org | Wiki-Solar | [10 empty] | 54.89 | 46.69 | 46.72 | 47.48 | 48.42 | NO-ESTIMATION | NO-ESTIMATION | NO-ESTIMATION | NO-ESTIMATION | CAPACITY-FACTOR-V1
JPN | Japan | Kirishima A |  | WKS0073709 | 20 | 31.7420 | 130.7010 | Solar | [5 empty] | Wiki-Solar | https://www.wiki-solar.org | Wiki-Solar | [10 empty] | 38.90 | 34.53 | 33.55 | 35.59 | 34.65 | NO-ESTIMATION | NO-ESTIMATION | NO-ESTIMATION | NO-ESTIMATION | CAPACITY-FACTOR-V1
JPN | Japan | Kirishima D |  | WKS0074115 | 5 | 31.7530 | 130.8471 | Solar | [5 empty] | Wiki-Solar | https://www.wiki-solar.org | Wiki-Solar | [10 empty] | 9.37 | 8.43 | 8.57 | 8.28 | 7.89 | NO-ESTIMATION | NO-ESTIMATION | NO-ESTIMATION | NO-ESTIMATION | CAPACITY-FACTOR-V1
JPN | Japan | Kirishima B |  | WKS0074113 | 4 | 31.8561 | 130.8603 | Solar | [5 empty] | Wiki-Solar | https://www.wiki-solar.org | Wiki-Solar | [10 empty] | 7.01 | 6.40 | 6.24 | 6.48 | 6.13 | NO-ESTIMATION | NO-ESTIMATION | NO-ESTIMATION | NO-ESTIMATION | CAPACITY-FACTOR-V1
JPN | Japan | Kirishima C |  | WKS0074114 | 22.6 | 31.8900 | 130.8090 | Solar | [5 empty] | Wiki-Solar | https://www.wiki-solar.org | Wiki-Solar | [10 empty] | 41.84 | 37.20 | 36.78 | 37.18 | 36.64 | NO-ESTIMATION | NO-ESTIMATION | NO-ESTIMATION | NO-ESTIMATION | CAPACITY-FACTOR-V1
JPN | Japan | Hosoe |  | WKS0065314 | 96.2 | 31.9020 | 131.3390 | Solar | [5 empty] | Wiki-Solar | https://www.wiki-solar.org | Wiki-Solar | [10 empty] | 180.30 | 154.02 | 155.51 | 156.23 | 156.1 | NO-ESTIMATION | NO-ESTIMATION | NO-ESTIMATION | NO-ESTIMATION | CAPACITY-FACTOR-V1
JPN | Japan | Yusui |  | WKS0065900 | 32.3 | 31.9240 | 130.7630 | Solar | [5 empty] | Wiki-Solar | https://www.wiki-solar.org | Wiki-Solar | [10 empty] | 59.84 | 51.72 | 51.47 | 52.33 | 51.94 | NO-ESTIMATION | NO-ESTIMATION | NO-ESTIMATION | NO-ESTIMATION | CAPACITY-FACTOR-V1
JPN | Japan | YÅ«sui B |  | WKS0073705 | 4.5 | 31.9555 | 130.7485 | Solar | [5 empty] | Wiki-Solar | https://www.wiki-solar.org | Wiki-Solar | [10 empty] | 8.17 | 7.30 | 7.09 | 7.32 | 7.08 | NO-ESTIMATION | NO-ESTIMATION | NO-ESTIMATION | NO-ESTIMATION | CAPACITY-FACTOR-V1
JPN | Japan | Kunitomi SF |  | WKS0072726 | 8 | 31.9818 | 131.2976 | Solar | [5 empty] | Wiki-Solar | https://www.wiki-solar.org | Wiki-Solar | [10 empty] | 14.80 | 13.46 | 13.24 | 13.09 | 12.8 | NO-ESTIMATION | NO-ESTIMATION | NO-ESTIMATION | NO-ESTIMATION | CAPACITY-FACTOR-V1
JPN | Japan | Spring Water |  | WKS0062436 | 25.9 | 31.9910 | 130.7230 | Solar | [5 empty] | Wiki-Solar | https://www.wiki-solar.org | Wiki-Solar | [10 empty] | 47.93 | 41.45 | 41.02 | 41.74 | 41.22 | NO-ESTIMATION | NO-ESTIMATION | NO-ESTIMATION | NO-ESTIMATION | CAPACITY-FACTOR-V1
JPN | Japan | Kamenoko |  | WKS0066372 | 32.6 | 32.0130 | 131.3750 | Solar | [5 empty] | Wiki-Solar | https://www.wiki-solar.org | Wiki-Solar | [10 empty] | 59.73 | 52.63 | 51.32 | 53.73 | 53.83 | NO-ESTIMATION | NO-ESTIMATION | NO-ESTIMATION | NO-ESTIMATION | CAPACITY-FACTOR-V1
JPN | Japan | Nakakuma Solar Power Plant |  | WRI1026531 | 2.5 | 32.1957 | 130.8780 | Solar |  |  |  |  | K Clean Energy | Nikkei Business Publications | http://techon.nikkeibp.co.jp/english/NEWS_EN/20150708/426922/?ST=msbe | Industry About | [10 empty] | 4.64 | 4.13 | 4.06 | 4.22 | 3.97 | NO-ESTIMATION | NO-ESTIMATION | NO-ESTIMATION | NO-ESTIMATION | CAPACITY-FACTOR-V1
JPN | Japan | Ashikita Solar Power Plant |  | WRI1026466 | 21.5 | 32.2093 | 130.4770 | Solar |  |  |  |  | OCE Ashikita Mega Solar Corporation | Obyashi | http://www.obayashi.co.jp | Industry About | 1111794 | [9 empty] | 40.45 | 36.90 | 35.94 | 36.55 | 37.57 | NO-ESTIMATION | NO-ESTIMATION | NO-ESTIMATION | NO-ESTIMATION | CAPACITY-FACTOR-V1
JPN | Japan | Nishiki - Sojitz Solar Power Plant |  | WRI1026533 | 13 | 32.2296 | 130.8182 | Solar |  |  |  |  | Mirai Power Corporation | Sojitz Corporation | https://www.sojitz.com/en/news/2014/12/20141211.php | Industry About | 1104297 | [9 empty] | 24.93 | 22.48 | 22.29 | 22.58 | 21.49 | NO-ESTIMATION | NO-ESTIMATION | NO-ESTIMATION | NO-ESTIMATION | CAPACITY-FACTOR-V1
JPN | Japan | Meshima |  | WKS0065859 | 6 | 32.2879 | 130.4728 | Solar | [5 empty] | Wiki-Solar | https://www.wiki-solar.org | Wiki-Solar | [10 empty] | 11.09 | 10.36 | 9.80 | 9.91 | 9.67 | NO-ESTIMATION | NO-ESTIMATION | NO-ESTIMATION | NO-ESTIMATION | CAPACITY-FACTOR-V1
JPN | Japan | Uchida |  | WKS0065064 | 11.1 | 32.6340 | 130.7190 | Solar | [5 empty] | Wiki-Solar | https://www.wiki-solar.org | Wiki-Solar | [10 empty] | 21.68 | 19.40 | 19.50 | 18.85 | 19.23 | NO-ESTIMATION | NO-ESTIMATION | NO-ESTIMATION | NO-ESTIMATION | CAPACITY-FACTOR-V1
JPN | Japan | Urakawachi A |  | WKS0070601 | 4.5 | 32.6381 | 130.7241 | Solar | [5 empty] | Wiki-Solar | https://www.wiki-solar.org | Wiki-Solar | [10 empty] | 8.15 | 7.32 | 7.29 | 7.21 | 7.22 | NO-ESTIMATION | NO-ESTIMATION | NO-ESTIMATION | NO-ESTIMATION | CAPACITY-FACTOR-V1
JPN | Japan | Hagio A |  | WKS0070602 | 6 | 32.6497 | 130.7217 | Solar | [5 empty] | Wiki-Solar | https://www.wiki-solar.org | Wiki-Solar | [10 empty] | 11.14 | 10.02 | 10.09 | 9.82 | 9.9 | NO-ESTIMATION | NO-ESTIMATION | NO-ESTIMATION | NO-ESTIMATION | CAPACITY-FACTOR-V1
JPN | Japan | Koyagi Solar Power Plant |  | WRI1026510 | 2.6 | 32.6814 | 129.8025 | Solar |  |  |  |  | Softbank Nagasaki Koyagi Solar Park | SoftBank | http://www.softbank.jp/en/corp/csr/future/instance_04/contents_05/ | Industry About | 1099102 | [9 empty] | 4.70 | 4.53 | 4.42 | 4.33 | 4.46 | NO-ESTIMATION | NO-ESTIMATION | NO-ESTIMATION | NO-ESTIMATION | CAPACITY-FACTOR-V1
JPN | Japan | Goto |  | WKS0064700 | 5.5 | 32.6890 | 128.8566 | Solar | [5 empty] | Wiki-Solar | https://www.wiki-solar.org | Wiki-Solar | [10 empty] | 10.51 | 10.50 | 10.35 | 9.11 | 9.63 | NO-ESTIMATION | NO-ESTIMATION | NO-ESTIMATION | NO-ESTIMATION | CAPACITY-FACTOR-V1
JPN | Japan | Tadewara |  | WKS0063793 | 13.2 | 32.7410 | 129.9210 | Solar | [5 empty] | Wiki-Solar | https://www.wiki-solar.org | Wiki-Solar | [10 empty] | 25.13 | 24.03 | 24.12 | 22.65 | 23.78 | NO-ESTIMATION | NO-ESTIMATION | NO-ESTIMATION | NO-ESTIMATION | CAPACITY-FACTOR-V1
JPN | Japan | Mashiki |  | WKS0065391 | 40 | 32.8000 | 130.8670 | Solar | [5 empty] | Wiki-Solar | https://www.wiki-solar.org | Wiki-Solar | [10 empty] | 72.33 | 64.44 | 63.42 | 65.10 | 65.68 | NO-ESTIMATION | NO-ESTIMATION | NO-ESTIMATION | NO-ESTIMATION | CAPACITY-FACTOR-V1
JPN | Japan | Ozu Solar Power Plant |  | WRI1026545 | 1.1 | 32.8724 | 130.9056 | Solar |  |  |  |  | Juwi Shizen Energy Inc | Juwi Shizen Energy Inc | http://www.shizenenergy.net/en/projects/powerplant.html | Industry About | [10 empty] | 1.81 | 1.69 | 1.67 | 1.72 | 1.66 | NO-ESTIMATION | NO-ESTIMATION | NO-ESTIMATION | NO-ESTIMATION | CAPACITY-FACTOR-V1
JPN | Japan | Meishihama Solar Power Plant |  | WRI1026521 | 1.7 | 32.9105 | 130.4656 | Solar |  |  |  |  | K Clean Energy | ORIX | http://www.orix.co.jp/grp/en/news/2013/130618_ORIXE.html | Industry About | 1098270 | [9 empty] | 3.12 | 2.80 | 2.79 | 2.79 | 2.71 | NO-ESTIMATION | NO-ESTIMATION | NO-ESTIMATION | NO-ESTIMATION | CAPACITY-FACTOR-V1
JPN | Japan | Nagasaki NGS |  | WKS0064088 | 29 | 32.9140 | 129.9120 | Solar | [5 empty] | Wiki-Solar | https://www.wiki-solar.org | Wiki-Solar | [10 empty] | 52.86 | 46.48 | 45.58 | 46.76 | 48.53 | NO-ESTIMATION | NO-ESTIMATION | NO-ESTIMATION | NO-ESTIMATION | CAPACITY-FACTOR-V1
JPN | Japan | Ozu A |  | WKS0073679 | 45 | 32.9180 | 130.9320 | Solar | [5 empty] | Wiki-Solar | https://www.wiki-solar.org | Wiki-Solar | [10 empty] | 81.02 | 71.78 | 70.60 | 71.60 | 73.11 | NO-ESTIMATION | NO-ESTIMATION | NO-ESTIMATION | NO-ESTIMATION | CAPACITY-FACTOR-V1
JPN | Japan | Ozu B |  | WKS0073680 | 30 | 32.9280 | 130.9580 | Solar | [5 empty] | Wiki-Solar | https://www.wiki-solar.org | Wiki-Solar | [10 empty] | 55.19 | 48.61 | 47.74 | 48.92 | 47.68 | NO-ESTIMATION | NO-ESTIMATION | NO-ESTIMATION | NO-ESTIMATION | CAPACITY-FACTOR-V1
JPN | Japan | Ozu |  | WKS0065071 | 19 | 32.9320 | 130.9150 | Solar | [5 empty] | Wiki-Solar | https://www.wiki-solar.org | Wiki-Solar | [10 empty] | 36.48 | 32.89 | 32.03 | 33.71 | 32.7 | NO-ESTIMATION | NO-ESTIMATION | NO-ESTIMATION | NO-ESTIMATION | CAPACITY-FACTOR-V1
JPN | Japan | Kumamoto Arao Solar Power Plant |  | WRI1026511 | 22.4 | 32.9971 | 130.4227 | Solar |  |  |  |  | Kumamoto Arao Solar Park | Mitsui | https://www.mitsui.com/jp/en/csr/csrreport/2014/__icsFiles/afieldfile/2015/09/08/en_csr_detail_2014-13.pdf | Industry About | 1106508 | [9 empty] | 41.34 | 37.30 | 37.40 | 35.73 | 36.71 | SOLAR-V1-NO-AGE | SOLAR-V1-NO-AGE | SOLAR-V1-NO-AGE | SOLAR-V1-NO-AGE | SOLAR-V1-NO-AGE
JPN | Japan | Omuta Miikekou Solar Power Plant |  | WRI1026540 | 20 | 33.0029 | 130.4006 | Solar |  |  |  |  | SoftBank Omuta Miikekou Solar Park | Mitsui | https://www.mitsui.com/jp/en/csr/csrreport/2014/__icsFiles/afieldfile/2015/09/08/en_csr_detail_2014-13.pdf | Industry About | [10 empty] | 38.39 | 34.92 | 34.58 | 33.66 | 33.77 | NO-ESTIMATION | NO-ESTIMATION | NO-ESTIMATION | NO-ESTIMATION | CAPACITY-FACTOR-V1
JPN | Japan | Shinkai-machi Solar Power Plant |  | WRI1026558 | 11.7 | 33.0428 | 130.4235 | Solar |  |  |  |  | K Clean Energy | ORIX | https://www.orix.co.jp/grp/en/story/story_08.html | Industry About | 1099252 | [9 empty] | 22.67 | 20.55 | 20.64 | 19.80 | 19.99 | SOLAR-V1-NO-AGE | SOLAR-V1-NO-AGE | SOLAR-V1-NO-AGE | SOLAR-V1-NO-AGE | SOLAR-V1-NO-AGE
JPN | Japan | KenrÅmachi |  | WKS0065865 | 16.7 | 33.0470 | 130.4240 | Solar | [5 empty] | Wiki-Solar | https://www.wiki-solar.org | Wiki-Solar | [10 empty] | 32.15 | 28.98 | 29.16 | 27.90 | 28.23 | SOLAR-V1-NO-AGE | SOLAR-V1-NO-AGE | SOLAR-V1-NO-AGE | SOLAR-V1-NO-AGE | SOLAR-V1-NO-AGE
JPN | Japan | Miyama Solar Power Plant |  | WRI1026528 | 22.3 | 33.0825 | 130.4156 | Solar |  |  |  |  | Kyushu Solar Farm 7 Miyama Joint Power Station | Obyashi | http://www.obayashi.co.jp | Industry About | [10 empty] | 41.18 | 37.13 | 37.23 | 35.57 | 36.55 | SOLAR-V1-NO-AGE | SOLAR-V1-NO-AGE | SOLAR-V1-NO-AGE | SOLAR-V1-NO-AGE | SOLAR-V1-NO-AGE
JPN | Japan | Ureshino Solar Power Plant |  | WRI1026590 | 1.6 | 33.0907 | 130.0171 | Solar |  |  |  |  | Softbank Ureshino Yoshida Solar Park | SoftBank | http://www.softbank.jp/en/corp/csr/future/instance_04/contents_05/ | Industry About | [10 empty] | 3.02 | 2.69 | 2.62 | 2.73 | 2.82 | SOLAR-V1-NO-AGE | SOLAR-V1-NO-AGE | SOLAR-V1-NO-AGE | SOLAR-V1-NO-AGE | SOLAR-V1-NO-AGE
JPN | Japan | Kokonoe Solar Power Plant |  | WRI1026502 | 25.4 | 33.2263 | 131.2470 | Solar |  |  |  |  | G.K. Kokonoe Solar SPC | Renova | http://www.renovainc.jp/business/power_plant | Industry About | [10 empty] | 47.10 | 41.95 | 41.21 | 42.00 | 43.22 | SOLAR-V1-NO-AGE | SOLAR-V1-NO-AGE | SOLAR-V1-NO-AGE | SOLAR-V1-NO-AGE | SOLAR-V1-NO-AGE
JPN | Japan | Oita - Hoso Solar Power Plant |  | WRI1026536 | 11 | 33.2323 | 131.7759 | Solar |  |  |  |  | Mega Solar Oita Hoso Power Plant | Mitsui | https://www.mitsui.com/jp/en/csr/csrreport/2014/__icsFiles/afieldfile/2015/09/08/en_csr_detail_2014-13.pdf | Industry About | [10 empty] | 21.81 | 20.34 | 19.92 | 19.86 | 20.49 | NO-ESTIMATION | NO-ESTIMATION | NO-ESTIMATION | NO-ESTIMATION | CAPACITY-FACTOR-V1
JPN | Japan | Hiyoshibaru |  | WKS0065861 | 44.8 | 33.2450 | 131.7590 | Solar | [5 empty] | Wiki-Solar | https://www.wiki-solar.org | Wiki-Solar | [10 empty] | 85.11 | 72.16 | 72.59 | 73.15 | 78.68 | NO-ESTIMATION | NO-ESTIMATION | NO-ESTIMATION | NO-ESTIMATION | CAPACITY-FACTOR-V1
JPN | Japan | Oita - Mitsui Fudosan Solar Power Plant |  | WRI1026539 | 21 | 33.2503 | 131.7604 | Solar |  |  |  |  | Mitsui Engineering & Shipbuilding/Mitsui Fudosan Oita Solar Power Plant | Mitsui | https://www.mitsui.com/jp/en/csr/csrreport/2014/__icsFiles/afieldfile/2015/09/08/en_csr_detail_2014-13.pdf | Industry About | [10 empty] | 40.66 | 36.59 | 36.42 | 35.64 | 37.95 | SOLAR-V1-NO-AGE | SOLAR-V1-NO-AGE | SOLAR-V1-NO-AGE | SOLAR-V1-NO-AGE | SOLAR-V1-NO-AGE
JPN | Japan | Oita - JGC Solar Power Plant |  | WRI1026537 | 26.5 | 33.2558 | 131.7275 | Solar |  |  |  |  | JGC Mirai Solar Co Ltd | JGC Corporation | http://www.jgc.com/en/04_media/01_news/2015/release/20150319.html | Industry About | [10 empty] | 49.21 | 43.41 | 43.08 | 42.37 | 46.23 | SOLAR-V1-NO-AGE | SOLAR-V1-NO-AGE | SOLAR-V1-NO-AGE | SOLAR-V1-NO-AGE | SOLAR-V1-NO-AGE
JPN | Japan | Oita - Marubeni Solar Power Plant |  | WRI1026538 | 82 | 33.2596 | 131.7208 | Solar |  |  |  |  | Oita Solar Power Corporation | Marubeni Corporation | https://www.marubeni.com/news/2015/release/20150622f.pdf | Industry About | [10 empty] | 153.95 | 134.36 | 133.06 | 130.58 | 144.14 | SOLAR-V1-NO-AGE | SOLAR-V1-NO-AGE | SOLAR-V1-NO-AGE | SOLAR-V1-NO-AGE | SOLAR-V1-NO-AGE
JPN | Japan | Saga Ouchi |  | WKS0067319 | 21 | 33.3280 | 130.0220 | Solar | [5 empty] | Wiki-Solar | https://www.wiki-solar.org | Wiki-Solar | [10 empty] | 40.43 | 35.07 | 36.36 | 36.24 | 37.97 | SOLAR-V1-NO-AGE | SOLAR-V1-NO-AGE | SOLAR-V1-NO-AGE | SOLAR-V1-NO-AGE | SOLAR-V1-NO-AGE
JPN | Japan | Higashiyama |  | WKS0067318 | 10 | 33.3384 | 130.3824 | Solar | [5 empty] | Wiki-Solar | https://www.wiki-solar.org | Wiki-Solar | [10 empty] | 18.38 | 17.55 | 16.89 | 16.91 | 17.18 | SOLAR-V1-NO-AGE | SOLAR-V1-NO-AGE | SOLAR-V1-NO-AGE | SOLAR-V1-NO-AGE | SOLAR-V1-NO-AGE
JPN | Japan | Kitsuki Solar Power Plant |  | WRI1026500 | 24.4 | 33.4305 | 131.5514 | Solar |  |  |  |  | Hanwha Solar Power Kitsuki | Hanwha Solar Power Kitsuki | http://www.hanwha-qcells.com | Industry About | [10 empty] | 44.87 | 41.51 | 39.60 | 38.83 | 42.44 | NO-ESTIMATION | NO-ESTIMATION | NO-ESTIMATION | NO-ESTIMATION | CAPACITY-FACTOR-V1
JPN | Japan | Usa SGET |  | WKS0067809 | 40.3 | 33.5110 | 131.3690 | Solar | [5 empty] | Wiki-Solar | https://www.wiki-solar.org | Wiki-Solar | [10 empty] | 72.89 | 67.39 | 64.72 | 62.29 | 68.89 | NO-ESTIMATION | NO-ESTIMATION | NO-ESTIMATION | NO-ESTIMATION | CAPACITY-FACTOR-V1
JPN | Japan | Matsusaki A |  | WKS0073482 | 9 | 33.5720 | 131.4120 | Solar | [5 empty] | Wiki-Solar | https://www.wiki-solar.org | Wiki-Solar | [10 empty] | 16.44 | 15.91 | 14.86 | 15.16 | 15.86 | SOLAR-V1-NO-AGE | SOLAR-V1-NO-AGE | SOLAR-V1-NO-AGE | SOLAR-V1-NO-AGE | SOLAR-V1-NO-AGE
JPN | Japan | Ushikuma B |  | WKS0070634 | 5 | 33.5736 | 130.7393 | Solar | [5 empty] | Wiki-Solar | https://www.wiki-solar.org | Wiki-Solar | [10 empty] | 9.28 | 8.46 | 8.52 | 8.32 | 9.02 | SOLAR-V1-NO-AGE | SOLAR-V1-NO-AGE | SOLAR-V1-NO-AGE | SOLAR-V1-NO-AGE | SOLAR-V1-NO-AGE
JPN | Japan | Ushikuma A |  | WKS0070633 | 6 | 33.5753 | 130.7270 | Solar | [5 empty] | Wiki-Solar | https://www.wiki-solar.org | Wiki-Solar | [10 empty] | 11.10 | 10.09 | 10.12 | 9.93 | 10.79 | SOLAR-V1-NO-AGE | SOLAR-V1-NO-AGE | SOLAR-V1-NO-AGE | SOLAR-V1-NO-AGE | SOLAR-V1-NO-AGE
JPN | Japan | Kawasaki |  | WKS0067746 | 19.8 | 33.5760 | 130.8360 | Solar | [5 empty] | Wiki-Solar | https://www.wiki-solar.org | Wiki-Solar | [10 empty] | 36.91 | 34.93 | 34.83 | 33.61 | 35.77 | NO-ESTIMATION | NO-ESTIMATION | NO-ESTIMATION | NO-ESTIMATION | CAPACITY-FACTOR-V1
JPN | Japan | Bungotakada A |  | WKS0073483 | 4 | 33.5787 | 131.4735 | Solar | [5 empty] | Wiki-Solar | https://www.wiki-solar.org | Wiki-Solar | [10 empty] | 7.11 | 6.63 | 6.38 | 6.38 | 6.82 | SOLAR-V1-NO-AGE | SOLAR-V1-NO-AGE | SOLAR-V1-NO-AGE | SOLAR-V1-NO-AGE | SOLAR-V1-NO-AGE
JPN | Japan | Daibu A |  | WKS0072555 | 5 | 33.5809 | 130.6323 | Solar | [5 empty] | Wiki-Solar | https://www.wiki-solar.org | Wiki-Solar | [10 empty] | 9.18 | 8.40 | 8.42 | 8.23 | 8.2 | SOLAR-V1-NO-AGE | SOLAR-V1-NO-AGE | SOLAR-V1-NO-AGE | SOLAR-V1-NO-AGE | SOLAR-V1-NO-AGE
JPN | Japan | Urushio A |  | WKS0070635 | 6 | 33.5915 | 130.7255 | Solar | [5 empty] | Wiki-Solar | https://www.wiki-solar.org | Wiki-Solar | [10 empty] | 11.07 | 10.11 | 10.18 | 9.93 | 10.78 | SOLAR-V1-NO-AGE | SOLAR-V1-NO-AGE | SOLAR-V1-NO-AGE | SOLAR-V1-NO-AGE | SOLAR-V1-NO-AGE
JPN | Japan | Oto A |  | WKS0070630 | 6 | 33.5967 | 130.8442 | Solar | [5 empty] | Wiki-Solar | https://www.wiki-solar.org | Wiki-Solar | [10 empty] | 10.99 | 10.18 | 10.23 | 9.95 | 10.51 | SOLAR-V1-NO-AGE | SOLAR-V1-NO-AGE | SOLAR-V1-NO-AGE | SOLAR-V1-NO-AGE | SOLAR-V1-NO-AGE
JPN | Japan | Tsutsuno A |  | WKS0070627 | 15 | 33.6081 | 130.7397 | Solar | [5 empty] | Wiki-Solar | https://www.wiki-solar.org | Wiki-Solar | [10 empty] | 28.08 | 26.66 | 26.92 | 25.48 | 27.56 | HYDRO-V1 | HYDRO-V1 | HYDRO-V1 | HYDRO-V1 | HYDRO-V1
JPN | Japan | Minamio A |  | WKS0070628 | 6 | 33.6159 | 130.6929 | Solar | [5 empty] | Wiki-Solar | https://www.wiki-solar.org | Wiki-Solar | [10 empty] | 11.09 | 10.15 | 10.34 | 9.94 | 10.76 | SOLAR-V1-NO-AGE | SOLAR-V1-NO-AGE | SOLAR-V1-NO-AGE | SOLAR-V1-NO-AGE | SOLAR-V1-NO-AGE
JPN | Japan | Akasaka A |  | WKS0070626 | 4 | 33.6186 | 130.7309 | Solar | [5 empty] | Wiki-Solar | https://www.wiki-solar.org | Wiki-Solar | [10 empty] | 6.95 | 6.51 | 6.54 | 6.43 | 6.74 | NO-ESTIMATION | NO-ESTIMATION | NO-ESTIMATION | NO-ESTIMATION | CAPACITY-FACTOR-V1
JPN | Japan | Kawasaki A |  | WKS0067747 | 5 | 33.6186 | 130.8108 | Solar | [5 empty] | Wiki-Solar | https://www.wiki-solar.org | Wiki-Solar | [10 empty] | 9.22 | 8.55 | 8.57 | 8.34 | 8.53 | NO-ESTIMATION | NO-ESTIMATION | NO-ESTIMATION | NO-ESTIMATION | CAPACITY-FACTOR-V1
JPN | Japan | Tsunawaki A |  | WKS0070624 | 16 | 33.6201 | 130.7218 | Solar | [5 empty] | Wiki-Solar | https://www.wiki-solar.org | Wiki-Solar | [10 empty] | 29.85 | 28.36 | 28.56 | 27.07 | 29.35 | NO-ESTIMATION | NO-ESTIMATION | NO-ESTIMATION | NO-ESTIMATION | CAPACITY-FACTOR-V1
JPN | Japan | Tsunawaki B |  | WKS0070625 | 16 | 33.6250 | 130.7200 | Solar | [5 empty] | Wiki-Solar | https://www.wiki-solar.org | Wiki-Solar | [10 empty] | 29.69 | 28.41 | 28.58 | 27.24 | 29.26 | NO-ESTIMATION | NO-ESTIMATION | NO-ESTIMATION | NO-ESTIMATION | CAPACITY-FACTOR-V1
JPN | Japan | Fukuchi A |  | WKS0070629 | 5 | 33.6874 | 130.7654 | Solar | [5 empty] | Wiki-Solar | https://www.wiki-solar.org | Wiki-Solar | [10 empty] | 9.25 | 8.70 | 8.37 | 8.36 | 8.41 | NO-ESTIMATION | NO-ESTIMATION | NO-ESTIMATION | NO-ESTIMATION | CAPACITY-FACTOR-V1
JPN | Japan | Nogata |  | WKS0069195 | 10.5 | 33.7192 | 130.7277 | Solar | [5 empty] | Wiki-Solar | https://www.wiki-solar.org | Wiki-Solar | [10 empty] | 20.07 | 19.16 | 18.43 | 18.19 | 18.44 | NO-ESTIMATION | NO-ESTIMATION | NO-ESTIMATION | NO-ESTIMATION | CAPACITY-FACTOR-V1
JPN | Japan | Minabe Solar Power Plant |  | WRI1026523 | 1.1 | 33.8324 | 135.3480 | Solar |  |  |  |  | Juwi Shizen Energy Inc | Juwi Shizen Energy Inc | http://www.shizenenergy.net/en/projects/powerplant.html | Industry About | [10 empty] | 1.79 | 1.82 | 1.72 | 1.77 | 1.82 | NO-ESTIMATION | NO-ESTIMATION | NO-ESTIMATION | NO-ESTIMATION | CAPACITY-FACTOR-V1
JPN | Japan | Tsunemi 2 |  | WKS0065871 | 8.5 | 33.8623 | 130.9944 | Solar | [5 empty] | Wiki-Solar | https://www.wiki-solar.org | Wiki-Solar | [10 empty] | 15.42 | 13.86 | 13.95 | 13.63 | 14.88 | NO-ESTIMATION | NO-ESTIMATION | NO-ESTIMATION | NO-ESTIMATION | CAPACITY-FACTOR-V1
JPN | Japan | Tsunemi 1 |  | WKS0067989 | 5.9 | 33.8659 | 130.9890 | Solar | [5 empty] | Wiki-Solar | https://www.wiki-solar.org | Wiki-Solar | [10 empty] | 11.06 | 9.78 | 9.85 | 9.55 | 10.6 | NO-ESTIMATION | NO-ESTIMATION | NO-ESTIMATION | NO-ESTIMATION | CAPACITY-FACTOR-V1
JPN | Japan | Kitakyushu - FirstSolar Solar Power Plant |  | WRI1026498 | 1.3 | 33.8862 | 130.7401 | Solar |  |  |  |  | Kitakyushu Solar Power Plant | First Solar | http://www.firstsolar.com/en/About-Us/Projects | Industry About | 1104301 | [9 empty] | 2.17 | 2.03 | 2.08 | 1.95 | 2.15 | NO-ESTIMATION | NO-ESTIMATION | NO-ESTIMATION | NO-ESTIMATION | CAPACITY-FACTOR-V1
JPN | Japan | Hibiki Takataya |  | WKS0065842 | 42.9 | 33.9210 | 130.7710 | Solar | [5 empty] | Wiki-Solar | https://www.wiki-solar.org | Wiki-Solar | [10 empty] | 78.69 | 65.14 | 68.60 | 69.13 | 74.41 | NO-ESTIMATION | NO-ESTIMATION | NO-ESTIMATION | NO-ESTIMATION | CAPACITY-FACTOR-V1
JPN | Japan | Hibiki - Eneseed Solar Power Plant |  | WRI1026474 | 20.5 | 33.9215 | 130.7774 | Solar |  |  |  |  | Eneseed Hibiki Co Ltd | Photon | http://www.photon.info/en/news/eneseed-hibiki-energizes-20-mw-japanese-pv-power-plant-relying-asahi-glass-products | Industry About | [10 empty] | 39.42 | 33.99 | 35.55 | 35.39 | 36.98 | NO-ESTIMATION | NO-ESTIMATION | NO-ESTIMATION | NO-ESTIMATION | CAPACITY-FACTOR-V1
JPN | Japan | Kitakyushu 13 Solar Power Plant |  | WRI1026499 | 13 | 33.9263 | 130.8094 | Solar |  |  |  |  | Kitakyushu 13 Solar Power Station | Renova | http://www.renovainc.jp/business/power_plant | Industry About | 1104301 | [9 empty] | 24.71 | 22.68 | 22.93 | 22.66 | 23.67 | NO-ESTIMATION | NO-ESTIMATION | NO-ESTIMATION | NO-ESTIMATION | CAPACITY-FACTOR-V1
JPN | Japan | Saijo - Sumitomo Solar Power Plant |  | WRI1026549 | 23 | 33.9263 | 133.1248 | Solar |  |  |  |  | Saijo Solar Power Station | Sumitomo Corporation | http://www.sumitomocorp.co.jp/english/special/21stcentury_sogoshosha/04.html | Industry About | [10 empty] | 43.98 | 38.75 | 36.91 | 39.34 | 41.31 | NO-ESTIMATION | NO-ESTIMATION | NO-ESTIMATION | NO-ESTIMATION | CAPACITY-FACTOR-V1
JPN | Japan | Wakamatsu |  | WKS0065590 | 7 | 33.9340 | 130.7540 | Solar | [5 empty] | Wiki-Solar | https://www.wiki-solar.org | Wiki-Solar | [10 empty] | 12.93 | 11.32 | 12.01 | 11.82 | 12.58 | NO-ESTIMATION | NO-ESTIMATION | NO-ESTIMATION | NO-ESTIMATION | CAPACITY-FACTOR-V1
JPN | Japan | Saijo - Itochu Solar Power Plant |  | WRI1026548 | 33.8 | 33.9429 | 133.1122 | Solar |  |  |  |  | Saijo Komatsu Solar Power Plant | Itochu | http://www.itochu.co.jp | Industry About | [10 empty] | 64.43 | 55.68 | 54.11 | 56.52 | 60.66 | NO-ESTIMATION | NO-ESTIMATION | NO-ESTIMATION | NO-ESTIMATION | CAPACITY-FACTOR-V1
JPN | Japan | Onoda 4 |  | WKS0065864 | 4 | 33.9430 | 131.1930 | Solar | [5 empty] | Wiki-Solar | https://www.wiki-solar.org | Wiki-Solar | [10 empty] | 7.17 | 6.43 | 6.33 | 6.38 | 6.81 | NO-ESTIMATION | NO-ESTIMATION | NO-ESTIMATION | NO-ESTIMATION | CAPACITY-FACTOR-V1
JPN | Japan | Funayaotsu |  | WKS0065881 | 14 | 33.9450 | 133.2130 | Solar | [5 empty] | Wiki-Solar | https://www.wiki-solar.org | Wiki-Solar | [10 empty] | 27.28 | 24.94 | 23.83 | 25.32 | 26.04 | NO-ESTIMATION | NO-ESTIMATION | NO-ESTIMATION | NO-ESTIMATION | NO-ESTIMATION
JPN | Japan | Ube - US Solar Power Plant |  | WRI1026588 | 21.3 | 33.9528 | 131.2212 | Solar |  |  |  |  | US Power Corporation | Solar Frontier | http://www.solar-frontier.com/eng/news/2014/C037172.html | Industry About | 1098257 | [9 empty] | 40.15 | 37.42 | 36.07 | 35.90 | 37.64 | NO-ESTIMATION | NO-ESTIMATION | NO-ESTIMATION | NO-ESTIMATION | CAPACITY-FACTOR-V1
JPN | Japan | Komatsushima - Nippon Paper 2 Solar Power Plant |  | WRI1026504 | 21 | 33.9845 | 134.6180 | Solar |  |  |  |  | Nippon Paper Mega Solar Komatsushima LLC | Nippon Paper Group | http://www.nipponpapergroup.com/english/news/year/2015/news150213003023.html | Industry About | 1098120 | [9 empty] | 41.79 | 37.11 | 36.05 | 37.79 | 37.85 | NO-ESTIMATION | NO-ESTIMATION | NO-ESTIMATION | NO-ESTIMATION | CAPACITY-FACTOR-V1
JPN | Japan | Komatsushima - Nippon Paper 3 Solar Power Plant |  | WRI1026505 | 21 | 33.9869 | 134.6251 | Solar |  |  |  |  | Nippon Paper Mega Solar Komatsushima LLC | Nippon Paper Group | http://www.nipponpapergroup.com/english/news/year/2015/news150213003023.html | Industry About | 1098120 | [9 empty] | 41.24 | 37.00 | 35.98 | 37.70 | 37.9 | NO-ESTIMATION | NO-ESTIMATION | NO-ESTIMATION | NO-ESTIMATION | CAPACITY-FACTOR-V1
JPN | Japan | Komatsushima - Softbank Solar Power Plant |  | WRI1026506 | 2.8 | 33.9878 | 134.6176 | Solar |  |  |  |  | Softbank Tokushima Komatsushima Solar Park | SoftBank | http://www.softbank.jp/en/corp/csr/future/instance_04/contents_05/ | Industry About | 1090376 | [9 empty] | 5.30 | 4.83 | 4.61 | 5.00 | 4.84 | NO-ESTIMATION | NO-ESTIMATION | NO-ESTIMATION | NO-ESTIMATION | CAPACITY-FACTOR-V1
JPN | Japan | Sanyo Onoda Solar Power Plant |  | WRI1026553 | 21 | 33.9884 | 131.1656 | Solar |  |  |  |  | Mitsui Engineering & Shipbuilding/Mitsui Fudosan Oita Solar Power Plant | Mitsui | https://www.mitsui.com/jp/en/csr/csrreport/2014/__icsFiles/afieldfile/2015/09/08/en_csr_detail_2014-13.pdf | Industry About | 1094279 | [9 empty] | 39.58 | 36.31 | 35.45 | 35.49 | 37.43 | NO-ESTIMATION | NO-ESTIMATION | NO-ESTIMATION | NO-ESTIMATION | CAPACITY-FACTOR-V1
JPN | Japan | Komatsushima - Nippon Paper 1 Solar Power Plant |  | WRI1026503 | 21 | 33.9887 | 134.6144 | Solar |  |  |  |  | Nippon Paper Mega Solar Komatsushima LLC | Nippon Paper Group | http://www.nipponpapergroup.com/english/news/year/2015/news150213003023.html | Industry About | 1098120 | [9 empty] | 41.34 | 37.11 | 36.19 | 37.98 | 38.01 | NO-ESTIMATION | NO-ESTIMATION | NO-ESTIMATION | NO-ESTIMATION | CAPACITY-FACTOR-V1
JPN | Japan | Ube - Softbank Solar Power Plant |  | WRI1026587 | 2.4 | 33.9894 | 131.2638 | Solar |  |  |  |  | Softbank Ube Yamaguchi Solar Park | SoftBank | http://www.softbank.jp/en/corp/csr/future/instance_04/contents_05/ | Industry About | [10 empty] | 4.36 | 4.09 | 3.96 | 3.98 | 4.01 | NO-ESTIMATION | NO-ESTIMATION | NO-ESTIMATION | NO-ESTIMATION | CAPACITY-FACTOR-V1
JPN | Japan | Yamaguchi A |  | WKS0073682 | 5.5 | 34.0108 | 131.4558 | Solar | [5 empty] | Wiki-Solar | https://www.wiki-solar.org | Wiki-Solar | [10 empty] | 10.28 | 9.22 | 9.02 | 9.09 | 9.85 | NO-ESTIMATION | NO-ESTIMATION | NO-ESTIMATION | NO-ESTIMATION | CAPACITY-FACTOR-V1
JPN | Japan | Yamaguchi CS |  | WKS0068748 | 24 | 34.0160 | 131.4110 | Solar | [5 empty] | Wiki-Solar | https://www.wiki-solar.org | Wiki-Solar | [10 empty] | 44.07 | 39.27 | 38.37 | 38.43 | 41.3 | SOLAR-V1-NO-AGE | SOLAR-V1-NO-AGE | SOLAR-V1-NO-AGE | SOLAR-V1-NO-AGE | SOLAR-V1-NO-AGE
JPN | Japan | Hofu |  | WKS0066283 | 12 | 34.0305 | 131.5849 | Solar | [5 empty] | Wiki-Solar | https://www.wiki-solar.org | Wiki-Solar | [10 empty] | 22.88 | 21.57 | 21.65 | 20.64 | 21.95 | SOLAR-V1-NO-AGE | SOLAR-V1-NO-AGE | SOLAR-V1-NO-AGE | SOLAR-V1-NO-AGE | SOLAR-V1-NO-AGE
JPN | Japan | Tokushima Higashi-Okinosu Solar Power Plant |  | WRI1026574 | 2.5 | 34.0598 | 134.6041 | Solar |  |  |  |  | Ichigo ECO Energy Co Ltd | Ichigo ECO Energy Co Ltd | https://www.ichigo.gr.jp/eco/english/ | Industry About | 1106872 | [9 empty] | 4.70 | 4.35 | 4.25 | 4.40 | 4.38 | HYDRO-V1 | HYDRO-V1 | HYDRO-V1 | HYDRO-V1 | HYDRO-V1
JPN | Japan | Itano Solar Power Plant |  | WRI1026483 | 2.8 | 34.1365 | 134.6201 | Solar |  |  |  |  | Softbank Tokushima Rinku Solar Park | SoftBank | http://www.softbank.jp/en/corp/csr/future/instance_04/contents_05/ | Industry About | [10 empty] | 5.23 | 4.83 | 4.67 | 4.85 | 4.87 | SOLAR-V1-NO-AGE | SOLAR-V1-NO-AGE | SOLAR-V1-NO-AGE | SOLAR-V1-NO-AGE | SOLAR-V1-NO-AGE
JPN | Japan | Mitoyo Solar Power Plant |  | WRI1026527 | 2 | 34.1616 | 133.7667 | Solar |  |  |  |  | K Clean Energy | PV Magazine | https://www.pv-magazine.com/2013/10/22/pv-boom-continues-to-shape-japanese-prefectures_100013192/ | Industry About | [10 empty] | 3.67 | 3.32 | 3.31 | 3.31 | 3.48 | SOLAR-V1-NO-AGE | SOLAR-V1-NO-AGE | SOLAR-V1-NO-AGE | SOLAR-V1-NO-AGE | SOLAR-V1-NO-AGE
JPN | Japan | Osakikamijima Solar Power Plant |  | WRI1026544 | 13.7 | 34.2390 | 132.8505 | Solar |  |  |  |  | Setouchi Natural Power Limited | Impact Electrons | http://www.impactelectrons.com/projects/ | Industry About | [10 empty] | 26.56 | 24.47 | 24.00 | 25.00 | 25.54 | SOLAR-V1-NO-AGE | SOLAR-V1-NO-AGE | SOLAR-V1-NO-AGE | SOLAR-V1-NO-AGE | SOLAR-V1-NO-AGE
JPN | Japan | Shin Mine CS |  | WKS0068786 | 56.3 | 34.2540 | 131.1810 | Solar | [5 empty] | Wiki-Solar | https://www.wiki-solar.org | Wiki-Solar | [10 empty] | 103.19 | 87.46 | 90.63 | 90.78 | 99.47 | NO-ESTIMATION | NO-ESTIMATION | NO-ESTIMATION | NO-ESTIMATION | CAPACITY-FACTOR-V1
JPN | Japan | Wakayama |  | WKS0065302 | 24 | 34.2810 | 135.0990 | Solar | [5 empty] | Wiki-Solar | https://www.wiki-solar.org | Wiki-Solar | [10 empty] | 45.17 | 40.14 | 40.10 | 38.45 | 40.88 | SOLAR-V1-NO-AGE | SOLAR-V1-NO-AGE | SOLAR-V1-NO-AGE | SOLAR-V1-NO-AGE | SOLAR-V1-NO-AGE
JPN | Japan | Miyami A |  | WKS0073681 | 25 | 34.2910 | 135.0840 | Solar | [5 empty] | Wiki-Solar | https://www.wiki-solar.org | Wiki-Solar | [10 empty] | 47.09 | 41.87 | 41.81 | 40.12 | 42.63 | SOLAR-V1-NO-AGE | SOLAR-V1-NO-AGE | SOLAR-V1-NO-AGE | SOLAR-V1-NO-AGE | SOLAR-V1-NO-AGE
JPN | Japan | Misaki Solar Power Plant |  | WRI1026525 | 10 | 34.2954 | 135.1293 | Solar |  |  |  |  | Eurus Misaki Solar Park | Eurus Energy | http://eurus-energy.com/en/project/index.php?area=all | Industry About | [10 empty] | 18.74 | 17.20 | 17.43 | 17.01 | 17.4 | SOLAR-V1-NO-AGE | SOLAR-V1-NO-AGE | SOLAR-V1-NO-AGE | SOLAR-V1-NO-AGE | SOLAR-V1-NO-AGE
JPN | Japan | Sakaide - JAG Solar Power Plant |  | WRI1026552 | 2 | 34.3451 | 133.8846 | Solar |  |  |  |  | Sakaide SolarWay | Japan Asia Group | http://www.japanasiagroup.jp/english/cms/pdf/444/2012-09-06.pdf | Industry About | 1110754 | [9 empty] | 3.63 | 3.33 | 3.28 | 3.26 | 3.24 | NO-ESTIMATION | NO-ESTIMATION | NO-ESTIMATION | NO-ESTIMATION | CAPACITY-FACTOR-V1
JPN | Japan | Ikushima - Kyocera Solar Power Plant |  | WRI1026480 | 2.4 | 34.3644 | 133.9672 | Solar |  |  |  |  | Kyocera TCL Solar LLC | Kyocera Solar | http://www.kyocera.co.jp/solar/es/ | Industry About | [10 empty] | 4.38 | 4.00 | 3.97 | 3.94 | 3.9 | SOLAR-V1-NO-AGE | SOLAR-V1-NO-AGE | SOLAR-V1-NO-AGE | SOLAR-V1-NO-AGE | SOLAR-V1-NO-AGE
JPN | Japan | Kurisu Solar Power Plant |  | WRI1026512 | 3.5 | 34.3694 | 132.1341 | Solar |  |  |  |  | Juwi Shizen Energy Inc | Juwi Shizen Energy Inc | http://www.shizenenergy.net/en/projects/powerplant.html | Industry About | 1108867 | [9 empty] | 6.30 | 5.80 | 5.74 | 5.54 | 6.02 | SOLAR-V1-NO-AGE | SOLAR-V1-NO-AGE | SOLAR-V1-NO-AGE | SOLAR-V1-NO-AGE | SOLAR-V1-NO-AGE
JPN | Japan | Yoshino |  | WKS0067639 | 30 | 34.3750 | 135.8430 | Solar | [5 empty] | Wiki-Solar | https://www.wiki-solar.org | Wiki-Solar | [10 empty] | 54.52 | 48.70 | 47.42 | 48.63 | 48.8 | SOLAR-V1-NO-AGE | SOLAR-V1-NO-AGE | SOLAR-V1-NO-AGE | SOLAR-V1-NO-AGE | SOLAR-V1-NO-AGE
JPN | Japan | Saijocho Taguchi Solar Power Plant |  | WRI1026550 | 2.7 | 34.3850 | 132.7326 | Solar |  |  |  |  | Ichigo ECO Energy Co Ltd | Ichigo ECO Energy Co Ltd | https://www.ichigo.gr.jp/eco/english/ | Industry About | 1106889 | [9 empty] | 4.86 | 4.48 | 4.49 | 4.46 | 4.52 | SOLAR-V1-NO-AGE | SOLAR-V1-NO-AGE | SOLAR-V1-NO-AGE | SOLAR-V1-NO-AGE | SOLAR-V1-NO-AGE
JPN | Japan | Kansai KIX |  | WKS0062075 | 11.6 | 34.4290 | 135.2140 | Solar | [5 empty] | Wiki-Solar | https://www.wiki-solar.org | Wiki-Solar | [10 empty] | 22.80 | 20.42 | 20.45 | 20.59 | 19.67 | NO-ESTIMATION | NO-ESTIMATION | NO-ESTIMATION | NO-ESTIMATION | CAPACITY-FACTOR-V1
JPN | Japan | Iidaka Solar Power Plant |  | WRI1026478 | 1.9 | 34.4436 | 136.3550 | Solar |  |  |  |  | Renewable Japan Co Ltd | Renewable Japan Co Ltd | http://www.rn-j.com/en/project | Industry About | [10 empty] | 3.48 | 3.13 | 3.08 | 3.14 | 3.04 | SOLAR-V1-NO-AGE | SOLAR-V1-NO-AGE | SOLAR-V1-NO-AGE | SOLAR-V1-NO-AGE | SOLAR-V1-NO-AGE
JPN | Japan | Tsunaikuho |  | WKS0065846 | 5 | 34.4510 | 134.9260 | Solar | [5 empty] | Wiki-Solar | https://www.wiki-solar.org | Wiki-Solar | [10 empty] | 9.18 | 8.71 | 8.28 | 8.51 | 8.65 | SOLAR-V1-NO-AGE | SOLAR-V1-NO-AGE | SOLAR-V1-NO-AGE | SOLAR-V1-NO-AGE | SOLAR-V1-NO-AGE
JPN | Japan | Sanoniijima |  | WKS0066001 | 5 | 34.4513 | 134.9262 | Solar | [5 empty] | Wiki-Solar | https://www.wiki-solar.org | Wiki-Solar | [10 empty] | 9.18 | 8.71 | 8.28 | 8.51 | 8.65 | SOLAR-V1-NO-AGE | SOLAR-V1-NO-AGE | SOLAR-V1-NO-AGE | SOLAR-V1-NO-AGE | SOLAR-V1-NO-AGE
JPN | Japan | Hagi |  | WKS0068749 | 21.1 | 34.4550 | 131.4450 | Solar | [5 empty] | Wiki-Solar | https://www.wiki-solar.org | Wiki-Solar | [10 empty] | 40.29 | 35.55 | 37.31 | 36.22 | 38.38 | SOLAR-V1-NO-AGE | SOLAR-V1-NO-AGE | SOLAR-V1-NO-AGE | SOLAR-V1-NO-AGE | SOLAR-V1-NO-AGE
JPN | Japan | Tsunahigashi Solar Power Plant |  | WRI1026586 | 39.3 | 34.4741 | 134.9238 | Solar |  |  |  |  | Eurus Tsunahigashi Solar Park | Eurus Energy | http://eurus-energy.com/en/project/index.php?area=all | Industry About | [10 empty] | 71.23 | 64.30 | 61.69 | 62.85 | 68.22 | SOLAR-V1-NO-AGE | SOLAR-V1-NO-AGE | SOLAR-V1-NO-AGE | SOLAR-V1-NO-AGE | SOLAR-V1-NO-AGE
JPN | Japan | Sano A |  | WKS0069363 | 8.5 | 34.4750 | 134.9420 | Solar | [5 empty] | Wiki-Solar | https://www.wiki-solar.org | Wiki-Solar | [10 empty] | 15.23 | 13.99 | 13.91 | 13.99 | 14.63 | HYDRO-V1 | HYDRO-V1 | HYDRO-V1 | HYDRO-V1 | HYDRO-V1
JPN | Japan | Ise Futami Solar Power Plant |  | WRI1026482 | 7.7 | 34.4941 | 136.7636 | Solar |  |  |  |  | Ise Futami Mega Solar Hikari no Machi | Nikkei Business Publications | http://techon.nikkeibp.co.jp/atclen/news_en/15mk/120300218/?ST=msbe | Industry About | 1111065 | [9 empty] | 14.22 | 13.47 | 12.82 | 14.50 | 13.79 | NO-ESTIMATION | NO-ESTIMATION | NO-ESTIMATION | NO-ESTIMATION | CAPACITY-FACTOR-V1
JPN | Japan | Izumiotsu Solar Power Plant |  | WRI1026487 | 19.6 | 34.5179 | 135.3734 | Solar |  |  |  |  | SoftBank Izumiotsu Solar Park | Kyocera Solar | http://www.kyocera.co.jp/solar/es/ | Industry About | [10 empty] | 37.80 | 34.32 | 33.37 | 34.44 | 33.78 | SOLAR-V1-NO-AGE | SOLAR-V1-NO-AGE | SOLAR-V1-NO-AGE | SOLAR-V1-NO-AGE | SOLAR-V1-NO-AGE
JPN | Japan | Yamamuro |  | WKS0066756 | 15 | 34.5360 | 136.5170 | Solar | [5 empty] | Wiki-Solar | https://www.wiki-solar.org | Wiki-Solar | [10 empty] | 29.51 | 26.59 | 26.33 | 27.34 | 26.88 | SOLAR-V1-NO-AGE | SOLAR-V1-NO-AGE | SOLAR-V1-NO-AGE | SOLAR-V1-NO-AGE | SOLAR-V1-NO-AGE
JPN | Japan | Kitaawaji |  | WKS0067401 | 10.5 | 34.5470 | 134.9400 | Solar | [5 empty] | Wiki-Solar | https://www.wiki-solar.org | Wiki-Solar | [10 empty] | 20.14 | 19.24 | 18.17 | 18.61 | 19.42 | SOLAR-V1-NO-AGE | SOLAR-V1-NO-AGE | SOLAR-V1-NO-AGE | SOLAR-V1-NO-AGE | SOLAR-V1-NO-AGE
JPN | Japan | Meiwa |  | WKS0064692 | 5 | 34.5672 | 136.6549 | Solar | [5 empty] | Wiki-Solar | https://www.wiki-solar.org | Wiki-Solar | [10 empty] | 9.38 | 8.87 | 8.40 | 8.87 | 8.95 | NO-ESTIMATION | NO-ESTIMATION | NO-ESTIMATION | NO-ESTIMATION | CAPACITY-FACTOR-V1
JPN | Japan | Sakai Solar Power Plant |  | WRI1026551 | 28 | 34.5842 | 135.4086 | Solar |  |  |  |  | Kansai Electric Power Co Inc | SHARP | http://www.sharp-world.com/corporate/news/080623_1.html | Industry About | 1073690¦1073691 | [9 empty] | 50.77 | 45.34 | 44.11 | 45.20 | 45.45 | NO-ESTIMATION | NO-ESTIMATION | NO-ESTIMATION | NO-ESTIMATION | CAPACITY-FACTOR-V1
JPN | Japan | Awaji Kifune Solar Power Plant |  | WRI1026467 | 34.7 | 34.5870 | 134.9754 | Solar |  |  |  |  | Awaji Kifune Solar Power Plant Corporation | Solar Asset Management | http://www.solarassetmanagement.asia/top-25-largest-projects | Industry About | [10 empty] | 62.87 | 58.44 | 55.75 | 55.35 | 60.43 | SOLAR-V1-NO-AGE | SOLAR-V1-NO-AGE | SOLAR-V1-NO-AGE | SOLAR-V1-NO-AGE | SOLAR-V1-NO-AGE
JPN | Japan | Sera Town |  | WKS0064539 | 5.9 | 34.5938 | 132.9703 | Solar | [5 empty] | Wiki-Solar | https://www.wiki-solar.org | Wiki-Solar | [10 empty] | 10.93 | 9.92 | 10.00 | 9.94 | 9.85 | SOLAR-V1-NO-AGE | SOLAR-V1-NO-AGE | SOLAR-V1-NO-AGE | SOLAR-V1-NO-AGE | SOLAR-V1-NO-AGE
JPN | Japan | Tenri I |  | WKS0065225 | 23 | 34.5940 | 135.9110 | Solar | [5 empty] | Wiki-Solar | https://www.wiki-solar.org | Wiki-Solar | [10 empty] | 42.44 | 37.96 | 37.63 | 38.81 | 38.29 | SOLAR-V1-NO-AGE | SOLAR-V1-NO-AGE | SOLAR-V1-NO-AGE | SOLAR-V1-NO-AGE | SOLAR-V1-NO-AGE
JPN | Japan | Tenri II |  | WKS0073703 | 10.5 | 34.5990 | 135.9150 | Solar | [5 empty] | Wiki-Solar | https://www.wiki-solar.org | Wiki-Solar | [10 empty] | 20.43 | 18.45 | 18.27 | 18.85 | 18.36 | NO-ESTIMATION | NO-ESTIMATION | NO-ESTIMATION | NO-ESTIMATION | CAPACITY-FACTOR-V1
JPN | Japan | Sera A |  | WKS0073711 | 5 | 34.6042 | 132.9106 | Solar | [5 empty] | Wiki-Solar | https://www.wiki-solar.org | Wiki-Solar | [10 empty] | 9.26 | 8.43 | 8.53 | 8.48 | 8.36 | SOLAR-V1-NO-AGE | SOLAR-V1-NO-AGE | SOLAR-V1-NO-AGE | SOLAR-V1-NO-AGE | SOLAR-V1-NO-AGE
JPN | Japan | JitÅgata A |  | WKS0070651 | 14 | 34.6310 | 138.1780 | Solar | [5 empty] | Wiki-Solar | https://www.wiki-solar.org | Wiki-Solar | [10 empty] | 26.83 | 26.69 | 25.79 | 25.40 | 25.72 | SOLAR-V1-NO-AGE | SOLAR-V1-NO-AGE | SOLAR-V1-NO-AGE | SOLAR-V1-NO-AGE | SOLAR-V1-NO-AGE
JPN | Japan | JitÅgata B |  | WKS0070652 | 6.5 | 34.6395 | 138.1850 | Solar | [5 empty] | Wiki-Solar | https://www.wiki-solar.org | Wiki-Solar | [10 empty] | 12.01 | 12.14 | 11.58 | 11.32 | 11.67 | HYDRO-V1 | HYDRO-V1 | HYDRO-V1 | HYDRO-V1 | HYDRO-V1
JPN | Japan | Setouchi |  | WKS0064086 | 230 | 34.6430 | 134.1590 | Solar | [5 empty] | Wiki-Solar | https://www.wiki-solar.org | Wiki-Solar | [10 empty] | 428.29 | 370.13 | 368.23 | 382.49 | 376.31 | HYDRO-V1 | HYDRO-V1 | HYDRO-V1 | HYDRO-V1 | HYDRO-V1
JPN | Japan | Hikari-no-Mori Solar Power Plant |  | WRI1026476 | 10 | 34.6558 | 135.3797 | Solar |  |  |  |  | Sumito Corporation | Sumitomo Corporation | http://www.sumitomocorp.co.jp/english/news/detail/id=25528 | Industry About | 1094675 | [9 empty] | 18.54 | 17.20 | 16.83 | 17.10 | 17.01 | SOLAR-V1-NO-AGE | SOLAR-V1-NO-AGE | SOLAR-V1-NO-AGE | SOLAR-V1-NO-AGE | SOLAR-V1-NO-AGE
JPN | Japan | Kikugawa B |  | WKS0070650 | 7.6 | 34.6640 | 138.1015 | Solar | [5 empty] | Wiki-Solar | https://www.wiki-solar.org | Wiki-Solar | [10 empty] | 14.07 | 14.29 | 12.57 | 13.23 | 13.58 | SOLAR-V1-NO-AGE | SOLAR-V1-NO-AGE | SOLAR-V1-NO-AGE | SOLAR-V1-NO-AGE | SOLAR-V1-NO-AGE
JPN | Japan | Kikugawa Horinouchiya Solar Power Plant |  | WRI1026494 | 7.5 | 34.6689 | 138.0921 | Solar |  |  |  |  | Kikugawa Horinouchiya Solar Inc | Renova | http://www.renovainc.jp/business/power_plant | Industry About | [10 empty] | 13.82 | 14.13 | 12.40 | 13.16 | 13.33 | SOLAR-V1-NO-AGE | SOLAR-V1-NO-AGE | SOLAR-V1-NO-AGE | SOLAR-V1-NO-AGE | SOLAR-V1-NO-AGE
JPN | Japan | Kikugawa Ishiyama Solar Power Plant |  | WRI1026495 | 9.4 | 34.6698 | 138.0993 | Solar |  |  |  |  | Kikugawa Ishiyama Solar Inc | Renova | http://www.renovainc.jp/business/power_plant | Industry About | [10 empty] | 17.23 | 17.69 | 15.66 | 16.53 | 16.69 | SOLAR-V1-NO-AGE | SOLAR-V1-NO-AGE | SOLAR-V1-NO-AGE | SOLAR-V1-NO-AGE | SOLAR-V1-NO-AGE
JPN | Japan | Eco Hyogo Amagasaki |  | WKS0068114 | 8 | 34.6800 | 135.3810 | Solar | [5 empty] | Wiki-Solar | https://www.wiki-solar.org | Wiki-Solar | [10 empty] | 14.74 | 13.60 | 13.37 | 13.59 | 13.47 | SOLAR-V1-NO-AGE | SOLAR-V1-NO-AGE | SOLAR-V1-NO-AGE | SOLAR-V1-NO-AGE | SOLAR-V1-NO-AGE
JPN | Japan | Obuchi-OkinosuÂ |  | WKS0071152 | 17.9 | 34.6833 | 138.0053 | Solar | [5 empty] | Wiki-Solar | https://www.wiki-solar.org | Wiki-Solar | [10 empty] | 34.49 | 33.89 | 30.12 | 32.64 | 32.6 | SOLAR-V1-NO-AGE | SOLAR-V1-NO-AGE | SOLAR-V1-NO-AGE | SOLAR-V1-NO-AGE | SOLAR-V1-NO-AGE
JPN | Japan | Tahara Daini Solar Power Plant |  | WRI1026566 | 40.7 | 34.6916 | 137.2440 | Solar |  |  |  |  | Tahara Solar Co Ltd | Nikkei Business Publications | http://techon.nikkeibp.co.jp/english/NEWS_EN/20150519/418861/?ST=msbe | Industry About | [10 empty] | 74.72 | 71.36 | 64.56 | 71.62 | 71.35 | SOLAR-V1-NO-AGE | SOLAR-V1-NO-AGE | SOLAR-V1-NO-AGE | SOLAR-V1-NO-AGE | SOLAR-V1-NO-AGE
JPN | Japan | Midorigahama A |  | WKS0067950 | 9 | 34.6950 | 137.2530 | Solar | [5 empty] | Wiki-Solar | https://www.wiki-solar.org | Wiki-Solar | [10 empty] | 16.83 | 16.66 | 15.20 | 16.62 | 16.2 | SOLAR-V1-NO-AGE | SOLAR-V1-NO-AGE | SOLAR-V1-NO-AGE | SOLAR-V1-NO-AGE | SOLAR-V1-NO-AGE
JPN | Japan | Tahara Wind Solar Power Plant |  | WRI1026567 | 50 | 34.7135 | 137.2684 | Solar |  |  |  |  | The Trans Value Trust Company Ltd | Rakuten Trust | http://www.rakuten-trust.co.jp | Industry About | [10 empty] | 91.78 | 87.40 | 79.48 | 87.53 | 86.3 | NO-ESTIMATION | NO-ESTIMATION | NO-ESTIMATION | NO-ESTIMATION | CAPACITY-FACTOR-V1
JPN | Japan | Nakanishi A |  | WKS0070653 | 20 | 34.7220 | 138.1720 | Solar | [5 empty] | Wiki-Solar | https://www.wiki-solar.org | Wiki-Solar | [10 empty] | 38.13 | 37.77 | 33.86 | 36.13 | 36.05 | NO-ESTIMATION | NO-ESTIMATION | NO-ESTIMATION | NO-ESTIMATION | CAPACITY-FACTOR-V1
JPN | Japan | Inami |  | WKS0061267 | 9.8 | 34.7230 | 134.9087 | Solar | [5 empty] | Wiki-Solar | https://www.wiki-solar.org | Wiki-Solar | [10 empty] | 17.94 | 16.70 | 16.54 | 17.29 | 16.61 | NO-ESTIMATION | NO-ESTIMATION | NO-ESTIMATION | NO-ESTIMATION | CAPACITY-FACTOR-V1
JPN | Japan | Tahara Daiichi Solar Power Plant |  | WRI1026565 | 40.2 | 34.7253 | 137.2852 | Solar |  |  |  |  | Tahara Solar Co Ltd | Nikkei Business Publications | http://techon.nikkeibp.co.jp/english/NEWS_EN/20150519/418861/?ST=msbe | Industry About | [10 empty] | 73.73 | 70.62 | 64.48 | 69.91 | 69.67 | NO-ESTIMATION | NO-ESTIMATION | NO-ESTIMATION | NO-ESTIMATION | CAPACITY-FACTOR-V1
JPN | Japan | Okayama Itochu |  | WKS0065882 | 37 | 34.7299 | 133.8508 | Solar | [5 empty] | Wiki-Solar | https://www.wiki-solar.org | Wiki-Solar | [10 empty] | 67.35 | 59.57 | 60.06 | 59.67 | 61.04 | NO-ESTIMATION | NO-ESTIMATION | NO-ESTIMATION | NO-ESTIMATION | CAPACITY-FACTOR-V1
JPN | Japan | Kikugawa A |  | WKS0070649 | 4.5 | 34.7499 | 138.0742 | Solar | [5 empty] | Wiki-Solar | https://www.wiki-solar.org | Wiki-Solar | [10 empty] | 8.13 | 8.03 | 7.21 | 7.74 | 7.67 | NO-ESTIMATION | NO-ESTIMATION | NO-ESTIMATION | NO-ESTIMATION | CAPACITY-FACTOR-V1
JPN | Japan | Mihama Solar Power Plant |  | WRI1026522 | 13 | 34.7607 | 136.9261 | Solar |  |  |  |  | Mirai Power Corporation | Sojitz Corporation | https://www.sojitz.com/en/news/2015/10/20151001.php | Industry About | [10 empty] | 25.19 | 23.15 | 22.42 | 23.94 | 23.5 | NO-ESTIMATION | NO-ESTIMATION | NO-ESTIMATION | NO-ESTIMATION | CAPACITY-FACTOR-V1
JPN | Japan | Takasago - Softbank Solar Power Plant |  | WRI1026569 | 3.4 | 34.7634 | 134.7657 | Solar |  |  |  |  | Softbank Takasago Solar Park | SoftBank | http://www.softbank.jp/en/corp/csr/future/instance_04/contents_05/ | Industry About | [10 empty] | 5.97 | 5.60 | 5.53 | 5.55 | 5.5 | NO-ESTIMATION | NO-ESTIMATION | NO-ESTIMATION | NO-ESTIMATION | CAPACITY-FACTOR-V1
JPN | Japan | Takasago A |  | WKS0073702 | 6.5 | 34.7653 | 134.7655 | Solar | [5 empty] | Wiki-Solar | https://www.wiki-solar.org | Wiki-Solar | [10 empty] | 11.82 | 10.91 | 10.77 | 10.79 | 10.82 | NO-ESTIMATION | NO-ESTIMATION | NO-ESTIMATION | NO-ESTIMATION | CAPACITY-FACTOR-V1
JPN | Japan | Matogata B |  | WKS0073700 | 15 | 34.7710 | 134.7480 | Solar | [5 empty] | Wiki-Solar | https://www.wiki-solar.org | Wiki-Solar | [10 empty] | 28.44 | 26.02 | 25.54 | 26.00 | 25.82 | NO-ESTIMATION | NO-ESTIMATION | NO-ESTIMATION | NO-ESTIMATION | CAPACITY-FACTOR-V1
JPN | Japan | Himeji II |  | WKS0066753 | 9.9 | 34.7730 | 134.7630 | Solar | [5 empty] | Wiki-Solar | https://www.wiki-solar.org | Wiki-Solar | [10 empty] | 18.18 | 16.85 | 16.60 | 16.74 | 16.67 | SOLAR-V1-NO-AGE | SOLAR-V1-NO-AGE | SOLAR-V1-NO-AGE | SOLAR-V1-NO-AGE | SOLAR-V1-NO-AGE
JPN | Japan | Himeji Solar Power Plant |  | WRI1026477 | 10 | 34.7790 | 134.6942 | Solar |  |  |  |  | Idemitsu Green Power Co Ltd | Idemitsu | http://www.idemitsu.com/products/energy/solar/index.html | Industry About | 1106419 | [9 empty] | 18.36 | 17.02 | 16.76 | 16.91 | 16.84 | SOLAR-V1-NO-AGE | SOLAR-V1-NO-AGE | SOLAR-V1-NO-AGE | SOLAR-V1-NO-AGE | SOLAR-V1-NO-AGE
JPN | Japan | Toyokawa Mitocho Solar Power Plant |  | WRI1026583 | 1.8 | 34.7928 | 137.3094 | Solar |  |  |  |  | Ichigo ECO Energy Co Ltd | Ichigo ECO Energy Co Ltd | https://www.ichigo.gr.jp/eco/english/ | Industry About | [10 empty] | 3.30 | 2.97 | 2.94 | 3.03 | 3.06 | SOLAR-V1-NO-AGE | SOLAR-V1-NO-AGE | SOLAR-V1-NO-AGE | SOLAR-V1-NO-AGE | SOLAR-V1-NO-AGE
JPN | Japan | Taketoyo Solar Power Plant |  | WRI1026571 | 7.5 | 34.8159 | 136.9237 | Solar |  |  |  |  | Taketoyo Mega Solar Power Plant | Nikkei Business Publications | http://techon.nikkeibp.co.jp/atclen/news_en/15mk/122601039/?ST=msbe | Industry About | 1075954 | [9 empty] | 13.90 | 12.82 | 12.45 | 12.82 | 12.1 | SOLAR-V1-NO-AGE | SOLAR-V1-NO-AGE | SOLAR-V1-NO-AGE | SOLAR-V1-NO-AGE | SOLAR-V1-NO-AGE
JPN | Japan | Shizuoka |  | WKS0071151 | 10.7 | 34.8550 | 137.9250 | Solar | [5 empty] | Wiki-Solar | https://www.wiki-solar.org | Wiki-Solar | [10 empty] | 21.00 | 20.15 | 18.78 | 19.16 | 19.54 | SOLAR-V1-NO-AGE | SOLAR-V1-NO-AGE | SOLAR-V1-NO-AGE | SOLAR-V1-NO-AGE | SOLAR-V1-NO-AGE
JPN | Japan | Hamada |  | WKS0074117 | 41.3 | 34.8622 | 132.0490 | Solar | [5 empty] | Wiki-Solar | https://www.wiki-solar.org | Wiki-Solar | [10 empty] | 73.23 | 65.37 | 63.46 | 64.49 | 71 | SOLAR-V1-NO-AGE | SOLAR-V1-NO-AGE | SOLAR-V1-NO-AGE | SOLAR-V1-NO-AGE | SOLAR-V1-NO-AGE
JPN | Japan | Kameyama Solar Power Plant |  | WRI1026491 | 5 | 34.8709 | 136.4078 | Solar |  |  |  |  | Sharp Corporation | ORIX | http://www.orix.co.jp/grp/en/news/2014/140319_ORIXE.html | Industry About | [10 empty] | 8.90 | 8.11 | 8.42 | 8.54 | 7.96 | SOLAR-V1-NO-AGE | SOLAR-V1-NO-AGE | SOLAR-V1-NO-AGE | SOLAR-V1-NO-AGE | SOLAR-V1-NO-AGE
JPN | Japan | Kanagi |  | WKS0067916 | 10 | 34.8780 | 132.2070 | Solar | [5 empty] | Wiki-Solar | https://www.wiki-solar.org | Wiki-Solar | [10 empty] | 18.43 | 16.89 | 17.03 | 17.40 | 17.58 | NO-ESTIMATION | NO-ESTIMATION | NO-ESTIMATION | NO-ESTIMATION | CAPACITY-FACTOR-V1
JPN | Japan | Tojo |  | WKS0071907 | 33 | 34.8830 | 133.2960 | Solar | [5 empty] | Wiki-Solar | https://www.wiki-solar.org | Wiki-Solar | [10 empty] | 53.84 | 51.77 | 53.11 | 53.22 | 53.83 | NO-ESTIMATION | NO-ESTIMATION | NO-ESTIMATION | NO-ESTIMATION | CAPACITY-FACTOR-V1
JPN | Japan | Sanda HyÅgo |  | WKS0068115 | 15 | 34.8901 | 135.1734 | Solar | [5 empty] | Wiki-Solar | https://www.wiki-solar.org | Wiki-Solar | [10 empty] | 27.96 | 25.98 | 25.67 | 25.92 | 25.01 | NO-ESTIMATION | NO-ESTIMATION | NO-ESTIMATION | NO-ESTIMATION | CAPACITY-FACTOR-V1
JPN | Japan | Sanda A |  | WKS0073710 | 7 | 34.9158 | 135.1607 | Solar | [5 empty] | Wiki-Solar | https://www.wiki-solar.org | Wiki-Solar | [10 empty] | 12.62 | 11.80 | 11.70 | 11.76 | 11.38 | NO-ESTIMATION | NO-ESTIMATION | NO-ESTIMATION | NO-ESTIMATION | CAPACITY-FACTOR-V1
JPN | Japan | Kyoto - Softbank Solar Power Plant |  | WRI1026518 | 4.2 | 34.9210 | 135.7165 | Solar |  |  |  |  | Softbank Kyoto Solar Park | SoftBank | http://www.softbank.jp/en/corp/csr/future/instance_04/contents_05/ | Industry About | [10 empty] | 6.55 | 6.55 | 6.76 | 6.86 | 6.26 | NO-ESTIMATION | NO-ESTIMATION | NO-ESTIMATION | NO-ESTIMATION | CAPACITY-FACTOR-V1
JPN | Japan | Kumenan |  | WKS0064166 | 32 | 34.9410 | 133.9750 | Solar | [5 empty] | Wiki-Solar | https://www.wiki-solar.org | Wiki-Solar | [10 empty] | 56.61 | 51.64 | 51.53 | 51.61 | 52.03 | NO-ESTIMATION | NO-ESTIMATION | NO-ESTIMATION | NO-ESTIMATION | CAPACITY-FACTOR-V1
JPN | Japan | Fukakusa |  | WKS0065930 | 9.9 | 34.9510 | 135.7970 | Solar | [5 empty] | Wiki-Solar | https://www.wiki-solar.org | Wiki-Solar | [10 empty] | 16.25 | 16.15 | 16.70 | 16.92 | 15.48 | HYDRO-V1 | HYDRO-V1 | HYDRO-V1 | HYDRO-V1 | HYDRO-V1
JPN | Japan | Shinmaiko Solar Power Plant |  | WRI1026559 | 12.8 | 34.9545 | 136.8157 | Solar |  |  |  |  | C-Tech Corporation | Nikkei Business Publications | http://techon.nikkeibp.co.jp/atclen/news_en/15mk/020400357/?SS=imgview_msbe&FD=46728356 | Industry About | [10 empty] | 24.69 | 22.79 | 21.69 | 23.07 | 22.16 | NO-ESTIMATION | NO-ESTIMATION | NO-ESTIMATION | NO-ESTIMATION | CAPACITY-FACTOR-V1
JPN | Japan | Fushimi |  | WKS0065895 | 23 | 34.9570 | 135.8540 | Solar | [5 empty] | Wiki-Solar | https://www.wiki-solar.org | Wiki-Solar | [10 empty] | 37.04 | 36.24 | 37.36 | 38.15 | 35.28 | SOLAR-V1-NO-AGE | SOLAR-V1-NO-AGE | SOLAR-V1-NO-AGE | SOLAR-V1-NO-AGE | SOLAR-V1-NO-AGE
JPN | Japan | Yabasekihanto Solar Power Plant |  | WRI1026593 | 8.5 | 35.0059 | 135.9107 | Solar |  |  |  |  | Kyocera TCL Solar LLC | Kyocera Solar | http://www.kyocera.co.jp/solar/es/ | Industry About | [10 empty] | 13.27 | 13.43 | 13.91 | 14.16 | 12.86 | NO-ESTIMATION | NO-ESTIMATION | NO-ESTIMATION | NO-ESTIMATION | CAPACITY-FACTOR-V1
JPN | Japan | Aoi Solar Power Plant |  | WRI1026465 | 2 | 35.0312 | 138.3627 | Solar |  |  |  |  | Softbank Shizuoka Aoi Solar Park | SoftBank | http://www.softbank.jp/en/corp/csr/future/instance_04/contents_05/ | Industry About | [10 empty] | 3.65 | 3.20 | 3.29 | 3.34 | 3.37 | SOLAR-V1-NO-AGE | SOLAR-V1-NO-AGE | SOLAR-V1-NO-AGE | SOLAR-V1-NO-AGE | SOLAR-V1-NO-AGE
JPN | Japan | Izunokuni Solar Power Plant |  | WRI1026488 | 2.2 | 35.0356 | 138.9320 | Solar |  |  |  |  | Renewable Japan Co Ltd | Renewable Japan Co Ltd | http://www.rn-j.com/en/project | Industry About | [10 empty] | 3.96 | 3.95 | 3.58 | 3.68 | 3.84 | SOLAR-V1-NO-AGE | SOLAR-V1-NO-AGE | SOLAR-V1-NO-AGE | SOLAR-V1-NO-AGE | SOLAR-V1-NO-AGE
JPN | Japan | Kisozaki Solar Power Plant |  | WRI1026497 | 49 | 35.0410 | 136.7542 | Solar |  |  |  |  | Kisozaki MegaSolar Corporation | Renova | http://www.renovainc.jp/business/power_plant | Industry About | [10 empty] | 88.37 | 79.22 | 77.07 | 78.62 | 79.76 | HYDRO-V1 | HYDRO-V1 | HYDRO-V1 | HYDRO-V1 | HYDRO-V1
JPN | Japan | Izunokuni |  | WKS0066593 | 11.3 | 35.0580 | 138.9180 | Solar | [5 empty] | Wiki-Solar | https://www.wiki-solar.org | Wiki-Solar | [10 empty] | 21.94 | 21.67 | 20.26 | 19.72 | 21 | SOLAR-V1-NO-AGE | SOLAR-V1-NO-AGE | SOLAR-V1-NO-AGE | SOLAR-V1-NO-AGE | SOLAR-V1-NO-AGE
JPN | Japan | Takacho |  | WKS0068783 | 14.5 | 35.0632 | 134.9521 | Solar | [5 empty] | Wiki-Solar | https://www.wiki-solar.org | Wiki-Solar | [10 empty] | 25.96 | 24.98 | 24.87 | 25.22 | 23.19 | SOLAR-V1-NO-AGE | SOLAR-V1-NO-AGE | SOLAR-V1-NO-AGE | SOLAR-V1-NO-AGE | SOLAR-V1-NO-AGE
JPN | Japan | Mimasaka Musashi |  | WKS0064815 | 42 | 35.0779 | 134.2653 | Solar | [5 empty] | Wiki-Solar | https://www.wiki-solar.org | Wiki-Solar | [10 empty] | 67.35 | 66.81 | 66.60 | 66.91 | 66.02 | SOLAR-V1-NO-AGE | SOLAR-V1-NO-AGE | SOLAR-V1-NO-AGE | SOLAR-V1-NO-AGE | SOLAR-V1-NO-AGE
JPN | Japan | Tanba |  | WKS0069878 | 17.7 | 35.1050 | 135.0080 | Solar | [5 empty] | Wiki-Solar | https://www.wiki-solar.org | Wiki-Solar | [10 empty] | 31.71 | 30.63 | 30.25 | 30.71 | 28.73 | SOLAR-V1-NO-AGE | SOLAR-V1-NO-AGE | SOLAR-V1-NO-AGE | SOLAR-V1-NO-AGE | SOLAR-V1-NO-AGE
JPN | Japan | Kamogawa Solar Power Plant |  | WRI1026493 | 31.2 | 35.1504 | 140.2056 | Solar |  |  |  |  | Kamogawa Mirai Solar | JGC Corporation | http://www.jgc.com/en/DisplayHtml/view/5 | Industry About | [10 empty] | 56.61 | 56.04 | 49.22 | 51.48 | 53.46 | SOLAR-V1-NO-AGE | SOLAR-V1-NO-AGE | SOLAR-V1-NO-AGE | SOLAR-V1-NO-AGE | SOLAR-V1-NO-AGE
JPN | Japan | Katsuura |  | WKS0072729 | 24 | 35.1650 | 140.2910 | Solar | [5 empty] | Wiki-Solar | https://www.wiki-solar.org | Wiki-Solar | [10 empty] | 44.38 | 42.80 | 38.44 | 40.53 | 41.91 | SOLAR-V1-NO-AGE | SOLAR-V1-NO-AGE | SOLAR-V1-NO-AGE | SOLAR-V1-NO-AGE | SOLAR-V1-NO-AGE
JPN | Japan | Sekiyatsu A |  | WKS0072743 | 5 | 35.1725 | 140.3137 | Solar | [5 empty] | Wiki-Solar | https://www.wiki-solar.org | Wiki-Solar | [10 empty] | 9.39 | 9.61 | 8.55 | 8.83 | 8.88 | NO-ESTIMATION | NO-ESTIMATION | NO-ESTIMATION | NO-ESTIMATION | CAPACITY-FACTOR-V1
JPN | Japan | Kamatsuchi MitsukurichÅ A |  | WKS0070622 | 20 | 35.1850 | 137.2250 | Solar | [5 empty] | Wiki-Solar | https://www.wiki-solar.org | Wiki-Solar | [10 empty] | 38.72 | 34.04 | 34.17 | 35.46 | 32.2 | NO-ESTIMATION | NO-ESTIMATION | NO-ESTIMATION | NO-ESTIMATION | CAPACITY-FACTOR-V1
JPN | Japan | Futtsu Solar Power Plant |  | WRI1026471 | 42 | 35.2360 | 139.8965 | Solar |  |  |  |  | GE Energy Financial Services | Solar Daily | http://www.solardaily.com/reports/Pattern_Development_and_Green_Power_Investment_Complete_42_MW_Futtsu_Solar_Power_Project_in_Japan_999.html | Industry About | 1107562 | [9 empty] | 77.63 | 74.59 | 68.03 | 67.18 | 69.5 | NO-ESTIMATION | NO-ESTIMATION | NO-ESTIMATION | NO-ESTIMATION | CAPACITY-FACTOR-V1
JPN | Japan | Futtsu II |  | WKS0065418 | 42 | 35.2470 | 139.8930 | Solar | [5 empty] | Wiki-Solar | https://www.wiki-solar.org | Wiki-Solar | [10 empty] | 77.41 | 74.62 | 67.42 | 67.41 | 68.99 | NO-ESTIMATION | NO-ESTIMATION | NO-ESTIMATION | NO-ESTIMATION | CAPACITY-FACTOR-V1
JPN | Japan | Ashigara-ÅŒi |  | WKS0063361 | 13 | 35.3550 | 139.1670 | Solar | [5 empty] | Wiki-Solar | https://www.wiki-solar.org | Wiki-Solar | [10 empty] | 24.96 | 23.20 | 22.15 | 22.61 | 22.44 | HYDRO-V1 | HYDRO-V1 | HYDRO-V1 | HYDRO-V1 | HYDRO-V1
JPN | Japan | Izumi Solar Power Plant |  | WRI1026486 | 2.6 | 35.4220 | 133.4311 | Solar |  |  |  |  | Ichigo ECO Energy Co Ltd | Ichigo ECO Energy Co Ltd | https://www.ichigo.gr.jp/eco/english/ | Industry About | [10 empty] | 4.28 | 4.23 | 4.26 | 4.25 | 4.26 | NO-ESTIMATION | NO-ESTIMATION | NO-ESTIMATION | NO-ESTIMATION | CAPACITY-FACTOR-V1
JPN | Japan | Yonago TCL |  | WKS0067390 | 29.1 | 35.4280 | 133.4450 | Solar | [5 empty] | Wiki-Solar | https://www.wiki-solar.org | Wiki-Solar | [10 empty] | 47.58 | 45.98 | 45.79 | 47.30 | 46.76 | NO-ESTIMATION | NO-ESTIMATION | NO-ESTIMATION | NO-ESTIMATION | CAPACITY-FACTOR-V1
JPN | Japan | TottoriÂ CS |  | WKS0070944 | 27.3 | 35.4422 | 133.2948 | Solar | [5 empty] | Wiki-Solar | https://www.wiki-solar.org | Wiki-Solar | [10 empty] | 43.22 | 44.06 | 45.64 | 42.70 | 44.53 | NO-ESTIMATION | NO-ESTIMATION | NO-ESTIMATION | NO-ESTIMATION | CAPACITY-FACTOR-V1
JPN | Japan | Tottori Yonago Solar Power Plant |  | WRI1026581 | 42.9 | 35.4716 | 133.2511 | Solar |  |  |  |  | Tottori-Yonago Solar Park Corporation | Mitsui | https://www.mitsui.com/jp/en/csr/csrreport/2014/__icsFiles/afieldfile/2015/09/08/en_csr_detail_2014-13.pdf | Industry About | 1090616 | [9 empty] | 71.54 | 68.40 | 70.32 | 65.64 | 68 | HYDRO-V1 | HYDRO-V1 | HYDRO-V1 | HYDRO-V1 | HYDRO-V1
JPN | Japan | Ogishima Cosmo |  | WKS0066279 | 7.6 | 35.4820 | 139.7080 | Solar | [5 empty] | Wiki-Solar | https://www.wiki-solar.org | Wiki-Solar | [10 empty] | 13.99 | 12.57 | 12.24 | 12.78 | 12.32 | NO-ESTIMATION | NO-ESTIMATION | NO-ESTIMATION | NO-ESTIMATION | CAPACITY-FACTOR-V1
JPN | Japan | Ogishima Solar Power Plant |  | WRI1026535 | 13 | 35.4888 | 139.7268 | Solar |  |  |  |  | Tokyo Electric Power Co Inc (TEPCO) | TEPCO | http://www.tepco.co.jp/en/challenge/energy/megasolar/index-e.html | Industry About | [10 empty] | 24.34 | 22.50 | 21.58 | 22.41 | 21.96 | NO-ESTIMATION | NO-ESTIMATION | NO-ESTIMATION | NO-ESTIMATION | CAPACITY-FACTOR-V1
JPN | Japan | Yamakura |  | WKS0064846 | 13.7 | 35.4940 | 140.1310 | Solar | [5 empty] | Wiki-Solar | https://www.wiki-solar.org | Wiki-Solar | [10 empty] | 25.94 | 23.26 | 23.03 | 23.86 | 23.11 | NO-ESTIMATION | NO-ESTIMATION | NO-ESTIMATION | NO-ESTIMATION | NO-ESTIMATION
JPN | Japan | Ukishima Solar Power Plant |  | WRI1026589 | 7 | 35.5174 | 139.7869 | Solar |  |  |  |  | Tokyo Electric Power Co Inc (TEPCO) | TEPCO | http://www.tepco.co.jp/en/challenge/energy/megasolar/index-e.html | Industry About | 1075144 | [9 empty] | 12.92 | 11.55 | 11.34 | 11.76 | 11.43 | NO-ESTIMATION | NO-ESTIMATION | NO-ESTIMATION | NO-ESTIMATION | NO-ESTIMATION
JPN | Japan | Komekurayama Solar Power Plant |  | WRI1026507 | 10 | 35.5821 | 138.5728 | Solar |  |  |  |  | Tokyo Electric Power Co Inc (TEPCO) | TEPCO | http://www.tepco.co.jp/en/challenge/energy/megasolar/index-e.html | Industry About | [10 empty] | 18.04 | 16.26 | 16.11 | 16.11 | 15.86 | NO-ESTIMATION | NO-ESTIMATION | NO-ESTIMATION | NO-ESTIMATION | CAPACITY-FACTOR-V1
JPN | Japan | Takidai Solar Power Plant |  | WRI1026572 | 4.5 | 35.5859 | 140.3180 | Solar |  |  |  |  | Phono Solar Technology Co Ltd | Phono Solar | http://www.phonosolar.com | Industry About | [10 empty] | 8.09 | 7.97 | 7.19 | 7.37 | 7.04 | NO-ESTIMATION | NO-ESTIMATION | NO-ESTIMATION | NO-ESTIMATION | CAPACITY-FACTOR-V1
JPN | Japan | Yachimata |  | WKS0065929 | 4.5 | 35.6294 | 140.3034 | Solar | [5 empty] | Wiki-Solar | https://www.wiki-solar.org | Wiki-Solar | [10 empty] | 8.03 | 7.80 | 7.03 | 7.19 | 7.01 | NO-ESTIMATION | NO-ESTIMATION | NO-ESTIMATION | NO-ESTIMATION | CAPACITY-FACTOR-V1
JPN | Japan | Minami Alps Solar Power Plant |  | WRI1026524 | 2.7 | 35.6654 | 138.4526 | Solar |  |  |  |  | K Clean Energy | Fuji Electric | http://www.fujielectric.com/company/news/2012/20121203000004666.html | Industry About | [10 empty] | 4.81 | 4.37 | 4.28 | 4.31 | 4.24 | NO-ESTIMATION | NO-ESTIMATION | NO-ESTIMATION | NO-ESTIMATION | CAPACITY-FACTOR-V1
JPN | Japan | Kai-shi A |  | WKS0068380 | 4.3 | 35.7070 | 138.4930 | Solar | [5 empty] | Wiki-Solar | https://www.wiki-solar.org | Wiki-Solar | [10 empty] | 7.53 | 6.83 | 6.72 | 6.77 | 6.66 | NO-ESTIMATION | NO-ESTIMATION | NO-ESTIMATION | NO-ESTIMATION | CAPACITY-FACTOR-V1
JPN | Japan | Shiroi-Inzai |  | WKS0069762 | 12.8 | 35.8102 | 140.0909 | Solar | [5 empty] | Wiki-Solar | https://www.wiki-solar.org | Wiki-Solar | [10 empty] | 22.30 | 22.56 | 21.89 | 22.24 | 21.48 | SOLAR-V1-NO-AGE | SOLAR-V1-NO-AGE | SOLAR-V1-NO-AGE | SOLAR-V1-NO-AGE | SOLAR-V1-NO-AGE
JPN | Japan | Fujimi-machi Solar Power Plant |  | WRI1026468 | 8 | 35.8946 | 138.2591 | Solar |  |  |  |  | Fujimi Solar Energy | Nikkei Business Publications | http://techon.nikkeibp.co.jp/english/NEWS_EN/20141022/384122/?ST=msbe | Industry About | 1110742 | [9 empty] | 11.97 | 11.93 | 11.94 | 12.66 | 11.52 | HYDRO-V1 | HYDRO-V1 | HYDRO-V1 | HYDRO-V1 | HYDRO-V1
JPN | Japan | Hokuto C |  | WKS0068379 | 5.9 | 35.8970 | 138.4800 | Solar | [5 empty] | Wiki-Solar | https://www.wiki-solar.org | Wiki-Solar | [10 empty] | 9.48 | 9.51 | 9.46 | 9.40 | 9.25 | SOLAR-V1-NO-AGE | SOLAR-V1-NO-AGE | SOLAR-V1-NO-AGE | SOLAR-V1-NO-AGE | SOLAR-V1-NO-AGE
JPN | Japan | Isatsu |  | WKS0073475 | 6.1 | 35.9140 | 140.3010 | Solar | [5 empty] | Wiki-Solar | https://www.wiki-solar.org | Wiki-Solar | [10 empty] | 10.75 | 10.30 | 10.06 | 10.21 | 9.87 | SOLAR-V1-NO-AGE | SOLAR-V1-NO-AGE | SOLAR-V1-NO-AGE | SOLAR-V1-NO-AGE | SOLAR-V1-NO-AGE
JPN | Japan | Edosaki A |  | WKS0072556 | 4 | 35.9443 | 140.3267 | Solar | [5 empty] | Wiki-Solar | https://www.wiki-solar.org | Wiki-Solar | [10 empty] | 7.10 | 6.39 | 6.21 | 6.42 | 6.09 | SOLAR-V1-NO-AGE | SOLAR-V1-NO-AGE | SOLAR-V1-NO-AGE | SOLAR-V1-NO-AGE | SOLAR-V1-NO-AGE
JPN | Japan | Suigo Itako Solar Power Plant |  | WRI1026563 | 14 | 35.9472 | 140.5860 | Solar |  |  |  |  | Suigo Itako Solar Inc | Renova | http://www.renovainc.jp/business/power_plant | Industry About | 1100206 | [9 empty] | 26.55 | 24.13 | 23.79 | 24.43 | 23.43 | SOLAR-V1-NO-AGE | SOLAR-V1-NO-AGE | SOLAR-V1-NO-AGE | SOLAR-V1-NO-AGE | SOLAR-V1-NO-AGE
JPN | Japan | JingÅ«ji B |  | WKS0072557 | 4.5 | 35.9667 | 140.3655 | Solar | [5 empty] | Wiki-Solar | https://www.wiki-solar.org | Wiki-Solar | [10 empty] | 8.04 | 7.27 | 7.03 | 7.27 | 6.88 | NO-ESTIMATION | NO-ESTIMATION | NO-ESTIMATION | NO-ESTIMATION | CAPACITY-FACTOR-V1
JPN | Japan | Inashiki Sakura |  | WKS0072489 | 17.1 | 35.9800 | 140.3170 | Solar | [5 empty] | Wiki-Solar | https://www.wiki-solar.org | Wiki-Solar | [10 empty] | 31.48 | 29.56 | 28.40 | 29.04 | 27.83 | SOLAR-V1-NO-AGE | SOLAR-V1-NO-AGE | SOLAR-V1-NO-AGE | SOLAR-V1-NO-AGE | SOLAR-V1-NO-AGE
JPN | Japan | Miho A |  | WKS0072947 | 4.5 | 36.0094 | 140.3440 | Solar | [5 empty] | Wiki-Solar | https://www.wiki-solar.org | Wiki-Solar | [10 empty] | 8.01 | 7.24 | 7.00 | 7.25 | 6.89 | SOLAR-V1-NO-AGE | SOLAR-V1-NO-AGE | SOLAR-V1-NO-AGE | SOLAR-V1-NO-AGE | SOLAR-V1-NO-AGE
JPN | Japan | Suwa |  | WKS0067921 | 46.8 | 36.0170 | 138.0530 | Solar | [5 empty] | Wiki-Solar | https://www.wiki-solar.org | Wiki-Solar | [10 empty] | 72.48 | 68.44 | 68.80 | 69.48 | 67.8 | HYDRO-V1 | HYDRO-V1 | HYDRO-V1 | HYDRO-V1 | HYDRO-V1
JPN | Japan | Suwa A |  | WKS0071766 | 5 | 36.0530 | 138.1550 | Solar | [5 empty] | Wiki-Solar | https://www.wiki-solar.org | Wiki-Solar | [10 empty] | 8.05 | 7.44 | 7.50 | 7.66 | 7.24 | SOLAR-V1-NO-AGE | SOLAR-V1-NO-AGE | SOLAR-V1-NO-AGE | SOLAR-V1-NO-AGE | SOLAR-V1-NO-AGE
JPN | Japan | Koumi Kogen |  | WKS0073956 | 10.2 | 36.0770 | 138.4230 | Solar | [5 empty] | Wiki-Solar | https://www.wiki-solar.org | Wiki-Solar | [10 empty] | 15.50 | 15.42 | 15.83 | 16.53 | 14.84 | SOLAR-V1-NO-AGE | SOLAR-V1-NO-AGE | SOLAR-V1-NO-AGE | SOLAR-V1-NO-AGE | SOLAR-V1-NO-AGE
JPN | Japan | Obatake A |  | WKS0072508 | 4 | 36.1353 | 140.1699 | Solar | [5 empty] | Wiki-Solar | https://www.wiki-solar.org | Wiki-Solar | [10 empty] | 6.59 | 6.53 | 6.49 | 6.52 | 6.37 | SOLAR-V1-NO-AGE | SOLAR-V1-NO-AGE | SOLAR-V1-NO-AGE | SOLAR-V1-NO-AGE | SOLAR-V1-NO-AGE
JPN | Japan | Shinji |  | WKS0072507 | 6 | 36.1430 | 140.1654 | Solar | [5 empty] | Wiki-Solar | https://www.wiki-solar.org | Wiki-Solar | [10 empty] | 10.28 | 10.15 | 10.01 | 10.05 | 9.82 | NO-ESTIMATION | NO-ESTIMATION | NO-ESTIMATION | NO-ESTIMATION | CAPACITY-FACTOR-V1
JPN | Japan | Tsuchiura |  | WKS0072488 | 23 | 36.1500 | 140.1450 | Solar | [5 empty] | Wiki-Solar | https://www.wiki-solar.org | Wiki-Solar | [10 empty] | 39.17 | 38.03 | 37.51 | 37.77 | 37.23 | NO-ESTIMATION | NO-ESTIMATION | NO-ESTIMATION | NO-ESTIMATION | CAPACITY-FACTOR-V1
JPN | Japan | Oyama A |  | WKS0071899 | 6 | 36.2834 | 139.7996 | Solar | [5 empty] | Wiki-Solar | https://www.wiki-solar.org | Wiki-Solar | [10 empty] | 9.30 | 9.44 | 9.47 | 9.56 | 9.19 | NO-ESTIMATION | NO-ESTIMATION | NO-ESTIMATION | NO-ESTIMATION | CAPACITY-FACTOR-V1
JPN | Japan | Mito Haru |  | WKS0063775 | 9.3 | 36.3360 | 140.3775 | Solar | [5 empty] | Wiki-Solar | https://www.wiki-solar.org | Wiki-Solar | [10 empty] | 16.11 | 15.97 | 15.74 | 15.81 | 15.37 | NO-ESTIMATION | NO-ESTIMATION | NO-ESTIMATION | NO-ESTIMATION | CAPACITY-FACTOR-V1
JPN | Japan | Gunma Farmdo |  | WKS0063634 | 13 | 36.3831 | 138.9664 | Solar | [5 empty] | Wiki-Solar | https://www.wiki-solar.org | Wiki-Solar | [10 empty] | 21.23 | 20.72 | 20.82 | 21.13 | 20.36 | SOLAR-V1-NO-AGE | SOLAR-V1-NO-AGE | SOLAR-V1-NO-AGE | SOLAR-V1-NO-AGE | SOLAR-V1-NO-AGE
JPN | Japan | Komatsu |  | WKS0068751 | 13.2 | 36.3850 | 136.3890 | Solar | [5 empty] | Wiki-Solar | https://www.wiki-solar.org | Wiki-Solar | [10 empty] | 22.85 | 22.61 | 22.55 | 23.61 | 22.03 | NO-ESTIMATION | NO-ESTIMATION | NO-ESTIMATION | NO-ESTIMATION | CAPACITY-FACTOR-V1
JPN | Japan | Mito Equis |  | WKS0070099 | 36 | 36.4030 | 140.3530 | Solar | [5 empty] | Wiki-Solar | https://www.wiki-solar.org | Wiki-Solar | [10 empty] | 59.71 | 58.59 | 57.70 | 58.10 | 57.34 | NO-ESTIMATION | NO-ESTIMATION | NO-ESTIMATION | NO-ESTIMATION | CAPACITY-FACTOR-V1
JPN | Japan | Mito Solar Power Plant |  | WRI1026526 | 39.2 | 36.4576 | 140.3867 | Solar |  |  |  |  | Mito Newtown Mega Solar Park JV | Schneider Electric | http://solar.schneider-electric.com/nippon-renewable-energy-schneider-electric-announce-technology-partnership-36mw-mito-solar-power-plant-commissioning/ | Industry About | [10 empty] | 64.63 | 63.41 | 62.61 | 62.98 | 62.22 | SOLAR-V1-NO-AGE | SOLAR-V1-NO-AGE | SOLAR-V1-NO-AGE | SOLAR-V1-NO-AGE | SOLAR-V1-NO-AGE
JPN | Japan | Shinto - Softbank Solar Power Plant |  | WRI1026560 | 2.4 | 36.4650 | 138.9225 | Solar |  |  |  |  | Softbank Shinto Solar Park | SoftBank | http://www.softbank.jp/en/corp/csr/future/instance_04/contents_05/ | Industry About | 1090375 | [9 empty] | 3.86 | 3.62 | 3.59 | 3.63 | 3.44 | SOLAR-V1-NO-AGE | SOLAR-V1-NO-AGE | SOLAR-V1-NO-AGE | SOLAR-V1-NO-AGE | SOLAR-V1-NO-AGE
JPN | Japan | Shibukawa Solar Power Plant |  | WRI1026556 | 2.4 | 36.4752 | 138.9860 | Solar |  |  |  |  | K Clean Energy | ORIX | https://www.orix.co.jp/grp/en/story/story_08.html | Industry About | [10 empty] | 3.84 | 3.69 | 3.59 | 3.67 | 3.45 | SOLAR-V1-NO-AGE | SOLAR-V1-NO-AGE | SOLAR-V1-NO-AGE | SOLAR-V1-NO-AGE | SOLAR-V1-NO-AGE
JPN | Japan | Tsumagoi Solar Power Plant |  | WRI1026585 | 2.2 | 36.4954 | 138.5006 | Solar |  |  |  |  | SGET Tsumagoi Mega Solar Power Plant | Sparx Group | https://www.sparxgroup.com/press/uploads/pressE20130823-01.pdf | Industry About | [10 empty] | 3.53 | 3.36 | 3.39 | 3.43 | 3.13 | SOLAR-V1-NO-AGE | SOLAR-V1-NO-AGE | SOLAR-V1-NO-AGE | SOLAR-V1-NO-AGE | SOLAR-V1-NO-AGE
JPN | Japan | Funakura Solar Power Plant |  | WRI1026470 | 7.7 | 36.5673 | 137.2367 | Solar |  |  |  |  | SGET Toyama Mega Solar Power Plant | Nikkei Business Publications | http://techon.nikkeibp.co.jp/english/NEWS_EN/20150413/414062/?ST=msbe | Industry About | [10 empty] | 12.10 | 11.96 | 12.07 | 12.26 | 11.76 | SOLAR-V1-NO-AGE | SOLAR-V1-NO-AGE | SOLAR-V1-NO-AGE | SOLAR-V1-NO-AGE | SOLAR-V1-NO-AGE
JPN | Japan | Showa C |  | WKS0072902 | 5 | 36.6053 | 139.0667 | Solar | [5 empty] | Wiki-Solar | https://www.wiki-solar.org | Wiki-Solar | [10 empty] | 7.96 | 8.14 | 7.94 | 7.93 | 8.13 | SOLAR-V1-NO-AGE | SOLAR-V1-NO-AGE | SOLAR-V1-NO-AGE | SOLAR-V1-NO-AGE | SOLAR-V1-NO-AGE
JPN | Japan | Takayama |  | WKS0072899 | 31.2 | 36.6110 | 138.9710 | Solar | [5 empty] | Wiki-Solar | https://www.wiki-solar.org | Wiki-Solar | [10 empty] | 48.51 | 46.88 | 47.87 | 48.06 | 46.91 | SOLAR-V1-NO-AGE | SOLAR-V1-NO-AGE | SOLAR-V1-NO-AGE | SOLAR-V1-NO-AGE | SOLAR-V1-NO-AGE
JPN | Japan | Toyama - Softbank Solar Power Plant |  | WRI1026582 | 2.8 | 36.6341 | 137.1612 | Solar |  |  |  |  | Softbank Toyama Fuchu Solar Park | SoftBank | http://www.softbank.jp/en/corp/csr/future/instance_04/contents_05/ | Industry About | 1079901 | [9 empty] | 4.33 | 4.34 | 4.33 | 4.50 | 4.36 | SOLAR-V1-NO-AGE | SOLAR-V1-NO-AGE | SOLAR-V1-NO-AGE | SOLAR-V1-NO-AGE | SOLAR-V1-NO-AGE
JPN | Japan | Showa |  | WKS0064109 | 43 | 36.6410 | 139.1150 | Solar | [5 empty] | Wiki-Solar | https://www.wiki-solar.org | Wiki-Solar | [10 empty] | 64.79 | 65.74 | 64.86 | 64.27 | 67.09 | SOLAR-V1-NO-AGE | SOLAR-V1-NO-AGE | SOLAR-V1-NO-AGE | SOLAR-V1-NO-AGE | SOLAR-V1-NO-AGE
JPN | Japan | Aramaki |  | WKS0069254 | 19 | 36.7080 | 138.9320 | Solar | [5 empty] | Wiki-Solar | https://www.wiki-solar.org | Wiki-Solar | [10 empty] | 31.03 | 29.14 | 30.70 | 31.01 | 29.86 | SOLAR-V1-NO-AGE | SOLAR-V1-NO-AGE | SOLAR-V1-NO-AGE | SOLAR-V1-NO-AGE | SOLAR-V1-NO-AGE
JPN | Japan | Kamikawai Solar Power Plant |  | WRI1026492 | 13.5 | 36.7154 | 140.0755 | Solar |  |  |  |  | Nasukarasuyama Kamikawai Solar Corporation | ORIX | http://www.orix.co.jp/grp/en/news/2014/140319_ORIXE.html | Industry About | [10 empty] | 21.95 | 21.94 | 21.78 | 21.86 | 21.23 | NO-ESTIMATION | NO-ESTIMATION | NO-ESTIMATION | NO-ESTIMATION | CAPACITY-FACTOR-V1
JPN | Japan | Imizu - Orix Solar Power Plant |  | WRI1026481 | 2.5 | 36.7509 | 137.1264 | Solar |  |  |  |  | Orix Corporation | Nikkei Business Publications | http://techon.nikkeibp.co.jp/english/NEWS_EN/20131219/323800/?ST=msbe | Industry About | [10 empty] | 4.23 | 4.23 | 4.22 | 4.25 | 4.07 | NO-ESTIMATION | NO-ESTIMATION | NO-ESTIMATION | NO-ESTIMATION | CAPACITY-FACTOR-V1
JPN | Japan | Honda |  | WKS0062505 | 15 | 36.7560 | 140.0140 | Solar | [5 empty] | Wiki-Solar | https://www.wiki-solar.org | Wiki-Solar | [10 empty] | 24.38 | 23.91 | 24.22 | 24.40 | 23.33 | SOLAR-V1-NO-AGE | SOLAR-V1-NO-AGE | SOLAR-V1-NO-AGE | SOLAR-V1-NO-AGE | SOLAR-V1-NO-AGE
JPN | Japan | Nasuogawa |  | WKS0064812 | 15 | 36.7580 | 140.0910 | Solar | [5 empty] | Wiki-Solar | https://www.wiki-solar.org | Wiki-Solar | [10 empty] | 24.27 | 24.21 | 24.42 | 24.63 | 23.35 | NO-ESTIMATION | NO-ESTIMATION | NO-ESTIMATION | NO-ESTIMATION | CAPACITY-FACTOR-V1
JPN | Japan | Yaita - Softbank Solar Power Plant |  | WRI1026595 | 4.6 | 36.7620 | 139.9298 | Solar |  |  |  |  | Softbank Yaita Solar Park | SoftBank | http://www.softbank.jp/en/corp/csr/future/instance_04/contents_05/ | Industry About | [10 empty] | 7.70 | 7.51 | 7.48 | 7.67 | 7.35 | HYDRO-V1 | HYDRO-V1 | HYDRO-V1 | HYDRO-V1 | HYDRO-V1
JPN | Japan | Sharp - Yaita Solar Power Plant |  | WRI1026555 | 1.7 | 36.7632 | 139.9263 | Solar |  |  |  |  | Sharp Yaita Solar Park | Nikkei Business Publications | http://techon.nikkeibp.co.jp/english/NEWS_EN/20131227/325300/?ST=msbe | Industry About | [10 empty] | 2.73 | 2.62 | 2.55 | 2.63 | 2.51 | SOLAR-V1-NO-AGE | SOLAR-V1-NO-AGE | SOLAR-V1-NO-AGE | SOLAR-V1-NO-AGE | SOLAR-V1-NO-AGE
JPN | Japan | Yaita |  | WKS0070394 | 41 | 36.7800 | 139.9750 | Solar | [5 empty] | Wiki-Solar | https://www.wiki-solar.org | Wiki-Solar | [10 empty] | 62.22 | 61.59 | 61.96 | 62.11 | 61.5 | HYDRO-V1 | HYDRO-V1 | HYDRO-V1 | HYDRO-V1 | HYDRO-V1
JPN | Japan | Fukuroda Solar Power Plant |  | WRI1026469 | 31 | 36.8103 | 140.4359 | Solar |  |  |  |  | Gestamp Asetym Solar Japan | X-elio | http://www.x-elio.com/en/corporation/gestamp-solar | Industry About | 1103300 | [9 empty] | 46.73 | 47.04 | 46.41 | 47.69 | 47.43 | NO-ESTIMATION | NO-ESTIMATION | NO-ESTIMATION | NO-ESTIMATION | CAPACITY-FACTOR-V1
JPN | Japan | Kinugawa Solar Power Plant |  | WRI1026496 | 1.2 | 36.8174 | 139.7187 | Solar |  |  |  |  | Solaer | Solaer | https://www.google.com/maps/d/embed?mid=1bXiXRcLRnBCUfpkHM2J5EVryhG4&ll=31.06035315253383%2C35.02284616406246&z=8 | Industry About | [10 empty] | 1.84 | 1.71 | 1.76 | 1.76 | 1.76 | NO-ESTIMATION | NO-ESTIMATION | NO-ESTIMATION | NO-ESTIMATION | CAPACITY-FACTOR-V1
JPN | Japan | Nasu |  | WKS0066637 | 17 | 36.8510 | 140.1420 | Solar | [5 empty] | Wiki-Solar | https://www.wiki-solar.org | Wiki-Solar | [10 empty] | 27.37 | 26.95 | 27.21 | 27.22 | 26.62 | NO-ESTIMATION | NO-ESTIMATION | NO-ESTIMATION | NO-ESTIMATION | CAPACITY-FACTOR-V1
JPN | Japan | Otawara A |  | WKS0073673 | 13 | 36.9080 | 140.1070 | Solar | [5 empty] | Wiki-Solar | https://www.wiki-solar.org | Wiki-Solar | [10 empty] | 20.74 | 20.76 | 20.63 | 20.75 | 20.48 | HYDRO-V1 | HYDRO-V1 | HYDRO-V1 | HYDRO-V1 | HYDRO-V1
JPN | Japan | Otawara B |  | WKS0073675 | 5 | 36.9172 | 140.1017 | Solar | [5 empty] | Wiki-Solar | https://www.wiki-solar.org | Wiki-Solar | [10 empty] | 7.99 | 8.01 | 8.03 | 7.92 | 7.95 | NO-ESTIMATION | NO-ESTIMATION | NO-ESTIMATION | NO-ESTIMATION | CAPACITY-FACTOR-V1
JPN | Japan | Nasushiobara B |  | WKS0073672 | 8 | 36.9327 | 140.0777 | Solar | [5 empty] | Wiki-Solar | https://www.wiki-solar.org | Wiki-Solar | [10 empty] | 12.59 | 12.58 | 12.72 | 12.79 | 12.36 | NO-ESTIMATION | NO-ESTIMATION | NO-ESTIMATION | NO-ESTIMATION | CAPACITY-FACTOR-V1
JPN | Japan | Onahama 2 Solar Power Plant |  | WRI1026542 | 6 | 36.9331 | 140.8544 | Solar |  |  |  |  | Onahama Izumi Solar LLC | Mitsubishi | http://www.mitsubishicorp.com/jp/en/pr/archive/2016/ | Industry About | 1095831 | [9 empty] | 9.62 | 9.60 | 9.55 | 9.73 | 9.48 | NO-ESTIMATION | NO-ESTIMATION | NO-ESTIMATION | NO-ESTIMATION | CAPACITY-FACTOR-V1
JPN | Japan | Nasushiobara Renova |  | WKS0064800 | 24.8 | 36.9380 | 139.9560 | Solar | [5 empty] | Wiki-Solar | https://www.wiki-solar.org | Wiki-Solar | [10 empty] | 37.64 | 37.58 | 37.61 | 37.98 | 37.35 | HYDRO-V1 | HYDRO-V1 | HYDRO-V1 | HYDRO-V1 | HYDRO-V1
JPN | Japan | Nasushiobara - Softbank Solar Power Plant (Under Construction) |  | WRI1026532 | 13.9 | 36.9384 | 139.9416 | Solar |  |  |  |  | SB Energy Corporation | SoftBank | http://www.softbank.jp/en/corp/csr/future/instance_04/contents_05/ | Industry About | 1110682 | [9 empty] | 22.27 | 22.17 | 22.03 | 22.40 | 21.82 | NO-ESTIMATION | NO-ESTIMATION | NO-ESTIMATION | NO-ESTIMATION | CAPACITY-FACTOR-V1
JPN | Japan | Onahama 1 Solar Power Plant |  | WRI1026541 | 12 | 36.9442 | 140.8939 | Solar |  |  |  |  | Onahama Solar LLC | Mitsubishi | http://www.mitsubishicorp.com/jp/en/pr/archive/2016/ | Industry About | [10 empty] | 20.08 | 19.89 | 19.64 | 20.18 | 19.5 | NO-ESTIMATION | NO-ESTIMATION | NO-ESTIMATION | NO-ESTIMATION | CAPACITY-FACTOR-V1
JPN | Japan | Nasushiobara A |  | WKS0073671 | 12 | 36.9460 | 139.9140 | Solar | [5 empty] | Wiki-Solar | https://www.wiki-solar.org | Wiki-Solar | [10 empty] | 19.15 | 19.10 | 19.11 | 19.68 | 19.22 | NO-ESTIMATION | NO-ESTIMATION | NO-ESTIMATION | NO-ESTIMATION | CAPACITY-FACTOR-V1
JPN | Japan | Nasushiobara C |  | WKS0073674 | 6 | 36.9506 | 139.9586 | Solar | [5 empty] | Wiki-Solar | https://www.wiki-solar.org | Wiki-Solar | [10 empty] | 9.42 | 9.38 | 9.46 | 9.48 | 9.14 | NO-ESTIMATION | NO-ESTIMATION | NO-ESTIMATION | NO-ESTIMATION | CAPACITY-FACTOR-V1
JPN | Japan | Iwaki II |  | WKS0064520 | 22.6 | 36.9860 | 140.8180 | Solar | [5 empty] | Wiki-Solar | https://www.wiki-solar.org | Wiki-Solar | [10 empty] | 35.49 | 35.42 | 35.37 | 35.55 | 34.83 | NO-ESTIMATION | NO-ESTIMATION | NO-ESTIMATION | NO-ESTIMATION | CAPACITY-FACTOR-V1
JPN | Japan | Hanamizuki |  | WKS0066764 | 17 | 36.9990 | 136.8470 | Solar | [5 empty] | Wiki-Solar | https://www.wiki-solar.org | Wiki-Solar | [10 empty] | 30.27 | 30.05 | 29.37 | 29.03 | 29.53 | NO-ESTIMATION | NO-ESTIMATION | NO-ESTIMATION | NO-ESTIMATION | CAPACITY-FACTOR-V1
JPN | Japan | Asakawa |  | WKS0067748 | 18.8 | 37.0600 | 140.4100 | Solar | [5 empty] | Wiki-Solar | https://www.wiki-solar.org | Wiki-Solar | [10 empty] | 30.16 | 30.65 | 30.18 | 29.53 | 30.15 | NO-ESTIMATION | NO-ESTIMATION | NO-ESTIMATION | NO-ESTIMATION | CAPACITY-FACTOR-V1
JPN | Japan | Nanao |  | WKS0067802 | 27 | 37.0650 | 136.9590 | Solar | [5 empty] | Wiki-Solar | https://www.wiki-solar.org | Wiki-Solar | [10 empty] | 44.80 | 44.18 | 43.14 | 43.39 | 43.67 | NO-ESTIMATION | NO-ESTIMATION | NO-ESTIMATION | NO-ESTIMATION | CAPACITY-FACTOR-V1
JPN | Japan | Shikamachi |  | WKS0064119 | 5.9 | 37.0750 | 136.7550 | Solar | [5 empty] | Wiki-Solar | https://www.wiki-solar.org | Wiki-Solar | [10 empty] | 10.25 | 9.79 | 10.00 | 9.81 | 9.74 | NO-ESTIMATION | NO-ESTIMATION | NO-ESTIMATION | NO-ESTIMATION | CAPACITY-FACTOR-V1
JPN | Japan | Shirakawa B |  | WKS0073685 | 25 | 37.1300 | 140.2370 | Solar | [5 empty] | Wiki-Solar | https://www.wiki-solar.org | Wiki-Solar | [10 empty] | 37.61 | 38.09 | 37.96 | 38.43 | 37.7 | NO-ESTIMATION | NO-ESTIMATION | NO-ESTIMATION | NO-ESTIMATION | CAPACITY-FACTOR-V1
JPN | Japan | Shirakawa A |  | WKS0073684 | 10 | 37.1360 | 140.2300 | Solar | [5 empty] | Wiki-Solar | https://www.wiki-solar.org | Wiki-Solar | [10 empty] | 15.67 | 15.85 | 15.84 | 16.04 | 15.54 | NO-ESTIMATION | NO-ESTIMATION | NO-ESTIMATION | NO-ESTIMATION | CAPACITY-FACTOR-V1
JPN | Japan | Shirakawa |  | WKS0071908 | 31 | 37.1530 | 140.2360 | Solar | [5 empty] | Wiki-Solar | https://www.wiki-solar.org | Wiki-Solar | [10 empty] | 46.42 | 46.93 | 47.31 | 47.96 | 47.07 | NO-ESTIMATION | NO-ESTIMATION | NO-ESTIMATION | NO-ESTIMATION | CAPACITY-FACTOR-V1
JPN | Japan | Yabukinakajima Solar Power Plant |  | WRI1026594 | 8 | 37.1596 | 140.3583 | Solar |  |  |  |  | Eurus Yabukinakajima Solar Park | Eurus Energy | http://eurus-energy.com/en/project/index.php?area=all | Industry About | 1107001 | [9 empty] | 12.73 | 12.68 | 12.61 | 12.88 | 12.54 | NO-ESTIMATION | NO-ESTIMATION | NO-ESTIMATION | NO-ESTIMATION | CAPACITY-FACTOR-V1
JPN | Japan | Fukushima NSP |  | WKS0069586 | 14.6 | 37.1790 | 140.3940 | Solar | [5 empty] | Wiki-Solar | https://www.wiki-solar.org | Wiki-Solar | [10 empty] | 23.59 | 23.42 | 23.41 | 23.92 | 23.1 | NO-ESTIMATION | NO-ESTIMATION | NO-ESTIMATION | NO-ESTIMATION | CAPACITY-FACTOR-V1
JPN | Japan | Joetsu Solar Power Plant |  | WRI1026489 | 2 | 37.2117 | 138.3126 | Solar |  |  |  |  | Inpex Mega Solar Joetsu | Nikkei Business Publications | http://techon.nikkeibp.co.jp/english/NEWS_EN/20150824/432920/?ST=msbe | Industry About | [10 empty] | 3.05 | 3.00 | 3.00 | 3.10 | 3.02 | NO-ESTIMATION | NO-ESTIMATION | NO-ESTIMATION | NO-ESTIMATION | CAPACITY-FACTOR-V1
JPN | Japan | Sukagawa Solar Power Plant |  | WRI1026564 | 26.3 | 37.2982 | 140.4464 | Solar |  |  |  |  | Sunny Solar Fukushima Central Plant | Hanwha Solar Power Kitsuki | http://www.hanwha.com/en/news_and_media/press_release/hanwha_q_cells_solar_modules_to_deliver_26_2_mwp_of_clean_energy_to_fukushimas_main_quake_area.html | Industry About | [10 empty] | 40.82 | 40.16 | 40.31 | 40.96 | 40.96 | NO-ESTIMATION | NO-ESTIMATION | NO-ESTIMATION | NO-ESTIMATION | CAPACITY-FACTOR-V1
JPN | Japan | Tomioka |  | WKS0066836 | 28 | 37.3470 | 140.9730 | Solar | [5 empty] | Wiki-Solar | https://www.wiki-solar.org | Wiki-Solar | [10 empty] | 44.43 | 43.59 | 44.06 | 44.76 | 42.84 | NO-ESTIMATION | NO-ESTIMATION | NO-ESTIMATION | NO-ESTIMATION | CAPACITY-FACTOR-V1
JPN | Japan | Tomioka A |  | WKS0073706 | 30 | 37.3580 | 140.9820 | Solar | [5 empty] | Wiki-Solar | https://www.wiki-solar.org | Wiki-Solar | [10 empty] | 47.63 | 46.75 | 47.22 | 47.97 | 45.96 | HYDRO-V1 | HYDRO-V1 | HYDRO-V1 | HYDRO-V1 | HYDRO-V1
JPN | Japan | Tomioka C |  | WKS0073708 | 30 | 37.3660 | 140.9580 | Solar | [5 empty] | Wiki-Solar | https://www.wiki-solar.org | Wiki-Solar | [10 empty] | 46.77 | 46.48 | 46.34 | 47.98 | 46.18 | NO-ESTIMATION | NO-ESTIMATION | NO-ESTIMATION | NO-ESTIMATION | CAPACITY-FACTOR-V1
JPN | Japan | Tomioka B |  | WKS0073707 | 25 | 37.3670 | 140.9850 | Solar | [5 empty] | Wiki-Solar | https://www.wiki-solar.org | Wiki-Solar | [10 empty] | 40.54 | 39.60 | 40.20 | 40.82 | 38.22 | NO-ESTIMATION | NO-ESTIMATION | NO-ESTIMATION | NO-ESTIMATION | CAPACITY-FACTOR-V1
JPN | Japan | ÅŒkuma |  | WKS0070716 | 11.7 | 37.3920 | 140.9710 | Solar | [5 empty] | Wiki-Solar | https://www.wiki-solar.org | Wiki-Solar | [10 empty] | 20.23 | 19.47 | 19.76 | 20.43 | 18.97 | HYDRO-V1 | HYDRO-V1 | HYDRO-V1 | HYDRO-V1 | HYDRO-V1
JPN | Japan | Koriyama - Kyocera Solar Power Plant |  | WRI1026508 | 1.5 | 37.4482 | 140.3005 | Solar |  |  |  |  | Kyocera Chemical Corporation | Kyocera Solar | http://www.kyocera.co.jp/solar/es/ | Industry About | 1099909 | [9 empty] | 2.25 | 2.30 | 2.27 | 2.30 | 2.03 | SOLAR-V1-NO-AGE | SOLAR-V1-NO-AGE | SOLAR-V1-NO-AGE | SOLAR-V1-NO-AGE | SOLAR-V1-NO-AGE
JPN | Japan | Nihonmatsu |  | WKS0069776 | 29.5 | 37.5310 | 140.5360 | Solar | [5 empty] | Wiki-Solar | https://www.wiki-solar.org | Wiki-Solar | [10 empty] | 44.89 | 44.88 | 44.97 | 45.57 | 44.71 | SOLAR-V1-NO-AGE | SOLAR-V1-NO-AGE | SOLAR-V1-NO-AGE | SOLAR-V1-NO-AGE | SOLAR-V1-NO-AGE
JPN | Japan | Minamisoma 2 |  | WKS0071764 | 32.3 | 37.6350 | 141.0180 | Solar | [5 empty] | Wiki-Solar | https://www.wiki-solar.org | Wiki-Solar | [10 empty] | 52.13 | 50.73 | 51.74 | 52.44 | 49.96 | SOLAR-V1-NO-AGE | SOLAR-V1-NO-AGE | SOLAR-V1-NO-AGE | SOLAR-V1-NO-AGE | SOLAR-V1-NO-AGE
JPN | Japan | Iitate |  | WKS0070715 | 23.4 | 37.6880 | 140.7220 | Solar | [5 empty] | Wiki-Solar | https://www.wiki-solar.org | Wiki-Solar | [10 empty] | 37.12 | 36.72 | 36.69 | 36.69 | 36.61 | SOLAR-V1-NO-AGE | SOLAR-V1-NO-AGE | SOLAR-V1-NO-AGE | SOLAR-V1-NO-AGE | SOLAR-V1-NO-AGE
JPN | Japan | Minamisoma |  | WKS0067949 | 59.9 | 37.6940 | 141.0040 | Solar | [5 empty] | Wiki-Solar | https://www.wiki-solar.org | Wiki-Solar | [10 empty] | 92.88 | 92.56 | 92.51 | 95.24 | 90.1 | SOLAR-V1-NO-AGE | SOLAR-V1-NO-AGE | SOLAR-V1-NO-AGE | SOLAR-V1-NO-AGE | SOLAR-V1-NO-AGE
JPN | Japan | Renatosu Soma |  | WKS0065473 | 52.6 | 37.7710 | 140.9840 | Solar | [5 empty] | Wiki-Solar | https://www.wiki-solar.org | Wiki-Solar | [10 empty] | 79.99 | 76.10 | 79.68 | 80.97 | 79.7 | SOLAR-V1-NO-AGE | SOLAR-V1-NO-AGE | SOLAR-V1-NO-AGE | SOLAR-V1-NO-AGE | SOLAR-V1-NO-AGE
JPN | Japan | Tenmyo Solar Power Plant |  | WRI1026573 | 14 | 37.8016 | 140.8531 | Solar |  |  |  |  | Eurus Tenmyo Solar Park | Eurus Energy | http://eurus-energy.com/en/project/index.php?area=all | Industry About | [10 empty] | 23.17 | 22.61 | 22.76 | 22.81 | 22.2 | SOLAR-V1-NO-AGE | SOLAR-V1-NO-AGE | SOLAR-V1-NO-AGE | SOLAR-V1-NO-AGE | SOLAR-V1-NO-AGE
JPN | Japan | Soma A |  | WKS0073678 | 15 | 37.8300 | 140.9520 | Solar | [5 empty] | Wiki-Solar | https://www.wiki-solar.org | Wiki-Solar | [10 empty] | 24.24 | 24.11 | 24.26 | 24.97 | 23.81 | SOLAR-V1-NO-AGE | SOLAR-V1-NO-AGE | SOLAR-V1-NO-AGE | SOLAR-V1-NO-AGE | SOLAR-V1-NO-AGE
JPN | Japan | Yotsugoya |  | WKS0065439 | 54.6 | 37.8420 | 138.8930 | Solar | [5 empty] | Wiki-Solar | https://www.wiki-solar.org | Wiki-Solar | [10 empty] | 89.70 | 92.45 | 88.51 | 91.45 | 92 | SOLAR-V1-NO-AGE | SOLAR-V1-NO-AGE | SOLAR-V1-NO-AGE | SOLAR-V1-NO-AGE | SOLAR-V1-NO-AGE
JPN | Japan | Kawanishi |  | WKS0069588 | 25 | 37.9090 | 140.0000 | Solar | [5 empty] | Wiki-Solar | https://www.wiki-solar.org | Wiki-Solar | [10 empty] | 36.50 | 36.40 | 36.40 | 35.95 | 35.55 | SOLAR-V1-NO-AGE | SOLAR-V1-NO-AGE | SOLAR-V1-NO-AGE | SOLAR-V1-NO-AGE | SOLAR-V1-NO-AGE
JPN | Japan | Niigata |  | WKS0068001 | 7 | 37.9470 | 139.0880 | Solar | [5 empty] | Wiki-Solar | https://www.wiki-solar.org | Wiki-Solar | [10 empty] | 11.30 | 11.27 | 11.98 | 11.64 | 10.73 | SOLAR-V1-NO-AGE | SOLAR-V1-NO-AGE | SOLAR-V1-NO-AGE | SOLAR-V1-NO-AGE | SOLAR-V1-NO-AGE
JPN | Japan | North Kitagata |  | WKS0070714 | 7.6 | 37.9530 | 139.1900 | Solar | [5 empty] | Wiki-Solar | https://www.wiki-solar.org | Wiki-Solar | [10 empty] | 11.81 | 12.17 | 12.48 | 12.49 | 11.68 | SOLAR-V1-NO-AGE | SOLAR-V1-NO-AGE | SOLAR-V1-NO-AGE | SOLAR-V1-NO-AGE | SOLAR-V1-NO-AGE
JPN | Japan | Shimami |  | WKS0065306 | 14.1 | 37.9774 | 139.2006 | Solar | [5 empty] | Wiki-Solar | https://www.wiki-solar.org | Wiki-Solar | [10 empty] | 22.46 | 23.11 | 23.12 | 23.80 | 22.18 | SOLAR-V1-NO-AGE | SOLAR-V1-NO-AGE | SOLAR-V1-NO-AGE | SOLAR-V1-NO-AGE | SOLAR-V1-NO-AGE
JPN | Japan | Iwanuma - Marubeni Solar Power Plant |  | WRI1026484 | 28.3 | 38.1205 | 140.9220 | Solar |  |  |  |  | Iwanuma Rinku Mega Solar Corporation | Marubeni Corporation | https://www.marubeni.com/news/2014/release/data/iwanuma_eng.pdf | Industry About | [10 empty] | 43.52 | 43.14 | 42.88 | 43.76 | 41.86 | SOLAR-V1-NO-AGE | SOLAR-V1-NO-AGE | SOLAR-V1-NO-AGE | SOLAR-V1-NO-AGE | SOLAR-V1-NO-AGE
JPN | Japan | Sendai Solar Power Plant |  | WRI1026554 | 2 | 38.3180 | 141.0756 | Solar |  |  |  |  | Sendai Solar Power Station | Tohoku Electric Power Company | http://www.tohoku-epco.co.jp | Industry About | [10 empty] | 3.01 | 3.08 | 2.94 | 3.04 | 2.92 | SOLAR-V1-NO-AGE | SOLAR-V1-NO-AGE | SOLAR-V1-NO-AGE | SOLAR-V1-NO-AGE | SOLAR-V1-NO-AGE
JPN | Japan | Kizuna Solar Power Plant |  | WRI1026501 | 3.6 | 38.3640 | 141.1541 | Solar |  |  |  |  | Mitsui & Co Ltd | Mitsui | https://www.mitsui.com/jp/en/csr/csrreport/2014/__icsFiles/afieldfile/2015/09/08/en_csr_detail_2014-13.pdf | Industry About | 1098611 | [9 empty] | 5.58 | 5.61 | 5.52 | 5.62 | 5.29 | SOLAR-V1-NO-AGE | SOLAR-V1-NO-AGE | SOLAR-V1-NO-AGE | SOLAR-V1-NO-AGE | SOLAR-V1-NO-AGE
JPN | Japan | Taiwa |  | WKS0066600 | 28 | 38.3740 | 140.8420 | Solar | [5 empty] | Wiki-Solar | https://www.wiki-solar.org | Wiki-Solar | [10 empty] | 40.00 | 41.66 | 42.62 | 42.23 | 39.97 | SOLAR-V1-NO-AGE | SOLAR-V1-NO-AGE | SOLAR-V1-NO-AGE | SOLAR-V1-NO-AGE | SOLAR-V1-NO-AGE
JPN | Japan | Ishinomaki |  | WKS0067836 | 14 | 38.4550 | 141.3760 | Solar | [5 empty] | Wiki-Solar | https://www.wiki-solar.org | Wiki-Solar | [10 empty] | 23.14 | 22.53 | 22.31 | 22.93 | 22.36 | SOLAR-V1-NO-AGE | SOLAR-V1-NO-AGE | SOLAR-V1-NO-AGE | SOLAR-V1-NO-AGE | SOLAR-V1-NO-AGE
JPN | Japan | Furukawa |  | WKS0065873 | 40.3 | 38.6700 | 140.7950 | Solar | [5 empty] | Wiki-Solar | https://www.wiki-solar.org | Wiki-Solar | [10 empty] | 58.13 | 59.60 | 60.34 | 59.06 | 57.16 | SOLAR-V1-NO-AGE | SOLAR-V1-NO-AGE | SOLAR-V1-NO-AGE | SOLAR-V1-NO-AGE | SOLAR-V1-NO-AGE
JPN | Japan | Hanaizumi |  | WKS0066594 | 10.9 | 38.8596 | 141.1879 | Solar | [5 empty] | Wiki-Solar | https://www.wiki-solar.org | Wiki-Solar | [10 empty] | 17.13 | 17.81 | 17.43 | 17.50 | 16.6 | HYDRO-V1 | HYDRO-V1 | HYDRO-V1 | HYDRO-V1 | HYDRO-V1
JPN | Japan | Ichinoseki GPC |  | WKS0063013 | 22 | 38.8760 | 141.1485 | Solar | [5 empty] | Wiki-Solar | https://www.wiki-solar.org | Wiki-Solar | [10 empty] | 33.73 | 35.06 | 33.95 | 34.36 | 33.19 | NO-ESTIMATION | NO-ESTIMATION | NO-ESTIMATION | NO-ESTIMATION | NO-ESTIMATION
JPN | Japan | Ichinoseki GPSC |  | WKS0067810 | 20.8 | 38.9361 | 141.3619 | Solar | [5 empty] | Wiki-Solar | https://www.wiki-solar.org | Wiki-Solar | [10 empty] | 32.17 | 34.16 | 32.97 | 32.77 | 31.3 | SOLAR-V1-NO-AGE | SOLAR-V1-NO-AGE | SOLAR-V1-NO-AGE | SOLAR-V1-NO-AGE | SOLAR-V1-NO-AGE
JPN | Japan | Matsukawa Solar Power Plant |  | WRI1026520 | 1.1 | 38.9439 | 141.2542 | Solar |  |  |  |  | Renewable Japan Co Ltd | Renewable Japan Co Ltd | http://www.rn-j.com/en/project | Industry About | [10 empty] | 1.53 | 1.65 | 1.60 | 1.64 | 1.47 | SOLAR-V1-NO-AGE | SOLAR-V1-NO-AGE | SOLAR-V1-NO-AGE | SOLAR-V1-NO-AGE | SOLAR-V1-NO-AGE
JPN | Japan | Hiraizumi |  | WKS0064350 | 13 | 38.9670 | 141.1030 | Solar | [5 empty] | Wiki-Solar | https://www.wiki-solar.org | Wiki-Solar | [10 empty] | 20.36 | 20.89 | 20.30 | 20.58 | 19.6 | SOLAR-V1-NO-AGE | SOLAR-V1-NO-AGE | SOLAR-V1-NO-AGE | SOLAR-V1-NO-AGE | SOLAR-V1-NO-AGE
JPN | Japan | Higashiyama Solar Power Plant |  | WRI1026475 | 1.8 | 39.0071 | 141.2705 | Solar |  |  |  |  | Renewable Japan Co Ltd | Renewable Japan Co Ltd | http://www.rn-j.com/en/project/ichinoseki-higashiyama-power-plant-location-iwate | Industry About | [10 empty] | 2.49 | 2.71 | 2.69 | 2.69 | 2.39 | SOLAR-V1-NO-AGE | SOLAR-V1-NO-AGE | SOLAR-V1-NO-AGE | SOLAR-V1-NO-AGE | SOLAR-V1-NO-AGE
JPN | Japan | Oshu |  | WKS0064789 | 15 | 39.0509 | 141.0710 | Solar | [5 empty] | Wiki-Solar | https://www.wiki-solar.org | Wiki-Solar | [10 empty] | 22.84 | 24.40 | 23.74 | 23.71 | 22.76 | SOLAR-V1-NO-AGE | SOLAR-V1-NO-AGE | SOLAR-V1-NO-AGE | SOLAR-V1-NO-AGE | SOLAR-V1-NO-AGE
JPN | Japan | Ofunato Solar Power Plant |  | WRI1026534 | 19.8 | 39.1713 | 141.7256 | Solar |  |  |  | 2015.0 | Daiwa PI Partners Co Ltd | Daiwa PI Partners Co Ltd | http://dpipartners.co.jp/english/solution/sol60.html | Industry About | [13 empty] | 32.07 | 31.74 | SOLAR-V1-NO-AGE | SOLAR-V1-NO-AGE | SOLAR-V1-NO-AGE | SOLAR-V1-NO-AGE | SOLAR-V1-NO-AGE
JPN | Japan | Yamada-Cho |  | WKS0068374 | 32.9 | 39.4500 | 141.9600 | Solar | [5 empty] | Wiki-Solar | https://www.wiki-solar.org | Wiki-Solar | [10 empty] | 50.94 | 50.23 | 50.84 | 51.15 | 50.07 | SOLAR-V1-NO-AGE | SOLAR-V1-NO-AGE | SOLAR-V1-NO-AGE | SOLAR-V1-NO-AGE | SOLAR-V1-NO-AGE
JPN | Japan | Shizukuishi |  | WKS0063776 | 24.8 | 39.7180 | 141.0070 | Solar | [5 empty] | Wiki-Solar | https://www.wiki-solar.org | Wiki-Solar | [10 empty] | 35.41 | 34.90 | 37.43 | 35.71 | 34.33 | HYDRO-V1 | HYDRO-V1 | HYDRO-V1 | HYDRO-V1 | HYDRO-V1
JPN | Japan | Ikawa - Juwi Solar Power Plant |  | WRI1026479 | 1.5 | 39.8866 | 140.1272 | Solar |  |  |  |  | Juwi Shizen Energy Inc | Juwi Shizen Energy Inc | http://www.shizenenergy.net/en/projects/powerplant.html | Industry About | [10 empty] | 2.07 | 2.13 | 2.27 | 2.17 | 1.96 | SOLAR-V1-NO-AGE | SOLAR-V1-NO-AGE | SOLAR-V1-NO-AGE | SOLAR-V1-NO-AGE | SOLAR-V1-NO-AGE
JPN | Japan | Hirono |  | WKS0065671 | 27 | 40.3090 | 141.7410 | Solar | [5 empty] | Wiki-Solar | https://www.wiki-solar.org | Wiki-Solar | [10 empty] | 40.90 | 40.70 | 40.95 | 43.23 | 41.25 | SOLAR-V1-NO-AGE | SOLAR-V1-NO-AGE | SOLAR-V1-NO-AGE | SOLAR-V1-NO-AGE | SOLAR-V1-NO-AGE
JPN | Japan | Hachinohe - Tohoku Electric Solar Power Plant |  | WRI1026473 | 1.5 | 40.5350 | 141.5121 | Solar |  |  |  |  | Hachinohe Solar Power Station | Toshiba | https://www.toshiba.co.jp/about/press/2010_09/pr2701.htm | Industry About | [10 empty] | 2.04 | 2.30 | 2.27 | 2.16 | 2.02 | SOLAR-V1-NO-AGE | SOLAR-V1-NO-AGE | SOLAR-V1-NO-AGE | SOLAR-V1-NO-AGE | SOLAR-V1-NO-AGE
JPN | Japan | Hachinohe - Mitsui Solar Power Plant |  | WRI1026472 | 8 | 40.5506 | 141.4298 | Solar |  |  |  |  | Hachinohe Solar Power Plant | Mitsui | https://www.mitsui.com/jp/en/csr/csrreport/2014/__icsFiles/afieldfile/2015/09/08/en_csr_detail_2014-13.pdf | Industry About | 1031451 | [9 empty] | 11.95 | 12.58 | 12.63 | 12.20 | 11.84 | SOLAR-V1-NO-AGE | SOLAR-V1-NO-AGE | SOLAR-V1-NO-AGE | SOLAR-V1-NO-AGE | SOLAR-V1-NO-AGE
JPN | Japan | Rokunohe B |  | WKS0071666 | 4 | 40.6627 | 141.3312 | Solar | [5 empty] | Wiki-Solar | https://www.wiki-solar.org | Wiki-Solar | [10 empty] | 5.74 | 6.15 | 6.25 | 5.93 | 5.72 | SOLAR-V1-NO-AGE | SOLAR-V1-NO-AGE | SOLAR-V1-NO-AGE | SOLAR-V1-NO-AGE | SOLAR-V1-NO-AGE
JPN | Japan | Rokunohe A |  | WKS0071665 | 12 | 40.6650 | 141.3360 | Solar | [5 empty] | Wiki-Solar | https://www.wiki-solar.org | Wiki-Solar | [10 empty] | 18.31 | 19.21 | 19.22 | 18.74 | 18.07 | HYDRO-V1 | HYDRO-V1 | HYDRO-V1 | HYDRO-V1 | HYDRO-V1
JPN | Japan | Misawa A |  | WKS0072946 | 10 | 40.7510 | 141.3970 | Solar | [5 empty] | Wiki-Solar | https://www.wiki-solar.org | Wiki-Solar | [10 empty] | 15.20 | 15.94 | 15.87 | 15.73 | 14.82 | SOLAR-V1-NO-AGE | SOLAR-V1-NO-AGE | SOLAR-V1-NO-AGE | SOLAR-V1-NO-AGE | SOLAR-V1-NO-AGE
JPN | Japan | Misawa |  | WKS0068355 | 9.5 | 40.7704 | 141.3628 | Solar | [5 empty] | Wiki-Solar | https://www.wiki-solar.org | Wiki-Solar | [10 empty] | 14.45 | 15.12 | 15.09 | 15.00 | 14.09 | SOLAR-V1-NO-AGE | SOLAR-V1-NO-AGE | SOLAR-V1-NO-AGE | SOLAR-V1-NO-AGE | SOLAR-V1-NO-AGE
JPN | Japan | Shichinohe |  | WKS0071144 | 47.5 | 40.7760 | 141.1790 | Solar | [5 empty] | Wiki-Solar | https://www.wiki-solar.org | Wiki-Solar | [10 empty] | 68.16 | 71.89 | 71.49 | 70.34 | 68.46 | SOLAR-V1-NO-AGE | SOLAR-V1-NO-AGE | SOLAR-V1-NO-AGE | SOLAR-V1-NO-AGE | SOLAR-V1-NO-AGE
JPN | Japan | Noheji |  | WKS0069479 | 13.7 | 40.8550 | 141.1400 | Solar | [5 empty] | Wiki-Solar | https://www.wiki-solar.org | Wiki-Solar | [10 empty] | 20.97 | 21.99 | 21.95 | 21.69 | 20.32 | HYDRO-V1 | HYDRO-V1 | HYDRO-V1 | HYDRO-V1 | HYDRO-V1
JPN | Japan | Rokkasho - Chitosedaira North Solar Power Plant |  | WRI1026546 | 50 | 40.8964 | 141.2815 | Solar |  |  |  |  | Eurus Rokkasho Solar Park | Eurus Energy | http://eurus-energy.com/en/project/index.php?area=all | Industry About | [10 empty] | 71.75 | 77.59 | 76.66 | 74.85 | 73.68 | SOLAR-V1-NO-AGE | SOLAR-V1-NO-AGE | SOLAR-V1-NO-AGE | SOLAR-V1-NO-AGE | SOLAR-V1-NO-AGE
JPN | Japan | Rokkasho - Takahoko Solar Power Plant |  | WRI1026547 | 65 | 40.9277 | 141.3642 | Solar |  |  |  |  | Eurus Rokkasho Solar Park | Eurus Energy | http://eurus-energy.com/en/project/index.php?area=all | Industry About | [10 empty] | 93.30 | 101.25 | 99.86 | 97.45 | 95.96 | SOLAR-V1-NO-AGE | SOLAR-V1-NO-AGE | SOLAR-V1-NO-AGE | SOLAR-V1-NO-AGE | SOLAR-V1-NO-AGE
JPN | Japan | Muroran Hatchodaira Solar Power Plant |  | WRI1026529 | 1.2 | 42.3721 | 141.0188 | Solar |  |  |  |  | Ichigo ECO Energy Co Ltd | Ichigo ECO Energy Co Ltd | https://www.ichigo.gr.jp/eco/english/ | Industry About | 1106870 | [9 empty] | 1.53 | 1.55 | 1.54 | 1.54 | 1.43 | SOLAR-V1-NO-AGE | SOLAR-V1-NO-AGE | SOLAR-V1-NO-AGE | SOLAR-V1-NO-AGE | SOLAR-V1-NO-AGE
JPN | Japan | Date City |  | WKS0067749 | 10.4 | 42.4780 | 140.8340 | Solar | [5 empty] | Wiki-Solar | https://www.wiki-solar.org | Wiki-Solar | [10 empty] | 15.54 | 15.34 | 15.80 | 15.33 | 14.53 | SOLAR-V1-NO-AGE | SOLAR-V1-NO-AGE | SOLAR-V1-NO-AGE | SOLAR-V1-NO-AGE | SOLAR-V1-NO-AGE
JPN | Japan | Shiraoi - Softbank Solar Power Plant |  | WRI1026562 | 2.6 | 42.5445 | 141.3398 | Solar |  |  |  |  | Softbank Shiraoi Solar Park | SoftBank | http://www.softbank.jp/en/corp/csr/future/instance_04/contents_05/ | Industry About | [10 empty] | 3.65 | 3.61 | 3.53 | 3.65 | 3.35 | NO-ESTIMATION | NO-ESTIMATION | NO-ESTIMATION | NO-ESTIMATION | CAPACITY-FACTOR-V1
JPN | Japan | Midorimachi A |  | WKS0068792 | 10 | 42.5630 | 141.3350 | Solar | [5 empty] | Wiki-Solar | https://www.wiki-solar.org | Wiki-Solar | [10 empty] | 14.48 | 14.14 | 14.20 | 14.52 | 13.39 | SOLAR-V1-NO-AGE | SOLAR-V1-NO-AGE | SOLAR-V1-NO-AGE | SOLAR-V1-NO-AGE | SOLAR-V1-NO-AGE
JPN | Japan | Tomakomai - Sumitomo Solar Power Plant |  | WRI1026578 | 13 | 42.6283 | 141.8413 | Solar |  |  |  |  | Tomakomai Solar Power Station | Sumitomo Corporation | http://www.sumitomocorp.co.jp | Industry About | 1112493 | [9 empty] | 18.77 | 18.53 | 19.36 | 18.81 | 17.63 | SOLAR-V1-NO-AGE | SOLAR-V1-NO-AGE | SOLAR-V1-NO-AGE | SOLAR-V1-NO-AGE | SOLAR-V1-NO-AGE
JPN | Japan | Mukawa A |  | WKS0073677 | 25 | 42.6290 | 141.9600 | Solar | [5 empty] | Wiki-Solar | https://www.wiki-solar.org | Wiki-Solar | [10 empty] | 34.77 | 33.93 | 34.71 | 34.96 | 32.71 | SOLAR-V1-NO-AGE | SOLAR-V1-NO-AGE | SOLAR-V1-NO-AGE | SOLAR-V1-NO-AGE | SOLAR-V1-NO-AGE
JPN | Japan | Yufutsu A |  | WKS0065854 | 14 | 42.6350 | 141.6980 | Solar | [5 empty] | Wiki-Solar | https://www.wiki-solar.org | Wiki-Solar | [10 empty] | 20.25 | 20.18 | 19.86 | 20.35 | 18.73 | SOLAR-V1-NO-AGE | SOLAR-V1-NO-AGE | SOLAR-V1-NO-AGE | SOLAR-V1-NO-AGE | SOLAR-V1-NO-AGE
JPN | Japan | Mukawa |  | WKS0065224 | 19 | 42.6350 | 141.9470 | Solar | [5 empty] | Wiki-Solar | https://www.wiki-solar.org | Wiki-Solar | [10 empty] | 27.60 | 26.92 | 27.43 | 27.75 | 25.56 | NO-ESTIMATION | NO-ESTIMATION | NO-ESTIMATION | NO-ESTIMATION | CAPACITY-FACTOR-V1
JPN | Japan | Tomakomai - Mitsui Fudosan Solar Power Plant |  | WRI1026577 | 23 | 42.6552 | 141.6755 | Solar |  |  |  |  | Mitsui Fudosan Tomakomai Solar Power Plant | Mitsui | https://www.mitsui.com/jp/en/csr/csrreport/2014/__icsFiles/afieldfile/2015/09/08/en_csr_detail_2014-13.pdf | Industry About | 1102243 | [9 empty] | 32.39 | 31.70 | 32.42 | 32.57 | 30.48 | SOLAR-V1-NO-AGE | SOLAR-V1-NO-AGE | SOLAR-V1-NO-AGE | SOLAR-V1-NO-AGE | SOLAR-V1-NO-AGE
JPN | Japan | Tomakomai - Marubeni Solar Power Plant |  | WRI1026576 | 29.8 | 42.6584 | 141.7268 | Solar |  |  |  |  | Tomakomai Yufutsu Mega-Solar Corporation | Marubeni Corporation | http://www.marubeni.com/news/2015/release/151027e.pdf | Industry About | [10 empty] | 41.10 | 40.21 | 41.15 | 41.33 | 38.87 | SOLAR-V1-NO-AGE | SOLAR-V1-NO-AGE | SOLAR-V1-NO-AGE | SOLAR-V1-NO-AGE | SOLAR-V1-NO-AGE
JPN | Japan | Tomakomai - Japan Petroleum Solar Power Plant |  | WRI1026575 | 2.4 | 42.6590 | 141.6902 | Solar |  |  |  |  | Japan Petroleum Exploration Company Limited (JAPEX) | JAPEX | http://www.japex.co.jp/english/business/innovate/geothermal.html | Industry About | [10 empty] | 3.30 | 3.22 | 3.30 | 3.31 | 3.01 | SOLAR-V1-NO-AGE | SOLAR-V1-NO-AGE | SOLAR-V1-NO-AGE | SOLAR-V1-NO-AGE | SOLAR-V1-NO-AGE
JPN | Japan | Tomatoh no Mori Solar Power Plant |  | WRI1026580 | 45.6 | 42.7014 | 141.7696 | Solar |  |  |  |  | Tomakomai Solar Energy LLC | ORIX | http://www.orix.co.jp/grp/en/news/2015/151224_ORIXE.html | Industry About | [10 empty] | 61.44 | 61.39 | 62.99 | 62.76 | 59.39 | SOLAR-V1-NO-AGE | SOLAR-V1-NO-AGE | SOLAR-V1-NO-AGE | SOLAR-V1-NO-AGE | SOLAR-V1-NO-AGE
JPN | Japan | Tomatoh Abira Solar Power Plant |  | WRI1026579 | 111 | 42.7125 | 141.7923 | Solar |  |  |  |  | Softbank Tomatoh Abira Solar Park | Mitsui | https://www.mitsui.com/jp/en/csr/csrreport/2014/__icsFiles/afieldfile/2015/09/08/en_csr_detail_2014-13.pdf | Industry About | 1090949 | [9 empty] | 151.20 | 149.64 | 154.32 | 151.61 | 145.6 | SOLAR-V1-NO-AGE | SOLAR-V1-NO-AGE | SOLAR-V1-NO-AGE | SOLAR-V1-NO-AGE | SOLAR-V1-NO-AGE
JPN | Japan | Chitose |  | WKS0068236 | 28 | 42.7650 | 141.6430 | Solar | [5 empty] | Wiki-Solar | https://www.wiki-solar.org | Wiki-Solar | [10 empty] | 40.88 | 39.92 | 37.98 | 40.03 | 39.74 | SOLAR-V1-NO-AGE | SOLAR-V1-NO-AGE | SOLAR-V1-NO-AGE | SOLAR-V1-NO-AGE | SOLAR-V1-NO-AGE
JPN | Japan | Tomakomai GP |  | WKS0068791 | 38 | 42.7650 | 141.6430 | Solar | [5 empty] | Wiki-Solar | https://www.wiki-solar.org | Wiki-Solar | [10 empty] | 55.87 | 54.58 | 52.09 | 54.73 | 54.69 | SOLAR-V1-NO-AGE | SOLAR-V1-NO-AGE | SOLAR-V1-NO-AGE | SOLAR-V1-NO-AGE | SOLAR-V1-NO-AGE
JPN | Japan | Abira A |  | WKS0069394 | 15 | 42.7670 | 141.7980 | Solar | [5 empty] | Wiki-Solar | https://www.wiki-solar.org | Wiki-Solar | [10 empty] | 22.51 | 22.51 | 21.43 | 22.31 | 21.97 | SOLAR-V1-NO-AGE | SOLAR-V1-NO-AGE | SOLAR-V1-NO-AGE | SOLAR-V1-NO-AGE | SOLAR-V1-NO-AGE
JPN | Japan | Toyokoro Solar Power Plant |  | WRI1026584 | 27.4 | 42.7962 | 143.4918 | Solar |  |  |  |  | Eurus Toyokoro Solar Park | Eurus Energy | http://eurus-energy.com/en/project/index.php?area=all | Industry About | 1099654 | [9 empty] | 40.92 | 40.92 | 38.39 | 41.06 | 39.97 | SOLAR-V1-NO-AGE | SOLAR-V1-NO-AGE | SOLAR-V1-NO-AGE | SOLAR-V1-NO-AGE | SOLAR-V1-NO-AGE
JPN | Japan | Onbetsu Solar Power Plant |  | WRI1026543 | 20 | 42.9061 | 143.9641 | Solar |  |  |  |  | Eco Power JP Co Ltd | Kamipa | https://www.kamipa.co.jp/eng/news/394 | Industry About | 1110761 | [9 empty] | 30.92 | 30.73 | 29.85 | 31.59 | 30.4 | SOLAR-V1-NO-AGE | SOLAR-V1-NO-AGE | SOLAR-V1-NO-AGE | SOLAR-V1-NO-AGE | SOLAR-V1-NO-AGE
JPN | Japan | Masuura Kushiro |  | WRI1026516 | 2.1 | 42.9559 | 144.4354 | Solar |  |  |  | 2014.0 | Daiwa PI Partners Co Ltd | Daiwa PI Partners Co Ltd | http://dpipartners.co.jp/english/solution/sol60.html | Industry About | [12 empty] | 2.19 | 2.87 | 2.87 | SOLAR-V1-NO-AGE | SOLAR-V1-NO-AGE | SOLAR-V1-NO-AGE | SOLAR-V1-NO-AGE | SOLAR-V1-NO-AGE
JPN | Japan | Boyo Kushiro |  | WRI1026514 | 1.4 | 42.9622 | 144.4266 | Solar |  |  |  | 2014.0 | Daiwa PI Partners Co Ltd | Daiwa PI Partners Co Ltd | http://dpipartners.co.jp/english/solution/sol60.html | Industry About | [12 empty] | 1.37 | 1.73 | 1.75 | SOLAR-V1-NO-AGE | SOLAR-V1-NO-AGE | SOLAR-V1-NO-AGE | SOLAR-V1-NO-AGE | SOLAR-V1-NO-AGE
JPN | Japan | Shiranuka Solar Power Plant |  | WRI1026561 | 32.5 | 42.9928 | 144.1857 | Solar |  |  |  |  | Eurus Shiranuka Solar Park | Eurus Energy | http://eurus-energy.com/en/project/index.php?area=all | Industry About | 1093986 | [9 empty] | 46.93 | 46.98 | 44.31 | 46.47 | 45.63 | SOLAR-V1-NO-AGE | SOLAR-V1-NO-AGE | SOLAR-V1-NO-AGE | SOLAR-V1-NO-AGE | SOLAR-V1-NO-AGE
JPN | Japan | Kushiro - Hoshigaura Solar Power Plant |  | WRI1026515 | 1.5 | 43.0066 | 144.3175 | Solar |  |  |  |  | Kushiro Hoshigaura Solar Park | Japan Asia Group | http://www.japanasiagroup.jp/english/cms/pdf/444/2012-09-06.pdf | Industry About | 1110762 | [9 empty] | 2.17 | 2.07 | 1.85 | 2.07 | 1.94 | NO-ESTIMATION | NO-ESTIMATION | NO-ESTIMATION | NO-ESTIMATION | CAPACITY-FACTOR-V1
JPN | Japan | Kushiro - Tsuruno Solar Power Plant |  | WRI1026517 | 21.7 | 43.0227 | 144.2989 | Solar |  |  |  |  | Kushiro Tsuruno Mega Solar Project | Grid Hub | https://gridhub.com/renewable_energy_parks/kushiro-tsuruno-mega-solar | Industry About | [10 empty] | 32.69 | 31.91 | 29.70 | 31.65 | 30.53 | SOLAR-V1-NO-AGE | SOLAR-V1-NO-AGE | SOLAR-V1-NO-AGE | SOLAR-V1-NO-AGE | SOLAR-V1-NO-AGE
JPN | Japan | Izamizawa Solar Power Plant |  | WRI1026485 | 9 | 43.1717 | 141.7018 | Solar |  |  |  | 2016.0 | Daiwa PI Partners Co Ltd | Daiwa PI Partners Co Ltd | http://dpipartners.co.jp/english/solution/sol60.html | Industry About | [14 empty] | 12.18 | SOLAR-V1-NO-AGE | SOLAR-V1-NO-AGE | SOLAR-V1-NO-AGE | SOLAR-V1-NO-AGE | SOLAR-V1-NO-AGE
JPN | Japan | Koshimizu Solar Power Plant |  | WRI1026509 | 9 | 43.8681 | 144.4835 | Solar |  |  |  |  | Mirai Power Corporation | Nichicon Corporation | http://www.nichicon.co.jp/english/product_news/new145.html | Industry About | [10 empty] | 13.71 | 13.74 | 13.12 | 13.76 | 13.19 | SOLAR-V1-NO-AGE | SOLAR-V1-NO-AGE | SOLAR-V1-NO-AGE | SOLAR-V1-NO-AGE | SOLAR-V1-NO-AGE
JPN | Japan | Wakkanai Solar Power Plant |  | WRI1026592 | 5 | 45.3967 | 141.7500 | Solar |  |  |  |  | Wakkanai Solar Power Station | Nikkei Business Publications | http://techon.nikkeibp.co.jp/english/NEWS_EN/20150306/407842/?ST=msbe | Industry About | [10 empty] | 7.08 | 6.98 | 7.01 | 6.99 | 6.48 | SOLAR-V1-NO-AGE | SOLAR-V1-NO-AGE | SOLAR-V1-NO-AGE | SOLAR-V1-NO-AGE | SOLAR-V1-NO-AGE
KAZ | Kazakhstan | Burnoy Solar |  | WRI1023572 | 50 | 42.7112 | 70.8203 | Solar |  |  |  | 2015.0 |  | Ministry of Energy of the Republic of Kazakhstan | http://en.energo.gov.kz/index.php?id=4619 | WRI | 1108084 | [12 empty] | 78.52 | 84.75 | NO-ESTIMATION | NO-ESTIMATION | NO-ESTIMATION | NO-ESTIMATION | CAPACITY-FACTOR-V1
KAZ | Kazakhstan | Zhambyl II |  | WKS0063756 | 50 | 42.7140 | 70.8230 | Solar | [5 empty] | Wiki-Solar | https://www.wiki-solar.org | Wiki-Solar | [10 empty] | 81.68 | 73.73 | 70.56 | 76.96 | 81.8 | NO-ESTIMATION | NO-ESTIMATION | NO-ESTIMATION | NO-ESTIMATION | CAPACITY-FACTOR-V1
KAZ | Kazakhstan | Gulshat |  | WKS0073252 | 40 | 46.6700 | 74.3350 | Solar | [5 empty] | Wiki-Solar | https://www.wiki-solar.org | Wiki-Solar | [10 empty] | 66.16 | 57.43 | 59.40 | 60.03 | 65.26 | NO-ESTIMATION | NO-ESTIMATION | NO-ESTIMATION | NO-ESTIMATION | CAPACITY-FACTOR-V1
KAZ | Kazakhstan | Zhangiztobe |  | WKS0073694 | 30 | 49.2250 | 81.1870 | Solar | [5 empty] | Wiki-Solar | https://www.wiki-solar.org | Wiki-Solar | [10 empty] | 49.85 | 43.83 | 44.36 | 48.09 | 49.85 | NO-ESTIMATION | NO-ESTIMATION | NO-ESTIMATION | NO-ESTIMATION | CAPACITY-FACTOR-V1
KAZ | Kazakhstan | Saran |  | WKS0072076 | 100 | 49.8100 | 72.8720 | Solar | [5 empty] | Wiki-Solar | https://www.wiki-solar.org | Wiki-Solar | [10 empty] | 168.02 | 148.12 | 149.04 | 162.62 | 168.02 | NO-ESTIMATION | NO-ESTIMATION | NO-ESTIMATION | NO-ESTIMATION | CAPACITY-FACTOR-V1
KEN | Kenya | Garissa |  | WKS0062186 | 55.7 | -0.3500 | 39.6050 | Solar | [5 empty] | Wiki-Solar | https://www.wiki-solar.org | Wiki-Solar | [10 empty] | 141.89 | 142.59 | 145.05 | 142.98 | 142.59 | NO-ESTIMATION | NO-ESTIMATION | NO-ESTIMATION | NO-ESTIMATION | CAPACITY-FACTOR-V1
KHM | Cambodia | CMIP |  | WKS0073465 | 9.8 | 10.6347 | 104.5243 | Solar | [5 empty] | Wiki-Solar | https://www.wiki-solar.org | Wiki-Solar | [10 empty] | 16.45 | 17.60 | 17.47 | 17.71 | 17.13 | NO-ESTIMATION | NO-ESTIMATION | NO-ESTIMATION | NO-ESTIMATION | CAPACITY-FACTOR-V1
KHM | Cambodia | Bavet A |  | WKS0072314 | 3 | 11.0695 | 106.1144 | Solar | [5 empty] | Wiki-Solar | https://www.wiki-solar.org | Wiki-Solar | [10 empty] | 5.06 | 5.51 | 5.69 | 5.48 | 5.27 | NO-ESTIMATION | NO-ESTIMATION | NO-ESTIMATION | NO-ESTIMATION | CAPACITY-FACTOR-V1
KHM | Cambodia | Bavet |  | WKS0068564 | 10 | 11.0750 | 106.0600 | Solar | [5 empty] | Wiki-Solar | https://www.wiki-solar.org | Wiki-Solar | [10 empty] | 16.97 | 17.97 | 18.36 | 18.08 | 17.47 | NO-ESTIMATION | NO-ESTIMATION | NO-ESTIMATION | NO-ESTIMATION | CAPACITY-FACTOR-V1
KOR | South Korea | Gochang |  | WRI1029915 | 15 | 34.4091 | 126.5112 | Solar | [5 empty] | CDM | https://cdm.unfccc.int/Projects/DB/KEMCO1254275948.59/view | WRI | 1077147 | [9 empty] | 29.29 | 29.05 | 29.19 | 28.00 | 29.3 | NO-ESTIMATION | NO-ESTIMATION | NO-ESTIMATION | NO-ESTIMATION | CAPACITY-FACTOR-V1
KOR | South Korea | Yeongnam PV |  | WRI1029921 | 13 | 34.7430 | 126.4273 | Solar | [5 empty] | CDM | https://cdm.unfccc.int/Projects/DB/emc1352143181.32/view | WRI | 1107225 | [9 empty] | 26.42 | 25.11 | 25.41 | 24.11 | 25.38 | NO-ESTIMATION | NO-ESTIMATION | NO-ESTIMATION | NO-ESTIMATION | CAPACITY-FACTOR-V1
KOR | South Korea | Dong Yang |  | WRI1029917 | 24 | 35.0222 | 126.2480 | Solar | [5 empty] | CDM | https://cdm.unfccc.int/Projects/DB/KFQ1262175175.48/view | WRI | [10 empty] | 44.97 | 43.55 | 45.17 | 42.82 | 45.37 | NO-ESTIMATION | NO-ESTIMATION | NO-ESTIMATION | NO-ESTIMATION | CAPACITY-FACTOR-V1
KOR | South Korea | Samryangjin |  | WRI1029910 | 2 | 35.1355 | 128.5734 | Solar |  |  |  |  | Korea Western Power Company | CDM | https://cdm.unfccc.int/Projects/DB/KEMCO1218514421.19/view | WRI | [10 empty] | 3.71 | 3.61 | 3.63 | 3.52 | 3.69 | NO-ESTIMATION | NO-ESTIMATION | NO-ESTIMATION | NO-ESTIMATION | CAPACITY-FACTOR-V1
KOR | South Korea | Seoul PV |  | WRI1029920 | 1.3 | 35.2799 | 128.8676 | Solar | [5 empty] | CDM | https://cdm.unfccc.int/Projects/DB/KEMCO1342072916.81/view | WRI | 1021178 | [9 empty] | 2.14 | 2.14 | 2.23 | 2.04 | 2.14 | NO-ESTIMATION | NO-ESTIMATION | NO-ESTIMATION | NO-ESTIMATION | CAPACITY-FACTOR-V1
KOR | South Korea | Gimhae |  | WRI1029919 | 1.5 | 35.2842 | 128.8226 | Solar | [5 empty] | CDM | https://cdm.unfccc.int/Projects/DB/KEMCO1287478849.24/view | WRI | [10 empty] | 2.69 | 2.57 | 2.69 | 2.51 | 2.71 | SOLAR-V1-NO-AGE | SOLAR-V1-NO-AGE | SOLAR-V1-NO-AGE | SOLAR-V1-NO-AGE | SOLAR-V1-NO-AGE
KOR | South Korea | Yonggwang |  | WRI1029911 | 3 | 35.4190 | 126.4286 | Solar |  |  |  |  | Korea Hydro and Nuclear Power Company | CDM | https://cdm.unfccc.int/Projects/DB/KEMCO1226641337.52/view | WRI | 1067313 | [9 empty] | 5.40 | 5.10 | 5.35 | 5.29 | 5.39 | SOLAR-V1-NO-AGE | SOLAR-V1-NO-AGE | SOLAR-V1-NO-AGE | SOLAR-V1-NO-AGE | SOLAR-V1-NO-AGE
KOR | South Korea | Yeonggwang II |  | WKS0061906 | 11 | 35.4200 | 126.4230 | Solar | [5 empty] | Wiki-Solar | https://www.wiki-solar.org | Wiki-Solar | [10 empty] | 21.11 | 20.00 | 21.12 | 20.69 | 21.3 | SOLAR-V1-NO-AGE | SOLAR-V1-NO-AGE | SOLAR-V1-NO-AGE | SOLAR-V1-NO-AGE | SOLAR-V1-NO-AGE
KOR | South Korea | Gimcheon 2 |  | WRI1029913 | 9.3 | 36.1408 | 128.0403 | Solar | [5 empty] | CDM | https://cdm.unfccc.int/Projects/DB/KFQ1244695891.98/view | WRI | [10 empty] | 14.98 | 15.07 | 15.98 | 15.12 | 16.66 | SOLAR-V1-NO-AGE | SOLAR-V1-NO-AGE | SOLAR-V1-NO-AGE | SOLAR-V1-NO-AGE | SOLAR-V1-NO-AGE
KOR | South Korea | Gimcheon |  | WRI1029912 | 9.1 | 36.1581 | 128.0488 | Solar |  |  |  |  | Gimcheon Enervix Co | CDM | https://cdm.unfccc.int/Projects/DB/KFQ1244633674.78/view | WRI | 1075551 | [9 empty] | 14.47 | 14.73 | 15.54 | 14.79 | 16.21 | SOLAR-V1-NO-AGE | SOLAR-V1-NO-AGE | SOLAR-V1-NO-AGE | SOLAR-V1-NO-AGE | SOLAR-V1-NO-AGE
KOR | South Korea | LG Solar Taean PV |  | WRI1029918 | 12 | 36.5893 | 126.3672 | Solar | [5 empty] | CDM | https://cdm.unfccc.int/Projects/DB/KFQ1279887151.04/view | WRI | [10 empty] | 22.39 | 20.16 | 22.92 | 23.15 | 23.08 | HYDRO-V1 | HYDRO-V1 | HYDRO-V1 | HYDRO-V1 | HYDRO-V1
KOR | South Korea | Taean |  | WRI1029914 | 2 | 36.8043 | 126.2005 | Solar | [5 empty] | CDM | https://cdm.unfccc.int/Projects/DB/KFQ1248772035.52/view | WRI | 1076561 | [9 empty] | 3.39 | 3.15 | 3.58 | 3.49 | 3.57 | SOLAR-V1-NO-AGE | SOLAR-V1-NO-AGE | SOLAR-V1-NO-AGE | SOLAR-V1-NO-AGE | SOLAR-V1-NO-AGE
KOR | South Korea | Asan Hyundai |  | WKS0062135 | 10 | 36.8490 | 126.8740 | Solar | [5 empty] | Wiki-Solar | https://www.wiki-solar.org | Wiki-Solar | [10 empty] | 16.12 | 16.35 | 17.04 | 16.25 | 17.77 | SOLAR-V1-NO-AGE | SOLAR-V1-NO-AGE | SOLAR-V1-NO-AGE | SOLAR-V1-NO-AGE | SOLAR-V1-NO-AGE
KOR | South Korea | Hwaseong |  | WRI1029909 | 1 | 37.0518 | 126.4412 | Solar | [5 empty] | CDM | https://cdm.unfccc.int/Projects/DB/BSI1213004125.81/view | WRI | [10 empty] | 1.75 | 1.59 | 1.75 | 1.70 | 1.75 | SOLAR-V1-NO-AGE | SOLAR-V1-NO-AGE | SOLAR-V1-NO-AGE | SOLAR-V1-NO-AGE | SOLAR-V1-NO-AGE
KOR | South Korea | Yeongwol |  | WKS0070792 | 38.9 | 37.1790 | 128.4010 | Solar | [5 empty] | Wiki-Solar | https://www.wiki-solar.org | Wiki-Solar | [10 empty] | 60.27 | 60.98 | 65.78 | 60.89 | 68.07 | SOLAR-V1-NO-AGE | SOLAR-V1-NO-AGE | SOLAR-V1-NO-AGE | SOLAR-V1-NO-AGE | SOLAR-V1-NO-AGE
KOR | South Korea | Donghae PV |  | WRI1029922 | 1.4 | 37.4853 | 129.1470 | Solar | [5 empty] | CDM | https://cdm.unfccc.int/Projects/DB/BSI1152204054.21/view | WRI | [10 empty] | 2.32 | 2.28 | 2.31 | 2.40 | 2.37 | SOLAR-V1-NO-AGE | SOLAR-V1-NO-AGE | SOLAR-V1-NO-AGE | SOLAR-V1-NO-AGE | SOLAR-V1-NO-AGE
KOR | South Korea | Boogeo-seom |  | WKS0064811 | 6 | 37.8590 | 127.6800 | Solar | [5 empty] | Wiki-Solar | https://www.wiki-solar.org | Wiki-Solar | [10 empty] | 8.86 | 9.71 | 9.76 | 9.93 | 9.49 | SOLAR-V1-NO-AGE | SOLAR-V1-NO-AGE | SOLAR-V1-NO-AGE | SOLAR-V1-NO-AGE | SOLAR-V1-NO-AGE
KWT | Kuwait | Umm Gudair |  | WKS0064590 | 10 | 28.8900 | 47.7100 | Solar | [5 empty] | Wiki-Solar | https://www.wiki-solar.org | Wiki-Solar | [10 empty] | 16.66 | 16.48 | 16.11 | 16.34 | 16.49 | SOLAR-V1-NO-AGE | SOLAR-V1-NO-AGE | SOLAR-V1-NO-AGE | SOLAR-V1-NO-AGE | SOLAR-V1-NO-AGE
LCA | Saint Lucia | Vieux Fort |  | WKS0067371 | 3 | 13.7381 | -60.9610 | Solar | [5 empty] | Wiki-Solar | https://www.wiki-solar.org | Wiki-Solar | [10 empty] | 5.99 | 5.90 | 5.96 | 5.99 | 5.97 | NO-ESTIMATION | NO-ESTIMATION | WIND-V1 | WIND-V1 | WIND-V1
LKA | Sri Lanka | Hambantota I |  | WKS0064145 | 14.4 | 6.2300 | 81.0800 | Solar | [5 empty] | Wiki-Solar | https://www.wiki-solar.org | Wiki-Solar | [10 empty] | 26.54 | 29.03 | 27.95 | 32.45 | 28.18 | SOLAR-V1-NO-AGE | SOLAR-V1-NO-AGE | SOLAR-V1-NO-AGE | SOLAR-V1-NO-AGE | SOLAR-V1-NO-AGE
LKA | Sri Lanka | Hambantota |  | WRI1030408 | 20 | 6.2312 | 81.0853 | Solar |  |  |  |  | LAUGFS Holdings | Public Utilities Commission of Sri Lanka | http://www.pucsl.gov.lk/english/industries/electricity/license-applications/#tab3 | WRI | [10 empty] | 36.77 | 41.78 | 38.78 | 45.36 | 40.25 | HYDRO-V1 | HYDRO-V1 | HYDRO-V1 | HYDRO-V1 | HYDRO-V1
LKA | Sri Lanka | Sagasolar |  | WKS0068796 | 10 | 6.2320 | 81.0870 | Solar | [5 empty] | Wiki-Solar | https://www.wiki-solar.org | Wiki-Solar | [10 empty] | 17.84 | 17.26 | 18.84 | 20.38 | 18.37 | SOLAR-V1-NO-AGE | SOLAR-V1-NO-AGE | SOLAR-V1-NO-AGE | SOLAR-V1-NO-AGE | SOLAR-V1-NO-AGE
MAR | Morocco | Ait-Baha |  | WKS0070981 | 3 | 30.2185 | -9.1484 | Solar | [5 empty] | Wiki-Solar | https://www.wiki-solar.org | Wiki-Solar | [10 empty] | 5.68 | 5.50 | 5.48 | 5.60 | 5.34 | SOLAR-V1-NO-AGE | SOLAR-V1-NO-AGE | SOLAR-V1-NO-AGE | SOLAR-V1-NO-AGE | SOLAR-V1-NO-AGE
MAR | Morocco | Centrale Solaire Noor Ouarzazate 2 |  | WRI1061197 | 200 | 31.0092 | -6.8622 | Solar |  |  |  | 2018.0 |  | National Renewable Energy Laboratory | https://www.nrel.gov/csp/solarpaces/project_detail.cfm/projectID=4292 | KTH | [14 empty] | 239.21 | SOLAR-V1-NO-AGE | SOLAR-V1-NO-AGE | SOLAR-V1-NO-AGE | SOLAR-V1-NO-AGE | SOLAR-V1-NO-AGE
MAR | Morocco | Centrale Solaire Noor Ouarzazate 3 |  | WRI1061198 | 150 | 31.0092 | -6.8622 | Solar |  |  |  | 2017.0 |  | National Renewable Energy Laboratory | https://www.nrel.gov/csp/solarpaces/project_detail.cfm/projectID=4293 | KTH | [14 empty] | 179.41 | HYDRO-V1 | HYDRO-V1 | HYDRO-V1 | HYDRO-V1 | HYDRO-V1
MAR | Morocco | Centrale Solaire Noor Ouarzazate 1 |  | WRI1023680 | 160 | 31.0404 | -6.8449 | Solar |  |  |  | 2016.0 | Moroccan Agency for Renewable Energies (MASEN) | Arab Union of Electricity | http://www.auptde.org/NewsDetails.aspx?lang=en&NID=283 | KTH | 1074056 |  |  |  |  | 370.0 |  |  |  | Arab Union of Electricity |  |  |  |  | 294.33 | SOLAR-V1-NO-AGE | SOLAR-V1-NO-AGE | SOLAR-V1-NO-AGE | SOLAR-V1-NO-AGE | SOLAR-V1-NO-AGE
MAR | Morocco | AÃ¯n Beni Mathar ISCC |  | WKS0071080 | 20 | 34.0710 | -2.1050 | Solar | [5 empty] | Wiki-Solar | https://www.wiki-solar.org | Wiki-Solar | [10 empty] | 38.06 | 33.50 | 34.44 | 35.04 | 37.07 | SOLAR-V1-NO-AGE | SOLAR-V1-NO-AGE | SOLAR-V1-NO-AGE | SOLAR-V1-NO-AGE | SOLAR-V1-NO-AGE
MDG | Madagascar | Ambatolampy |  | WKS0072179 | 25 | -19.4890 | 47.4450 | Solar | [5 empty] | Wiki-Solar | https://www.wiki-solar.org | Wiki-Solar | [10 empty] | 56.49 | 57.93 | 56.85 | 57.76 | 57.96 | SOLAR-V1-NO-AGE | SOLAR-V1-NO-AGE | SOLAR-V1-NO-AGE | SOLAR-V1-NO-AGE | SOLAR-V1-NO-AGE
MEX | Mexico | Las Viborillas |  | WKS0067959 | 100 | 20.1450 | -103.4950 | Solar | [5 empty] | Wiki-Solar | https://www.wiki-solar.org | Wiki-Solar | [10 empty] | 241.04 | 272.50 | 231.06 | 231.22 | 253.26 | SOLAR-V1-NO-AGE | SOLAR-V1-NO-AGE | SOLAR-V1-NO-AGE | SOLAR-V1-NO-AGE | SOLAR-V1-NO-AGE
MEX | Mexico | Jalisco 2 |  | WKS0071832 | 8 | 20.3092 | -103.5886 | Solar | [5 empty] | Wiki-Solar | https://www.wiki-solar.org | Wiki-Solar | [10 empty] | 17.29 | 17.96 | 16.87 | 16.03 | 18.31 | NO-ESTIMATION | NO-ESTIMATION | NO-ESTIMATION | NO-ESTIMATION | CAPACITY-FACTOR-V1
MEX | Mexico | Jalisco 1 |  | WKS0069404 | 8 | 20.3109 | -103.5903 | Solar | [5 empty] | Wiki-Solar | https://www.wiki-solar.org | Wiki-Solar | [10 empty] | 17.29 | 17.96 | 16.87 | 16.03 | 18.31 | SOLAR-V1-NO-AGE | SOLAR-V1-NO-AGE | SOLAR-V1-NO-AGE | SOLAR-V1-NO-AGE | SOLAR-V1-NO-AGE
MEX | Mexico | Don JosÃ© |  | WKS0067955 | 207 | 21.3440 | -100.5960 | Solar | [5 empty] | Wiki-Solar | https://www.wiki-solar.org | Wiki-Solar | [10 empty] | 488.61 | 535.40 | 449.14 | 486.43 | 542.25 | SOLAR-V1-NO-AGE | SOLAR-V1-NO-AGE | SOLAR-V1-NO-AGE | SOLAR-V1-NO-AGE | SOLAR-V1-NO-AGE
MEX | Mexico | Solem |  | WKS0068684 | 287 | 21.8950 | -102.0820 | Solar | [5 empty] | Wiki-Solar | https://www.wiki-solar.org | Wiki-Solar | [10 empty] | 615.27 | 705.59 | 638.69 | 617.74 | 741.56 | SOLAR-V1-NO-AGE | SOLAR-V1-NO-AGE | SOLAR-V1-NO-AGE | SOLAR-V1-NO-AGE | SOLAR-V1-NO-AGE
MEX | Mexico | Solem I |  | WKS0069249 | 150 | 21.8950 | -102.0820 | Solar | [5 empty] | Wiki-Solar | https://www.wiki-solar.org | Wiki-Solar | [10 empty] | 326.27 | 376.61 | 339.05 | 327.15 | 395.4 | NO-ESTIMATION | NO-ESTIMATION | NO-ESTIMATION | NO-ESTIMATION | CAPACITY-FACTOR-V1
MEX | Mexico | Solem II |  | WKS0069250 | 140 | 21.8950 | -102.0820 | Solar | [5 empty] | Wiki-Solar | https://www.wiki-solar.org | Wiki-Solar | [10 empty] | 304.52 | 351.50 | 316.45 | 305.34 | 369.04 | SOLAR-V1-NO-AGE | SOLAR-V1-NO-AGE | SOLAR-V1-NO-AGE | SOLAR-V1-NO-AGE | SOLAR-V1-NO-AGE
MEX | Mexico | Autoabastecimiento Renovable |  | MEX0006702 | 3.8 | 21.9083 | -102.2709 | Solar | [5 empty] | INERE | http://base.energia.gob.mx/nacei/Archivos/3%20P%C3%A1gina%20Datos%20de%20Infraestructura/Ingl%C3%A9s/PowerPlantsRenewGE1MW_NorthAmerica_201606.xlsx | North American Cooperation on Energy Information and ComisiÃ³n Reguladora de EnergÃ­a |  | 2016 | [8 empty] | 6.05 | 6.82 | 6.60 | 6.33 | 7.1 | SOLAR-V1-NO-AGE | SOLAR-V1-NO-AGE | SOLAR-V1-NO-AGE | SOLAR-V1-NO-AGE | SOLAR-V1-NO-AGE
MEX | Mexico | PotosÃ­ Iberdrola |  | WKS0073299 | 170 | 21.9150 | -101.3250 | Solar | [5 empty] | Wiki-Solar | https://www.wiki-solar.org | Wiki-Solar | [10 empty] | 386.98 | 431.90 | 396.70 | 362.83 | 440.62 | NO-ESTIMATION | NO-ESTIMATION | NO-ESTIMATION | NO-ESTIMATION | CAPACITY-FACTOR-V1
MEX | Mexico | Potencia 1 |  | WKS0067958 | 63 | 22.0300 | -102.4100 | Solar | [5 empty] | Wiki-Solar | https://www.wiki-solar.org | Wiki-Solar | [10 empty] | 139.40 | 157.11 | 143.04 | 136.09 | 166.91 | SOLAR-V1-NO-AGE | SOLAR-V1-NO-AGE | SOLAR-V1-NO-AGE | SOLAR-V1-NO-AGE | SOLAR-V1-NO-AGE
MEX | Mexico | Aura III |  | WKS0073800 | 32 | 24.0450 | -110.3350 | Solar | [5 empty] | Wiki-Solar | https://www.wiki-solar.org | Wiki-Solar | [10 empty] | 77.38 | 87.09 | 74.00 | 77.15 | 86.87 | NO-ESTIMATION | NO-ESTIMATION | NO-ESTIMATION | NO-ESTIMATION | CAPACITY-FACTOR-V1
MEX | Mexico | Aura I |  | WKS0062104 | 27.6 | 24.0630 | -110.3230 | Solar | [5 empty] | Wiki-Solar | https://www.wiki-solar.org | Wiki-Solar | [10 empty] | 65.50 | 73.76 | 62.49 | 65.57 | 73.57 | SOLAR-V1-NO-AGE | SOLAR-V1-NO-AGE | SOLAR-V1-NO-AGE | SOLAR-V1-NO-AGE | SOLAR-V1-NO-AGE
MEX | Mexico | TAI-I |  | WKS0063603 | 16.8 | 24.1550 | -104.4570 | Solar | [5 empty] | Wiki-Solar | https://www.wiki-solar.org | Wiki-Solar | [10 empty] | 37.54 | 41.05 | 38.39 | 35.41 | 41.45 | SOLAR-V1-NO-AGE | SOLAR-V1-NO-AGE | SOLAR-V1-NO-AGE | SOLAR-V1-NO-AGE | SOLAR-V1-NO-AGE
MEX | Mexico | TAI-II |  | WKS0066781 | 49.8 | 24.1570 | -104.4510 | Solar | [5 empty] | Wiki-Solar | https://www.wiki-solar.org | Wiki-Solar | [10 empty] | 113.63 | 125.40 | 115.31 | 105.91 | 126.72 | SOLAR-V1-NO-AGE | SOLAR-V1-NO-AGE | SOLAR-V1-NO-AGE | SOLAR-V1-NO-AGE | SOLAR-V1-NO-AGE
MEX | Mexico | Noacan |  | WKS0068356 | 22.5 | 25.3900 | -103.3170 | Solar | [5 empty] | Wiki-Solar | https://www.wiki-solar.org | Wiki-Solar | [10 empty] | 54.19 | 58.50 | 47.37 | 52.71 | 60.68 | SOLAR-V1-NO-AGE | SOLAR-V1-NO-AGE | SOLAR-V1-NO-AGE | SOLAR-V1-NO-AGE | SOLAR-V1-NO-AGE
MEX | Mexico | Laguna |  | WKS0068693 | 102.5 | 25.4310 | -103.2990 | Solar | [5 empty] | Wiki-Solar | https://www.wiki-solar.org | Wiki-Solar | [10 empty] | 245.51 | 282.08 | 224.65 | 243.57 | 282.48 | SOLAR-V1-NO-AGE | SOLAR-V1-NO-AGE | SOLAR-V1-NO-AGE | SOLAR-V1-NO-AGE | SOLAR-V1-NO-AGE
MEX | Mexico | Villanueva III |  | WKS0067954 | 250 | 25.5770 | -103.0340 | Solar | [5 empty] | Wiki-Solar | https://www.wiki-solar.org | Wiki-Solar | [10 empty] | 593.51 | 685.95 | 538.38 | 581.96 | 659.98 | SOLAR-V1-NO-AGE | SOLAR-V1-NO-AGE | SOLAR-V1-NO-AGE | SOLAR-V1-NO-AGE | SOLAR-V1-NO-AGE
MEX | Mexico | Villanueva I |  | WKS0067953 | 330 | 25.5860 | -103.0560 | Solar | [5 empty] | Wiki-Solar | https://www.wiki-solar.org | Wiki-Solar | [10 empty] | 747.81 | 854.70 | 680.86 | 736.86 | 815.96 | SOLAR-V1-NO-AGE | SOLAR-V1-NO-AGE | SOLAR-V1-NO-AGE | SOLAR-V1-NO-AGE | SOLAR-V1-NO-AGE
MEX | Mexico | Villanueva IV |  | WKS0071833 | 74 | 25.6160 | -103.0350 | Solar | [5 empty] | Wiki-Solar | https://www.wiki-solar.org | Wiki-Solar | [10 empty] | 176.68 | 204.20 | 159.97 | 173.09 | 197.14 | SOLAR-V1-NO-AGE | SOLAR-V1-NO-AGE | SOLAR-V1-NO-AGE | SOLAR-V1-NO-AGE | SOLAR-V1-NO-AGE
MEX | Mexico | Los Santos |  | WKS0065312 | 13.6 | 26.6600 | -99.9500 | Solar | [5 empty] | Wiki-Solar | https://www.wiki-solar.org | Wiki-Solar | [10 empty] | 31.52 | 35.80 | 28.09 | 30.64 | 33.61 | SOLAR-V1-NO-AGE | SOLAR-V1-NO-AGE | SOLAR-V1-NO-AGE | SOLAR-V1-NO-AGE | SOLAR-V1-NO-AGE
MEX | Mexico | Santa RosalÃ­a |  | MEX0006618 | 1 | 27.4107 | -112.5292 | Solar | [5 empty] | CFE | http://base.energia.gob.mx/nacei/Archivos/3%20P%C3%A1gina%20Datos%20de%20Infraestructura/Ingl%C3%A9s/PowerPlantsRenewGE1MW_NorthAmerica_201606.xlsx | North American Cooperation on Energy Information and ComisiÃ³n Reguladora de EnergÃ­a | 1090551 | 2016 | [8 empty] | 1.73 | 1.87 | 1.75 | 1.83 | 1.9 | HYDRO-V1 | HYDRO-V1 | HYDRO-V1 | HYDRO-V1 | HYDRO-V1
MEX | Mexico | Camargo |  | WKS0064430 | 30 | 27.6520 | -105.0760 | Solar | [5 empty] | Wiki-Solar | https://www.wiki-solar.org | Wiki-Solar | [10 empty] | 67.93 | 80.74 | 72.98 | 71.70 | 80.84 | SOLAR-V1-NO-AGE | SOLAR-V1-NO-AGE | SOLAR-V1-NO-AGE | SOLAR-V1-NO-AGE | SOLAR-V1-NO-AGE
MEX | Mexico | Delicias |  | WKS0064614 | 30 | 28.0000 | -105.5400 | Solar | [5 empty] | Wiki-Solar | https://www.wiki-solar.org | Wiki-Solar | [10 empty] | 68.42 | 84.50 | 73.18 | 72.01 | 79.94 | SOLAR-V1-NO-AGE | SOLAR-V1-NO-AGE | SOLAR-V1-NO-AGE | SOLAR-V1-NO-AGE | SOLAR-V1-NO-AGE
MEX | Mexico | Bizani |  | WKS0062018 | 100 | 28.5460 | -111.4400 | Solar | [5 empty] | Wiki-Solar | https://www.wiki-solar.org | Wiki-Solar | [10 empty] | 220.29 | 261.99 | 217.50 | 226.00 | 245.62 | HYDRO-V1 | HYDRO-V1 | HYDRO-V1 | HYDRO-V1 | HYDRO-V1
MEX | Mexico | Hermosillo Iberdrola |  | WKS0069258 | 100 | 28.9600 | -111.5000 | Solar | [5 empty] | Wiki-Solar | https://www.wiki-solar.org | Wiki-Solar | [10 empty] | 235.08 | 249.78 | 207.43 | 227.01 | 262.36 | NO-ESTIMATION | NO-ESTIMATION | NO-ESTIMATION | NO-ESTIMATION | CAPACITY-FACTOR-V1
MEX | Mexico | Munisol |  | WKS0061157 | 21.6 | 28.9714 | -111.2548 | Solar | [5 empty] | Wiki-Solar | https://www.wiki-solar.org | Wiki-Solar | [10 empty] | 49.36 | 50.00 | 38.59 | 48.64 | 53.44 | NO-ESTIMATION | NO-ESTIMATION | NO-ESTIMATION | NO-ESTIMATION | CAPACITY-FACTOR-V1
MEX | Mexico | Puerto Libertad |  | WKS0068685 | 320 | 29.9450 | -112.6650 | Solar | [5 empty] | Wiki-Solar | https://www.wiki-solar.org | Wiki-Solar | [10 empty] | 732.09 | 770.62 | 720.26 | 722.24 | 709.76 | NO-ESTIMATION | NO-ESTIMATION | NO-ESTIMATION | NO-ESTIMATION | CAPACITY-FACTOR-V1
MEX | Mexico | Agua Prieta II |  | WKS0070980 | 12 | 31.2630 | -109.5900 | Solar | [5 empty] | Wiki-Solar | https://www.wiki-solar.org | Wiki-Solar | [10 empty] | 26.83 | 30.90 | 26.10 | 25.91 | 29.46 | NO-ESTIMATION | NO-ESTIMATION | NO-ESTIMATION | NO-ESTIMATION | CAPACITY-FACTOR-V1
MEX | Mexico | Cerro Prieto |  | MEX0006619 | 1 | 32.4169 | -115.2341 | Solar | [5 empty] | CFE | http://base.energia.gob.mx/nacei/Archivos/3%20P%C3%A1gina%20Datos%20de%20Infraestructura/Ingl%C3%A9s/PowerPlantsRenewGE1MW_NorthAmerica_201606.xlsx | North American Cooperation on Energy Information and ComisiÃ³n Reguladora de EnergÃ­a | 1089412 | 2016 | [8 empty] | 1.67 | 2.00 | 1.75 | 1.87 | 2 | NO-ESTIMATION | NO-ESTIMATION | NO-ESTIMATION | NO-ESTIMATION | NO-ESTIMATION
MMR | Myanmar | Minbu I |  | WKS0063352 | 50 | 20.2000 | 94.8000 | Solar | [5 empty] | Wiki-Solar | https://www.wiki-solar.org | Wiki-Solar | [10 empty] | 113.31 | 112.75 | 111.41 | 102.10 | 106.24 | SOLAR-V1-NO-AGE | SOLAR-V1-NO-AGE | SOLAR-V1-NO-AGE | SOLAR-V1-NO-AGE | SOLAR-V1-NO-AGE
MNG | Mongolia | Zamyn-ÃœÃ¼d |  | WKS0072178 | 15 | 43.7250 | 111.8270 | Solar | [5 empty] | Wiki-Solar | https://www.wiki-solar.org | Wiki-Solar | [10 empty] | 24.63 | 24.52 | 25.18 | 23.41 | 22.62 | SOLAR-V1-NO-AGE | SOLAR-V1-NO-AGE | SOLAR-V1-NO-AGE | SOLAR-V1-NO-AGE | SOLAR-V1-NO-AGE
MNG | Mongolia | Sumber Soum |  | WKS0070404 | 10 | 46.4400 | 108.4150 | Solar | [5 empty] | Wiki-Solar | https://www.wiki-solar.org | Wiki-Solar | [10 empty] | 15.24 | 14.95 | 14.95 | 15.13 | 15.51 | SOLAR-V1-NO-AGE | SOLAR-V1-NO-AGE | SOLAR-V1-NO-AGE | SOLAR-V1-NO-AGE | SOLAR-V1-NO-AGE
MNG | Mongolia | Khushight Kundi |  | WKS0070951 | 15 | 47.6700 | 106.7700 | Solar | [5 empty] | Wiki-Solar | https://www.wiki-solar.org | Wiki-Solar | [10 empty] | 24.36 | 25.43 | 25.38 | 23.09 | 23.84 | SOLAR-V1-NO-AGE | SOLAR-V1-NO-AGE | SOLAR-V1-NO-AGE | SOLAR-V1-NO-AGE | SOLAR-V1-NO-AGE
MNG | Mongolia | Darkhan |  | WKS0068801 | 10 | 49.4000 | 105.9410 | Solar | [5 empty] | Wiki-Solar | https://www.wiki-solar.org | Wiki-Solar | [10 empty] | 15.09 | 14.78 | 14.78 | 15.14 | 15.24 | SOLAR-V1-NO-AGE | SOLAR-V1-NO-AGE | SOLAR-V1-NO-AGE | SOLAR-V1-NO-AGE | SOLAR-V1-NO-AGE
MRT | Mauritania | Nouakchott (Solar) |  | WRI1023108 | 30 | 18.1528 | -15.9842 | Solar | [5 empty] | African Development Bank Group | http://powerafrica.opendataforafrica.org | WRI | [10 empty] | 68.55 | 75.34 | 74.91 | 76.64 | 78.13 | SOLAR-V1-NO-AGE | SOLAR-V1-NO-AGE | SOLAR-V1-NO-AGE | SOLAR-V1-NO-AGE | SOLAR-V1-NO-AGE
MRT | Mauritania | Zouerate (Solar) |  | WRI1063723 | 3 | 22.7241 | -12.4578 | Solar |  |  |  | 2018.0 |  | SNIM | http://www.snim.com/e/index.php/recherche-a-developpement/development/projects/68-zouerates-solar-power-plant.html | WRI | [14 empty] | 4.95 | NO-ESTIMATION | NO-ESTIMATION | NO-ESTIMATION | NO-ESTIMATION | CAPACITY-FACTOR-V1
MUS | Mauritius | Solitude |  | WKS0072747 | 28.3 | -20.0750 | 57.5400 | Solar | [5 empty] | Wiki-Solar | https://www.wiki-solar.org | Wiki-Solar | [10 empty] | 68.20 | 67.51 | 67.51 | 67.79 | 67.51 | SOLAR-V1-NO-AGE | SOLAR-V1-NO-AGE | SOLAR-V1-NO-AGE | SOLAR-V1-NO-AGE | SOLAR-V1-NO-AGE
MUS | Mauritius | Plaine des Roches |  | WKS0062527 | 15 | -20.1457 | 57.7016 | Solar | [5 empty] | Wiki-Solar | https://www.wiki-solar.org | Wiki-Solar | [10 empty] | 35.49 | 35.18 | 35.18 | 35.32 | 35.18 | NO-ESTIMATION | NO-ESTIMATION | NO-ESTIMATION | NO-ESTIMATION | CAPACITY-FACTOR-V1
MUS | Mauritius | Queen Victoria |  | WKS0072746 | 13.8 | -20.2314 | 57.7036 | Solar | [5 empty] | Wiki-Solar | https://www.wiki-solar.org | Wiki-Solar | [10 empty] | 32.47 | 32.19 | 32.19 | 32.29 | 32.19 | NO-ESTIMATION | NO-ESTIMATION | NO-ESTIMATION | NO-ESTIMATION | CAPACITY-FACTOR-V1
MUS | Mauritius | Beau Champ |  | WKS0072749 | 14.2 | -20.2610 | 57.7710 | Solar | [5 empty] | Wiki-Solar | https://www.wiki-solar.org | Wiki-Solar | [10 empty] | 33.42 | 33.12 | 33.12 | 33.23 | 33.12 | NO-ESTIMATION | NO-ESTIMATION | NO-ESTIMATION | NO-ESTIMATION | CAPACITY-FACTOR-V1
MUS | Mauritius | Bambous |  | WRI1023130 | 15 | -20.2616 | 57.4318 | Solar |  |  |  |  | Sarako Energy | Sarako | http://www.sarako.mu/en/media.html | Power Africa | 1101800 | [9 empty] | 35.49 | 35.18 | 35.18 | 35.32 | 35.18 | NO-ESTIMATION | NO-ESTIMATION | NO-ESTIMATION | NO-ESTIMATION | CAPACITY-FACTOR-V1
MUS | Mauritius | Henrietta MU |  | WKS0072748 | 25.6 | -20.3340 | 57.4630 | Solar | [5 empty] | Wiki-Solar | https://www.wiki-solar.org | Wiki-Solar | [10 empty] | 61.38 | 60.76 | 60.76 | 61.01 | 60.76 | NO-ESTIMATION | NO-ESTIMATION | NO-ESTIMATION | NO-ESTIMATION | CAPACITY-FACTOR-V1
MYS | Malaysia | Rimba Terjun Solar Power Plant |  | WRI1026648 | 2 | 1.4721 | 103.3925 | Solar |  |  |  |  | Rentak Raya Sdn Bhd | Cypark Resources Board | http://innogenetic.com/cypark/index.php/2014-07-02-17-02-16/2014-07-02-17-02-52/renewable-energy | WRI | [10 empty] | 3.49 | 3.41 | 3.46 | 3.54 | 3.59 | NO-ESTIMATION | NO-ESTIMATION | NO-ESTIMATION | NO-ESTIMATION | CAPACITY-FACTOR-V1
MYS | Malaysia | Jasin |  | WKS0070609 | 50 | 2.3400 | 102.3500 | Solar | [5 empty] | Wiki-Solar | https://www.wiki-solar.org | Wiki-Solar | [10 empty] | 80.87 | 82.47 | 83.96 | 82.68 | 86.41 | NO-ESTIMATION | NO-ESTIMATION | NO-ESTIMATION | NO-ESTIMATION | CAPACITY-FACTOR-V1
MYS | Malaysia | Hijau Solar Power Plant |  | WRI1026643 | 8 | 2.3409 | 102.2168 | Solar |  |  |  |  | Gading Kencana Sdn Bhd | Gading Kencana | http://gadingkencana.com.my/utility-scale-solar-farm/ | WRI | 1103292 | [9 empty] | 13.95 | 13.77 | 13.99 | 13.80 | 14.7 | NO-ESTIMATION | NO-ESTIMATION | NO-ESTIMATION | NO-ESTIMATION | CAPACITY-FACTOR-V1
MYS | Malaysia | Bukit Palong Solar Power Plant |  | WRI1026640 | 3 | 2.5823 | 101.8313 | Solar |  |  |  |  | Gaya Dunia Sdn Bhd | Cypark Resources Board | http://innogenetic.com/cypark/index.php/2014-07-02-17-02-16/2014-07-02-17-02-52/renewable-energy | WRI | [10 empty] | 5.54 | 5.21 | 5.55 | 5.25 | 5.47 | NO-ESTIMATION | NO-ESTIMATION | NO-ESTIMATION | NO-ESTIMATION | CAPACITY-FACTOR-V1
MYS | Malaysia | Gemas Solar Power Plant |  | WRI1026642 | 10.2 | 2.5956 | 102.6216 | Solar |  |  |  |  | Yingli Solar | Yingli Solar | http://d9no22y7yqre8.cloudfront.net/assets/uploads/projects/downloads/AseanCaseStudy_Malaysia_Solarfarm_10MW%20Amcorp%20Gemas_v4.pdf | WRI | 1097699 | [9 empty] | 17.46 | 17.55 | 17.79 | 17.65 | 18.39 | NO-ESTIMATION | NO-ESTIMATION | NO-ESTIMATION | NO-ESTIMATION | CAPACITY-FACTOR-V1
MYS | Malaysia | Kuala Sawah Solar Power Plant |  | WRI1026646 | 5.3 | 2.6355 | 101.9404 | Solar |  |  |  |  | Cypark Renewable Energy Sdn Bhd | Cypark Resources Board | http://innogenetic.com/cypark/index.php/2014-07-02-17-02-16/2014-07-02-17-02-52/renewable-energy | WRI | [10 empty] | 9.41 | 9.15 | 9.02 | 9.23 | 9.74 | NO-ESTIMATION | NO-ESTIMATION | NO-ESTIMATION | NO-ESTIMATION | CAPACITY-FACTOR-V1
MYS | Malaysia | Sepang 5 |  | WKS0062322 | 5 | 2.7150 | 101.7500 | Solar | [5 empty] | Wiki-Solar | https://www.wiki-solar.org | Wiki-Solar | [10 empty] | 8.88 | 8.66 | 8.81 | 8.65 | 9.28 | SOLAR-V1-NO-AGE | SOLAR-V1-NO-AGE | SOLAR-V1-NO-AGE | SOLAR-V1-NO-AGE | SOLAR-V1-NO-AGE
MYS | Malaysia | Kuala Langat |  | WKS0069823 | 50 | 2.7450 | 101.5600 | Solar | [5 empty] | Wiki-Solar | https://www.wiki-solar.org | Wiki-Solar | [10 empty] | 83.42 | 82.51 | 83.57 | 82.61 | 86.75 | SOLAR-V1-NO-AGE | SOLAR-V1-NO-AGE | SOLAR-V1-NO-AGE | SOLAR-V1-NO-AGE | SOLAR-V1-NO-AGE
MYS | Malaysia | Kuala Lumpur Airport Solar Power Plant |  | WRI1026644 | 19 | 2.7791 | 101.7144 | Solar |  |  |  |  | Kuala Lumpur International Airport (KLIA) | Malaysia Airports | http://www.malaysiaairports.com.my/?m=media_centre&c=news&id=364 | WRI | 1101460 | [9 empty] | 32.69 | 32.50 | 34.35 | 33.03 | 34.1 | SOLAR-V1-NO-AGE | SOLAR-V1-NO-AGE | SOLAR-V1-NO-AGE | SOLAR-V1-NO-AGE | SOLAR-V1-NO-AGE
MYS | Malaysia | Pajam Solar Power Plant |  | WRI1026647 | 13 | 2.8357 | 101.8488 | Solar |  |  |  |  | Cypark Suria (Pajam) Sdn Bhd | Cypark Resources Board | http://innogenetic.com/cypark/index.php/2014-07-02-17-02-16/2014-07-02-17-02-52/renewable-energy | WRI | 1090563 | [9 empty] | 22.78 | 22.65 | 23.78 | 23.09 | 23.75 | SOLAR-V1-NO-AGE | SOLAR-V1-NO-AGE | SOLAR-V1-NO-AGE | SOLAR-V1-NO-AGE | SOLAR-V1-NO-AGE
MYS | Malaysia | Gebeng Solar Power Plant |  | WRI1026641 | 10 | 3.9924 | 103.3682 | Solar |  |  |  |  | Petronas | Metta Energy | http://www.mettaenergy.com.my/projects/view/10mw-petronas-solar-plant-gebeng | WRI | 1106006 | [9 empty] | 17.17 | 17.28 | 18.16 | 17.32 | 18.06 | HYDRO-V1 | HYDRO-V1 | HYDRO-V1 | HYDRO-V1 | HYDRO-V1
MYS | Malaysia | Merchang |  | WKS0070611 | 50 | 4.9340 | 103.3360 | Solar | [5 empty] | Wiki-Solar | https://www.wiki-solar.org | Wiki-Solar | [10 empty] | 83.08 | 83.87 | 94.13 | 83.98 | 85.48 | SOLAR-V1-NO-AGE | SOLAR-V1-NO-AGE | SOLAR-V1-NO-AGE | SOLAR-V1-NO-AGE | SOLAR-V1-NO-AGE
MYS | Malaysia | Kuala Perlis Solar Power Plant |  | WRI1026645 | 6 | 6.4105 | 100.1378 | Solar |  |  |  |  | Ambang Fiesta Sdn Bhd | Cypark Resources Board | http://innogenetic.com/cypark/index.php/2014-07-02-17-02-16/2014-07-02-17-02-52/renewable-energy | WRI | [10 empty] | 10.53 | 11.58 | 11.67 | 11.51 | 10.42 | SOLAR-V1-NO-AGE | SOLAR-V1-NO-AGE | SOLAR-V1-NO-AGE | SOLAR-V1-NO-AGE | SOLAR-V1-NO-AGE
MYS | Malaysia | Kudat |  | WKS0069738 | 50 | 6.9150 | 116.7890 | Solar | [5 empty] | Wiki-Solar | https://www.wiki-solar.org | Wiki-Solar | [10 empty] | 80.72 | 87.51 | 104.38 | 94.50 | 82.44 | SOLAR-V1-NO-AGE | SOLAR-V1-NO-AGE | SOLAR-V1-NO-AGE | SOLAR-V1-NO-AGE | SOLAR-V1-NO-AGE
NAM | Namibia | Ohorongo |  | WKS0069506 | 5 | -19.5300 | 17.4400 | Solar | [5 empty] | Wiki-Solar | https://www.wiki-solar.org | Wiki-Solar | [10 empty] | 11.56 | 11.45 | 11.22 | 10.69 | 11.44 | SOLAR-V1-NO-AGE | SOLAR-V1-NO-AGE | SOLAR-V1-NO-AGE | SOLAR-V1-NO-AGE | SOLAR-V1-NO-AGE
NAM | Namibia | Otjiwarongo Pv |  | WRI1023137 | 5 | -20.4465 | 16.6255 | Solar | [5 empty] | African Development Bank Group | http://powerafrica.opendataforafrica.org | Power Africa | 1108448 | [9 empty] | 11.57 | 11.47 | 11.14 | 11.04 | 11.39 | SOLAR-V1-NO-AGE | SOLAR-V1-NO-AGE | SOLAR-V1-NO-AGE | SOLAR-V1-NO-AGE | SOLAR-V1-NO-AGE
NAM | Namibia | Omburu |  | WRI1023136 | 4.5 | -21.4148 | 15.9730 | Solar | [5 empty] | African Development Bank Group | http://powerafrica.opendataforafrica.org | Power Africa | 1104713 | [9 empty] | 8.66 | 9.11 | 9.12 | 9.34 | 9.32 | SOLAR-V1-NO-AGE | SOLAR-V1-NO-AGE | SOLAR-V1-NO-AGE | SOLAR-V1-NO-AGE | SOLAR-V1-NO-AGE
NAM | Namibia | OsonaÂ |  | WKS0071829 | 5 | -22.0500 | 16.9300 | Solar | [5 empty] | Wiki-Solar | https://www.wiki-solar.org | Wiki-Solar | [10 empty] | 11.38 | 11.50 | 11.35 | 11.51 | 11.46 | SOLAR-V1-NO-AGE | SOLAR-V1-NO-AGE | SOLAR-V1-NO-AGE | SOLAR-V1-NO-AGE | SOLAR-V1-NO-AGE
NAM | Namibia | Arandis |  | WKS0064808 | 50 | -22.4300 | 14.9640 | Solar | [5 empty] | Wiki-Solar | https://www.wiki-solar.org | Wiki-Solar | [10 empty] | 127.01 | 130.92 | 133.52 | 127.03 | 128.02 | SOLAR-V1-NO-AGE | SOLAR-V1-NO-AGE | SOLAR-V1-NO-AGE | SOLAR-V1-NO-AGE | SOLAR-V1-NO-AGE
NAM | Namibia | Namibia Breweries |  | WRI1023135 | 1.1 | -22.5243 | 17.0787 | Solar | [5 empty] | African Development Bank Group | http://powerafrica.opendataforafrica.org | Power Africa | 1099796 | [9 empty] | 1.91 | 1.94 | 1.91 | 1.97 | 1.95 | SOLAR-V1-NO-AGE | SOLAR-V1-NO-AGE | SOLAR-V1-NO-AGE | SOLAR-V1-NO-AGE | SOLAR-V1-NO-AGE
NAM | Namibia | Otjikoto |  | WKS0071884 | 7 | -23.1950 | 19.5600 | Solar | [5 empty] | Wiki-Solar | https://www.wiki-solar.org | Wiki-Solar | [10 empty] | 16.00 | 16.19 | 16.06 | 16.21 | 16.08 | SOLAR-V1-NO-AGE | SOLAR-V1-NO-AGE | SOLAR-V1-NO-AGE | SOLAR-V1-NO-AGE | SOLAR-V1-NO-AGE
NAM | Namibia | AussenkehrÂ |  | WKS0071830 | 5 | -28.4100 | 17.4450 | Solar | [5 empty] | Wiki-Solar | https://www.wiki-solar.org | Wiki-Solar | [10 empty] | 11.56 | 11.50 | 11.49 | 11.55 | 11.46 | SOLAR-V1-NO-AGE | SOLAR-V1-NO-AGE | SOLAR-V1-NO-AGE | SOLAR-V1-NO-AGE | SOLAR-V1-NO-AGE
NER | Niger | Malbaza |  | WKS0068276 | 7 | 13.9700 | 5.5250 | Solar | [5 empty] | Wiki-Solar | https://www.wiki-solar.org | Wiki-Solar | [10 empty] | 14.14 | 13.82 | 14.32 | 13.57 | 12.95 | SOLAR-V1-NO-AGE | SOLAR-V1-NO-AGE | SOLAR-V1-NO-AGE | SOLAR-V1-NO-AGE | SOLAR-V1-NO-AGE
NGA | Nigeria | Ibadan |  | WKS0068714 | 10 | 7.4550 | 3.8850 | Solar | [5 empty] | Wiki-Solar | https://www.wiki-solar.org | Wiki-Solar | [10 empty] | 16.69 | 16.25 | 16.24 | 16.30 | 16.89 | SOLAR-V1-NO-AGE | SOLAR-V1-NO-AGE | SOLAR-V1-NO-AGE | SOLAR-V1-NO-AGE | SOLAR-V1-NO-AGE
NIC | Nicaragua | Puerto Sandino |  | WKS0069472 | 12.6 | 12.2000 | -86.7350 | Solar | [5 empty] | Wiki-Solar | https://www.wiki-solar.org | Wiki-Solar | [10 empty] | 27.20 | 29.30 | 29.38 | 27.42 | 28.44 | SOLAR-V1-NO-AGE | SOLAR-V1-NO-AGE | SOLAR-V1-NO-AGE | SOLAR-V1-NO-AGE | SOLAR-V1-NO-AGE
NLD | Netherlands | Sint Eustatius |  | WKS0070937 | 4.1 | 17.5050 | -62.9800 | Solar | [5 empty] | Wiki-Solar | https://www.wiki-solar.org | Wiki-Solar | [10 empty] | 7.96 | 8.03 | 8.03 | 8.02 | 8.03 | SOLAR-V1-NO-AGE | SOLAR-V1-NO-AGE | SOLAR-V1-NO-AGE | SOLAR-V1-NO-AGE | SOLAR-V1-NO-AGE
NLD | Netherlands | Louisegroeve |  | WKS0065729 | 4 | 50.9890 | 5.8010 | Solar | [5 empty] | Wiki-Solar | https://www.wiki-solar.org | Wiki-Solar | [10 empty] | 5.91 | 5.92 | 5.89 | 6.00 | 5.86 | SOLAR-V1-NO-AGE | SOLAR-V1-NO-AGE | SOLAR-V1-NO-AGE | SOLAR-V1-NO-AGE | SOLAR-V1-NO-AGE
NLD | Netherlands | Budel-Dorplein |  | WKS0071714 | 43.9 | 51.2360 | 5.6150 | Solar | [5 empty] | Wiki-Solar | https://www.wiki-solar.org | Wiki-Solar | [10 empty] | 62.16 | 62.58 | 62.52 | 63.02 | 62.02 | NO-ESTIMATION | NO-ESTIMATION | NO-ESTIMATION | NO-ESTIMATION | CAPACITY-FACTOR-V1
NLD | Netherlands | RillandÂ |  | WKS0073215 | 11.7 | 51.4050 | 4.2430 | Solar | [5 empty] | Wiki-Solar | https://www.wiki-solar.org | Wiki-Solar | [10 empty] | 17.55 | 17.84 | 17.57 | 17.62 | 17.84 | SOLAR-V1-NO-AGE | SOLAR-V1-NO-AGE | SOLAR-V1-NO-AGE | SOLAR-V1-NO-AGE | SOLAR-V1-NO-AGE
NLD | Netherlands | Scaldia |  | WKS0071885 | 54.5 | 51.4810 | 3.7100 | Solar | [5 empty] | Wiki-Solar | https://www.wiki-solar.org | Wiki-Solar | [10 empty] | 77.55 | 78.56 | 77.90 | 78.60 | 77.85 | SOLAR-V1-NO-AGE | SOLAR-V1-NO-AGE | SOLAR-V1-NO-AGE | SOLAR-V1-NO-AGE | SOLAR-V1-NO-AGE
NLD | Netherlands | Zierikzee |  | WKS0073210 | 14.1 | 51.6400 | 3.9900 | Solar | [5 empty] | Wiki-Solar | https://www.wiki-solar.org | Wiki-Solar | [10 empty] | 20.98 | 21.57 | 21.39 | 21.63 | 21.44 | SOLAR-V1-NO-AGE | SOLAR-V1-NO-AGE | SOLAR-V1-NO-AGE | SOLAR-V1-NO-AGE | SOLAR-V1-NO-AGE
NLD | Netherlands | Moerdijk |  | WKS0071324 | 20 | 51.6870 | 4.5460 | Solar | [5 empty] | Wiki-Solar | https://www.wiki-solar.org | Wiki-Solar | [10 empty] | 30.12 | 30.44 | 30.06 | 30.15 | 30.43 | SOLAR-V1-NO-AGE | SOLAR-V1-NO-AGE | SOLAR-V1-NO-AGE | SOLAR-V1-NO-AGE | SOLAR-V1-NO-AGE
NLD | Netherlands | Groene Hoek |  | WKS0071773 | 15 | 52.3000 | 4.7160 | Solar | [5 empty] | Wiki-Solar | https://www.wiki-solar.org | Wiki-Solar | [10 empty] | 22.48 | 23.06 | 22.51 | 22.93 | 22.81 | HYDRO-V1 | HYDRO-V1 | HYDRO-V1 | HYDRO-V1 | HYDRO-V1
NLD | Netherlands | Andijk |  | WKS0072735 | 15 | 52.7370 | 5.2290 | Solar | [5 empty] | Wiki-Solar | https://www.wiki-solar.org | Wiki-Solar | [10 empty] | 22.47 | 22.77 | 22.51 | 22.53 | 22.52 | SOLAR-V1-NO-AGE | SOLAR-V1-NO-AGE | SOLAR-V1-NO-AGE | SOLAR-V1-NO-AGE | SOLAR-V1-NO-AGE
NLD | Netherlands | Veendam |  | WKS0071735 | 15.5 | 53.1100 | 6.9350 | Solar | [5 empty] | Wiki-Solar | https://www.wiki-solar.org | Wiki-Solar | [10 empty] | 23.06 | 23.53 | 23.43 | 23.61 | 23.43 | HYDRO-V1 | HYDRO-V1 | HYDRO-V1 | HYDRO-V1 | HYDRO-V1
NLD | Netherlands | Delfzijl |  | WKS0068863 | 30 | 53.3000 | 6.9580 | Solar | [5 empty] | Wiki-Solar | https://www.wiki-solar.org | Wiki-Solar | [10 empty] | 42.66 | 43.02 | 42.42 | 42.49 | 42.37 | NO-ESTIMATION | NO-ESTIMATION | NO-ESTIMATION | NO-ESTIMATION | CAPACITY-FACTOR-V1
NLD | Netherlands | RoodehaanÂ |  | WKS0073412 | 11.3 | 53.3340 | 6.4150 | Solar | [5 empty] | Wiki-Solar | https://www.wiki-solar.org | Wiki-Solar | [10 empty] | 16.92 | 17.25 | 16.97 | 17.29 | 16.99 | SOLAR-V1-NO-AGE | SOLAR-V1-NO-AGE | SOLAR-V1-NO-AGE | SOLAR-V1-NO-AGE | SOLAR-V1-NO-AGE
NLD | Netherlands | Ameland |  | WKS0066277 | 6 | 53.4503 | 5.6734 | Solar | [5 empty] | Wiki-Solar | https://www.wiki-solar.org | Wiki-Solar | [10 empty] | 8.84 | 8.95 | 8.98 | 9.00 | 8.99 | HYDRO-V1 | HYDRO-V1 | HYDRO-V1 | HYDRO-V1 | HYDRO-V1
NPL | Nepal | Panauti |  | WKS0062309 | 5 | 27.5640 | 85.5340 | Solar | [5 empty] | Wiki-Solar | https://www.wiki-solar.org | Wiki-Solar | [10 empty] | 10.18 | 10.26 | 10.10 | 9.53 | 9.92 | SOLAR-V1-NO-AGE | SOLAR-V1-NO-AGE | SOLAR-V1-NO-AGE | SOLAR-V1-NO-AGE | SOLAR-V1-NO-AGE
NPL | Nepal | Devighat |  | WKS0071837 | 25 | 27.8600 | 85.1150 | Solar | [5 empty] | Wiki-Solar | https://www.wiki-solar.org | Wiki-Solar | [10 empty] | 51.79 | 54.86 | 54.80 | 53.64 | 55.41 | SOLAR-V1-NO-AGE | SOLAR-V1-NO-AGE | SOLAR-V1-NO-AGE | SOLAR-V1-NO-AGE | SOLAR-V1-NO-AGE
OMN | Oman | Miraah CSP |  | WKS0066498 | 1021 | 18.3500 | 55.7100 | Solar | [5 empty] | Wiki-Solar | https://www.wiki-solar.org | Wiki-Solar | [10 empty] | 1901.61 | 2056.06 | 2069.29 | 2012.71 | 1876.42 | SOLAR-V1-NO-AGE | SOLAR-V1-NO-AGE | SOLAR-V1-NO-AGE | SOLAR-V1-NO-AGE | SOLAR-V1-NO-AGE
OMN | Oman | Miraah CSP1 |  | WKS0071487 | 113.4 | 18.3500 | 55.7100 | Solar | [5 empty] | Wiki-Solar | https://www.wiki-solar.org | Wiki-Solar | [10 empty] | 219.68 | 237.79 | 238.98 | 232.48 | 212.91 | SOLAR-V1-NO-AGE | SOLAR-V1-NO-AGE | SOLAR-V1-NO-AGE | SOLAR-V1-NO-AGE | SOLAR-V1-NO-AGE
OMN | Oman | Mina Al Fahal |  | WKS0073061 | 4.4 | 23.6294 | 58.5158 | Solar | [5 empty] | Wiki-Solar | https://www.wiki-solar.org | Wiki-Solar | [10 empty] | 8.98 | 8.98 | 8.98 | 9.00 | 8.93 | SOLAR-V1-NO-AGE | SOLAR-V1-NO-AGE | SOLAR-V1-NO-AGE | SOLAR-V1-NO-AGE | SOLAR-V1-NO-AGE
PAK | Pakistan | Din Garh |  | WKS0061269 | 50 | 29.1150 | 72.2650 | Solar | [5 empty] | Wiki-Solar | https://www.wiki-solar.org | Wiki-Solar | [10 empty] | 90.68 | 91.40 | 105.85 | 104.76 | 93.21 | NO-ESTIMATION | NO-ESTIMATION | NO-ESTIMATION | NO-ESTIMATION | CAPACITY-FACTOR-V1
PAK | Pakistan | QeA} Zorlu |  | WKS0063162 | 117.4 | 29.2740 | 71.7990 | Solar | [5 empty] | Wiki-Solar | https://www.wiki-solar.org | Wiki-Solar | [10 empty] | 221.53 | 217.82 | 249.37 | 248.57 | 229.34 | SOLAR-V1-NO-AGE | SOLAR-V1-NO-AGE | SOLAR-V1-NO-AGE | SOLAR-V1-NO-AGE | SOLAR-V1-NO-AGE
PAK | Pakistan | Quaid-e-Azam |  | WRI1026464 | 400 | 29.3178 | 71.8240 | Solar |  |  |  | 2015.0 | Government of Punjab | Quaid-E-Azam Solar Power (Private) Ltd. | https://www.qasolar.com/downloads/outputs-progress-report-of-plant/ | WRI | 1105221¦1115217 | [12 empty] | 773.10 | 672.04 | SOLAR-V1-NO-AGE | SOLAR-V1-NO-AGE | SOLAR-V1-NO-AGE | SOLAR-V1-NO-AGE | SOLAR-V1-NO-AGE
PAK | Pakistan | QeA} Jinnah |  | WKS0063088 | 98 | 29.3210 | 71.8230 | Solar | [5 empty] | Wiki-Solar | https://www.wiki-solar.org | Wiki-Solar | [10 empty] | 185.66 | 183.48 | 208.83 | 207.63 | 191.75 | SOLAR-V1-NO-AGE | SOLAR-V1-NO-AGE | SOLAR-V1-NO-AGE | SOLAR-V1-NO-AGE | SOLAR-V1-NO-AGE
PAK | Pakistan | Adhi Kot |  | WKS0066501 | 12 | 32.1200 | 71.8300 | Solar | [5 empty] | Wiki-Solar | https://www.wiki-solar.org | Wiki-Solar | [10 empty] | 22.32 | 21.69 | 24.85 | 24.92 | 23.16 | SOLAR-V1-NO-AGE | SOLAR-V1-NO-AGE | SOLAR-V1-NO-AGE | SOLAR-V1-NO-AGE | SOLAR-V1-NO-AGE
PAK | Pakistan | Pakistan Parliament |  | WRI1030453 | 1 | 33.7301 | 73.0970 | Solar |  |  |  | 2016.0 |  | The Independent | http://www.independent.co.uk/news/world/asia/pakistan-s-parliament-becomes-first-in-world-to-run-entirely-on-solar-power-a6873586.html | WRI | [14 empty] | 1.76 | SOLAR-V1-NO-AGE | SOLAR-V1-NO-AGE | SOLAR-V1-NO-AGE | SOLAR-V1-NO-AGE | SOLAR-V1-NO-AGE
PAN | Panama | Estrella |  | WKS0071143 | 8 | 8.1800 | -80.6750 | Solar | [5 empty] | Wiki-Solar | https://www.wiki-solar.org | Wiki-Solar | [10 empty] | 13.43 | 13.95 | 13.86 | 14.26 | 13.99 | HYDRO-V1 | HYDRO-V1 | HYDRO-V1 | HYDRO-V1 | HYDRO-V1
PAN | Panama | Divisa Solar |  | WKS0065072 | 9.9 | 8.1850 | -80.7110 | Solar | [5 empty] | Wiki-Solar | https://www.wiki-solar.org | Wiki-Solar | [10 empty] | 16.63 | 17.26 | 17.06 | 17.61 | 17.32 | SOLAR-V1-NO-AGE | SOLAR-V1-NO-AGE | SOLAR-V1-NO-AGE | SOLAR-V1-NO-AGE | SOLAR-V1-NO-AGE
PAN | Panama | Ingenio |  | WKS0069401 | 10 | 8.1900 | -80.7210 | Solar | [5 empty] | Wiki-Solar | https://www.wiki-solar.org | Wiki-Solar | [10 empty] | 16.80 | 17.43 | 17.23 | 17.78 | 17.49 | NO-ESTIMATION | NO-ESTIMATION | NO-ESTIMATION | NO-ESTIMATION | CAPACITY-FACTOR-V1
PER | Peru | Majes |  | WRI1022102 | 20 | -16.4356 | -72.2215 | Solar |  |  |  |  | GTS Majes S.A.C. | Peru Ministry of Energy and Mines | http://www.minem.gob.pe/minem/archivos/Capitulo%203%20Generacion%20electrica%202015%20FINAL.pdf | WRI | 1080755 |  |  |  | 46.0 |  |  |  |  | Peru Ministry of Energy and Mines | 52.89 | 53.07 | 53.66 | 54.64 | 52.95 | NO-ESTIMATION | NO-ESTIMATION | WIND-V1 | WIND-V1 | WIND-V1
PER | Peru | Reparticion |  | WRI1022104 | 20 | -16.5764 | -71.8180 | Solar |  |  |  |  | GTS ReparticiÃ³n S.A.C. | Peru Ministry of Energy and Mines | http://www.minem.gob.pe/minem/archivos/Capitulo%203%20Generacion%20electrica%202015%20FINAL.pdf | WRI | 1080756 |  |  |  | 45.0 |  |  |  |  | Peru Ministry of Energy and Mines | 50.57 | 50.85 | 50.54 | 51.97 | 50.54 | HYDRO-V1 | HYDRO-V1 | HYDRO-V1 | HYDRO-V1 | HYDRO-V1
PER | Peru | Rubi |  | WKS0069946 | 144.5 | -17.1900 | -71.0100 | Solar | [5 empty] | Wiki-Solar | https://www.wiki-solar.org | Wiki-Solar | [10 empty] | 360.79 | 361.05 | 366.68 | 366.35 | 359.93 | SOLAR-V1-NO-AGE | SOLAR-V1-NO-AGE | SOLAR-V1-NO-AGE | SOLAR-V1-NO-AGE | SOLAR-V1-NO-AGE
PER | Peru | Moquegua |  | WKS0061623 | 16 | -17.5389 | -71.0300 | Solar | [5 empty] | Wiki-Solar | https://www.wiki-solar.org | Wiki-Solar | [10 empty] | 42.23 | 42.62 | 43.05 | 42.84 | 42.61 | SOLAR-V1-NO-AGE | SOLAR-V1-NO-AGE | SOLAR-V1-NO-AGE | SOLAR-V1-NO-AGE | SOLAR-V1-NO-AGE
PER | Peru | Panamericana |  | WRI1022101 | 20 | -17.5440 | -71.0304 | Solar |  |  |  | 2012.0 | Panamericana Solar S.A.C. | Peru Ministry of Energy and Mines | http://www.minem.gob.pe/minem/archivos/Capitulo%203%20Generacion%20electrica%202015%20FINAL.pdf | WRI | 1080758 |  |  |  | 49.0 |  |  |  |  | Peru Ministry of Energy and Mines | 52.32 | 52.46 | 53.97 | 53.18 | 48.84 | SOLAR-V1-NO-AGE | SOLAR-V1-NO-AGE | SOLAR-V1-NO-AGE | SOLAR-V1-NO-AGE | SOLAR-V1-NO-AGE
PER | Peru | Tacna |  | WRI1022103 | 20 | -17.9937 | -70.3361 | Solar |  |  |  |  | Tacna Solar S.A.C | Peru Ministry of Energy and Mines | http://www.minem.gob.pe/minem/archivos/Capitulo%203%20Generacion%20electrica%202015%20FINAL.pdf | WRI | 1080757 |  |  |  | 44.0 |  |  |  |  | Peru Ministry of Energy and Mines | 52.80 | 53.07 | 54.53 | 54.64 | 53.75 | SOLAR-V1-NO-AGE | SOLAR-V1-NO-AGE | SOLAR-V1-NO-AGE | SOLAR-V1-NO-AGE | SOLAR-V1-NO-AGE
PHL | Philippines | First Toledo Solar |  | WRI1030473 | 60 | 10.4152 | 123.6789 | Solar |  |  |  | 2017.0 | First Toledo Solar Energy Corporation | Philippines Department of Energy | https://www.doe.gov.ph/list-existing-power-plants | WRI | [14 empty] | 81.4 | HYDRO-V1 | HYDRO-V1 | HYDRO-V1 | HYDRO-V1 | HYDRO-V1
PHL | Philippines | Islasol II |  | WRI1023911 | 32 | 10.4216 | 122.9348 | Solar |  |  |  | 2016.0 | Negros Island Solar Power Inc. (ILASOL) | Philippines Department of Energy | https://www.doe.gov.ph/list-existing-power-plants | WRI | [14 empty] | 52.89 | SOLAR-V1-NO-AGE | SOLAR-V1-NO-AGE | SOLAR-V1-NO-AGE | SOLAR-V1-NO-AGE | SOLAR-V1-NO-AGE
PHL | Philippines | La Carlota 2B |  | WKS0065288 | 14 | 10.4240 | 122.9280 | Solar | [5 empty] | Wiki-Solar | https://www.wiki-solar.org | Wiki-Solar | [10 empty] | 25.79 | 25.00 | 28.70 | 27.46 | 24.24 | NO-ESTIMATION | NO-ESTIMATION | NO-ESTIMATION | NO-ESTIMATION | CAPACITY-FACTOR-V1
PHL | Philippines | Islasol III |  | WRI1030474 | 48 | 10.4249 | 122.9282 | Solar |  |  |  | 2016.0 | Negros Island Solar Power Inc. (ILASOL) | Philippines Department of Energy | https://www.doe.gov.ph/list-existing-power-plants | WRI | [14 empty] | 79.34 | SOLAR-V1-NO-AGE | SOLAR-V1-NO-AGE | SOLAR-V1-NO-AGE | SOLAR-V1-NO-AGE | SOLAR-V1-NO-AGE
PHL | Philippines | Sacasun |  | WRI1023910 | 59 | 10.5116 | 123.4351 | Solar |  |  |  | 2016.0 | San Carlos Sun Power Inc. | Philippines Department of Energy | https://www.doe.gov.ph/list-existing-power-plants | WRI | [14 empty] | 94.3 | SOLAR-V1-NO-AGE | SOLAR-V1-NO-AGE | SOLAR-V1-NO-AGE | SOLAR-V1-NO-AGE | SOLAR-V1-NO-AGE
PHL | Philippines | SACASOL P1 |  | WRI1001948 | 21 | 10.5158 | 123.4351 | Solar | [5 empty] | Philippines Department of Energy | https://www.doe.gov.ph/list-existing-power-plants | WRI | 1099858 | [9 empty] | 38.74 | 36.72 | 46.42 | 43.59 | 35.54 | HYDRO-V1 | HYDRO-V1 | HYDRO-V1 | HYDRO-V1 | HYDRO-V1
PHL | Philippines | SaCaSol 1B |  | WKS0064334 | 9 | 10.5230 | 123.4300 | Solar | [5 empty] | Wiki-Solar | https://www.wiki-solar.org | Wiki-Solar | [10 empty] | 16.56 | 16.00 | 18.43 | 17.12 | 15.41 | SOLAR-V1-NO-AGE | SOLAR-V1-NO-AGE | SOLAR-V1-NO-AGE | SOLAR-V1-NO-AGE | SOLAR-V1-NO-AGE
PHL | Philippines | SaCaSol 1C/D |  | WKS0064793 | 23 | 10.5230 | 123.4300 | Solar | [5 empty] | Wiki-Solar | https://www.wiki-solar.org | Wiki-Solar | [10 empty] | 41.40 | 39.05 | 50.61 | 47.54 | 38.04 | SOLAR-V1-NO-AGE | SOLAR-V1-NO-AGE | SOLAR-V1-NO-AGE | SOLAR-V1-NO-AGE | SOLAR-V1-NO-AGE
PHL | Philippines | Cosmo Solar |  | WRI1030488 | 5.7 | 10.6163 | 122.1683 | Solar |  |  |  | 2017.0 | Cosmo Solar Energy Inc | Philippines Department of Energy | https://www.doe.gov.ph/list-existing-power-plants | WRI | 1105289 | [13 empty] | 7.73 | SOLAR-V1-NO-AGE | SOLAR-V1-NO-AGE | SOLAR-V1-NO-AGE | SOLAR-V1-NO-AGE | SOLAR-V1-NO-AGE
PHL | Philippines | Silay Solar |  | WRI1023912 | 25 | 10.8055 | 122.9908 | Solar |  |  |  | 2016.0 | Megawatt Clean Energy (MCEI) | Philippines Department of Energy | https://www.doe.gov.ph/list-existing-power-plants | WRI | 1111968 | [13 empty] | 41.02 | SOLAR-V1-NO-AGE | SOLAR-V1-NO-AGE | SOLAR-V1-NO-AGE | SOLAR-V1-NO-AGE | SOLAR-V1-NO-AGE
PHL | Philippines | Leyte I |  | WKS0061762 | 30.4 | 11.0850 | 124.6290 | Solar | [5 empty] | Wiki-Solar | https://www.wiki-solar.org | Wiki-Solar | [10 empty] | 54.92 | 51.20 | 68.35 | 64.39 | 50.29 | SOLAR-V1-NO-AGE | SOLAR-V1-NO-AGE | SOLAR-V1-NO-AGE | SOLAR-V1-NO-AGE | SOLAR-V1-NO-AGE
PHL | Philippines | Sepalco |  | WRI1029967 | 45 | 11.1210 | 124.9723 | Solar |  |  |  | 2016.0 | Sulu Electric Power and Light Inc. | Philippines Department of Energy | https://www.doe.gov.ph/list-existing-power-plants | WRI | [14 empty] | 74.38 | SOLAR-V1-NO-AGE | SOLAR-V1-NO-AGE | SOLAR-V1-NO-AGE | SOLAR-V1-NO-AGE | SOLAR-V1-NO-AGE
PHL | Philippines | Calatagan Solar |  | WRI1023901 | 63.3 | 13.9155 | 120.6498 | Solar |  |  |  | 2016.0 | Solar Philippines Calatagan Cororation | Philippines Department of Energy | https://www.doe.gov.ph/list-existing-power-plants | WRI | 1107183 | [13 empty] | 127.73 | SOLAR-V1-NO-AGE | SOLAR-V1-NO-AGE | SOLAR-V1-NO-AGE | SOLAR-V1-NO-AGE | SOLAR-V1-NO-AGE
PHL | Philippines | Helios |  | WRI1023909 | 132.5 | 14.1033 | 121.5423 | Solar |  |  |  | 2016.0 | Helios Solar Energy Corporation (HSEC) | Philippines Department of Energy | https://www.doe.gov.ph/list-existing-power-plants | WRI | [14 empty] | 242.79 | NO-ESTIMATION | NO-ESTIMATION | NO-ESTIMATION | WIND-V1 | WIND-V1
PHL | Philippines | Tanauan |  | WKS0070613 | 50 | 14.1400 | 121.1000 | Solar | [5 empty] | Wiki-Solar | https://www.wiki-solar.org | Wiki-Solar | [10 empty] | 89.35 | 95.52 | 112.60 | 92.65 | 91.61 | SOLAR-V1-NO-AGE | SOLAR-V1-NO-AGE | SOLAR-V1-NO-AGE | SOLAR-V1-NO-AGE | SOLAR-V1-NO-AGE
PHL | Philippines | CW Home Depot Solar |  | WRI1030484 | 1.7 | 14.2666 | 121.0790 | Solar |  |  |  | 2017.0 | CW Marketing & Development Corporation | Philippines Department of Energy | https://www.doe.gov.ph/list-existing-power-plants | WRI | [14 empty] | 2.3 | SOLAR-V1-NO-AGE | SOLAR-V1-NO-AGE | SOLAR-V1-NO-AGE | SOLAR-V1-NO-AGE | SOLAR-V1-NO-AGE
PHL | Philippines | Cavite Economic |  | WKS0065747 | 41.3 | 14.4170 | 120.8750 | Solar | [5 empty] | Wiki-Solar | https://www.wiki-solar.org | Wiki-Solar | [10 empty] | 75.74 | 85.13 | 95.80 | 83.86 | 77.79 | SOLAR-V1-NO-AGE | SOLAR-V1-NO-AGE | SOLAR-V1-NO-AGE | SOLAR-V1-NO-AGE | SOLAR-V1-NO-AGE
PHL | Philippines | Cavite |  | WKS0061756 | 3 | 14.4200 | 120.8800 | Solar | [5 empty] | Wiki-Solar | https://www.wiki-solar.org | Wiki-Solar | [10 empty] | 5.51 | 6.02 | 6.05 | 5.65 | 5.45 | SOLAR-V1-NO-AGE | SOLAR-V1-NO-AGE | SOLAR-V1-NO-AGE | SOLAR-V1-NO-AGE | SOLAR-V1-NO-AGE
PHL | Philippines | Mariveles Solar |  | WRI1030471 | 18 | 14.4503 | 120.5355 | Solar |  |  |  | 2017.0 | Next Generation Power Technology Corporation | Philippines Department of Energy | https://www.doe.gov.ph/list-existing-power-plants | WRI | [14 empty] | 24.42 | SOLAR-V1-NO-AGE | SOLAR-V1-NO-AGE | SOLAR-V1-NO-AGE | SOLAR-V1-NO-AGE | SOLAR-V1-NO-AGE
PHL | Philippines | Morong Solar |  | WRI1030485 | 5 | 14.6912 | 120.2667 | Solar |  |  |  | 2017.0 | SPARC Solar Powered Agri-Rural Communities Corporation | Philippines Department of Energy | https://www.doe.gov.ph/list-existing-power-plants | WRI | [14 empty] | 6.78 | SOLAR-V1-NO-AGE | SOLAR-V1-NO-AGE | SOLAR-V1-NO-AGE | SOLAR-V1-NO-AGE | SOLAR-V1-NO-AGE
PHL | Philippines | Valenzuela Solar |  | WRI1023903 | 9 | 14.7019 | 120.9540 | Solar |  |  |  | 2016.0 | Valenzuela Solar Energy Inc. Absolut Distillers Inc. | Philippines Department of Energy | https://www.doe.gov.ph/list-existing-power-plants | WRI | 1111032 | [13 empty] | 15.78 | NO-ESTIMATION | NO-ESTIMATION | NO-ESTIMATION | NO-ESTIMATION | CAPACITY-FACTOR-V1
PHL | Philippines | Macabud |  | WKS0061758 | 30 | 14.7950 | 121.1450 | Solar | [5 empty] | Wiki-Solar | https://www.wiki-solar.org | Wiki-Solar | [10 empty] | 53.56 | 60.64 | 67.35 | 55.79 | 54.22 | NO-ESTIMATION | NO-ESTIMATION | NO-ESTIMATION | NO-ESTIMATION | CAPACITY-FACTOR-V1
PHL | Philippines | Sta. Rita Solar |  | WRI1029962 | 7.1 | 14.8052 | 120.3634 | Solar |  |  |  | 2016.0 | JOBIN | Philippines Department of Energy | https://www.doe.gov.ph/list-existing-power-plants | WRI | [14 empty] | 12.54 | NO-ESTIMATION | NO-ESTIMATION | NO-ESTIMATION | NO-ESTIMATION | CAPACITY-FACTOR-V1
PHL | Philippines | YH Green |  | WRI1023899 | 14.5 | 14.8323 | 120.4476 | Solar |  |  |  | 2016.0 | YH Green Energy incorporated | Philippines Department of Energy | https://www.doe.gov.ph/list-existing-power-plants | WRI | [14 empty] | 27.41 | NO-ESTIMATION | NO-ESTIMATION | NO-ESTIMATION | NO-ESTIMATION | CAPACITY-FACTOR-V1
PHL | Philippines | San Ildefonso |  | WKS0068487 | 15 | 15.0040 | 121.0280 | Solar | [5 empty] | Wiki-Solar | https://www.wiki-solar.org | Wiki-Solar | [10 empty] | 27.47 | 29.84 | 33.30 | 28.33 | 27.66 | NO-ESTIMATION | NO-ESTIMATION | NO-ESTIMATION | NO-ESTIMATION | CAPACITY-FACTOR-V1
PHL | Philippines | San Rafael Solar |  | WRI1030486 | 3.8 | 15.0074 | 120.9730 | Solar |  |  |  | 2017.0 | SPARC Solar Powered Agri-Rural Communities Corporation | Philippines Department of Energy | https://www.doe.gov.ph/list-existing-power-plants | WRI | [14 empty] | 5.15 | NO-ESTIMATION | NO-ESTIMATION | NO-ESTIMATION | NO-ESTIMATION | CAPACITY-FACTOR-V1
PHL | Philippines | Clark Solar |  | WRI1023905 | 22.3 | 15.0736 | 120.5893 | Solar |  |  |  | 2016.0 | Enfinity Phillippines Renewable Resources Inc. | Philippines Department of Energy | https://www.doe.gov.ph/list-existing-power-plants | WRI | 1090026 | [13 empty] | 41.11 | NO-ESTIMATION | NO-ESTIMATION | NO-ESTIMATION | NO-ESTIMATION | CAPACITY-FACTOR-V1
PHL | Philippines | Raslag |  | WKS0064259 | 10 | 15.1320 | 120.6350 | Solar | [5 empty] | Wiki-Solar | https://www.wiki-solar.org | Wiki-Solar | [10 empty] | 17.99 | 18.81 | 20.27 | 17.89 | 17.79 | NO-ESTIMATION | NO-ESTIMATION | NO-ESTIMATION | NO-ESTIMATION | CAPACITY-FACTOR-V1
PHL | Philippines | Raslag 2 |  | WKS0066180 | 13.2 | 15.1320 | 120.6350 | Solar | [5 empty] | Wiki-Solar | https://www.wiki-solar.org | Wiki-Solar | [10 empty] | 24.33 | 26.34 | 29.38 | 24.66 | 24.2 | NO-ESTIMATION | NO-ESTIMATION | NO-ESTIMATION | NO-ESTIMATION | CAPACITY-FACTOR-V1
PHL | Philippines | Labne |  | WKS0070647 | 50 | 15.1350 | 121.0100 | Solar | [5 empty] | Wiki-Solar | https://www.wiki-solar.org | Wiki-Solar | [10 empty] | 89.73 | 101.14 | 113.03 | 94.08 | 91.04 | HYDRO-V1 | HYDRO-V1 | HYDRO-V1 | HYDRO-V1 | HYDRO-V1
PHL | Philippines | Concepcion |  | WKS0065447 | 100 | 15.3350 | 120.6950 | Solar | [5 empty] | Wiki-Solar | https://www.wiki-solar.org | Wiki-Solar | [10 empty] | 183.07 | 208.92 | 224.64 | 190.63 | 184.92 | HYDRO-V1 | HYDRO-V1 | HYDRO-V1 | HYDRO-V1 | HYDRO-V1
PHL | Philippines | Palauig Solar |  | WRI1023906 | 5 | 15.4408 | 119.9856 | Solar |  |  |  | 2016.0 | SPARC Solar Powered Agri-Rural Communities Corp. | Philippines Department of Energy | https://www.doe.gov.ph/list-existing-power-plants | WRI | [14 empty] | 9.49 | SOLAR-V1-NO-AGE | SOLAR-V1-NO-AGE | SOLAR-V1-NO-AGE | SOLAR-V1-NO-AGE | SOLAR-V1-NO-AGE
PHL | Philippines | Petrosolar |  | WRI1023898 | 50.1 | 15.4467 | 120.6180 | Solar |  |  |  | 2016.0 | PetroSolar Corporation | Philippines Department of Energy | https://www.doe.gov.ph/list-existing-power-plants | WRI | [14 empty] | 92.97 | NO-ESTIMATION | NO-ESTIMATION | NO-ESTIMATION | NO-ESTIMATION | CAPACITY-FACTOR-V1
PHL | Philippines | Armenia Solar |  | WRI1029964 | 8.8 | 15.4605 | 120.5918 | Solar |  |  |  | 2016.0 | nv vogt Philippines Solar Energy Four Inc. (nv vogt 4) | Philippines Department of Energy | https://www.doe.gov.ph/list-existing-power-plants | WRI | [14 empty] | 15.43 | SOLAR-V1-NO-AGE | SOLAR-V1-NO-AGE | SOLAR-V1-NO-AGE | SOLAR-V1-NO-AGE | SOLAR-V1-NO-AGE
PHL | Philippines | Cabanatuan Solar |  | WRI1023900 | 10.3 | 15.4968 | 120.9921 | Solar |  |  |  | 2016.0 | First Cabanatuan Renewable Ventures Inc. | Philippines Department of Energy | https://www.doe.gov.ph/list-existing-power-plants | WRI | 1113177 | [13 empty] | 18.96 | SOLAR-V1-NO-AGE | SOLAR-V1-NO-AGE | SOLAR-V1-NO-AGE | SOLAR-V1-NO-AGE | SOLAR-V1-NO-AGE
PHL | Philippines | Dalayap |  | WKS0067801 | 7.4 | 15.5365 | 120.6150 | Solar | [5 empty] | Wiki-Solar | https://www.wiki-solar.org | Wiki-Solar | [10 empty] | 13.69 | 13.94 | 14.50 | 13.80 | 13.73 | HYDRO-V1 | HYDRO-V1 | HYDRO-V1 | HYDRO-V1 | HYDRO-V1
PHL | Philippines | Saranay |  | WKS0070671 | 10 | 15.8200 | 120.9650 | Solar | [5 empty] | Wiki-Solar | https://www.wiki-solar.org | Wiki-Solar | [10 empty] | 17.84 | 18.37 | 20.24 | 17.15 | 17.9 | SOLAR-V1-NO-AGE | SOLAR-V1-NO-AGE | SOLAR-V1-NO-AGE | SOLAR-V1-NO-AGE | SOLAR-V1-NO-AGE
PHL | Philippines | Manaoag |  | WKS0070660 | 20 | 16.0200 | 120.4300 | Solar | [5 empty] | Wiki-Solar | https://www.wiki-solar.org | Wiki-Solar | [10 empty] | 36.86 | 40.51 | 45.86 | 40.30 | 37.49 | SOLAR-V1-NO-AGE | SOLAR-V1-NO-AGE | SOLAR-V1-NO-AGE | SOLAR-V1-NO-AGE | SOLAR-V1-NO-AGE
PHL | Philippines | Currimao Solar |  | WRI1023902 | 20 | 18.0508 | 120.4858 | Solar |  |  |  | 2016.0 | Mirae Asia Energy Corp. | Philippines Department of Energy | https://www.doe.gov.ph/list-existing-power-plants | WRI | 1094969 | [13 empty] | 41.29 | HYDRO-V1 | HYDRO-V1 | HYDRO-V1 | HYDRO-V1 | HYDRO-V1
PHL | Philippines | Sarrat Solar |  | WRI1030487 | 1 | 18.1359 | 120.6762 | Solar |  |  |  | 2017.0 | Bosung Solartec Ic (BOSUNG) | Philippines Department of Energy | https://www.doe.gov.ph/list-existing-power-plants | WRI | [14 empty] | 1.35 | SOLAR-V1-NO-AGE | SOLAR-V1-NO-AGE | SOLAR-V1-NO-AGE | SOLAR-V1-NO-AGE | SOLAR-V1-NO-AGE
PHL | Philippines | Burgos |  | WKS0065263 | 4.1 | 18.5280 | 120.6378 | Solar | [5 empty] | Wiki-Solar | https://www.wiki-solar.org | Wiki-Solar | [10 empty] | 7.60 | 7.93 | 7.26 | 7.62 | 7.57 | SOLAR-V1-NO-AGE | SOLAR-V1-NO-AGE | SOLAR-V1-NO-AGE | SOLAR-V1-NO-AGE | SOLAR-V1-NO-AGE
PHL | Philippines | Centrala |  | WKS0062351 | 6.2 | 6.3338 | 124.7444 | Solar | [5 empty] | Wiki-Solar | https://www.wiki-solar.org | Wiki-Solar | [10 empty] | 11.47 | 12.13 | 12.48 | 12.19 | 10.92 | SOLAR-V1-NO-AGE | SOLAR-V1-NO-AGE | SOLAR-V1-NO-AGE | SOLAR-V1-NO-AGE | SOLAR-V1-NO-AGE
PHL | Philippines | Surallah 12 |  | WKS0062558 | 12 | 6.3400 | 124.7400 | Solar | [5 empty] | Wiki-Solar | https://www.wiki-solar.org | Wiki-Solar | [10 empty] | 22.01 | 23.21 | 25.36 | 24.69 | 21.46 | NO-ESTIMATION | NO-ESTIMATION | NO-ESTIMATION | NO-ESTIMATION | CAPACITY-FACTOR-V1
PHL | Philippines | Digos Solar |  | WRI1023914 | 28.6 | 6.7718 | 125.2853 | Solar |  |  |  | 2016.0 | Enfinity Phillippines Renewable Resources Inc. | Philippines Department of Energy | https://www.doe.gov.ph/list-existing-power-plants | WRI | 1107735 | [13 empty] | 51.3 | HYDRO-V1 | HYDRO-V1 | HYDRO-V1 | HYDRO-V1 | HYDRO-V1
PHL | Philippines | Kibawe Solar |  | WRI1023913 | 10.5 | 7.5546 | 124.9616 | Solar |  |  |  | 2016.0 | AsiaGreen Energy Corporation | Philippines Department of Energy | https://www.doe.gov.ph/list-existing-power-plants | WRI | [14 empty] | 17.43 | HYDRO-V1 | HYDRO-V1 | HYDRO-V1 | HYDRO-V1 | HYDRO-V1
PHL | Philippines | San Francisco PH |  | WKS0070648 | 10 | 8.4850 | 125.8950 | Solar | [5 empty] | Wiki-Solar | https://www.wiki-solar.org | Wiki-Solar | [10 empty] | 17.75 | 17.71 | 19.10 | 18.52 | 16.7 | SOLAR-V1-NO-AGE | SOLAR-V1-NO-AGE | SOLAR-V1-NO-AGE | SOLAR-V1-NO-AGE | SOLAR-V1-NO-AGE
PHL | Philippines | Kirahon |  | WKS0061764 | 12.6 | 8.5560 | 124.7870 | Solar | [5 empty] | Wiki-Solar | https://www.wiki-solar.org | Wiki-Solar | [10 empty] | 23.61 | 24.36 | 27.88 | 28.03 | 21.93 | SOLAR-V1-NO-AGE | SOLAR-V1-NO-AGE | SOLAR-V1-NO-AGE | SOLAR-V1-NO-AGE | SOLAR-V1-NO-AGE
PHL | Philippines | Montesol |  | WKS0065753 | 18 | 9.6360 | 123.0950 | Solar | [5 empty] | Wiki-Solar | https://www.wiki-solar.org | Wiki-Solar | [10 empty] | 33.05 | 31.71 | 39.89 | 38.20 | 30.01 | SOLAR-V1-NO-AGE | SOLAR-V1-NO-AGE | SOLAR-V1-NO-AGE | SOLAR-V1-NO-AGE | SOLAR-V1-NO-AGE
POL | Poland | FF WierzchosÅ‚awice |  | WRI1061572 | 1 | 50.0422 | 20.8531 | Solar |  |  |  | 2011.0 | Energia WierzchosÅ‚awice | Inwestycje Energetyczne | http://inwestycjeenergetyczne.itc.pw.edu.pl/inwestycja/farma-fotowoltaiczna-wierzchoslawice/ | University of DÄ…browa GÃ³rnicza | [10 empty] | 1.26 | 1.36 | 1.47 | 1.28 | 1.1 | SOLAR-V1-NO-AGE | SOLAR-V1-NO-AGE | SOLAR-V1-NO-AGE | SOLAR-V1-NO-AGE | SOLAR-V1-NO-AGE
POL | Poland | FF CieszanÃ³w |  | WRI1061566 | 2 | 50.2408 | 23.1267 | Solar |  |  |  | 2015.0 | Horyzonty | CieszanÃ³w | http://www.cieszanow.org/436-elektrownia-fotowoltaiczna-w-cieszanowie.html | University of DÄ…browa GÃ³rnicza | [13 empty] | 2.58 | 2.89 | SOLAR-V1-NO-AGE | SOLAR-V1-NO-AGE | SOLAR-V1-NO-AGE | SOLAR-V1-NO-AGE | SOLAR-V1-NO-AGE
POL | Poland | FF OstrzeszÃ³w |  | WRI1061565 | 2 | 51.4147 | 17.9359 | Solar |  |  |  | 2015.0 | Biogazownia OstrzeszÃ³w | Biogazownia OstrzeszÃ³w | http://fotowoltaika-ostrzeszow.pl/ | University of DÄ…browa GÃ³rnicza | [13 empty] | 2.80 | 2.89 | SOLAR-V1-NO-AGE | SOLAR-V1-NO-AGE | SOLAR-V1-NO-AGE | SOLAR-V1-NO-AGE | SOLAR-V1-NO-AGE
POL | Poland | FF BordziÅ‚Ã³wka |  | WRI1061571 | 1 | 51.8469 | 23.1633 | Solar |  |  |  | 2014.0 | R.Power | Inwestycje Energetyczne | http://inwestycjeenergetyczne.itc.pw.edu.pl/inwestycja/farma-fotowoltaiczna-bordzilowka/ | University of DÄ…browa GÃ³rnicza | [12 empty] | 1.31 | 1.31 | 1.27 | SOLAR-V1-NO-AGE | SOLAR-V1-NO-AGE | SOLAR-V1-NO-AGE | SOLAR-V1-NO-AGE | SOLAR-V1-NO-AGE
POL | Poland | FF Gubin |  | WRI1061569 | 2 | 51.9201 | 14.7294 | Solar |  |  |  | 2014.0 | PEG | PEG | http://www.peg.com.pl/misja | University of DÄ…browa GÃ³rnicza | [12 empty] | 2.82 | 3.07 | 3.09 | HYDRO-V1 | HYDRO-V1 | HYDRO-V1 | HYDRO-V1 | HYDRO-V1
POL | Poland | FF Czernikowo |  | WRI1061564 | 4 | 52.9366 | 18.9595 | Solar |  |  |  | 2015.0 | Energa Wytwarzanie | Energa Wytwarzanie | http://www.energa-wytwarzanie.pl/obiekty/lista-obiektow/czernikowo 56 obiekt.html | University of DÄ…browa GÃ³rnicza | [13 empty] | 4.94 | 5.56 | SOLAR-V1-NO-AGE | SOLAR-V1-NO-AGE | SOLAR-V1-NO-AGE | SOLAR-V1-NO-AGE | SOLAR-V1-NO-AGE
POL | Poland | FF Zagroby-Zakrzewo |  | WRI1061570 | 1 | 53.0044 | 22.1448 | Solar |  |  |  | 2018.0 | R.Power | R.Power | https://rpower.pl/pl/podlasie-solar-park | University of DÄ…browa GÃ³rnicza | [14 empty] | 0.57 | SOLAR-V1-NO-AGE | SOLAR-V1-NO-AGE | SOLAR-V1-NO-AGE | SOLAR-V1-NO-AGE | SOLAR-V1-NO-AGE
POL | Poland | FF Kolno |  | WRI1061568 | 2 | 53.3908 | 21.9149 | Solar |  |  |  | 2015.0 | R.Power | R.Power | https://rpower.pl/pl/podlasie-solar-park | University of DÄ…browa GÃ³rnicza | [13 empty] | 2.52 | 2.99 | SOLAR-V1-NO-AGE | SOLAR-V1-NO-AGE | SOLAR-V1-NO-AGE | SOLAR-V1-NO-AGE | SOLAR-V1-NO-AGE
POL | Poland | FF Delta (Przejazdowo/GdaÅ„sk) |  | WRI1061567 | 2 | 54.3363 | 18.7532 | Solar |  |  |  | 2014.0 | Energa Wytwarzanie | Energa Wytwarzanie | http://www.energa-wytwarzanie.pl/obiekty/lista-obiektow/farma-fotowoltaiczna-delta 6 obiekt.html | University of DÄ…browa GÃ³rnicza | [12 empty] | 2.86 | 3.17 | 2.89 | HYDRO-V1 | HYDRO-V1 | HYDRO-V1 | HYDRO-V1 | HYDRO-V1
PRT | Portugal | Loiral |  | WRI1022625 | 7.2 | 32.7440 | -17.1115 | Solar |  |  |  | 2012.0 |  | Energias Endogenas de Portugal | http://e2p.inegi.up.pt/index.asp | Energias Endogenas de Portugal | [10 empty] | 15.30 | 14.31 | 14.96 | 13.92 | 11.44 | SOLAR-V1-NO-AGE | SOLAR-V1-NO-AGE | SOLAR-V1-NO-AGE | SOLAR-V1-NO-AGE | SOLAR-V1-NO-AGE
PRT | Portugal | Paul Solar |  | WRI1022639 | 2 | 32.7452 | -17.1136 | Solar |  |  |  | 2012.0 |  | Energias Endogenas de Portugal | http://e2p.inegi.up.pt/index.asp | Energias Endogenas de Portugal | [10 empty] | 3.99 | 3.72 | 3.90 | 3.60 | 2.99 | SOLAR-V1-NO-AGE | SOLAR-V1-NO-AGE | SOLAR-V1-NO-AGE | SOLAR-V1-NO-AGE | SOLAR-V1-NO-AGE
PRT | Portugal | CaniÃ§al |  | WRI1022599 | 6.6 | 32.7518 | -16.7512 | Solar |  |  |  | 2010.0 |  | Energias Endogenas de Portugal | http://e2p.inegi.up.pt/index.asp | Energias Endogenas de Portugal | 1104289 | [9 empty] | 15.01 | 12.72 | 11.36 | 11.35 | 10.3 | HYDRO-V1 | HYDRO-V1 | HYDRO-V1 | HYDRO-V1 | HYDRO-V1
PRT | Portugal | Porto Santo |  | WRI1022641 | 2 | 33.0598 | -16.3348 | Solar |  |  |  | 2010.0 |  | Energias Endogenas de Portugal | http://e2p.inegi.up.pt/index.asp | Energias Endogenas de Portugal | [10 empty] | 4.55 | 3.66 | 3.51 | 3.44 | 2.99 | HYDRO-V1 | HYDRO-V1 | HYDRO-V1 | HYDRO-V1 | HYDRO-V1
PRT | Portugal | Estoi 1 |  | WRI1022613 | 1 | 37.0764 | -7.8545 | Solar |  |  |  | 2013.0 |  | Energias Endogenas de Portugal | http://e2p.inegi.up.pt/index.asp | Energias Endogenas de Portugal | [11 empty] | 2.32 | 2.33 | 2.26 | 2.01 | SOLAR-V1-NO-AGE | SOLAR-V1-NO-AGE | SOLAR-V1-NO-AGE | SOLAR-V1-NO-AGE | SOLAR-V1-NO-AGE
PRT | Portugal | Estoi 2 |  | WRI1022614 | 1 | 37.0772 | -7.8597 | Solar | [5 empty] | Energias Endogenas de Portugal | http://e2p.inegi.up.pt/index.asp | Energias Endogenas de Portugal | [10 empty] | 1.98 | 2.08 | 2.21 | 2.12 | 1.84 | SOLAR-V1-NO-AGE | SOLAR-V1-NO-AGE | SOLAR-V1-NO-AGE | SOLAR-V1-NO-AGE | SOLAR-V1-NO-AGE
PRT | Portugal | Estoi 3 |  | WRI1022615 | 1 | 37.0773 | -7.8572 | Solar |  |  |  | 2014.0 |  | Energias Endogenas de Portugal | http://e2p.inegi.up.pt/index.asp | Energias Endogenas de Portugal | [12 empty] | 2.34 | 2.27 | 2.15 | SOLAR-V1-NO-AGE | SOLAR-V1-NO-AGE | SOLAR-V1-NO-AGE | SOLAR-V1-NO-AGE | SOLAR-V1-NO-AGE
PRT | Portugal | Lagos |  | WRI1022624 | 2.3 | 37.1098 | -8.6966 | Solar |  |  |  | 2015.0 |  | Energias Endogenas de Portugal | http://e2p.inegi.up.pt/index.asp | Energias Endogenas de Portugal | [13 empty] | 5.16 | 4.87 | SOLAR-V1-NO-AGE | SOLAR-V1-NO-AGE | SOLAR-V1-NO-AGE | SOLAR-V1-NO-AGE | SOLAR-V1-NO-AGE
PRT | Portugal | Ferreiras |  | WRI1022619 | 6 | 37.1215 | -8.2660 | Solar |  |  |  | 2012.0 |  | Energias Endogenas de Portugal | http://e2p.inegi.up.pt/index.asp | Energias Endogenas de Portugal | 1088698 | [9 empty] | 13.72 | 14.01 | 13.89 | 12.99 | 10.38 | SOLAR-V1-NO-AGE | SOLAR-V1-NO-AGE | SOLAR-V1-NO-AGE | SOLAR-V1-NO-AGE | SOLAR-V1-NO-AGE
PRT | Portugal | Sol Cativante 5 |  | WRI1022652 | 6 | 37.1508 | -7.9553 | Solar |  |  |  | 2014.0 |  | Energias Endogenas de Portugal | http://e2p.inegi.up.pt/index.asp | Energias Endogenas de Portugal | [12 empty] | 13.54 | 13.58 | 13.64 | HYDRO-V1 | HYDRO-V1 | HYDRO-V1 | HYDRO-V1 | HYDRO-V1
PRT | Portugal | Sol Cativante 7 |  | WRI1022653 | 4 | 37.1508 | -7.9553 | Solar |  |  |  | 2014.0 |  | Energias Endogenas de Portugal | http://e2p.inegi.up.pt/index.asp | Energias Endogenas de Portugal | [12 empty] | 8.57 | 8.59 | 8.32 | NO-ESTIMATION | NO-ESTIMATION | NO-ESTIMATION | NO-ESTIMATION | CAPACITY-FACTOR-V1
PRT | Portugal | Avalades |  | WRI1022594 | 14 | 37.1647 | -8.2737 | Solar |  |  |  | 2012.0 |  | Energias Endogenas de Portugal | http://e2p.inegi.up.pt/index.asp | Energias Endogenas de Portugal | 1096486 | [9 empty] | 37.04 | 34.73 | 36.67 | 35.88 | 30 | NO-ESTIMATION | NO-ESTIMATION | NO-ESTIMATION | NO-ESTIMATION | CAPACITY-FACTOR-V1
PRT | Portugal | Solara4 |  | WKS0070717 | 218.8 | 37.3650 | -7.6650 | Solar | [5 empty] | Wiki-Solar | https://www.wiki-solar.org | Wiki-Solar | [10 empty] | 530.17 | 495.76 | 538.47 | 526.81 | 556.1 | NO-ESTIMATION | NO-ESTIMATION | NO-ESTIMATION | NO-ESTIMATION | CAPACITY-FACTOR-V1
PRT | Portugal | Martim Longo 2 |  | WRI1022633 | 1.102 | 37.4410 | -7.7530 | Solar |  |  |  | 2014.0 |  | Energias Endogenas de Portugal | http://e2p.inegi.up.pt/index.asp | Energias Endogenas de Portugal | [12 empty] | 2.37 | 2.34 | 2.27 | NO-ESTIMATION | NO-ESTIMATION | NO-ESTIMATION | NO-ESTIMATION | CAPACITY-FACTOR-V1
PRT | Portugal | Martim Longo 3 |  | WRI1022634 | 1 | 37.4412 | -7.7530 | Solar |  |  |  | 2014.0 |  | Energias Endogenas de Portugal | http://e2p.inegi.up.pt/index.asp | Energias Endogenas de Portugal | [12 empty] | 2.20 | 2.17 | 2.08 | SOLAR-V1-NO-AGE | SOLAR-V1-NO-AGE | SOLAR-V1-NO-AGE | SOLAR-V1-NO-AGE | SOLAR-V1-NO-AGE
PRT | Portugal | Martim Longo 1 |  | WRI1022632 | 1.102 | 37.4425 | -7.7493 | Solar |  |  |  | 2014.0 |  | Energias Endogenas de Portugal | http://e2p.inegi.up.pt/index.asp | Energias Endogenas de Portugal | [12 empty] | 2.37 | 2.34 | 2.27 | NO-ESTIMATION | NO-ESTIMATION | NO-ESTIMATION | NO-ESTIMATION | CAPACITY-FACTOR-V1
PRT | Portugal | Luz-On |  | WRI1022626 | 1.2 | 37.4428 | -7.7474 | Solar |  |  |  | 2014.0 |  | Energias Endogenas de Portugal | http://e2p.inegi.up.pt/index.asp | Energias Endogenas de Portugal | [12 empty] | 2.64 | 2.60 | 2.5 | NO-ESTIMATION | NO-ESTIMATION | NO-ESTIMATION | NO-ESTIMATION | CAPACITY-FACTOR-V1
PRT | Portugal | AlmodÃ´var |  | WRI1022590 | 1.1 | 37.5229 | -8.0582 | Solar | [5 empty] | Energias Endogenas de Portugal | http://e2p.inegi.up.pt/index.asp | Energias Endogenas de Portugal | [10 empty] | 2.02 | 2.01 | 2.04 | 2.11 | 2.14 | HYDRO-V1 | HYDRO-V1 | HYDRO-V1 | HYDRO-V1 | HYDRO-V1
PRT | Portugal | Porteirinhos |  | WRI1022640 | 6 | 37.5619 | -8.0701 | Solar |  |  |  | 2010.0 |  | Energias Endogenas de Portugal | http://e2p.inegi.up.pt/index.asp | Energias Endogenas de Portugal | [10 empty] | 13.44 | 13.33 | 9.89 | 10.82 | 10.33 | SOLAR-V1-NO-AGE | SOLAR-V1-NO-AGE | SOLAR-V1-NO-AGE | SOLAR-V1-NO-AGE | SOLAR-V1-NO-AGE
PRT | Portugal | Castanhos |  | WRI1022601 | 1.3 | 37.5801 | -7.8393 | Solar |  |  |  | 2010.0 |  | Energias Endogenas de Portugal | http://e2p.inegi.up.pt/index.asp | Energias Endogenas de Portugal | [10 empty] | 3.02 | 2.62 | 2.19 | 2.11 | 2.21 | SOLAR-V1-NO-AGE | SOLAR-V1-NO-AGE | SOLAR-V1-NO-AGE | SOLAR-V1-NO-AGE | SOLAR-V1-NO-AGE
PRT | Portugal | Olva |  | WRI1022637 | 2.2 | 37.5882 | -7.8332 | Solar |  |  |  | 2008.0 |  | Energias Endogenas de Portugal | http://e2p.inegi.up.pt/index.asp | Energias Endogenas de Portugal | 1093708 | [9 empty] | 4.06 | 3.64 | 3.76 | 3.67 | 2.86 | SOLAR-V1-NO-AGE | SOLAR-V1-NO-AGE | SOLAR-V1-NO-AGE | SOLAR-V1-NO-AGE | SOLAR-V1-NO-AGE
PRT | Portugal | Interior Alentejano |  | WRI1022623 | 2.2 | 37.6063 | -8.0874 | Solar |  |  |  | 2008.0 |  | Energias Endogenas de Portugal | http://e2p.inegi.up.pt/index.asp | Energias Endogenas de Portugal | 1116163 | [9 empty] | 3.88 | 3.96 | 3.66 | 4.41 | 2.88 | SOLAR-V1-NO-AGE | SOLAR-V1-NO-AGE | SOLAR-V1-NO-AGE | SOLAR-V1-NO-AGE | SOLAR-V1-NO-AGE
PRT | Portugal | Ourique |  | WKS0066183 | 46 | 37.6650 | -8.1920 | Solar | [5 empty] | Wiki-Solar | https://www.wiki-solar.org | Wiki-Solar | [10 empty] | 111.30 | 101.05 | 111.46 | 107.66 | 112.57 | SOLAR-V1-NO-AGE | SOLAR-V1-NO-AGE | SOLAR-V1-NO-AGE | SOLAR-V1-NO-AGE | SOLAR-V1-NO-AGE
PRT | Portugal | Serpa |  | WRI1022651 | 11 | 38.0299 | -7.6229 | Solar |  |  |  | 2007.0 |  | Energias Endogenas de Portugal | http://e2p.inegi.up.pt/index.asp | Energias Endogenas de Portugal | 1065911 | [9 empty] | 22.18 | 22.29 | 21.86 | 8.81 | 24.34 | SOLAR-V1-NO-AGE | SOLAR-V1-NO-AGE | SOLAR-V1-NO-AGE | SOLAR-V1-NO-AGE | SOLAR-V1-NO-AGE
PRT | Portugal | Ferreira do Alentejo |  | WRI1022618 | 12 | 38.0347 | -8.1297 | Solar |  |  |  | 2009.0 |  | Energias Endogenas de Portugal | http://e2p.inegi.up.pt/index.asp | Energias Endogenas de Portugal | 1071222 | [9 empty] | 26.65 | 23.09 | 24.76 | 26.28 | 22.34 | SOLAR-V1-NO-AGE | SOLAR-V1-NO-AGE | SOLAR-V1-NO-AGE | SOLAR-V1-NO-AGE | SOLAR-V1-NO-AGE
PRT | Portugal | Monte da ChaminÃ© |  | WRI1022635 | 1.4 | 38.0381 | -8.1316 | Solar |  |  |  | 2009.0 |  | Energias Endogenas de Portugal | http://e2p.inegi.up.pt/index.asp | Energias Endogenas de Portugal | [10 empty] | 2.65 | 2.43 | 2.46 | 2.64 | 2.02 | NO-ESTIMATION | NO-ESTIMATION | NO-ESTIMATION | NO-ESTIMATION | CAPACITY-FACTOR-V1
PRT | Portugal | Ferreira do Alentejo |  | WRI1022617 | 10 | 38.0543 | -8.1368 | Solar |  |  |  | 2009.0 |  | Energias Endogenas de Portugal | http://e2p.inegi.up.pt/index.asp | Energias Endogenas de Portugal | [10 empty] | 20.02 | 17.48 | 18.01 | 19.26 | 16.63 | SOLAR-V1-NO-AGE | SOLAR-V1-NO-AGE | SOLAR-V1-NO-AGE | SOLAR-V1-NO-AGE | SOLAR-V1-NO-AGE
PRT | Portugal | Malhada Velha |  | WRI1022627 | 1 | 38.0929 | -8.1998 | Solar |  |  |  | 2010.0 |  | Energias Endogenas de Portugal | http://e2p.inegi.up.pt/index.asp | Energias Endogenas de Portugal | [10 empty] | 2.09 | 1.96 | 1.79 | 1.76 | 1.72 | SOLAR-V1-NO-AGE | SOLAR-V1-NO-AGE | SOLAR-V1-NO-AGE | SOLAR-V1-NO-AGE | SOLAR-V1-NO-AGE
PRT | Portugal | Malhada Velha 2 |  | WRI1022628 | 9 | 38.0929 | -8.1998 | Solar |  |  |  | 2012.0 |  | Energias Endogenas de Portugal | http://e2p.inegi.up.pt/index.asp | Energias Endogenas de Portugal | [10 empty] | 19.98 | 18.16 | 20.66 | 18.79 | 15.73 | NO-ESTIMATION | NO-ESTIMATION | NO-ESTIMATION | NO-ESTIMATION | CAPACITY-FACTOR-V1
PRT | Portugal | Vale de Moura |  | WKS0071741 | 28.8 | 38.1300 | -7.2550 | Solar | [5 empty] | Wiki-Solar | https://www.wiki-solar.org | Wiki-Solar | [10 empty] | 66.46 | 57.26 | 67.45 | 61.55 | 66.42 | NO-ESTIMATION | NO-ESTIMATION | NO-ESTIMATION | NO-ESTIMATION | CAPACITY-FACTOR-V1
PRT | Portugal | Amareleja |  | WRI1022593 | 45.8 | 38.1861 | -7.2161 | Solar |  |  |  | 2008.0 |  | Energias Endogenas de Portugal | http://e2p.inegi.up.pt/index.asp | Energias Endogenas de Portugal | [10 empty] | 93.95 | 86.60 | 93.74 | 102.04 | 62.18 | NO-ESTIMATION | NO-ESTIMATION | NO-ESTIMATION | NO-ESTIMATION | CAPACITY-FACTOR-V1
PRT | Portugal | Vale Matancas |  | WKS0069587 | 7.2 | 38.4100 | -8.4200 | Solar | [5 empty] | Wiki-Solar | https://www.wiki-solar.org | Wiki-Solar | [10 empty] | 14.11 | 14.17 | 14.06 | 14.35 | 15.36 | SOLAR-V1-NO-AGE | SOLAR-V1-NO-AGE | SOLAR-V1-NO-AGE | SOLAR-V1-NO-AGE | SOLAR-V1-NO-AGE
PRT | Portugal | About the Future |  | WRI1022586 | 2.2 | 38.4916 | -8.8113 | Solar |  |  |  | 2016.0 |  | Energias Endogenas de Portugal | http://e2p.inegi.up.pt/index.asp | Energias Endogenas de Portugal | [14 empty] | 4.93 | NO-ESTIMATION | NO-ESTIMATION | NO-ESTIMATION | NO-ESTIMATION | CAPACITY-FACTOR-V1
PRT | Portugal | Helios Evosol |  | WRI1022622 | 5 | 38.5074 | -7.8998 | Solar |  |  |  | 2015.0 |  | Energias Endogenas de Portugal | http://e2p.inegi.up.pt/index.asp | Energias Endogenas de Portugal | [13 empty] | 10.21 | 11.5 | SOLAR-V1-NO-AGE | SOLAR-V1-NO-AGE | SOLAR-V1-NO-AGE | SOLAR-V1-NO-AGE | SOLAR-V1-NO-AGE
PRT | Portugal | Resun |  | WRI1022643 | 5 | 38.5074 | -7.8998 | Solar |  |  |  | 2015.0 |  | Energias Endogenas de Portugal | http://e2p.inegi.up.pt/index.asp | Energias Endogenas de Portugal | [13 empty] | 10.21 | 11.5 | NO-ESTIMATION | NO-ESTIMATION | NO-ESTIMATION | NO-ESTIMATION | CAPACITY-FACTOR-V1
PRT | Portugal | Quinta do Louseiro |  | WRI1022642 | 1.1 | 38.5108 | -7.7787 | Solar |  |  |  | 2012.0 |  | Energias Endogenas de Portugal | http://e2p.inegi.up.pt/index.asp | Energias Endogenas de Portugal | [10 empty] | 2.07 | 2.15 | 2.09 | 2.06 | 1.71 | NO-ESTIMATION | NO-ESTIMATION | NO-ESTIMATION | NO-ESTIMATION | CAPACITY-FACTOR-V1
PRT | Portugal | Barbarrala |  | WRI1022595 | 1.3 | 38.5335 | -7.9155 | Solar |  |  |  | 2014.0 |  | Energias Endogenas de Portugal | http://e2p.inegi.up.pt/index.asp | Energias Endogenas de Portugal | [12 empty] | 2.56 | 2.57 | 2.87 | HYDRO-V1 | HYDRO-V1 | HYDRO-V1 | HYDRO-V1 | HYDRO-V1
PRT | Portugal | Eresolar |  | WRI1022611 | 5 | 38.5503 | -7.8471 | Solar |  |  |  | 2015.0 |  | Energias Endogenas de Portugal | http://e2p.inegi.up.pt/index.asp | Energias Endogenas de Portugal | [13 empty] | 10.21 | 11.5 | HYDRO-V1 | HYDRO-V1 | HYDRO-V1 | HYDRO-V1 | HYDRO-V1
PRT | Portugal | Palmela |  | WRI1022638 | 1.6 | 38.5731 | -8.9560 | Solar |  |  |  | 2011.0 |  | Energias Endogenas de Portugal | http://e2p.inegi.up.pt/index.asp | Energias Endogenas de Portugal | [10 empty] | 3.58 | 3.23 | 3.44 | 2.53 | 2.87 | HYDRO-V1 | HYDRO-V1 | HYDRO-V1 | HYDRO-V1 | HYDRO-V1
PRT | Portugal | Seixal 1 |  | WRI1022648 | 2 | 38.5940 | -9.1649 | Solar |  |  |  | 2014.0 |  | Energias Endogenas de Portugal | http://e2p.inegi.up.pt/index.asp | Energias Endogenas de Portugal | [12 empty] | 4.38 | 4.39 | 4.48 | HYDRO-V1 | HYDRO-V1 | HYDRO-V1 | HYDRO-V1 | HYDRO-V1
PRT | Portugal | Seixal 2 |  | WRI1022649 | 8 | 38.5960 | -9.1611 | Solar |  |  |  | 2014.0 |  | Energias Endogenas de Portugal | http://e2p.inegi.up.pt/index.asp | Energias Endogenas de Portugal | [12 empty] | 17.92 | 17.97 | 18.34 | SOLAR-V1-NO-AGE | SOLAR-V1-NO-AGE | SOLAR-V1-NO-AGE | SOLAR-V1-NO-AGE | SOLAR-V1-NO-AGE
PRT | Portugal | Seixal 3 |  | WRI1022650 | 8 | 38.5960 | -9.1611 | Solar |  |  |  | 2014.0 |  | Energias Endogenas de Portugal | http://e2p.inegi.up.pt/index.asp | Energias Endogenas de Portugal | [12 empty] | 17.92 | 17.97 | 18.34 | SOLAR-V1-NO-AGE | SOLAR-V1-NO-AGE | SOLAR-V1-NO-AGE | SOLAR-V1-NO-AGE | SOLAR-V1-NO-AGE
PRT | Portugal | Flamenguinha |  | WRI1022620 | 2 | 38.6125 | -8.4424 | Solar |  |  |  | 2013.0 |  | Energias Endogenas de Portugal | http://e2p.inegi.up.pt/index.asp | Energias Endogenas de Portugal | [11 empty] | 3.95 | 4.22 | 3.92 | 4.2 | SOLAR-V1-NO-AGE | SOLAR-V1-NO-AGE | SOLAR-V1-NO-AGE | SOLAR-V1-NO-AGE | SOLAR-V1-NO-AGE
PRT | Portugal | Cabrela |  | WRI1022596 | 12 | 38.6185 | -8.4608 | Solar |  |  |  | 2014.0 |  | Energias Endogenas de Portugal | http://e2p.inegi.up.pt/index.asp | Energias Endogenas de Portugal | 1105687 | [11 empty] | 29.05 | 26.90 | 29.33 | SOLAR-V1-NO-AGE | SOLAR-V1-NO-AGE | SOLAR-V1-NO-AGE | SOLAR-V1-NO-AGE | SOLAR-V1-NO-AGE
PRT | Portugal | Salgueirinha |  | WRI1022646 | 4 | 38.6453 | -8.8890 | Solar |  |  |  | 2014.0 |  | Energias Endogenas de Portugal | http://e2p.inegi.up.pt/index.asp | Energias Endogenas de Portugal | [12 empty] | 8.25 | 8.35 | 8.56 | SOLAR-V1-NO-AGE | SOLAR-V1-NO-AGE | SOLAR-V1-NO-AGE | SOLAR-V1-NO-AGE | SOLAR-V1-NO-AGE
PRT | Portugal | Acil 1 |  | WRI1022587 | 2 | 38.7086 | -8.6250 | Solar |  |  |  | 2013.0 |  | Energias Endogenas de Portugal | http://e2p.inegi.up.pt/index.asp | Energias Endogenas de Portugal | 1104288 | [10 empty] | 3.92 | 3.97 | 4.15 | 4.24 | SOLAR-V1-NO-AGE | SOLAR-V1-NO-AGE | SOLAR-V1-NO-AGE | SOLAR-V1-NO-AGE | SOLAR-V1-NO-AGE
PRT | Portugal | Acil 2 |  | WRI1022588 | 2 | 38.7086 | -8.6250 | Solar |  |  |  | 2013.0 |  | Energias Endogenas de Portugal | http://e2p.inegi.up.pt/index.asp | Energias Endogenas de Portugal | 1104288 | [10 empty] | 3.92 | 3.97 | 4.15 | 4.24 | SOLAR-V1-NO-AGE | SOLAR-V1-NO-AGE | SOLAR-V1-NO-AGE | SOLAR-V1-NO-AGE | SOLAR-V1-NO-AGE
PRT | Portugal | Montijo |  | WKS0064396 | 13.3 | 38.7270 | -8.6200 | Solar | [5 empty] | Wiki-Solar | https://www.wiki-solar.org | Wiki-Solar | [10 empty] | 30.38 | 26.04 | 30.92 | 27.41 | 30 | SOLAR-V1-NO-AGE | SOLAR-V1-NO-AGE | SOLAR-V1-NO-AGE | SOLAR-V1-NO-AGE | SOLAR-V1-NO-AGE
PRT | Portugal | Canha/Alpenduradas |  | WRI1022598 | 12 | 38.7288 | -8.5946 | Solar |  |  |  | 2014.0 |  | Energias Endogenas de Portugal | http://e2p.inegi.up.pt/index.asp | Energias Endogenas de Portugal | 1104289 | [11 empty] | 29.83 | 26.90 | 29.74 | SOLAR-V1-NO-AGE | SOLAR-V1-NO-AGE | SOLAR-V1-NO-AGE | SOLAR-V1-NO-AGE | SOLAR-V1-NO-AGE
PRT | Portugal | Tagus cluster (bal) |  | WKS0063925 | 11.1 | 38.7290 | -8.5950 | Solar | [5 empty] | Wiki-Solar | https://www.wiki-solar.org | Wiki-Solar | [10 empty] | 25.38 | 21.82 | 26.10 | 23.29 | 24.88 | SOLAR-V1-NO-AGE | SOLAR-V1-NO-AGE | SOLAR-V1-NO-AGE | SOLAR-V1-NO-AGE | SOLAR-V1-NO-AGE
PRT | Portugal | Trajouce 1 |  | WRI1022655 | 2 | 38.7370 | -9.3339 | Solar |  |  |  | 2014.0 |  | Energias Endogenas de Portugal | http://e2p.inegi.up.pt/index.asp | Energias Endogenas de Portugal | [12 empty] | 4.36 | 4.37 | 4.47 | SOLAR-V1-NO-AGE | SOLAR-V1-NO-AGE | SOLAR-V1-NO-AGE | SOLAR-V1-NO-AGE | SOLAR-V1-NO-AGE
PRT | Portugal | Trajouce 2 |  | WRI1022656 | 2 | 38.7370 | -9.3339 | Solar |  |  |  | 2014.0 |  | Energias Endogenas de Portugal | http://e2p.inegi.up.pt/index.asp | Energias Endogenas de Portugal | [12 empty] | 4.36 | 4.37 | 4.47 | SOLAR-V1-NO-AGE | SOLAR-V1-NO-AGE | SOLAR-V1-NO-AGE | SOLAR-V1-NO-AGE | SOLAR-V1-NO-AGE
PRT | Portugal | Alfouvar |  | WRI1022589 | 2 | 38.8601 | -9.2724 | Solar |  |  |  | 2013.0 |  | Energias Endogenas de Portugal | http://e2p.inegi.up.pt/index.asp | Energias Endogenas de Portugal | [11 empty] | 3.90 | 4.31 | 4.23 | 4.23 | SOLAR-V1-NO-AGE | SOLAR-V1-NO-AGE | SOLAR-V1-NO-AGE | SOLAR-V1-NO-AGE | SOLAR-V1-NO-AGE
PRT | Portugal | MalhapÃ£o |  | WRI1022629 | 2 | 38.8606 | -9.1815 | Solar |  |  |  | 2013.0 |  | Energias Endogenas de Portugal | http://e2p.inegi.up.pt/index.asp | Energias Endogenas de Portugal | [11 empty] | 3.90 | 4.31 | 4.23 | 4.23 | SOLAR-V1-NO-AGE | SOLAR-V1-NO-AGE | SOLAR-V1-NO-AGE | SOLAR-V1-NO-AGE | SOLAR-V1-NO-AGE
PRT | Portugal | MARL Energia |  | WRI1022631 | 6 | 38.8679 | -9.1072 | Solar |  |  |  | 2009.0 |  | Energias Endogenas de Portugal | http://e2p.inegi.up.pt/index.asp | Energias Endogenas de Portugal | [10 empty] | 12.92 | 10.39 | 10.44 | 9.90 | 11.22 | SOLAR-V1-NO-AGE | SOLAR-V1-NO-AGE | SOLAR-V1-NO-AGE | SOLAR-V1-NO-AGE | SOLAR-V1-NO-AGE
PRT | Portugal | Loures |  | WKS0060283 | 5.9 | 38.8720 | -9.1088 | Solar | [5 empty] | Wiki-Solar | https://www.wiki-solar.org | Wiki-Solar | [10 empty] | 12.52 | 11.28 | 12.41 | 12.68 | 12.4 | HYDRO-V1 | HYDRO-V1 | HYDRO-V1 | HYDRO-V1 | HYDRO-V1
PRT | Portugal | SacavÃ©m |  | WRI1022645 | 2 | 38.8733 | -9.1083 | Solar |  |  |  | 2014.0 |  | Energias Endogenas de Portugal | http://e2p.inegi.up.pt/index.asp | Energias Endogenas de Portugal | [12 empty] | 4.31 | 3.97 | 4.38 | SOLAR-V1-NO-AGE | SOLAR-V1-NO-AGE | SOLAR-V1-NO-AGE | SOLAR-V1-NO-AGE | SOLAR-V1-NO-AGE
PRT | Portugal | FanhÃµes |  | WRI1022616 | 2 | 38.8747 | -9.1097 | Solar |  |  |  | 2014.0 |  | Energias Endogenas de Portugal | http://e2p.inegi.up.pt/index.asp | Energias Endogenas de Portugal | [12 empty] | 4.31 | 3.97 | 4.38 | SOLAR-V1-NO-AGE | SOLAR-V1-NO-AGE | SOLAR-V1-NO-AGE | SOLAR-V1-NO-AGE | SOLAR-V1-NO-AGE
PRT | Portugal | Tejo Rei |  | WRI1022654 | 2 | 38.8749 | -9.1073 | Solar |  |  |  | 2013.0 |  | Energias Endogenas de Portugal | http://e2p.inegi.up.pt/index.asp | Energias Endogenas de Portugal | [11 empty] | 3.90 | 4.31 | 3.96 | 4.23 | SOLAR-V1-NO-AGE | SOLAR-V1-NO-AGE | SOLAR-V1-NO-AGE | SOLAR-V1-NO-AGE | SOLAR-V1-NO-AGE
PRT | Portugal | Campo do Ameixial |  | WRI1022597 | 5 | 38.8813 | -7.6456 | Solar |  |  |  | 2016.0 |  | Energias Endogenas de Portugal | http://e2p.inegi.up.pt/index.asp | Energias Endogenas de Portugal | [14 empty] | 10.09 | NO-ESTIMATION | NO-ESTIMATION | NO-ESTIMATION | NO-ESTIMATION | CAPACITY-FACTOR-V1
PRT | Portugal | Galelas |  | WRI1022621 | 2 | 38.8821 | -9.1416 | Solar |  |  |  | 2013.0 |  | Energias Endogenas de Portugal | http://e2p.inegi.up.pt/index.asp | Energias Endogenas de Portugal | [11 empty] | 3.90 | 4.31 | 4.18 | 4.23 | SOLAR-V1-NO-AGE | SOLAR-V1-NO-AGE | SOLAR-V1-NO-AGE | SOLAR-V1-NO-AGE | SOLAR-V1-NO-AGE
PRT | Portugal | Coruche 1A |  | WRI1022606 | 2 | 38.9188 | -8.6193 | Solar |  |  |  | 2014.0 |  | Energias Endogenas de Portugal | http://e2p.inegi.up.pt/index.asp | Energias Endogenas de Portugal | 1105716 | [11 empty] | 3.90 | 3.94 | 4.2 | SOLAR-V1-NO-AGE | SOLAR-V1-NO-AGE | SOLAR-V1-NO-AGE | SOLAR-V1-NO-AGE | SOLAR-V1-NO-AGE
PRT | Portugal | Coruche 1B |  | WRI1022607 | 2 | 38.9188 | -8.6193 | Solar |  |  |  | 2014.0 |  | Energias Endogenas de Portugal | http://e2p.inegi.up.pt/index.asp | Energias Endogenas de Portugal | 1105716 | [11 empty] | 3.90 | 3.94 | 4.2 | SOLAR-V1-NO-AGE | SOLAR-V1-NO-AGE | SOLAR-V1-NO-AGE | SOLAR-V1-NO-AGE | SOLAR-V1-NO-AGE
PRT | Portugal | Coruche 1C |  | WRI1022608 | 2 | 38.9188 | -8.6193 | Solar |  |  |  | 2014.0 |  | Energias Endogenas de Portugal | http://e2p.inegi.up.pt/index.asp | Energias Endogenas de Portugal | 1105716 | [11 empty] | 3.90 | 3.94 | 4.2 | HYDRO-V1 | HYDRO-V1 | HYDRO-V1 | HYDRO-V1 | HYDRO-V1
PRT | Portugal | Coruche 2 |  | WRI1022609 | 2 | 38.9188 | -8.6193 | Solar |  |  |  | 2014.0 |  | Energias Endogenas de Portugal | http://e2p.inegi.up.pt/index.asp | Energias Endogenas de Portugal | 1105716 | [11 empty] | 3.90 | 3.94 | 4.2 | SOLAR-V1-NO-AGE | SOLAR-V1-NO-AGE | SOLAR-V1-NO-AGE | SOLAR-V1-NO-AGE | SOLAR-V1-NO-AGE
PRT | Portugal | Coruche 3 |  | WRI1022610 | 8 | 38.9277 | -8.5202 | Solar |  |  |  | 2014.0 |  | Energias Endogenas de Portugal | http://e2p.inegi.up.pt/index.asp | Energias Endogenas de Portugal | 1105716 | [11 empty] | 16.17 | 16.33 | 17.51 | HYDRO-V1 | HYDRO-V1 | HYDRO-V1 | HYDRO-V1 | HYDRO-V1
PRT | Portugal | Casal dos CabeÃ§os |  | WRI1022600 | 2.3 | 39.5787 | -8.4057 | Solar |  |  |  | 2014.0 |  | Energias Endogenas de Portugal | http://e2p.inegi.up.pt/index.asp | Energias Endogenas de Portugal | [12 empty] | 4.50 | 4.54 | 4.89 | SOLAR-V1-NO-AGE | SOLAR-V1-NO-AGE | SOLAR-V1-NO-AGE | SOLAR-V1-NO-AGE | SOLAR-V1-NO-AGE
PRT | Portugal | Condeixa |  | WRI1022604 | 2.4 | 40.1172 | -8.5399 | Solar | [5 empty] | Energias Endogenas de Portugal | http://e2p.inegi.up.pt/index.asp | Energias Endogenas de Portugal | [10 empty] | 4.51 | 4.33 | 4.51 | 4.53 | 4.83 | SOLAR-V1-NO-AGE | SOLAR-V1-NO-AGE | SOLAR-V1-NO-AGE | SOLAR-V1-NO-AGE | SOLAR-V1-NO-AGE
PRT | Portugal | Santo VarÃ£o |  | WRI1022647 | 2 | 40.1700 | -8.5939 | Solar |  |  |  | 2014.0 |  | Energias Endogenas de Portugal | http://e2p.inegi.up.pt/index.asp | Energias Endogenas de Portugal | [12 empty] | 3.89 | 3.92 | 3.93 | SOLAR-V1-NO-AGE | SOLAR-V1-NO-AGE | SOLAR-V1-NO-AGE | SOLAR-V1-NO-AGE | SOLAR-V1-NO-AGE
PRT | Portugal | Estarreja |  | WRI1022612 | 2.48 | 40.8262 | -8.5570 | Solar |  |  |  | 2014.0 |  | Energias Endogenas de Portugal | http://e2p.inegi.up.pt/index.asp | Energias Endogenas de Portugal | [12 empty] | 4.91 | 4.62 | 4.79 | SOLAR-V1-NO-AGE | SOLAR-V1-NO-AGE | SOLAR-V1-NO-AGE | SOLAR-V1-NO-AGE | SOLAR-V1-NO-AGE
PRT | Portugal | Marinha |  | WRI1022630 | 2.2 | 40.8557 | -8.6404 | Solar |  |  |  | 2014.0 |  | Energias Endogenas de Portugal | http://e2p.inegi.up.pt/index.asp | Energias Endogenas de Portugal | [12 empty] | 4.36 | 4.10 | 4.25 | NO-ESTIMATION | NO-ESTIMATION | NO-ESTIMATION | NO-ESTIMATION | NO-ESTIMATION
PRT | Portugal | Riba d'Ave |  | WRI1022644 | 2.4 | 41.4101 | -8.4151 | Solar |  |  |  | 2014.0 |  | Energias Endogenas de Portugal | http://e2p.inegi.up.pt/index.asp | Energias Endogenas de Portugal | [12 empty] | 4.09 | 3.76 | 4.71 | NO-ESTIMATION | NO-ESTIMATION | NO-ESTIMATION | NO-ESTIMATION | CAPACITY-FACTOR-V1
PSE | Palestine | Jericho |  | WKS0073950 | 7.6 | 31.9300 | 35.4600 | Solar | [5 empty] | Wiki-Solar | https://www.wiki-solar.org | Wiki-Solar | [10 empty] | 16.55 | 15.45 | 14.67 | 16.29 | 15.01 | NO-ESTIMATION | NO-ESTIMATION | NO-ESTIMATION | NO-ESTIMATION | CAPACITY-FACTOR-V1
ROU | Romania | Slobozia |  | WKS0063191 | 45 | 43.8760 | 25.8880 | Solar | [5 empty] | Wiki-Solar | https://www.wiki-solar.org | Wiki-Solar | [10 empty] | 70.14 | 66.29 | 76.43 | 70.28 | 69.62 | NO-ESTIMATION | NO-ESTIMATION | NO-ESTIMATION | NO-ESTIMATION | CAPACITY-FACTOR-V1
ROU | Romania | Vieru |  | WKS0063902 | 7.2 | 43.8780 | 25.7940 | Solar | [5 empty] | Wiki-Solar | https://www.wiki-solar.org | Wiki-Solar | [10 empty] | 12.16 | 10.78 | 11.87 | 11.39 | 11.32 | NO-ESTIMATION | NO-ESTIMATION | NO-ESTIMATION | NO-ESTIMATION | CAPACITY-FACTOR-V1
ROU | Romania | Stanesti |  | WKS0071382 | 5.5 | 43.9030 | 25.8700 | Solar | [5 empty] | Wiki-Solar | https://www.wiki-solar.org | Wiki-Solar | [10 empty] | 9.15 | 8.22 | 9.08 | 8.67 | 8.64 | WIND-V1 | WIND-V1 | WIND-V1 | WIND-V1 | WIND-V1
ROU | Romania | Caracal |  | WKS0063800 | 7 | 44.1010 | 24.3780 | Solar | [5 empty] | Wiki-Solar | https://www.wiki-solar.org | Wiki-Solar | [10 empty] | 11.58 | 10.18 | 11.54 | 10.99 | 11.78 | SOLAR-V1-NO-AGE | SOLAR-V1-NO-AGE | SOLAR-V1-NO-AGE | SOLAR-V1-NO-AGE | SOLAR-V1-NO-AGE
ROU | Romania | Podari |  | WKS0066664 | 10 | 44.2200 | 23.6830 | Solar | [5 empty] | Wiki-Solar | https://www.wiki-solar.org | Wiki-Solar | [10 empty] | 16.09 | 14.71 | 16.73 | 15.78 | 17.37 | SOLAR-V1-NO-AGE | SOLAR-V1-NO-AGE | SOLAR-V1-NO-AGE | SOLAR-V1-NO-AGE | SOLAR-V1-NO-AGE
ROU | Romania | ColibaÈ™i |  | WKS0066668 | 6.5 | 44.2550 | 26.2380 | Solar | [5 empty] | Wiki-Solar | https://www.wiki-solar.org | Wiki-Solar | [10 empty] | 10.50 | 9.63 | 10.58 | 9.73 | 9.93 | SOLAR-V1-NO-AGE | SOLAR-V1-NO-AGE | SOLAR-V1-NO-AGE | SOLAR-V1-NO-AGE | SOLAR-V1-NO-AGE
ROU | Romania | ColibaÈ™i II |  | WKS0066669 | 5 | 44.2550 | 26.2380 | Solar | [5 empty] | Wiki-Solar | https://www.wiki-solar.org | Wiki-Solar | [10 empty] | 8.15 | 7.49 | 8.23 | 7.54 | 7.7 | SOLAR-V1-NO-AGE | SOLAR-V1-NO-AGE | SOLAR-V1-NO-AGE | SOLAR-V1-NO-AGE | SOLAR-V1-NO-AGE
ROU | Romania | Åžimnicu de Sus |  | WKS0062305 | 14 | 44.3570 | 23.8590 | Solar | [5 empty] | Wiki-Solar | https://www.wiki-solar.org | Wiki-Solar | [10 empty] | 21.70 | 20.67 | 23.21 | 20.84 | 22.94 | SOLAR-V1-NO-AGE | SOLAR-V1-NO-AGE | SOLAR-V1-NO-AGE | SOLAR-V1-NO-AGE | SOLAR-V1-NO-AGE
ROU | Romania | BucÅŸani |  | WKS0062306 | 18.5 | 44.3600 | 25.6200 | Solar | [5 empty] | Wiki-Solar | https://www.wiki-solar.org | Wiki-Solar | [10 empty] | 29.79 | 27.68 | 32.10 | 27.42 | 29.03 | SOLAR-V1-NO-AGE | SOLAR-V1-NO-AGE | SOLAR-V1-NO-AGE | SOLAR-V1-NO-AGE | SOLAR-V1-NO-AGE
ROU | Romania | Balcesti |  | WKS0071383 | 5.5 | 44.3620 | 24.1370 | Solar | [5 empty] | Wiki-Solar | https://www.wiki-solar.org | Wiki-Solar | [10 empty] | 8.52 | 7.98 | 8.75 | 7.98 | 8.76 | SOLAR-V1-NO-AGE | SOLAR-V1-NO-AGE | SOLAR-V1-NO-AGE | SOLAR-V1-NO-AGE | SOLAR-V1-NO-AGE
ROU | Romania | Fundulea |  | WKS0063549 | 7.4 | 44.4450 | 26.6325 | Solar | [5 empty] | Wiki-Solar | https://www.wiki-solar.org | Wiki-Solar | [10 empty] | 12.18 | 11.04 | 12.06 | 11.59 | 11.87 | SOLAR-V1-NO-AGE | SOLAR-V1-NO-AGE | SOLAR-V1-NO-AGE | SOLAR-V1-NO-AGE | SOLAR-V1-NO-AGE
ROU | Romania | Lehliu 2 |  | WKS0073449 | 10 | 44.4790 | 26.8160 | Solar | [5 empty] | Wiki-Solar | https://www.wiki-solar.org | Wiki-Solar | [10 empty] | 16.57 | 15.10 | 16.22 | 15.90 | 16.14 | SOLAR-V1-NO-AGE | SOLAR-V1-NO-AGE | SOLAR-V1-NO-AGE | SOLAR-V1-NO-AGE | SOLAR-V1-NO-AGE
ROU | Romania | Lehliu |  | WKS0063100 | 4.3 | 44.4807 | 26.8104 | Solar | [5 empty] | Wiki-Solar | https://www.wiki-solar.org | Wiki-Solar | [10 empty] | 6.93 | 5.95 | 6.44 | 6.22 | 6.4 | SOLAR-V1-NO-AGE | SOLAR-V1-NO-AGE | SOLAR-V1-NO-AGE | SOLAR-V1-NO-AGE | SOLAR-V1-NO-AGE
ROU | Romania | CoÈ™ereni A |  | WKS0073447 | 5 | 44.6630 | 26.5360 | Solar | [5 empty] | Wiki-Solar | https://www.wiki-solar.org | Wiki-Solar | [10 empty] | 8.05 | 7.27 | 8.17 | 7.29 | 7.48 | SOLAR-V1-NO-AGE | SOLAR-V1-NO-AGE | SOLAR-V1-NO-AGE | SOLAR-V1-NO-AGE | SOLAR-V1-NO-AGE
ROU | Romania | Butimanu |  | WKS0063550 | 7.1 | 44.6770 | 25.8800 | Solar | [5 empty] | Wiki-Solar | https://www.wiki-solar.org | Wiki-Solar | [10 empty] | 10.92 | 10.22 | 11.19 | 10.33 | 10.63 | SOLAR-V1-NO-AGE | SOLAR-V1-NO-AGE | SOLAR-V1-NO-AGE | SOLAR-V1-NO-AGE | SOLAR-V1-NO-AGE
ROU | Romania | Urziceni |  | WKS0071369 | 22.6 | 44.7140 | 26.5960 | Solar | [5 empty] | Wiki-Solar | https://www.wiki-solar.org | Wiki-Solar | [10 empty] | 35.31 | 33.55 | 38.33 | 33.81 | 34.6 | HYDRO-V1 | HYDRO-V1 | HYDRO-V1 | HYDRO-V1 | HYDRO-V1
ROU | Romania | Fierbinti |  | WKS0061551 | 10 | 44.8970 | 27.8200 | Solar | [5 empty] | Wiki-Solar | https://www.wiki-solar.org | Wiki-Solar | [10 empty] | 16.58 | 15.16 | 15.71 | 15.92 | 16.22 | SOLAR-V1-NO-AGE | SOLAR-V1-NO-AGE | SOLAR-V1-NO-AGE | SOLAR-V1-NO-AGE | SOLAR-V1-NO-AGE
ROU | Romania | Berceni I |  | WKS0062409 | 10 | 44.9130 | 26.1480 | Solar | [5 empty] | Wiki-Solar | https://www.wiki-solar.org | Wiki-Solar | [10 empty] | 14.69 | 14.24 | 15.49 | 14.23 | 14.79 | SOLAR-V1-NO-AGE | SOLAR-V1-NO-AGE | SOLAR-V1-NO-AGE | SOLAR-V1-NO-AGE | SOLAR-V1-NO-AGE
ROU | Romania | Berceni A |  | WKS0073446 | 5 | 44.9270 | 26.1440 | Solar | [5 empty] | Wiki-Solar | https://www.wiki-solar.org | Wiki-Solar | [10 empty] | 7.43 | 7.14 | 7.88 | 7.11 | 7.42 | SOLAR-V1-NO-AGE | SOLAR-V1-NO-AGE | SOLAR-V1-NO-AGE | SOLAR-V1-NO-AGE | SOLAR-V1-NO-AGE
ROU | Romania | TÃ¢rgu CÄƒrbuneÅŸti |  | WKS0062304 | 14 | 44.9330 | 23.5390 | Solar | [5 empty] | Wiki-Solar | https://www.wiki-solar.org | Wiki-Solar | [10 empty] | 21.02 | 20.52 | 22.29 | 20.50 | 21.85 | SOLAR-V1-NO-AGE | SOLAR-V1-NO-AGE | SOLAR-V1-NO-AGE | SOLAR-V1-NO-AGE | SOLAR-V1-NO-AGE
ROU | Romania | Berceni II |  | WKS0062410 | 9 | 44.9360 | 26.0910 | Solar | [5 empty] | Wiki-Solar | https://www.wiki-solar.org | Wiki-Solar | [10 empty] | 13.17 | 12.84 | 14.08 | 12.80 | 13.32 | NO-ESTIMATION | NO-ESTIMATION | NO-ESTIMATION | NO-ESTIMATION | CAPACITY-FACTOR-V1
ROU | Romania | Ploiesti |  | WKS0071374 | 9 | 44.9469 | 26.0693 | Solar | [5 empty] | Wiki-Solar | https://www.wiki-solar.org | Wiki-Solar | [10 empty] | 13.17 | 12.86 | 14.07 | 12.80 | 13.29 | SOLAR-V1-NO-AGE | SOLAR-V1-NO-AGE | SOLAR-V1-NO-AGE | SOLAR-V1-NO-AGE | SOLAR-V1-NO-AGE
ROU | Romania | AriceÅŸtii |  | WKS0063799 | 27 | 44.9600 | 25.9180 | Solar | [5 empty] | Wiki-Solar | https://www.wiki-solar.org | Wiki-Solar | [10 empty] | 38.12 | 38.01 | 41.74 | 37.93 | 39.32 | SOLAR-V1-NO-AGE | SOLAR-V1-NO-AGE | SOLAR-V1-NO-AGE | SOLAR-V1-NO-AGE | SOLAR-V1-NO-AGE
ROU | Romania | PÄƒuleÅŸti |  | WKS0062149 | 8 | 44.9630 | 25.9550 | Solar | [5 empty] | Wiki-Solar | https://www.wiki-solar.org | Wiki-Solar | [10 empty] | 11.78 | 11.33 | 12.42 | 11.28 | 11.73 | SOLAR-V1-NO-AGE | SOLAR-V1-NO-AGE | SOLAR-V1-NO-AGE | SOLAR-V1-NO-AGE | SOLAR-V1-NO-AGE
ROU | Romania | Isaccea |  | WKS0061408 | 8.8 | 45.2500 | 28.4831 | Solar | [5 empty] | Wiki-Solar | https://www.wiki-solar.org | Wiki-Solar | [10 empty] | 14.80 | 13.66 | 15.25 | 14.09 | 14.78 | SOLAR-V1-NO-AGE | SOLAR-V1-NO-AGE | SOLAR-V1-NO-AGE | SOLAR-V1-NO-AGE | SOLAR-V1-NO-AGE
ROU | Romania | Maxineni |  | WKS0071384 | 5.5 | 45.3950 | 27.6720 | Solar | [5 empty] | Wiki-Solar | https://www.wiki-solar.org | Wiki-Solar | [10 empty] | 8.52 | 8.02 | 8.95 | 7.95 | 8.13 | NO-ESTIMATION | NO-ESTIMATION | NO-ESTIMATION | NO-ESTIMATION | CAPACITY-FACTOR-V1
ROU | Romania | Deta A |  | WKS0073901 | 6 | 45.3954 | 21.1997 | Solar | [5 empty] | Wiki-Solar | https://www.wiki-solar.org | Wiki-Solar | [10 empty] | 8.98 | 8.85 | 9.54 | 8.65 | 9.3 | HYDRO-V1 | HYDRO-V1 | HYDRO-V1 | HYDRO-V1 | HYDRO-V1
ROU | Romania | Ucea de Sus |  | WKS0062336 | 55 | 45.7060 | 24.6930 | Solar | [5 empty] | Wiki-Solar | https://www.wiki-solar.org | Wiki-Solar | [10 empty] | 73.43 | 75.24 | 84.68 | 72.84 | 75.86 | SOLAR-V1-NO-AGE | SOLAR-V1-NO-AGE | SOLAR-V1-NO-AGE | SOLAR-V1-NO-AGE | SOLAR-V1-NO-AGE
ROU | Romania | Ucea de Sus E |  | WKS0065443 | 6 | 45.7520 | 24.7160 | Solar | [5 empty] | Wiki-Solar | https://www.wiki-solar.org | Wiki-Solar | [10 empty] | 8.34 | 7.88 | 8.35 | 7.52 | 7.49 | HYDRO-V1 | HYDRO-V1 | HYDRO-V1 | HYDRO-V1 | HYDRO-V1
ROU | Romania | Sibiului |  | WKS0063885 | 25 | 45.8950 | 23.7430 | Solar | [5 empty] | Wiki-Solar | https://www.wiki-solar.org | Wiki-Solar | [10 empty] | 35.11 | 35.39 | 39.03 | 34.57 | 35.04 | SOLAR-V1-NO-AGE | SOLAR-V1-NO-AGE | SOLAR-V1-NO-AGE | SOLAR-V1-NO-AGE | SOLAR-V1-NO-AGE
ROU | Romania | SebiÈ™ |  | WKS0068761 | 15 | 46.4280 | 22.1080 | Solar | [5 empty] | Wiki-Solar | https://www.wiki-solar.org | Wiki-Solar | [10 empty] | 22.04 | 22.22 | 23.70 | 21.75 | 22.11 | NO-ESTIMATION | NO-ESTIMATION | NO-ESTIMATION | NO-ESTIMATION | CAPACITY-FACTOR-V1
ROU | Romania | Cluj S |  | WKS0063362 | 6 | 46.8810 | 23.7830 | Solar | [5 empty] | Wiki-Solar | https://www.wiki-solar.org | Wiki-Solar | [10 empty] | 8.82 | 8.53 | 8.88 | 8.20 | 8.4 | SOLAR-V1-NO-AGE | SOLAR-V1-NO-AGE | SOLAR-V1-NO-AGE | SOLAR-V1-NO-AGE | SOLAR-V1-NO-AGE
ROU | Romania | Cluj N |  | WKS0068760 | 5 | 46.9358 | 23.7830 | Solar | [5 empty] | Wiki-Solar | https://www.wiki-solar.org | Wiki-Solar | [10 empty] | 7.53 | 7.23 | 7.52 | 7.11 | 7.21 | SOLAR-V1-NO-AGE | SOLAR-V1-NO-AGE | SOLAR-V1-NO-AGE | SOLAR-V1-NO-AGE | SOLAR-V1-NO-AGE
ROU | Romania | LechinÈ›a |  | WKS0065228 | 5.1 | 47.0310 | 24.3500 | Solar | [5 empty] | Wiki-Solar | https://www.wiki-solar.org | Wiki-Solar | [10 empty] | 7.28 | 7.40 | 7.73 | 6.79 | 6.83 | SOLAR-V1-NO-AGE | SOLAR-V1-NO-AGE | SOLAR-V1-NO-AGE | SOLAR-V1-NO-AGE | SOLAR-V1-NO-AGE
ROU | Romania | Doba |  | WKS0061552 | 5.9 | 47.7490 | 22.7290 | Solar | [5 empty] | Wiki-Solar | https://www.wiki-solar.org | Wiki-Solar | [10 empty] | 8.61 | 8.38 | 8.85 | 8.22 | 8.21 | SOLAR-V1-NO-AGE | SOLAR-V1-NO-AGE | SOLAR-V1-NO-AGE | SOLAR-V1-NO-AGE | SOLAR-V1-NO-AGE
ROU | Romania | Solaris |  | WKS0062486 | 56 | 47.8680 | 23.0540 | Solar | [5 empty] | Wiki-Solar | https://www.wiki-solar.org | Wiki-Solar | [10 empty] | 80.64 | 78.91 | 86.43 | 80.33 | 80.11 | SOLAR-V1-NO-AGE | SOLAR-V1-NO-AGE | SOLAR-V1-NO-AGE | SOLAR-V1-NO-AGE | SOLAR-V1-NO-AGE
RUS | Russia | Hunzah 1 |  | WKS0071407 | 5 | 42.5500 | 46.7750 | Solar | [5 empty] | Wiki-Solar | https://www.wiki-solar.org | Wiki-Solar | [10 empty] | 7.59 | 7.50 | 7.18 | 7.54 | 7.41 | HYDRO-V1 | HYDRO-V1 | HYDRO-V1 | HYDRO-V1 | HYDRO-V1
RUS | Russia | Machatschkala |  | WKS0069841 | 4 | 43.0190 | 47.4580 | Solar | [5 empty] | Wiki-Solar | https://www.wiki-solar.org | Wiki-Solar | [10 empty] | 6.53 | 6.47 | 6.44 | 6.50 | 6.24 | SOLAR-V1-NO-AGE | SOLAR-V1-NO-AGE | SOLAR-V1-NO-AGE | SOLAR-V1-NO-AGE | SOLAR-V1-NO-AGE
RUS | Russia | Caspian |  | WKS0071406 | 5 | 44.4600 | 46.4650 | Solar | [5 empty] | Wiki-Solar | https://www.wiki-solar.org | Wiki-Solar | [10 empty] | 8.35 | 8.31 | 8.30 | 8.03 | 8.42 | SOLAR-V1-NO-AGE | SOLAR-V1-NO-AGE | SOLAR-V1-NO-AGE | SOLAR-V1-NO-AGE | SOLAR-V1-NO-AGE
RUS | Russia | Aleksandrovskaya |  | WKS0071425 | 10 | 44.7800 | 43.0550 | Solar | [5 empty] | Wiki-Solar | https://www.wiki-solar.org | Wiki-Solar | [10 empty] | 16.01 | 15.21 | 15.31 | 14.84 | 15.49 | SOLAR-V1-NO-AGE | SOLAR-V1-NO-AGE | SOLAR-V1-NO-AGE | SOLAR-V1-NO-AGE | SOLAR-V1-NO-AGE
RUS | Russia | Elista West |  | WKS0071399 | 15 | 46.2650 | 43.9700 | Solar | [5 empty] | Wiki-Solar | https://www.wiki-solar.org | Wiki-Solar | [10 empty] | 23.03 | 22.95 | 23.19 | 22.67 | 23.13 | SOLAR-V1-NO-AGE | SOLAR-V1-NO-AGE | SOLAR-V1-NO-AGE | SOLAR-V1-NO-AGE | SOLAR-V1-NO-AGE
RUS | Russia | SES "Niva" |  | WRI1061930 | 15 | 46.3236 | 48.1984 | Solar |  |  |  | 2016.0 | LLC "Hevel" (Hevel Solar Group of companies) | EnergyBase (RUS) | https://energybase.ru/power-plant/solar-power-plant-niva | EnergyBase (RUS) | [14 empty] | 21.46 | SOLAR-V1-NO-AGE | SOLAR-V1-NO-AGE | SOLAR-V1-NO-AGE | SOLAR-V1-NO-AGE | SOLAR-V1-NO-AGE
RUS | Russia | Elista East |  | WKS0071398 | 15 | 46.3600 | 44.3150 | Solar | [5 empty] | Wiki-Solar | https://www.wiki-solar.org | Wiki-Solar | [10 empty] | 23.06 | 22.95 | 23.14 | 22.67 | 23.13 | SOLAR-V1-NO-AGE | SOLAR-V1-NO-AGE | SOLAR-V1-NO-AGE | SOLAR-V1-NO-AGE | SOLAR-V1-NO-AGE
RUS | Russia | SES "Promstroymaterialy" |  | WRI1061940 | 15 | 46.3924 | 47.9786 | Solar |  |  |  | 2015.0 | LLC "Solar Systems" | EnergyBase (RUS) | https://energybase.ru/power-plant/solar-power-plant-promstroymateriali | EnergyBase (RUS) | [13 empty] | 20.38 | 22.83 | SOLAR-V1-NO-AGE | SOLAR-V1-NO-AGE | SOLAR-V1-NO-AGE | SOLAR-V1-NO-AGE | SOLAR-V1-NO-AGE
RUS | Russia | SES "Zavodskaya" |  | WRI1061942 | 15 | 46.3986 | 48.5156 | Solar |  |  |  | 2015.0 | LLC "Solar Systems" | EnergyBase (RUS) | https://energybase.ru/power-plant/solar-power-plant-zavodskaya | EnergyBase (RUS) | [13 empty] | 20.20 | 22.83 | SOLAR-V1-NO-AGE | SOLAR-V1-NO-AGE | SOLAR-V1-NO-AGE | SOLAR-V1-NO-AGE | SOLAR-V1-NO-AGE
RUS | Russia | Volodarovka CI |  | WKS0071412 | 15 | 46.4200 | 48.4050 | Solar | [5 empty] | Wiki-Solar | https://www.wiki-solar.org | Wiki-Solar | [10 empty] | 24.37 | 23.69 | 24.59 | 23.21 | 23.76 | SOLAR-V1-NO-AGE | SOLAR-V1-NO-AGE | SOLAR-V1-NO-AGE | SOLAR-V1-NO-AGE | SOLAR-V1-NO-AGE
RUS | Russia | Volodarovka MRTS |  | WKS0071418 | 15 | 46.4400 | 48.6450 | Solar | [5 empty] | Wiki-Solar | https://www.wiki-solar.org | Wiki-Solar | [10 empty] | 24.46 | 23.86 | 23.91 | 22.92 | 23.84 | SOLAR-V1-NO-AGE | SOLAR-V1-NO-AGE | SOLAR-V1-NO-AGE | SOLAR-V1-NO-AGE | SOLAR-V1-NO-AGE
RUS | Russia | Elista North |  | WKS0071400 | 15 | 46.5100 | 44.2000 | Solar | [5 empty] | Wiki-Solar | https://www.wiki-solar.org | Wiki-Solar | [10 empty] | 23.03 | 22.99 | 22.90 | 22.67 | 23.13 | SOLAR-V1-NO-AGE | SOLAR-V1-NO-AGE | SOLAR-V1-NO-AGE | SOLAR-V1-NO-AGE | SOLAR-V1-NO-AGE
RUS | Russia | Enotaevka |  | WKS0071416 | 15 | 47.2600 | 47.0260 | Solar | [5 empty] | Wiki-Solar | https://www.wiki-solar.org | Wiki-Solar | [10 empty] | 22.82 | 22.67 | 22.91 | 22.73 | 22.67 | SOLAR-V1-NO-AGE | SOLAR-V1-NO-AGE | SOLAR-V1-NO-AGE | SOLAR-V1-NO-AGE | SOLAR-V1-NO-AGE
RUS | Russia | Rubber |  | WKS0071411 | 15 | 47.3450 | 47.4800 | Solar | [5 empty] | Wiki-Solar | https://www.wiki-solar.org | Wiki-Solar | [10 empty] | 22.86 | 22.64 | 23.44 | 22.70 | 22.64 | SOLAR-V1-NO-AGE | SOLAR-V1-NO-AGE | SOLAR-V1-NO-AGE | SOLAR-V1-NO-AGE | SOLAR-V1-NO-AGE
RUS | Russia | AkhtubinskyÂ |  | WKS0073286 | 60 | 48.4050 | 46.2350 | Solar | [5 empty] | Wiki-Solar | https://www.wiki-solar.org | Wiki-Solar | [10 empty] | 86.08 | 87.07 | 85.76 | 87.46 | 87.06 | HYDRO-V1 | HYDRO-V1 | HYDRO-V1 | HYDRO-V1 | HYDRO-V1
RUS | Russia | Kosh-Agach SES-1 |  | WRI1061973 | 5 | 50.0213 | 88.6955 | Solar |  |  |  | 2015.0 | LLC "Avelar SolarStekhnolodzhi" | EnergyBase (RUS) | https://energybase.ru/power-plant/kosh-agach-solar-power-plant-1 | EnergyBase (RUS) | [13 empty] | 6.34 | 7.12 | SOLAR-V1-NO-AGE | SOLAR-V1-NO-AGE | SOLAR-V1-NO-AGE | SOLAR-V1-NO-AGE | SOLAR-V1-NO-AGE
RUS | Russia | Kosh-Agach SES-2 |  | WRI1061974 | 5 | 50.0213 | 88.7000 | Solar |  |  |  | 2015.0 | LLC "Avelar SolarStekhnolodzhi" | EnergyBase (RUS) | https://energybase.ru/power-plant/kosh-agach-solar-power-plant-2 | EnergyBase (RUS) | [13 empty] | 6.34 | 7.12 | SOLAR-V1-NO-AGE | SOLAR-V1-NO-AGE | SOLAR-V1-NO-AGE | SOLAR-V1-NO-AGE | SOLAR-V1-NO-AGE
RUS | Russia | Mikhailovskaya |  | WKS0071403 | 15 | 50.2150 | 43.1000 | Solar | [5 empty] | Wiki-Solar | https://www.wiki-solar.org | Wiki-Solar | [10 empty] | 21.84 | 21.43 | 21.79 | 21.10 | 21.43 | NO-ESTIMATION | NO-ESTIMATION | NO-ESTIMATION | NO-ESTIMATION | CAPACITY-FACTOR-V1
RUS | Russia | Novouzenskaya |  | WKS0073843 | 15 | 50.4770 | 48.1760 | Solar | [5 empty] | Wiki-Solar | https://www.wiki-solar.org | Wiki-Solar | [10 empty] | 21.53 | 21.72 | 21.88 | 20.92 | 21.43 | SOLAR-V1-NO-AGE | SOLAR-V1-NO-AGE | SOLAR-V1-NO-AGE | SOLAR-V1-NO-AGE | SOLAR-V1-NO-AGE
RUS | Russia | Bichur SES |  | WRI1062209 | 10 | 50.6268 | 107.6166 | Solar |  |  |  |  | LLC "Avelar SolarStekhnolodzhi" | EnergyBase (RUS) | https://energybase.ru/power-plant/bichurinskaya-solar-power-plant | EnergyBase (RUS) | [10 empty] | 15.24 | 15.24 | 15.24 | 15.29 | 15.24 | SOLAR-V1-NO-AGE | SOLAR-V1-NO-AGE | SOLAR-V1-NO-AGE | SOLAR-V1-NO-AGE | SOLAR-V1-NO-AGE
RUS | Russia | Rudnik |  | WKS0071408 | 15 | 50.7400 | 37.4350 | Solar | [5 empty] | Wiki-Solar | https://www.wiki-solar.org | Wiki-Solar | [10 empty] | 21.35 | 21.43 | 21.65 | 22.57 | 21.72 | SOLAR-V1-NO-AGE | SOLAR-V1-NO-AGE | SOLAR-V1-NO-AGE | SOLAR-V1-NO-AGE | SOLAR-V1-NO-AGE
RUS | Russia | Onguday |  | WKS0070136 | 5 | 50.7690 | 86.1150 | Solar | [5 empty] | Wiki-Solar | https://www.wiki-solar.org | Wiki-Solar | [10 empty] | 7.65 | 7.61 | 7.61 | 7.63 | 7.61 | SOLAR-V1-NO-AGE | SOLAR-V1-NO-AGE | SOLAR-V1-NO-AGE | SOLAR-V1-NO-AGE | SOLAR-V1-NO-AGE
RUS | Russia | Orlov-Gay |  | WKS0070953 | 5 | 50.9400 | 47.8800 | Solar | [5 empty] | Wiki-Solar | https://www.wiki-solar.org | Wiki-Solar | [10 empty] | 6.99 | 7.32 | 6.78 | 7.36 | 7.52 | SOLAR-V1-NO-AGE | SOLAR-V1-NO-AGE | SOLAR-V1-NO-AGE | SOLAR-V1-NO-AGE | SOLAR-V1-NO-AGE
RUS | Russia | Ust-Kansky SES |  | WRI1062151 | 5 | 50.9623 | 84.7928 | Solar |  |  |  |  | LLC "Avelar SolarStekhnolodzhi" | EnergyBase (RUS) | https://energybase.ru/power-plant/ust-kanskaya-solar-power-plant | EnergyBase (RUS) | [10 empty] | 7.65 | 7.61 | 7.61 | 7.63 | 7.61 | SOLAR-V1-NO-AGE | SOLAR-V1-NO-AGE | SOLAR-V1-NO-AGE | SOLAR-V1-NO-AGE | SOLAR-V1-NO-AGE
RUS | Russia | Sol-Iletsk SES |  | WRI1061964 | 25 | 51.0711 | 55.0065 | Solar |  |  |  | 2016.0 | LLC "Avelar SolarStekhnolodzhi" | EnergyBase (RUS) | https://energybase.ru/power-plant/sol-iletsk-solar-power-plant | EnergyBase (RUS) | [14 empty] | 33.69 | SOLAR-V1-NO-AGE | SOLAR-V1-NO-AGE | SOLAR-V1-NO-AGE | SOLAR-V1-NO-AGE | SOLAR-V1-NO-AGE
RUS | Russia | Orenburg 3T |  | WKS0071455 | 60 | 51.1300 | 55.4900 | Solar | [5 empty] | Wiki-Solar | https://www.wiki-solar.org | Wiki-Solar | [10 empty] | 86.66 | 89.56 | 89.29 | 89.80 | 89.56 | SOLAR-V1-NO-AGE | SOLAR-V1-NO-AGE | SOLAR-V1-NO-AGE | SOLAR-V1-NO-AGE | SOLAR-V1-NO-AGE
RUS | Russia | Orenburg 1T |  | WKS0071460 | 45 | 51.1400 | 55.4900 | Solar | [5 empty] | Wiki-Solar | https://www.wiki-solar.org | Wiki-Solar | [10 empty] | 64.76 | 66.98 | 66.77 | 67.16 | 66.98 | SOLAR-V1-NO-AGE | SOLAR-V1-NO-AGE | SOLAR-V1-NO-AGE | SOLAR-V1-NO-AGE | SOLAR-V1-NO-AGE
RUS | Russia | Orskaya SES them. AAVlazneva (Sakmarskaya) |  | WRI1062070 | 25 | 51.2660 | 58.4747 | Solar |  |  |  | 2014.0 | Orenburg Branch of PJSC "T Plus" | EnergyBase (RUS) | https://energybase.ru/power-plant/orskaya-solar-power-plant | EnergyBase (RUS) | [12 empty] | 31.72 | 35.78 | 35.68 | SOLAR-V1-NO-AGE | SOLAR-V1-NO-AGE | SOLAR-V1-NO-AGE | SOLAR-V1-NO-AGE | SOLAR-V1-NO-AGE
RUS | Russia | Elshan |  | WKS0073858 | 25 | 51.3240 | 55.0310 | Solar | [5 empty] | Wiki-Solar | https://www.wiki-solar.org | Wiki-Solar | [10 empty] | 36.95 | 37.61 | 37.50 | 37.71 | 37.61 | SOLAR-V1-NO-AGE | SOLAR-V1-NO-AGE | SOLAR-V1-NO-AGE | SOLAR-V1-NO-AGE | SOLAR-V1-NO-AGE
RUS | Russia | Orenburg SES-6 |  | WKS0071438 | 15 | 51.4800 | 59.4000 | Solar | [5 empty] | Wiki-Solar | https://www.wiki-solar.org | Wiki-Solar | [10 empty] | 23.39 | 23.54 | 23.54 | 23.60 | 23.54 | SOLAR-V1-NO-AGE | SOLAR-V1-NO-AGE | SOLAR-V1-NO-AGE | SOLAR-V1-NO-AGE | SOLAR-V1-NO-AGE
RUS | Russia | Orenburg SES-5 |  | WKS0071426 | 10 | 51.4900 | 59.4100 | Solar | [5 empty] | Wiki-Solar | https://www.wiki-solar.org | Wiki-Solar | [10 empty] | 15.24 | 15.24 | 15.24 | 15.29 | 15.24 | SOLAR-V1-NO-AGE | SOLAR-V1-NO-AGE | SOLAR-V1-NO-AGE | SOLAR-V1-NO-AGE | SOLAR-V1-NO-AGE
RUS | Russia | Balei |  | WKS0071442 | 15 | 51.5400 | 116.6550 | Solar | [5 empty] | Wiki-Solar | https://www.wiki-solar.org | Wiki-Solar | [10 empty] | 23.39 | 23.54 | 23.54 | 23.60 | 23.54 | SOLAR-V1-NO-AGE | SOLAR-V1-NO-AGE | SOLAR-V1-NO-AGE | SOLAR-V1-NO-AGE | SOLAR-V1-NO-AGE
RUS | Russia | Perevolotskaya SES |  | WRI1061965 | 5 | 51.8893 | 54.1556 | Solar |  |  |  | 2015.0 | LLC "Avelar SolarStekhnolodzhi" | EnergyBase (RUS) | https://energybase.ru/power-plant/perevolotskaya-solar-power-plant | EnergyBase (RUS) | [13 empty] | 6.34 | 7.12 | SOLAR-V1-NO-AGE | SOLAR-V1-NO-AGE | SOLAR-V1-NO-AGE | SOLAR-V1-NO-AGE | SOLAR-V1-NO-AGE
RUS | Russia | Akjar Hevel |  | WKS0071420 | 5 | 51.9450 | 58.1950 | Solar | [5 empty] | Wiki-Solar | https://www.wiki-solar.org | Wiki-Solar | [10 empty] | 7.65 | 7.61 | 7.61 | 7.63 | 7.61 | SOLAR-V1-NO-AGE | SOLAR-V1-NO-AGE | SOLAR-V1-NO-AGE | SOLAR-V1-NO-AGE | SOLAR-V1-NO-AGE
RUS | Russia | Maima |  | WKS0070135 | 20 | 51.9480 | 85.8320 | Solar | [5 empty] | Wiki-Solar | https://www.wiki-solar.org | Wiki-Solar | [10 empty] | 31.41 | 31.61 | 31.61 | 31.69 | 31.61 | SOLAR-V1-NO-AGE | SOLAR-V1-NO-AGE | SOLAR-V1-NO-AGE | SOLAR-V1-NO-AGE | SOLAR-V1-NO-AGE
RUS | Russia | Buribaevskaya SES |  | WRI1062029 | 10 | 51.9507 | 58.1879 | Solar |  |  |  | 2016.0 | LLC "Avelar SolarStekhnolodzhi" | EnergyBase (RUS) | https://energybase.ru/power-plant/buribayskaya-solar-power-plant | EnergyBase (RUS) | [14 empty] | 12.75 | SOLAR-V1-NO-AGE | SOLAR-V1-NO-AGE | SOLAR-V1-NO-AGE | SOLAR-V1-NO-AGE | SOLAR-V1-NO-AGE
RUS | Russia | Ininskaya |  | WKS0073861 | 10 | 51.9740 | 85.8560 | Solar | [5 empty] | Wiki-Solar | https://www.wiki-solar.org | Wiki-Solar | [10 empty] | 15.24 | 15.24 | 15.24 | 15.29 | 15.24 | NO-ESTIMATION | NO-ESTIMATION | NO-ESTIMATION | NO-ESTIMATION | CAPACITY-FACTOR-V1
RUS | Russia | Kabanskaya |  | WKS0071447 | 15 | 52.1250 | 106.5200 | Solar | [5 empty] | Wiki-Solar | https://www.wiki-solar.org | Wiki-Solar | [10 empty] | 23.39 | 23.54 | 23.54 | 23.60 | 23.54 | NO-ESTIMATION | NO-ESTIMATION | NO-ESTIMATION | NO-ESTIMATION | CAPACITY-FACTOR-V1
RUS | Russia | Pugachyovsky |  | WKS0068463 | 15 | 52.1250 | 48.7400 | Solar | [5 empty] | Wiki-Solar | https://www.wiki-solar.org | Wiki-Solar | [10 empty] | 22.77 | 23.50 | 22.24 | 23.38 | 23.47 | NO-ESTIMATION | NO-ESTIMATION | NO-ESTIMATION | NO-ESTIMATION | CAPACITY-FACTOR-V1
RUS | Russia | Isyangulovo |  | WKS0065422 | 9 | 52.1710 | 56.5180 | Solar | [5 empty] | Wiki-Solar | https://www.wiki-solar.org | Wiki-Solar | [10 empty] | 13.78 | 13.76 | 13.76 | 13.80 | 13.76 | NO-ESTIMATION | NO-ESTIMATION | NO-ESTIMATION | NO-ESTIMATION | CAPACITY-FACTOR-V1
RUS | Russia | Yuldybaevskaya |  | WKS0071421 | 10 | 52.2950 | 57.9450 | Solar | [5 empty] | Wiki-Solar | https://www.wiki-solar.org | Wiki-Solar | [10 empty] | 15.24 | 15.24 | 15.24 | 15.29 | 15.24 | SOLAR-V1-NO-AGE | SOLAR-V1-NO-AGE | SOLAR-V1-NO-AGE | SOLAR-V1-NO-AGE | SOLAR-V1-NO-AGE
RUS | Russia | Baymak |  | WKS0071413 | 10 | 52.6050 | 58.0550 | Solar | [5 empty] | Wiki-Solar | https://www.wiki-solar.org | Wiki-Solar | [10 empty] | 15.24 | 15.24 | 15.24 | 15.29 | 15.24 | SOLAR-V1-NO-AGE | SOLAR-V1-NO-AGE | SOLAR-V1-NO-AGE | SOLAR-V1-NO-AGE | SOLAR-V1-NO-AGE
RUS | Russia | Bugulchanskaya SES |  | WRI1062027 | 5 | 52.8252 | 55.9180 | Solar |  |  |  | 2015.0 | PJSC "Fortum" | EnergyBase (RUS) | https://energybase.ru/power-plant/bugulchanskaya-solar-power-plant | EnergyBase (RUS) | [13 empty] | 6.34 | 7.12 | SOLAR-V1-NO-AGE | SOLAR-V1-NO-AGE | SOLAR-V1-NO-AGE | SOLAR-V1-NO-AGE | SOLAR-V1-NO-AGE
RUS | Russia | Pleshanovskaya SES |  | WRI1062168 | 10 | 52.8265 | 53.4687 | Solar |  |  |  | 2016.0 | PJSC "Fortum" | EnergyBase (RUS) | https://energybase.ru/power-plant/pleshanovskaya-solar-power-plant | EnergyBase (RUS) | [14 empty] | 12.75 | SOLAR-V1-NO-AGE | SOLAR-V1-NO-AGE | SOLAR-V1-NO-AGE | SOLAR-V1-NO-AGE | SOLAR-V1-NO-AGE
RUS | Russia | Bugulchanskaya SES-2 |  | WRI1062028 | 10 | 52.8314 | 55.9276 | Solar |  |  |  | 2016.0 | LLC "Avelar SolarStekhnolodzhi" | EnergyBase (RUS) | https://energybase.ru/power-plant/bugulchanskaya-solar-power-plant-2 | EnergyBase (RUS) | [14 empty] | 12.75 | SOLAR-V1-NO-AGE | SOLAR-V1-NO-AGE | SOLAR-V1-NO-AGE | SOLAR-V1-NO-AGE | SOLAR-V1-NO-AGE
RUS | Russia | Grachevskaya SES |  | WRI1061966 | 10 | 52.9138 | 52.9134 | Solar |  |  |  | 2016.0 | PJSC "Fortum" | EnergyBase (RUS) | https://energybase.ru/power-plant/grachevsky-solar-power-plant | EnergyBase (RUS) | [14 empty] | 12.75 | HYDRO-V1 | HYDRO-V1 | HYDRO-V1 | HYDRO-V1 | HYDRO-V1
RUS | Russia | Samara SS |  | WKS0073849 | 61.5 | 53.0170 | 49.8140 | Solar | [5 empty] | Wiki-Solar | https://www.wiki-solar.org | Wiki-Solar | [10 empty] | 91.13 | 91.98 | 91.98 | 92.24 | 91.98 | NO-ESTIMATION | NO-ESTIMATION | NO-ESTIMATION | NO-ESTIMATION | CAPACITY-FACTOR-V1
RUS | Russia | Derzhavinskaya |  | WKS0071405 | 5 | 53.2000 | 52.3300 | Solar | [5 empty] | Wiki-Solar | https://www.wiki-solar.org | Wiki-Solar | [10 empty] | 7.65 | 7.61 | 7.61 | 7.63 | 7.61 | SOLAR-V1-NO-AGE | SOLAR-V1-NO-AGE | SOLAR-V1-NO-AGE | SOLAR-V1-NO-AGE | SOLAR-V1-NO-AGE
RUS | Russia | Borodinovskaya |  | WKS0071436 | 15 | 53.4800 | 60.7650 | Solar | [5 empty] | Wiki-Solar | https://www.wiki-solar.org | Wiki-Solar | [10 empty] | 23.39 | 23.54 | 23.54 | 23.60 | 23.54 | SOLAR-V1-NO-AGE | SOLAR-V1-NO-AGE | SOLAR-V1-NO-AGE | SOLAR-V1-NO-AGE | SOLAR-V1-NO-AGE
RUS | Russia | Chesmenskaya |  | WKS0071434 | 15 | 53.4850 | 60.4350 | Solar | [5 empty] | Wiki-Solar | https://www.wiki-solar.org | Wiki-Solar | [10 empty] | 23.39 | 23.54 | 23.54 | 23.60 | 23.54 | SOLAR-V1-NO-AGE | SOLAR-V1-NO-AGE | SOLAR-V1-NO-AGE | SOLAR-V1-NO-AGE | SOLAR-V1-NO-AGE
RUS | Russia | Abakan SES |  | WRI1061975 | 5.2 | 53.7243 | 91.3560 | Solar |  |  |  | 2015.0 | JSC "EuroSibEnergo" | EnergyBase (RUS) | https://energybase.ru/power-plant/abakan-solar-power-plant | EnergyBase (RUS) | [13 empty] | 6.60 | 7.4 | NO-ESTIMATION | NO-ESTIMATION | NO-ESTIMATION | NO-ESTIMATION | CAPACITY-FACTOR-V1
RUS | Russia | BVS |  | WKS0071448 | 15 | 53.9350 | 110.1400 | Solar | [5 empty] | Wiki-Solar | https://www.wiki-solar.org | Wiki-Solar | [10 empty] | 23.39 | 23.54 | 23.54 | 23.60 | 23.54 | NO-ESTIMATION | NO-ESTIMATION | NO-ESTIMATION | NO-ESTIMATION | CAPACITY-FACTOR-V1
RUS | Russia | Bashkir SES-6 |  | WKS0073856 | 5 | 54.2550 | 56.7850 | Solar | [5 empty] | Wiki-Solar | https://www.wiki-solar.org | Wiki-Solar | [10 empty] | 7.65 | 7.61 | 7.61 | 7.63 | 7.61 | SOLAR-V1-NO-AGE | SOLAR-V1-NO-AGE | SOLAR-V1-NO-AGE | SOLAR-V1-NO-AGE | SOLAR-V1-NO-AGE
RUS | Russia | Bashkir SES-5 |  | WKS0071435 | 10 | 54.3550 | 56.7850 | Solar | [5 empty] | Wiki-Solar | https://www.wiki-solar.org | Wiki-Solar | [10 empty] | 15.24 | 15.24 | 15.24 | 15.29 | 15.24 | NO-ESTIMATION | NO-ESTIMATION | NO-ESTIMATION | NO-ESTIMATION | NO-ESTIMATION
RUS | Russia | Buribay 3 |  | WKS0073865 | 25 | 54.3550 | 56.7850 | Solar | [5 empty] | Wiki-Solar | https://www.wiki-solar.org | Wiki-Solar | [10 empty] | 37.25 | 37.61 | 37.61 | 37.71 | 37.61 | SOLAR-V1-NO-AGE | SOLAR-V1-NO-AGE | SOLAR-V1-NO-AGE | SOLAR-V1-NO-AGE | SOLAR-V1-NO-AGE
RUS | Russia | Matraevskaya |  | WKS0071415 | 5 | 54.3600 | 56.1650 | Solar | [5 empty] | Wiki-Solar | https://www.wiki-solar.org | Wiki-Solar | [10 empty] | 7.65 | 7.61 | 7.61 | 7.63 | 7.61 | HYDRO-V1 | HYDRO-V1 | HYDRO-V1 | HYDRO-V1 | HYDRO-V1
RUS | Russia | SES Batagay |  | WRI1062113 | 1 | 67.6658 | 134.6573 | Solar |  |  |  |  | Sakhaenergo JSC | EnergyBase (RUS) | https://energybase.ru/power-plant/solar-pp-batagai | EnergyBase (RUS) | [10 empty] | 1.45 | 1.39 | 1.39 | 1.40 | 1.39 | SOLAR-V1-NO-AGE | SOLAR-V1-NO-AGE | SOLAR-V1-NO-AGE | SOLAR-V1-NO-AGE | SOLAR-V1-NO-AGE
RWA | Rwanda | Rwamagana solar |  | WRI1061159 | 8.5 | -2.0260 | 30.3770 | Solar |  |  |  | 2015.0 | Scatec Solar Company & GigaWatt Global Cooperatief | The Guardian | https://www.theguardian.com/environment/2015/nov/23/how-africas-fastest-solar-power-project-is-lighting-up-rwanda | KTH | [13 empty] | 20.30 | 19.43 | SOLAR-V1-NO-AGE | SOLAR-V1-NO-AGE | SOLAR-V1-NO-AGE | SOLAR-V1-NO-AGE | SOLAR-V1-NO-AGE
SAU | Saudi Arabia | Layla |  | WKS0066024 | 10 | 22.2500 | 46.6100 | Solar | [5 empty] | Wiki-Solar | https://www.wiki-solar.org | Wiki-Solar | [10 empty] | 16.53 | 16.55 | 16.53 | 16.32 | 16.53 | SOLAR-V1-NO-AGE | SOLAR-V1-NO-AGE | SOLAR-V1-NO-AGE | SOLAR-V1-NO-AGE | SOLAR-V1-NO-AGE
SAU | Saudi Arabia | Kapsarc |  | WRI1030728 | 3.5 | 24.8700 | 46.7020 | Solar |  |  |  | 2012.0 | King Abdullah Petroleum Studies and Research center | Saudi Arabia Solar Industry Association | http://saudi-sia.com/gallery-name-9/ | WRI | 1085713 | [9 empty] | 5.57 | 6.21 | 5.45 | 5.50 | 4.81 | NO-ESTIMATION | NO-ESTIMATION | NO-ESTIMATION | NO-ESTIMATION | CAPACITY-FACTOR-V1
SAU | Saudi Arabia | Dhahran |  | WRI1030727 | 10.5 | 26.3300 | 50.1080 | Solar |  |  |  | 2012.0 | Saudi Aramco | Belectric | http://www.belectric.com | WRI | [10 empty] | 24.93 | 27.27 | 26.09 | 26.69 | 22.11 | SOLAR-V1-NO-AGE | SOLAR-V1-NO-AGE | SOLAR-V1-NO-AGE | SOLAR-V1-NO-AGE | SOLAR-V1-NO-AGE
SAU | Saudi Arabia | Duba 1 ISCC |  | WKS0071081 | 43 | 27.3500 | 35.7150 | Solar | [5 empty] | Wiki-Solar | https://www.wiki-solar.org | Wiki-Solar | [10 empty] | 116.44 | 116.44 | 116.44 | 116.75 | 116.44 | SOLAR-V1-NO-AGE | SOLAR-V1-NO-AGE | SOLAR-V1-NO-AGE | SOLAR-V1-NO-AGE | SOLAR-V1-NO-AGE
SAU | Saudi Arabia | Al Khafji |  | WKS0063560 | 20 | 28.4870 | 48.4570 | Solar | [5 empty] | Wiki-Solar | https://www.wiki-solar.org | Wiki-Solar | [10 empty] | 51.23 | 50.20 | 47.38 | 51.35 | 50.3 | HYDRO-V1 | HYDRO-V1 | HYDRO-V1 | HYDRO-V1 | HYDRO-V1
SAU | Saudi Arabia | Waad Al Shamal ISCC |  | WKS0071108 | 50 | 31.6200 | 38.7950 | Solar | [5 empty] | Wiki-Solar | https://www.wiki-solar.org | Wiki-Solar | [10 empty] | 106.22 | 105.59 | 105.11 | 104.09 | 105.04 | SOLAR-V1-NO-AGE | SOLAR-V1-NO-AGE | SOLAR-V1-NO-AGE | SOLAR-V1-NO-AGE | SOLAR-V1-NO-AGE
SEN | Senegal | Kahone 1 |  | WKS0072742 | 21.2 | 14.1780 | -16.0270 | Solar | [5 empty] | Wiki-Solar | https://www.wiki-solar.org | Wiki-Solar | [10 empty] | 48.40 | 49.37 | 44.52 | 40.86 | 44.61 | NO-ESTIMATION | NO-ESTIMATION | NO-ESTIMATION | NO-ESTIMATION | CAPACITY-FACTOR-V1
SEN | Senegal | Ten Merina |  | WKS0067472 | 34.4 | 15.1300 | -16.6760 | Solar | [5 empty] | Wiki-Solar | https://www.wiki-solar.org | Wiki-Solar | [10 empty] | 88.43 | 90.42 | 80.47 | 77.38 | 79.56 | NO-ESTIMATION | NO-ESTIMATION | NO-ESTIMATION | NO-ESTIMATION | CAPACITY-FACTOR-V1
SEN | Senegal | MÃ©rina Dakhar |  | WKS0069752 | 34.4 | 15.1550 | -16.5930 | Solar | [5 empty] | Wiki-Solar | https://www.wiki-solar.org | Wiki-Solar | [10 empty] | 86.51 | 90.57 | 81.69 | 70.90 | 80.15 | NO-ESTIMATION | NO-ESTIMATION | NO-ESTIMATION | NO-ESTIMATION | CAPACITY-FACTOR-V1
SEN | Senegal | Bokhol |  | WKS0067471 | 15.7 | 16.5150 | -15.4650 | Solar | [5 empty] | Wiki-Solar | https://www.wiki-solar.org | Wiki-Solar | [10 empty] | 35.23 | 34.36 | 33.24 | 29.77 | 32.02 | SOLAR-V1-NO-AGE | SOLAR-V1-NO-AGE | SOLAR-V1-NO-AGE | SOLAR-V1-NO-AGE | SOLAR-V1-NO-AGE
SLV | El Salvador | La Union |  | WKS0072577 | 10 | 13.3400 | -87.8850 | Solar | [5 empty] | Wiki-Solar | https://www.wiki-solar.org | Wiki-Solar | [10 empty] | 19.06 | 20.32 | 20.58 | 19.42 | 20.23 | SOLAR-V1-NO-AGE | SOLAR-V1-NO-AGE | SOLAR-V1-NO-AGE | SOLAR-V1-NO-AGE | SOLAR-V1-NO-AGE
SLV | El Salvador | El Carmen |  | WKS0072575 | 10 | 13.3650 | -88.0120 | Solar | [5 empty] | Wiki-Solar | https://www.wiki-solar.org | Wiki-Solar | [10 empty] | 19.56 | 20.32 | 20.58 | 19.42 | 20.63 | SOLAR-V1-NO-AGE | SOLAR-V1-NO-AGE | SOLAR-V1-NO-AGE | SOLAR-V1-NO-AGE | SOLAR-V1-NO-AGE
SLV | El Salvador | Providencia |  | WKS0068230 | 101 | 13.4000 | -88.9800 | Solar | [5 empty] | Wiki-Solar | https://www.wiki-solar.org | Wiki-Solar | [10 empty] | 260.68 | 242.93 | 231.30 | 253.80 | 253.45 | SOLAR-V1-NO-AGE | SOLAR-V1-NO-AGE | SOLAR-V1-NO-AGE | SOLAR-V1-NO-AGE | SOLAR-V1-NO-AGE
SLV | El Salvador | Spica |  | WKS0072574 | 25 | 13.4510 | -89.0110 | Solar | [5 empty] | Wiki-Solar | https://www.wiki-solar.org | Wiki-Solar | [10 empty] | 65.02 | 61.43 | 55.89 | 62.34 | 60.69 | NO-ESTIMATION | NO-ESTIMATION | NO-ESTIMATION | NO-ESTIMATION | CAPACITY-FACTOR-V1
SLV | El Salvador | Antares |  | WKS0072573 | 76 | 13.4550 | -89.0050 | Solar | [5 empty] | Wiki-Solar | https://www.wiki-solar.org | Wiki-Solar | [10 empty] | 198.62 | 188.48 | 174.11 | 191.46 | 187.62 | NO-ESTIMATION | NO-ESTIMATION | NO-ESTIMATION | NO-ESTIMATION | CAPACITY-FACTOR-V1
SLV | El Salvador | Pasaquina |  | WKS0072576 | 10 | 13.5650 | -87.8250 | Solar | [5 empty] | Wiki-Solar | https://www.wiki-solar.org | Wiki-Solar | [10 empty] | 18.94 | 20.32 | 20.58 | 19.42 | 20.57 | NO-ESTIMATION | NO-ESTIMATION | NO-ESTIMATION | NO-ESTIMATION | CAPACITY-FACTOR-V1
SLV | El Salvador | Trinidad / Marquez |  | WKS0073415 | 18 | 13.5790 | -89.7970 | Solar | [5 empty] | Wiki-Solar | https://www.wiki-solar.org | Wiki-Solar | [10 empty] | 45.02 | 46.74 | 42.43 | 47.16 | 42.9 | SOLAR-V1-NO-AGE | SOLAR-V1-NO-AGE | SOLAR-V1-NO-AGE | SOLAR-V1-NO-AGE | SOLAR-V1-NO-AGE
SLV | El Salvador | Los Remedios |  | WKS0064351 | 20 | 13.5840 | -89.8140 | Solar | [5 empty] | Wiki-Solar | https://www.wiki-solar.org | Wiki-Solar | [10 empty] | 49.91 | 52.07 | 47.29 | 52.57 | 47.67 | HYDRO-V1 | HYDRO-V1 | HYDRO-V1 | HYDRO-V1 | HYDRO-V1
SUR | Suriname | Rosebel |  | WKS0063569 | 5 | 5.0890 | -55.2552 | Solar | [5 empty] | Wiki-Solar | https://www.wiki-solar.org | Wiki-Solar | [10 empty] | 9.87 | 10.89 | 10.91 | 9.83 | 9.81 | SOLAR-V1-NO-AGE | SOLAR-V1-NO-AGE | SOLAR-V1-NO-AGE | SOLAR-V1-NO-AGE | SOLAR-V1-NO-AGE
SVK | Slovakia | BadÃ­n |  | WKS0063339 | 6 | 48.2650 | 19.0560 | Solar | [5 empty] | Wiki-Solar | https://www.wiki-solar.org | Wiki-Solar | [10 empty] | 8.29 | 8.91 | 8.90 | 8.58 | 8.36 | SOLAR-V1-NO-AGE | SOLAR-V1-NO-AGE | SOLAR-V1-NO-AGE | SOLAR-V1-NO-AGE | SOLAR-V1-NO-AGE
SVK | Slovakia | L'adovo |  | WKS0061864 | 18 | 48.3470 | 19.6200 | Solar | [5 empty] | Wiki-Solar | https://www.wiki-solar.org | Wiki-Solar | [10 empty] | 25.22 | 27.38 | 26.70 | 26.34 | 25.66 | SOLAR-V1-NO-AGE | SOLAR-V1-NO-AGE | SOLAR-V1-NO-AGE | SOLAR-V1-NO-AGE | SOLAR-V1-NO-AGE
THA | Thailand | Chumphon Solar Power Plant |  | WRI1026240 | 1 | 10.5032 | 99.1452 | Solar |  |  |  |  | Thai Solar Energy Public Company Limited (TSE) | Thai Solar Energy Public Company Limited (TSE) | http://www.thaisolarenergy.com/project.php?menu=future_projects | WRI | [10 empty] | 1.84 | 1.76 | 1.77 | 1.81 | 1.71 | SOLAR-V1-NO-AGE | SOLAR-V1-NO-AGE | SOLAR-V1-NO-AGE | SOLAR-V1-NO-AGE | SOLAR-V1-NO-AGE
THA | Thailand | Ang Thong |  | WKS0067792 | 24 | 11.4250 | 99.5650 | Solar | [5 empty] | Wiki-Solar | https://www.wiki-solar.org | Wiki-Solar | [10 empty] | 46.21 | 50.22 | 54.59 | 43.01 | 44.14 | HYDRO-V1 | HYDRO-V1 | HYDRO-V1 | HYDRO-V1 | HYDRO-V1
THA | Thailand | Thap Sakae Solar Power Plant |  | WRI1026325 | 5 | 11.4732 | 99.5965 | Solar |  |  |  |  | Electricity Generating Authority of Thailand | Electricity Generating Authority of Thailand | http://www.egat.co.th | WRI | [10 empty] | 9.48 | 9.91 | 10.25 | 9.32 | 8.79 | SOLAR-V1-NO-AGE | SOLAR-V1-NO-AGE | SOLAR-V1-NO-AGE | SOLAR-V1-NO-AGE | SOLAR-V1-NO-AGE
THA | Thailand | Kui Buri Solar Power Plant |  | WRI1026273 | 10 | 12.0473 | 99.8290 | Solar |  |  |  |  | Bangkok Solar Power Company Limited (BSP) | Bangkok Solar Power | http://www.bangkoksolarpower.com/en/reference_project | WRI | [10 empty] | 17.62 | 18.16 | 17.76 | 18.03 | 16.46 | NO-ESTIMATION | NO-ESTIMATION | NO-ESTIMATION | NO-ESTIMATION | CAPACITY-FACTOR-V1
THA | Thailand | Thap Tai Solar Power Plant |  | WRI1026326 | 1.7 | 12.4778 | 99.8908 | Solar |  |  |  |  | Bangkok Solar Power Company Limited (BSP) | Thai Solar Energy Public Company Limited (TSE) | http://www.bangkoksolarpower.com/en/reference_project | WRI | [10 empty] | 3.07 | 3.29 | 3.26 | 3.11 | 3.04 | SOLAR-V1-NO-AGE | SOLAR-V1-NO-AGE | SOLAR-V1-NO-AGE | SOLAR-V1-NO-AGE | SOLAR-V1-NO-AGE
THA | Thailand | Phetchaburi Solar Power Plant |  | WRI1026298 | 2.1 | 12.7251 | 99.9192 | Solar |  |  |  |  | Bangkok Solar Power Company Limited (BSP) | Bangkok Solar Power | http://www.bangkoksolarpower.com/en/reference_project | WRI | [10 empty] | 3.79 | 4.02 | 3.99 | 3.83 | 3.9 | SOLAR-V1-NO-AGE | SOLAR-V1-NO-AGE | SOLAR-V1-NO-AGE | SOLAR-V1-NO-AGE | SOLAR-V1-NO-AGE
THA | Thailand | Horseshoe Point |  | WKS0061727 | 12 | 12.8789 | 100.9710 | Solar | [5 empty] | Wiki-Solar | https://www.wiki-solar.org | Wiki-Solar | [10 empty] | 23.19 | 23.24 | 27.04 | 22.21 | 22.73 | NO-ESTIMATION | NO-ESTIMATION | NO-ESTIMATION | NO-ESTIMATION | CAPACITY-FACTOR-V1
THA | Thailand | Khao Yao Solar Power Plant |  | WRI1026252 | 10 | 13.2753 | 99.7788 | Solar |  |  |  |  | Bangkok Solar Power Company Limited (BSP) | Bangkok Solar Power | http://www.bangkoksolarpower.com/en/reference_project | WRI | [10 empty] | 17.39 | 18.00 | 17.35 | 18.14 | 17.8 | SOLAR-V1-NO-AGE | SOLAR-V1-NO-AGE | SOLAR-V1-NO-AGE | SOLAR-V1-NO-AGE | SOLAR-V1-NO-AGE
THA | Thailand | Chachoengsao Solar Power Plant |  | WRI1026234 | 1.3 | 13.5758 | 101.0030 | Solar |  |  |  |  | Bangkok Solar Power Company Limited (BSP) | Bangkok Solar Power | http://www.bangkoksolarpower.com/en/reference_project | WRI | [10 empty] | 2.32 | 2.29 | 2.52 | 2.20 | 2.1 | SOLAR-V1-NO-AGE | SOLAR-V1-NO-AGE | SOLAR-V1-NO-AGE | SOLAR-V1-NO-AGE | SOLAR-V1-NO-AGE
THA | Thailand | Samut Sakhon |  | WKS0068898 | 5 | 13.5800 | 100.2000 | Solar | [5 empty] | Wiki-Solar | https://www.wiki-solar.org | Wiki-Solar | [10 empty] | 9.36 | 9.92 | 9.74 | 9.39 | 9.35 | NO-ESTIMATION | NO-ESTIMATION | NO-ESTIMATION | NO-ESTIMATION | CAPACITY-FACTOR-V1
THA | Thailand | The Mall - Tha Phra Solar Power Plant |  | WRI1026329 | 1 | 13.7132 | 100.4800 | Solar |  |  |  |  | Thai Solar Energy Public Company Limited (TSE) | Thai Solar Energy Public Company Limited (TSE) | http://www.thaisolarenergy.com/project.php?menu=future_projects | WRI | [10 empty] | 1.76 | 1.93 | 1.99 | 1.68 | 1.76 | SOLAR-V1-NO-AGE | SOLAR-V1-NO-AGE | SOLAR-V1-NO-AGE | SOLAR-V1-NO-AGE | SOLAR-V1-NO-AGE
THA | Thailand | The Mall - Bangkapi Solar Power Plant |  | WRI1026327 | 1 | 13.7659 | 100.6422 | Solar |  |  |  |  | Thai Solar Energy Public Company Limited (TSE) | Thai Solar Energy Public Company Limited (TSE) | http://www.thaisolarenergy.com/project.php?menu=future_projects | WRI | [10 empty] | 1.76 | 1.67 | 2.03 | 1.72 | 1.75 | SOLAR-V1-NO-AGE | SOLAR-V1-NO-AGE | SOLAR-V1-NO-AGE | SOLAR-V1-NO-AGE | SOLAR-V1-NO-AGE
THA | Thailand | Sa Kaeo |  | WKS0066275 | 8 | 13.8000 | 102.3000 | Solar | [5 empty] | Wiki-Solar | https://www.wiki-solar.org | Wiki-Solar | [10 empty] | 14.59 | 14.66 | 14.56 | 14.64 | 13.33 | NO-ESTIMATION | NO-ESTIMATION | NO-ESTIMATION | NO-ESTIMATION | CAPACITY-FACTOR-V1
THA | Thailand | Si Maha Phot I |  | WKS0066094 | 8 | 13.8150 | 101.6050 | Solar | [5 empty] | Wiki-Solar | https://www.wiki-solar.org | Wiki-Solar | [10 empty] | 14.59 | 14.74 | 14.52 | 14.64 | 13.41 | NO-ESTIMATION | NO-ESTIMATION | NO-ESTIMATION | NO-ESTIMATION | CAPACITY-FACTOR-V1
THA | Thailand | Ratchaphruek Solar Power Plant |  | WRI1026247 | 1 | 13.8200 | 100.4475 | Solar |  |  |  |  | Thai Solar Energy Public Company Limited (TSE) | Thai Solar Energy Public Company Limited (TSE) | http://www.thaisolarenergy.com/project.php?menu=future_projects | WRI | [10 empty] | 1.76 | 1.67 | 2.03 | 1.72 | 1.76 | NO-ESTIMATION | NO-ESTIMATION | NO-ESTIMATION | WIND-V1 | WIND-V1
THA | Thailand | Akekamai-Ramintra Solar Power Plant |  | WRI1026239 | 1 | 13.8283 | 100.6798 | Solar |  |  |  |  | Thai Solar Energy Public Company Limited (TSE) | Thai Solar Energy Public Company Limited (TSE) | http://www.thaisolarenergy.com/project.php?menu=future_projects | WRI | [10 empty] | 1.76 | 1.66 | 2.02 | 1.72 | 1.75 | HYDRO-V1 | HYDRO-V1 | HYDRO-V1 | HYDRO-V1 | HYDRO-V1
THA | Thailand | The Mall - Ngamwongwan Solar Power Plant |  | WRI1026328 | 1 | 13.8551 | 100.5417 | Solar |  |  |  |  | Thai Solar Energy Public Company Limited (TSE) | Thai Solar Energy Public Company Limited (TSE) | http://www.thaisolarenergy.com/project.php?menu=future_projects | WRI | [10 empty] | 1.76 | 1.66 | 2.02 | 1.72 | 1.75 | SOLAR-V1-NO-AGE | SOLAR-V1-NO-AGE | SOLAR-V1-NO-AGE | SOLAR-V1-NO-AGE | SOLAR-V1-NO-AGE
THA | Thailand | Tha Muang Solar Power Plant |  | WRI1026323 | 8 | 13.8731 | 99.5024 | Solar |  |  |  |  | SSE-PV7 Project | Thai Solar Energy Public Company Limited (TSE) | http://www.thaisolarenergy.com/project.php?menu=future_projects | WRI | [10 empty] | 14.05 | 15.41 | 15.01 | 14.20 | 14.93 | SOLAR-V1-NO-AGE | SOLAR-V1-NO-AGE | SOLAR-V1-NO-AGE | SOLAR-V1-NO-AGE | SOLAR-V1-NO-AGE
THA | Thailand | Si Maha Phot II |  | WKS0066095 | 8 | 13.9250 | 101.5200 | Solar | [5 empty] | Wiki-Solar | https://www.wiki-solar.org | Wiki-Solar | [10 empty] | 14.72 | 14.64 | 15.87 | 14.63 | 13.73 | SOLAR-V1-NO-AGE | SOLAR-V1-NO-AGE | SOLAR-V1-NO-AGE | SOLAR-V1-NO-AGE | SOLAR-V1-NO-AGE
THA | Thailand | Bo-Thong |  | WKS0062040 | 8.3 | 13.9640 | 101.8330 | Solar | [5 empty] | Wiki-Solar | https://www.wiki-solar.org | Wiki-Solar | [10 empty] | 14.93 | 14.84 | 15.57 | 14.96 | 13.73 | SOLAR-V1-NO-AGE | SOLAR-V1-NO-AGE | SOLAR-V1-NO-AGE | SOLAR-V1-NO-AGE | SOLAR-V1-NO-AGE
THA | Thailand | Sai Thong Solar Power Plant |  | WRI1026307 | 6.1 | 13.9752 | 100.1841 | Solar |  |  |  |  | Solarta Co Ltd | Ratchaburi | http://investor.ratch.co.th/factsheet.html | WRI | 1087247 | [9 empty] | 11.56 | 12.14 | 12.14 | 11.35 | 11.11 | NO-ESTIMATION | NO-ESTIMATION | NO-ESTIMATION | NO-ESTIMATION | CAPACITY-FACTOR-V1
THA | Thailand | Sai Yoi Solar Power Plant |  | WRI1026310 | 3 | 13.9842 | 100.1954 | Solar |  |  |  |  | Solarta Co Ltd | Ratchaburi | http://investor.ratch.co.th/factsheet.html | WRI | 1087248 | [9 empty] | 5.55 | 5.80 | 5.78 | 5.52 | 5.31 | SOLAR-V1-NO-AGE | SOLAR-V1-NO-AGE | SOLAR-V1-NO-AGE | SOLAR-V1-NO-AGE | SOLAR-V1-NO-AGE
THA | Thailand | Sai Prapa Solar Power Plant |  | WRI1026303 | 7.2 | 13.9999 | 100.2002 | Solar |  |  |  |  | Solarta Co Ltd | Ratchaburi | http://investor.ratch.co.th/factsheet.html | WRI | 1095324 | [9 empty] | 13.66 | 14.36 | 14.41 | 13.43 | 13.18 | SOLAR-V1-NO-AGE | SOLAR-V1-NO-AGE | SOLAR-V1-NO-AGE | SOLAR-V1-NO-AGE | SOLAR-V1-NO-AGE
THA | Thailand | Sri Chula Solar Power Plant |  | WRI1026316 | 8 | 14.0278 | 101.1862 | Solar |  |  |  |  | Gunkul Chubu Powergen Company Limited | Gunkul Chubu Powergen Company Limited | http://www.gunkul.com | WRI | 1093377 | [9 empty] | 14.72 | 14.72 | 15.91 | 14.64 | 13.69 | SOLAR-V1-NO-AGE | SOLAR-V1-NO-AGE | SOLAR-V1-NO-AGE | SOLAR-V1-NO-AGE | SOLAR-V1-NO-AGE
THA | Thailand | Sai Phet Solar Power Plant |  | WRI1026302 | 35.9 | 14.1078 | 100.1744 | Solar |  |  |  |  | Solarco Company Limited | EGCO | http://www.egco.com/en/corperate_com_press_detail.asp?press_id=206&iYear=2014 | WRI | [10 empty] | 71.98 | 78.03 | 84.56 | 67.11 | 70.99 | SOLAR-V1-NO-AGE | SOLAR-V1-NO-AGE | SOLAR-V1-NO-AGE | SOLAR-V1-NO-AGE | SOLAR-V1-NO-AGE
THA | Thailand | Sai Yai - Solarco Solar Power Plant |  | WRI1026308 | 23.8 | 14.1368 | 100.1432 | Solar |  |  |  |  | Solarco Company Limited | EGCO | http://www.egco.com/en/corperate_com_press_detail.asp?press_id=206&iYear=2014 | WRI | 1103310 | [9 empty] | 46.02 | 49.60 | 53.90 | 43.17 | 45.71 | SOLAR-V1-NO-AGE | SOLAR-V1-NO-AGE | SOLAR-V1-NO-AGE | SOLAR-V1-NO-AGE | SOLAR-V1-NO-AGE
THA | Thailand | Sai Yai - Solarta Solar Power Plant |  | WRI1026309 | 9.7 | 14.1385 | 100.1506 | Solar |  |  |  |  | Solarta Co Ltd | Ratchaburi | http://investor.ratch.co.th/factsheet.html | WRI | [10 empty] | 17.33 | 17.71 | 17.62 | 17.56 | 16.79 | SOLAR-V1-NO-AGE | SOLAR-V1-NO-AGE | SOLAR-V1-NO-AGE | SOLAR-V1-NO-AGE | SOLAR-V1-NO-AGE
THA | Thailand | Sai Kyo Solar Power Plant |  | WRI1026301 | 11.9 | 14.1542 | 100.1377 | Solar |  |  |  |  | Solarco Company Limited | EGCO | http://www.egco.com/en/corperate_com_press_detail.asp?press_id=206&iYear=2014 | WRI | [10 empty] | 23.28 | 24.67 | 26.43 | 22.18 | 23.43 | HYDRO-V1 | HYDRO-V1 | HYDRO-V1 | HYDRO-V1 | HYDRO-V1
THA | Thailand | Bangchak III |  | WKS0063636 | 25 | 14.1690 | 100.5530 | Solar | [5 empty] | Wiki-Solar | https://www.wiki-solar.org | Wiki-Solar | [10 empty] | 48.70 | 48.92 | 57.44 | 45.34 | 46.48 | SOLAR-V1-NO-AGE | SOLAR-V1-NO-AGE | SOLAR-V1-NO-AGE | SOLAR-V1-NO-AGE | SOLAR-V1-NO-AGE
THA | Thailand | Bangchak Solar Power Plant |  | WRI1026229 | 16 | 14.1691 | 100.5528 | Solar |  |  |  |  | Bangchak Solar Energy Company Limited (BSE) | Bangchak Solar Energy Company Limited (BSE) | http://www.bangchak.co.th | WRI | [10 empty] | 31.36 | 31.42 | 35.75 | 29.38 | 30.34 | SOLAR-V1-NO-AGE | SOLAR-V1-NO-AGE | SOLAR-V1-NO-AGE | SOLAR-V1-NO-AGE | SOLAR-V1-NO-AGE
THA | Thailand | Sai Sena - Solarta Solar Power Plant |  | WRI1026305 | 3 | 14.2173 | 100.2778 | Solar |  |  |  |  | Solarta Co Ltd | Ratchaburi | http://investor.ratch.co.th/factsheet.html | WRI | 1095321 | [9 empty] | 5.52 | 5.45 | 5.84 | 5.52 | 5.31 | SOLAR-V1-NO-AGE | SOLAR-V1-NO-AGE | SOLAR-V1-NO-AGE | SOLAR-V1-NO-AGE | SOLAR-V1-NO-AGE
THA | Thailand | Phanom Thuan Solar Power Plant |  | WRI1026297 | 8 | 14.2200 | 99.7341 | Solar |  |  |  |  | SSE-PV8 Project | Thai Solar Energy Public Company Limited (TSE) | http://www.thaisolarenergy.com/project.php?menu=future_projects | WRI | [10 empty] | 14.65 | 15.44 | 15.48 | 14.68 | 14.34 | NO-ESTIMATION | NO-ESTIMATION | NO-ESTIMATION | NO-ESTIMATION | CAPACITY-FACTOR-V1
THA | Thailand | Sai Saphan Solar Power Plant |  | WRI1026304 | 7 | 14.2223 | 100.1129 | Solar |  |  |  |  | Solarta Co Ltd | Ratchaburi | http://investor.ratch.co.th/factsheet.html | WRI | 1095322 | [9 empty] | 13.25 | 13.68 | 14.12 | 13.05 | 12.8 | HYDRO-V1 | HYDRO-V1 | HYDRO-V1 | HYDRO-V1 | HYDRO-V1
THA | Thailand | Sai Tatong Solar Power Plant |  | WRI1026306 | 1 | 14.2440 | 100.1280 | Solar |  |  |  |  | Solarta Co Ltd | Ratchaburi | http://investor.ratch.co.th/factsheet.html | WRI | 1095323 | [9 empty] | 1.76 | 1.81 | 2.03 | 1.69 | 1.81 | NO-ESTIMATION | NO-ESTIMATION | NO-ESTIMATION | NO-ESTIMATION | NO-ESTIMATION
THA | Thailand | Bang Sai Solar Power Plant |  | WRI1026228 | 1.7 | 14.3215 | 100.3025 | Solar |  |  |  |  | Bangkok Solar Power Company Limited (BSP) | Bangkok Solar Power | http://www.bangkoksolarpower.com/en/reference_project | WRI | [10 empty] | 3.13 | 2.93 | 3.34 | 3.11 | 3 | NO-ESTIMATION | NO-ESTIMATION | NO-ESTIMATION | NO-ESTIMATION | NO-ESTIMATION
THA | Thailand | Huay Kachao Solar Power Plant |  | WRI1026250 | 5 | 14.3333 | 99.7088 | Solar |  |  |  |  | Thai Solar Energy 1 (TSE1) | Thai Solar Energy Public Company Limited (TSE) | http://www.thaisolarenergy.com/project.php?menu=future_projects | WRI | [10 empty] | 9.41 | 9.48 | 10.15 | 9.31 | 9.23 | WIND-V1 | WIND-V1 | WIND-V1 | WIND-V1 | WIND-V1
THA | Thailand | Thai Solar Power 1 |  | WRI1026324 | 5 | 14.3345 | 99.7104 | Solar |  |  |  |  | Thai Solar Energy Co. Ltd. | National Renewable Energy Laboratory | http://www.nrel.gov/csp/solarpaces/project_detail.cfm/projectID=207 | WRI | [10 empty] | 9.41 | 9.48 | 10.15 | 9.31 | 9.23 | SOLAR-V1-NO-AGE | SOLAR-V1-NO-AGE | SOLAR-V1-NO-AGE | SOLAR-V1-NO-AGE | SOLAR-V1-NO-AGE
THA | Thailand | Chongdan Solar Power Plant |  | WRI1026237 | 8 | 14.3552 | 99.4692 | Solar |  |  |  |  | SSE-PV1 Project | Thai Solar Energy Public Company Limited (TSE) | http://www.thaisolarenergy.com/project.php?menu=future_projects | WRI | [10 empty] | 14.77 | 15.41 | 15.11 | 14.26 | 15.01 | HYDRO-V1 | HYDRO-V1 | HYDRO-V1 | HYDRO-V1 | HYDRO-V1
THA | Thailand | Nong On Solar Power Plant |  | WRI1026293 | 8 | 14.3981 | 99.8313 | Solar |  |  |  |  | SSE-PV9 Project | Thai Solar Energy Public Company Limited (TSE) | http://www.thaisolarenergy.com/project.php?menu=future_projects | WRI | [10 empty] | 14.74 | 14.12 | 15.69 | 14.69 | 14.19 | NO-ESTIMATION | NO-ESTIMATION | NO-ESTIMATION | NO-ESTIMATION | CAPACITY-FACTOR-V1
THA | Thailand | Bang Ban Solar Power Plant |  | WRI1026227 | 7 | 14.4418 | 100.4810 | Solar |  |  |  |  | Bangkok Solar Power Company Limited (BSP) | Bangkok Solar Power | http://www.bangkoksolarpower.com/en/reference_project | WRI | [10 empty] | 13.22 | 13.22 | 14.27 | 12.96 | 12.31 | SOLAR-V1-NO-AGE | SOLAR-V1-NO-AGE | SOLAR-V1-NO-AGE | SOLAR-V1-NO-AGE | SOLAR-V1-NO-AGE
THA | Thailand | Huaihaeng |  | WKS0063742 | 5.7 | 14.4820 | 101.0210 | Solar | [5 empty] | Wiki-Solar | https://www.wiki-solar.org | Wiki-Solar | [10 empty] | 10.73 | 10.78 | 11.80 | 10.59 | 9.98 | HYDRO-V1 | HYDRO-V1 | HYDRO-V1 | HYDRO-V1 | HYDRO-V1
THA | Thailand | Tha Maprang |  | WKS0062027 | 5.5 | 14.4925 | 101.0390 | Solar | [5 empty] | Wiki-Solar | https://www.wiki-solar.org | Wiki-Solar | [10 empty] | 10.37 | 10.41 | 11.39 | 10.23 | 9.64 | SOLAR-V1-NO-AGE | SOLAR-V1-NO-AGE | SOLAR-V1-NO-AGE | SOLAR-V1-NO-AGE | SOLAR-V1-NO-AGE
THA | Thailand | Cham Phak Phaeo |  | WKS0063744 | 5.7 | 14.5396 | 101.0783 | Solar | [5 empty] | Wiki-Solar | https://www.wiki-solar.org | Wiki-Solar | [10 empty] | 10.73 | 10.73 | 11.80 | 10.59 | 9.98 | SOLAR-V1-NO-AGE | SOLAR-V1-NO-AGE | SOLAR-V1-NO-AGE | SOLAR-V1-NO-AGE | SOLAR-V1-NO-AGE
THA | Thailand | Ang Thong Solar Power Plant |  | WRI1026223 | 1.2 | 14.5894 | 100.4761 | Solar |  |  |  |  | Bangkok Solar Power Company Limited (BSP) | Bangkok Solar Power | http://www.bangkoksolarpower.com/en/reference_project | WRI | [10 empty] | 2.08 | 2.08 | 2.33 | 1.94 | 1.94 | SOLAR-V1-NO-AGE | SOLAR-V1-NO-AGE | SOLAR-V1-NO-AGE | SOLAR-V1-NO-AGE | SOLAR-V1-NO-AGE
THA | Thailand | Prakhon Chai |  | WKS0065025 | 50 | 14.6100 | 103.0450 | Solar | [5 empty] | Wiki-Solar | https://www.wiki-solar.org | Wiki-Solar | [10 empty] | 95.49 | 91.11 | 106.80 | 89.33 | 91.72 | HYDRO-V1 | HYDRO-V1 | HYDRO-V1 | HYDRO-V1 | HYDRO-V1
THA | Thailand | Surin 2 Solar Power Plant |  | WRI1026318 | 7.4 | 14.6283 | 103.8105 | Solar |  |  |  |  | Solar Power (Surin 2) Company Limited | SPCG Public Company Limited | http://www.spcg.co.th/index.php/en/about | WRI | [10 empty] | 13.51 | 12.94 | 14.20 | 13.31 | 12.6 | HYDRO-V1 | HYDRO-V1 | HYDRO-V1 | HYDRO-V1 | HYDRO-V1
THA | Thailand | Sakrajom Solar Power Plant |  | WRI1026313 | 8 | 14.6317 | 99.8899 | Solar |  |  |  |  | SSE-PV2 Project | Thai Solar Energy Public Company Limited (TSE) | http://www.thaisolarenergy.com/project.php?menu=future_projects | WRI | [10 empty] | 14.77 | 14.03 | 15.69 | 14.69 | 14.24 | HYDRO-V1 | HYDRO-V1 | HYDRO-V1 | HYDRO-V1 | HYDRO-V1
THA | Thailand | Buri Ram 1 Solar Power Plant |  | WRI1026231 | 7.4 | 14.6592 | 102.6147 | Solar |  |  |  |  | Solar Power (Bureerum 1) Company Limited | SPCG Public Company Limited | http://www.spcg.co.th/index.php/en/about | WRI | [10 empty] | 13.85 | 13.83 | 13.80 | 13.72 | 12.69 | SOLAR-V1-NO-AGE | SOLAR-V1-NO-AGE | SOLAR-V1-NO-AGE | SOLAR-V1-NO-AGE | SOLAR-V1-NO-AGE
THA | Thailand | Khao Yai Solar Power Plant |  | WRI1026242 | 1 | 14.6593 | 101.3946 | Solar |  |  |  |  | Thai Solar Energy Public Company Limited (TSE) | Thai Solar Energy Public Company Limited (TSE) | http://www.thaisolarenergy.com/project.php?menu=future_projects | WRI | [10 empty] | 1.76 | 1.75 | 2.05 | 1.76 | 1.75 | SOLAR-V1-NO-AGE | SOLAR-V1-NO-AGE | SOLAR-V1-NO-AGE | SOLAR-V1-NO-AGE | SOLAR-V1-NO-AGE
THA | Thailand | Buri Ram 2 Solar Power Plant |  | WRI1026232 | 7.4 | 14.6996 | 102.4787 | Solar |  |  |  |  | Solar Power (Bureerum 2) Company Limited | SPCG Public Company Limited | http://www.spcg.co.th/index.php/en/about | WRI | [10 empty] | 13.89 | 13.83 | 13.86 | 13.72 | 12.71 | SOLAR-V1-NO-AGE | SOLAR-V1-NO-AGE | SOLAR-V1-NO-AGE | SOLAR-V1-NO-AGE | SOLAR-V1-NO-AGE
THA | Thailand | Nong Muang |  | WKS0065999 | 4 | 14.7173 | 103.0661 | Solar | [5 empty] | Wiki-Solar | https://www.wiki-solar.org | Wiki-Solar | [10 empty] | 7.15 | 6.80 | 7.34 | 7.13 | 6.46 | SOLAR-V1-NO-AGE | SOLAR-V1-NO-AGE | SOLAR-V1-NO-AGE | SOLAR-V1-NO-AGE | SOLAR-V1-NO-AGE
THA | Thailand | Wang Luek Solar Power Plant |  | WRI1026334 | 8 | 14.7391 | 100.1331 | Solar |  |  |  |  | SSE-PV10 Project | Thai Solar Energy Public Company Limited (TSE) | http://www.thaisolarenergy.com/project.php?menu=future_projects | WRI | [10 empty] | 14.77 | 14.21 | 15.72 | 14.70 | 14.24 | SOLAR-V1-NO-AGE | SOLAR-V1-NO-AGE | SOLAR-V1-NO-AGE | SOLAR-V1-NO-AGE | SOLAR-V1-NO-AGE
THA | Thailand | Buri Ram 3 Solar Power Plant |  | WRI1026233 | 7.4 | 14.7615 | 103.0633 | Solar |  |  |  |  | Solar Power (Bureerum 3) Company Limited | SPCG Public Company Limited | http://www.spcg.co.th/index.php/en/about | WRI | [10 empty] | 13.84 | 13.31 | 14.20 | 13.73 | 12.59 | SOLAR-V1-NO-AGE | SOLAR-V1-NO-AGE | SOLAR-V1-NO-AGE | SOLAR-V1-NO-AGE | SOLAR-V1-NO-AGE
THA | Thailand | Khok Thai Solar Power Plant |  | WRI1026253 | 12.7 | 14.7635 | 102.0694 | Solar |  |  |  |  | Ch. Karnchang Public Company Limited | CH Karnchang | http://www.ch-karnchang.co.th/th/#/project/detail/73/à¸žà¸¥à¸±à¸‡à¸‡à¸²à¸™-à¹‚à¸„à¸£à¸‡à¸à¸²à¸£à¸œà¸¥à¸´à¸•à¹„à¸Ÿà¸Ÿà¹‰à¸²à¸ˆà¸²à¸à¸žà¸¥à¸±à¸‡à¸‡à¸²à¸™à¹à¸ªà¸‡à¸­à¸²à¸—à¸´à¸•à¸¢à¹Œà¹ƒà¸™à¸ˆà¸±à¸‡à¸«à¸§à¸±à¸”à¸™à¸„à¸£à¸£à¸²à¸Šà¸ªà¸µà¸¡à¸² | WRI | [10 empty] | 24.77 | 24.79 | 28.41 | 23.52 | 24.14 | SOLAR-V1-NO-AGE | SOLAR-V1-NO-AGE | SOLAR-V1-NO-AGE | SOLAR-V1-NO-AGE | SOLAR-V1-NO-AGE
THA | Thailand | Nongyasai Solar Power Plant |  | WRI1026296 | 8 | 14.7697 | 99.9505 | Solar |  |  |  |  | SSE-PV3 Project | Thai Solar Energy Public Company Limited (TSE) | http://www.thaisolarenergy.com/project.php?menu=future_projects | WRI | [10 empty] | 14.77 | 14.41 | 15.87 | 14.70 | 14.24 | SOLAR-V1-NO-AGE | SOLAR-V1-NO-AGE | SOLAR-V1-NO-AGE | SOLAR-V1-NO-AGE | SOLAR-V1-NO-AGE
THA | Thailand | Saraburi SPP2 |  | WKS0061813 | 9.5 | 14.7771 | 101.0988 | Solar | [5 empty] | Wiki-Solar | https://www.wiki-solar.org | Wiki-Solar | [10 empty] | 17.37 | 17.35 | 18.42 | 17.19 | 16.31 | SOLAR-V1-NO-AGE | SOLAR-V1-NO-AGE | SOLAR-V1-NO-AGE | SOLAR-V1-NO-AGE | SOLAR-V1-NO-AGE
THA | Thailand | Lopburi - BSP 5 Solar Power Plant |  | WRI1026281 | 2 | 14.7783 | 100.9103 | Solar |  |  |  |  | Bangkok Solar Power Company Limited (BSP) | Bangkok Solar Power | http://www.bangkoksolarpower.com/en/reference_project | WRI | [10 empty] | 3.69 | 3.69 | 3.93 | 3.61 | 3.4 | HYDRO-V1 | HYDRO-V1 | HYDRO-V1 | HYDRO-V1 | HYDRO-V1
THA | Thailand | Lopburi - BSP 6 Solar Power Plant |  | WRI1026282 | 4 | 14.7801 | 100.9044 | Solar |  |  |  |  | Bangkok Solar Power Company Limited (BSP) | Bangkok Solar Power | http://www.bangkoksolarpower.com/en/reference_project | WRI | [10 empty] | 7.20 | 7.20 | 7.75 | 7.09 | 6.65 | SOLAR-V1-NO-AGE | SOLAR-V1-NO-AGE | SOLAR-V1-NO-AGE | SOLAR-V1-NO-AGE | SOLAR-V1-NO-AGE
THA | Thailand | Lopburi - BSP 4 Solar Power Plant |  | WRI1026280 | 2 | 14.7807 | 100.9102 | Solar |  |  |  |  | Bangkok Solar Power Company Limited (BSP) | Bangkok Solar Power | http://www.bangkoksolarpower.com/en/reference_project | WRI | [10 empty] | 3.69 | 3.69 | 3.93 | 3.61 | 3.4 | SOLAR-V1-NO-AGE | SOLAR-V1-NO-AGE | SOLAR-V1-NO-AGE | SOLAR-V1-NO-AGE | SOLAR-V1-NO-AGE
THA | Thailand | Lopburi Solar Power Plant |  | WRI1026243 | 1 | 14.7847 | 100.6844 | Solar |  |  |  |  | Thai Solar Energy Public Company Limited (TSE) | Thai Solar Energy Public Company Limited (TSE) | http://www.thaisolarenergy.com/project.php?menu=future_projects | WRI | [10 empty] | 1.76 | 1.76 | 2.02 | 1.72 | 1.76 | HYDRO-V1 | HYDRO-V1 | HYDRO-V1 | HYDRO-V1 | HYDRO-V1
THA | Thailand | Sisaket - SPP3 Solar Power Plant |  | WRI1026315 | 8 | 14.7882 | 104.8137 | Solar |  |  |  |  | SPP Three Co Ltd (SPP 3) | EGCO | http://www.egco.com/en/corperate_com_press_detail.asp?press_id=206&iYear=2014 | WRI | 1090939 | [9 empty] | 14.64 | 13.67 | 15.01 | 13.21 | 13.63 | NO-ESTIMATION | NO-ESTIMATION | NO-ESTIMATION | NO-ESTIMATION | CAPACITY-FACTOR-V1
THA | Thailand | Ubon Ratchathani - SPP4 Solar Power Plant |  | WRI1026330 | 6 | 14.7922 | 104.8157 | Solar |  |  |  |  | SPP Four Co Ltd (SPP 4) | EGCO | http://www.egco.com/en/corperate_com_press_detail.asp?press_id=206&iYear=2014 | WRI | [10 empty] | 11.25 | 10.41 | 11.51 | 9.97 | 10.41 | NO-ESTIMATION | NO-ESTIMATION | NO-ESTIMATION | NO-ESTIMATION | CAPACITY-FACTOR-V1
THA | Thailand | Shera Rooftop |  | WKS0073073 | 5 | 14.8020 | 100.9080 | Solar | [5 empty] | Wiki-Solar | https://www.wiki-solar.org | Wiki-Solar | [10 empty] | 9.47 | 9.49 | 10.22 | 9.26 | 8.8 | SOLAR-V1-NO-AGE | SOLAR-V1-NO-AGE | SOLAR-V1-NO-AGE | SOLAR-V1-NO-AGE | SOLAR-V1-NO-AGE
THA | Thailand | Korat 4 Solar Power Plant |  | WRI1026267 | 6.1 | 14.8181 | 102.1619 | Solar |  |  |  |  | Solar Power (Korat 4) Company Limited | SPCG Public Company Limited | http://www.spcg.co.th/index.php/en/about | WRI | [10 empty] | 11.45 | 11.50 | 12.23 | 11.28 | 10.66 | HYDRO-V1 | HYDRO-V1 | HYDRO-V1 | HYDRO-V1 | HYDRO-V1
THA | Thailand | Saraburi - SPP2 Solar Power Plant |  | WRI1026314 | 8 | 14.8211 | 101.1153 | Solar |  |  |  |  | SPP Two Co Ltd (SPP 2) | Astroenergy Development | http://www.astronergydevelopment.com/projects1.asp?parid=11&classid=21 | WRI | [10 empty] | 14.71 | 14.71 | 15.91 | 14.56 | 13.71 | SOLAR-V1-NO-AGE | SOLAR-V1-NO-AGE | SOLAR-V1-NO-AGE | SOLAR-V1-NO-AGE | SOLAR-V1-NO-AGE
THA | Thailand | Chang Wat A |  | WKS0068291 | 5.4 | 14.8490 | 99.8090 | Solar | [5 empty] | Wiki-Solar | https://www.wiki-solar.org | Wiki-Solar | [10 empty] | 10.15 | 9.73 | 10.89 | 10.05 | 9.8 | SOLAR-V1-NO-AGE | SOLAR-V1-NO-AGE | SOLAR-V1-NO-AGE | SOLAR-V1-NO-AGE | SOLAR-V1-NO-AGE
THA | Thailand | Nongkrathum 4 Solar Power Plant |  | WRI1026294 | 8 | 14.8735 | 99.8311 | Solar |  |  |  |  | SSE-PV4 Project | Thai Solar Energy Public Company Limited (TSE) | http://www.thaisolarenergy.com/project.php?menu=future_projects | WRI | [10 empty] | 14.65 | 14.05 | 15.73 | 14.73 | 14.19 | SOLAR-V1-NO-AGE | SOLAR-V1-NO-AGE | SOLAR-V1-NO-AGE | SOLAR-V1-NO-AGE | SOLAR-V1-NO-AGE
THA | Thailand | Nongkrathum 5 Solar Power Plant |  | WRI1026295 | 8 | 14.8735 | 99.8334 | Solar |  |  |  |  | SSE-PV5 Project | Thai Solar Energy Public Company Limited (TSE) | http://www.thaisolarenergy.com/project.php?menu=future_projects | WRI | [10 empty] | 14.65 | 14.05 | 15.73 | 14.73 | 14.19 | HYDRO-V1 | HYDRO-V1 | HYDRO-V1 | HYDRO-V1 | HYDRO-V1
THA | Thailand | Korat 9 Solar Power Plant |  | WRI1026272 | 7.4 | 14.8742 | 101.8093 | Solar |  |  |  |  | Solar Power (Korat 9) Company Limited | SPCG Public Company Limited | http://www.spcg.co.th/index.php/en/about | WRI | [10 empty] | 13.91 | 13.91 | 15.03 | 13.70 | 12.95 | HYDRO-V1 | HYDRO-V1 | HYDRO-V1 | HYDRO-V1 | HYDRO-V1
THA | Thailand | Lopburi - BSP 1 Solar Power Plant |  | WRI1026279 | 2 | 14.8895 | 100.9104 | Solar |  |  |  |  | Bangkok Solar Power Company Limited (BSP) | Bangkok Solar Power | http://www.bangkoksolarpower.com/en/reference_project | WRI | [10 empty] | 3.69 | 3.69 | 3.93 | 3.61 | 3.39 | SOLAR-V1-NO-AGE | SOLAR-V1-NO-AGE | SOLAR-V1-NO-AGE | SOLAR-V1-NO-AGE | SOLAR-V1-NO-AGE
THA | Thailand | Lopburi - SAAM 1 Solar Power Plant |  | WRI1026284 | 2 | 14.9017 | 100.9788 | Solar |  |  |  |  | SAAM Solar Power One Company Limited | Bangkok Solar Power | http://www.bangkoksolarpower.com/en/reference_project | WRI | [10 empty] | 3.69 | 3.67 | 3.93 | 3.60 | 3.4 | SOLAR-V1-NO-AGE | SOLAR-V1-NO-AGE | SOLAR-V1-NO-AGE | SOLAR-V1-NO-AGE | SOLAR-V1-NO-AGE
THA | Thailand | Khorat III |  | WKS0061130 | 7.6 | 14.9123 | 101.8640 | Solar | [5 empty] | Wiki-Solar | https://www.wiki-solar.org | Wiki-Solar | [10 empty] | 14.15 | 14.19 | 14.60 | 13.94 | 13.17 | SOLAR-V1-NO-AGE | SOLAR-V1-NO-AGE | SOLAR-V1-NO-AGE | SOLAR-V1-NO-AGE | SOLAR-V1-NO-AGE
THA | Thailand | Dong Khon Solar Power Plant |  | WRI1026238 | 7.6 | 14.9286 | 100.1426 | Solar |  |  |  |  | G-Power Source Co Ltd | EGCO | http://www.egco.com/en/corperate_com_press_detail.asp?press_id=206&iYear=2014 | WRI | 1090944 | [9 empty] | 14.24 | 14.09 | 15.57 | 13.89 | 13.73 | SOLAR-V1-NO-AGE | SOLAR-V1-NO-AGE | SOLAR-V1-NO-AGE | SOLAR-V1-NO-AGE | SOLAR-V1-NO-AGE
THA | Thailand | Lopburi - Absolute Energy Solar Power Plant |  | WRI1026277 | 8 | 14.9332 | 100.9352 | Solar |  |  |  |  | EA Solar Lopburi Company Limited | Energy Absolute | http://www.energyabsolute.co.th/index.php | WRI | [10 empty] | 14.71 | 14.74 | 15.91 | 14.59 | 13.6 | NO-ESTIMATION | NO-ESTIMATION | NO-ESTIMATION | NO-ESTIMATION | CAPACITY-FACTOR-V1
THA | Thailand | Di Lang |  | WKS0062044 | 8 | 14.9360 | 100.9360 | Solar | [5 empty] | Wiki-Solar | https://www.wiki-solar.org | Wiki-Solar | [10 empty] | 14.71 | 14.74 | 15.91 | 14.59 | 13.6 | SOLAR-V1-NO-AGE | SOLAR-V1-NO-AGE | SOLAR-V1-NO-AGE | SOLAR-V1-NO-AGE | SOLAR-V1-NO-AGE
THA | Thailand | Korat 6 Solar Power Plant |  | WRI1026269 | 7.4 | 14.9991 | 102.4950 | Solar |  |  |  |  | Solar Power (Korat 6) Company Limited | SPCG Public Company Limited | http://www.spcg.co.th/index.php/en/about | WRI | [10 empty] | 13.88 | 13.84 | 14.39 | 13.72 | 12.85 | SOLAR-V1-NO-AGE | SOLAR-V1-NO-AGE | SOLAR-V1-NO-AGE | SOLAR-V1-NO-AGE | SOLAR-V1-NO-AGE
THA | Thailand | Warin Chamraap III |  | WKS0073068 | 4 | 15.0039 | 104.9148 | Solar | [5 empty] | Wiki-Solar | https://www.wiki-solar.org | Wiki-Solar | [10 empty] | 6.98 | 6.61 | 7.37 | 6.47 | 6.55 | SOLAR-V1-NO-AGE | SOLAR-V1-NO-AGE | SOLAR-V1-NO-AGE | SOLAR-V1-NO-AGE | SOLAR-V1-NO-AGE
THA | Thailand | Warin Chamraap II |  | WKS0073067 | 6 | 15.0070 | 104.9150 | Solar | [5 empty] | Wiki-Solar | https://www.wiki-solar.org | Wiki-Solar | [10 empty] | 10.97 | 10.41 | 11.58 | 10.08 | 10.41 | HYDRO-V1 | HYDRO-V1 | HYDRO-V1 | HYDRO-V1 | HYDRO-V1
THA | Thailand | Lopburi SSP |  | WKS0063763 | 40 | 15.0110 | 100.6930 | Solar | [5 empty] | Wiki-Solar | https://www.wiki-solar.org | Wiki-Solar | [10 empty] | 79.73 | 79.73 | 93.49 | 73.69 | 76.32 | NO-ESTIMATION | NO-ESTIMATION | NO-ESTIMATION | NO-ESTIMATION | CAPACITY-FACTOR-V1
THA | Thailand | Lopburi - NED Solar Power Plant |  | WRI1026283 | 55 | 15.0497 | 100.8976 | Solar |  |  |  |  | Natural Energy Development Co Ltd (NED) | Natural Energy Development Company | http://www.ned.co.th | WRI | [10 empty] | 108.60 | 108.69 | 127.56 | 100.42 | 103.2 | NO-ESTIMATION | NO-ESTIMATION | NO-ESTIMATION | NO-ESTIMATION | CAPACITY-FACTOR-V1
THA | Thailand | Wang Phloeng Solar Power Plant |  | WRI1026337 | 8 | 15.0538 | 100.8859 | Solar |  |  |  |  | Natural Energy Development Co Ltd (NED) | Natural Energy Development Company | http://www.ned.co.th | WRI | [10 empty] | 14.71 | 14.74 | 15.87 | 14.59 | 13.66 | NO-ESTIMATION | NO-ESTIMATION | NO-ESTIMATION | NO-ESTIMATION | CAPACITY-FACTOR-V1
THA | Thailand | Warin Chamraap I |  | WKS0065891 | 6 | 15.0690 | 104.9300 | Solar | [5 empty] | Wiki-Solar | https://www.wiki-solar.org | Wiki-Solar | [10 empty] | 10.97 | 10.41 | 11.58 | 10.09 | 10.41 | SOLAR-V1-NO-AGE | SOLAR-V1-NO-AGE | SOLAR-V1-NO-AGE | SOLAR-V1-NO-AGE | SOLAR-V1-NO-AGE
THA | Thailand | Surin 1 Solar Power Plant |  | WRI1026317 | 7.4 | 15.0780 | 103.8864 | Solar |  |  |  |  | Solar Power (Surin 1) Company Limited | SPCG Public Company Limited | http://www.spcg.co.th/index.php/en/about | WRI | [10 empty] | 13.18 | 12.88 | 14.42 | 13.18 | 12.6 | SOLAR-V1-NO-AGE | SOLAR-V1-NO-AGE | SOLAR-V1-NO-AGE | SOLAR-V1-NO-AGE | SOLAR-V1-NO-AGE
THA | Thailand | Lopburi - AJ Solar Power Plant |  | WRI1026278 | 3.7 | 15.0851 | 101.0676 | Solar |  |  |  |  | AJ Technology Company Limited (AJ) | SPCG Public Company Limited | http://www.spcg.co.th/index.php/en/about | WRI | [10 empty] | 6.55 | 6.56 | 7.04 | 6.48 | 6.09 | HYDRO-V1 | HYDRO-V1 | HYDRO-V1 | HYDRO-V1 | HYDRO-V1
THA | Thailand | Lopburi - TP Solar Power Plant |  | WRI1026285 | 3.7 | 15.0851 | 101.0702 | Solar |  |  |  |  | Tipayanarai Company Limited (TP) | SPCG Public Company Limited | http://www.spcg.co.th/index.php/en/about | WRI | [10 empty] | 6.55 | 6.56 | 7.04 | 6.48 | 6.08 | NO-ESTIMATION | NO-ESTIMATION | NO-ESTIMATION | NO-ESTIMATION | CAPACITY-FACTOR-V1
THA | Thailand | Korat 7 Solar Power Plant |  | WRI1026270 | 6.1 | 15.1082 | 101.8871 | Solar |  |  |  |  | Solar Power (Korat 7) Company Limited | SPCG Public Company Limited | http://www.spcg.co.th/index.php/en/about | WRI | [10 empty] | 11.47 | 11.50 | 11.36 | 11.28 | 10.66 | SOLAR-V1-NO-AGE | SOLAR-V1-NO-AGE | SOLAR-V1-NO-AGE | SOLAR-V1-NO-AGE | SOLAR-V1-NO-AGE
THA | Thailand | Takhian - Sonnedix Solar Power Plant |  | WRI1026322 | 7.5 | 15.1183 | 101.7346 | Solar |  |  |  |  | Chiangrai Solar Company Limited | Sonnedix | http://www.sonnedix.com/power-plants/list-of-plants/operating/ | WRI | [10 empty] | 14.10 | 14.26 | 14.53 | 13.89 | 13.14 | SOLAR-V1-NO-AGE | SOLAR-V1-NO-AGE | SOLAR-V1-NO-AGE | SOLAR-V1-NO-AGE | SOLAR-V1-NO-AGE
THA | Thailand | Korat 1 Solar Power Plant |  | WRI1026264 | 6.1 | 15.1910 | 102.3450 | Solar |  |  |  |  | Solar Power (Korat 1) Company Limited | SPCG Public Company Limited | http://www.spcg.co.th/index.php/en/about | WRI | [10 empty] | 11.49 | 11.41 | 11.70 | 11.32 | 10.64 | SOLAR-V1-NO-AGE | SOLAR-V1-NO-AGE | SOLAR-V1-NO-AGE | SOLAR-V1-NO-AGE | SOLAR-V1-NO-AGE
THA | Thailand | Korat 2 Solar Power Plant |  | WRI1026265 | 6.1 | 15.1945 | 102.3426 | Solar |  |  |  |  | Solar Power (Korat 2) Company Limited | SPCG Public Company Limited | http://www.spcg.co.th/index.php/en/about | WRI | [10 empty] | 11.49 | 11.41 | 11.70 | 11.32 | 10.64 | NO-ESTIMATION | NO-ESTIMATION | NO-ESTIMATION | NO-ESTIMATION | CAPACITY-FACTOR-V1
THA | Thailand | Khan Rai - BSP Solar Power Plant |  | WRI1026251 | 4.5 | 15.1976 | 105.3653 | Solar |  |  |  |  | Bangkok Solar Power Company Limited (BSP) | Bangkok Solar Power | http://www.bangkoksolarpower.com/en/reference_project | WRI | [10 empty] | 8.14 | 7.82 | 8.40 | 7.61 | 7.53 | SOLAR-V1-NO-AGE | SOLAR-V1-NO-AGE | SOLAR-V1-NO-AGE | SOLAR-V1-NO-AGE | SOLAR-V1-NO-AGE
THA | Thailand | Ubon Ratchathani Solar Power Plant |  | WRI1026249 | 1 | 15.2433 | 104.8242 | Solar |  |  |  |  | Thai Solar Energy Public Company Limited (TSE) | Thai Solar Energy Public Company Limited (TSE) | http://www.thaisolarenergy.com/project.php?menu=future_projects | WRI | [10 empty] | 1.84 | 1.75 | 1.84 | 1.69 | 1.73 | SOLAR-V1-NO-AGE | SOLAR-V1-NO-AGE | SOLAR-V1-NO-AGE | SOLAR-V1-NO-AGE | SOLAR-V1-NO-AGE
THA | Thailand | Nakhon Sawan Solar Power Plant |  | WRI1026290 | 90 | 15.3671 | 100.3010 | Solar |  |  |  |  | EA Solar Nakornsawan Company Limited | Energy Absolute | http://www.energyabsolute.co.th/index.php | WRI | [10 empty] | 179.43 | 180.76 | 208.18 | 167.34 | 176.02 | HYDRO-V1 | HYDRO-V1 | HYDRO-V1 | HYDRO-V1 | HYDRO-V1
THA | Thailand | Surin 3 Solar Power Plant |  | WRI1026319 | 7.4 | 15.3723 | 103.6900 | Solar |  |  |  |  | Solar Power (Surin 3) Company Limited | SPCG Public Company Limited | http://www.spcg.co.th/index.php/en/about | WRI | [10 empty] | 13.19 | 12.88 | 14.16 | 13.07 | 12.6 | SOLAR-V1-NO-AGE | SOLAR-V1-NO-AGE | SOLAR-V1-NO-AGE | SOLAR-V1-NO-AGE | SOLAR-V1-NO-AGE
THA | Thailand | Bamnet Narong - BSE Solar Power Plant |  | WRI1026224 | 16 | 15.4211 | 101.6985 | Solar |  |  |  |  | Bangchak Solar Energy Company Limited (BSE) | Bangchak Solar Energy Company Limited (BSE) | http://www.bangchak.co.th | WRI | 1090294 | [9 empty] | 31.30 | 31.27 | 33.43 | 29.37 | 30.34 | NO-ESTIMATION | NO-ESTIMATION | NO-ESTIMATION | NO-ESTIMATION | NO-ESTIMATION
THA | Thailand | Bamnet Narong - BSP Solar Power Plant |  | WRI1026225 | 22.5 | 15.4450 | 101.7882 | Solar |  |  |  |  | Siam Solar Generation Company Limited | Bangkok Solar Power | http://www.bangkoksolarpower.com/en/reference_project | WRI | 1090294 | [9 empty] | 43.29 | 42.92 | 46.60 | 40.50 | 41.5 | NO-ESTIMATION | NO-ESTIMATION | NO-ESTIMATION | NO-ESTIMATION | CAPACITY-FACTOR-V1
THA | Thailand | Korat 8 Solar Power Plant |  | WRI1026271 | 7.4 | 15.5538 | 102.5198 | Solar |  |  |  |  | Solar Power (Korat 8) Company Limited | SPCG Public Company Limited | http://www.spcg.co.th/index.php/en/about | WRI | [10 empty] | 13.88 | 13.84 | 14.25 | 13.75 | 12.87 | NO-ESTIMATION | NO-ESTIMATION | NO-ESTIMATION | NO-ESTIMATION | NO-ESTIMATION
THA | Thailand | Korat 5 Solar Power Plant |  | WRI1026268 | 7.4 | 15.5540 | 102.5163 | Solar |  |  |  |  | Solar Power (Korat 5) Company Limited | SPCG Public Company Limited | http://www.spcg.co.th/index.php/en/about | WRI | [10 empty] | 13.88 | 13.84 | 14.25 | 13.75 | 12.87 | SOLAR-V1-NO-AGE | SOLAR-V1-NO-AGE | SOLAR-V1-NO-AGE | SOLAR-V1-NO-AGE | SOLAR-V1-NO-AGE
THA | Thailand | Korat 3 Solar Power Plant |  | WRI1026266 | 6.1 | 15.6043 | 102.5591 | Solar |  |  |  |  | Solar Power (Korat 3) Company Limited | SPCG Public Company Limited | http://www.spcg.co.th/index.php/en/about | WRI | [10 empty] | 11.49 | 11.41 | 11.76 | 11.32 | 10.57 | SOLAR-V1-NO-AGE | SOLAR-V1-NO-AGE | SOLAR-V1-NO-AGE | SOLAR-V1-NO-AGE | SOLAR-V1-NO-AGE
THA | Thailand | Nakhon Ratchasima - BSP Solar Power Plant |  | WRI1026289 | 1 | 15.6191 | 102.5633 | Solar |  |  |  |  | Bangkok Solar Power Company Limited (BSP) | Bangkok Solar Power | http://www.bangkoksolarpower.com/en/reference_project | WRI | [10 empty] | 1.86 | 1.85 | 1.77 | 1.83 | 1.72 | SOLAR-V1-NO-AGE | SOLAR-V1-NO-AGE | SOLAR-V1-NO-AGE | SOLAR-V1-NO-AGE | SOLAR-V1-NO-AGE
THA | Thailand | Wichian Buri Solar Power Plant |  | WRI1026338 | 8 | 15.6799 | 101.0486 | Solar |  |  |  |  | Gunkul Chubu Powergen Company Limited | Gunkul Chubu Powergen Company Limited | http://www.gunkul.com | WRI | 1096511 | [9 empty] | 14.71 | 14.73 | 14.32 | 14.59 | 13.66 | SOLAR-V1-NO-AGE | SOLAR-V1-NO-AGE | SOLAR-V1-NO-AGE | SOLAR-V1-NO-AGE | SOLAR-V1-NO-AGE
THA | Thailand | Nakhon Sawan Solar Power Plant |  | WRI1026244 | 1 | 15.7386 | 100.1186 | Solar |  |  |  |  | Thai Solar Energy Public Company Limited (TSE) | Thai Solar Energy Public Company Limited (TSE) | http://www.thaisolarenergy.com/project.php?menu=future_projects | WRI | [10 empty] | 1.76 | 1.75 | 2.02 | 1.72 | 1.81 | SOLAR-V1-NO-AGE | SOLAR-V1-NO-AGE | SOLAR-V1-NO-AGE | SOLAR-V1-NO-AGE | SOLAR-V1-NO-AGE
THA | Thailand | Roi Et - SPP5 Solar Power Plant |  | WRI1026300 | 8 | 15.7651 | 103.7389 | Solar |  |  |  |  | SPP Five Co Ltd (SPP 5) | EGCO | http://www.egco.com/en/corperate_com_press_detail.asp?press_id=206&iYear=2014 | WRI | [10 empty] | 14.48 | 13.64 | 14.93 | 14.53 | 13.33 | HYDRO-V1 | HYDRO-V1 | HYDRO-V1 | HYDRO-V1 | HYDRO-V1
THA | Thailand | Ta Sang Solar Power Plant |  | WRI1026321 | 7.6 | 16.0186 | 99.9874 | Solar |  |  |  |  | G-Power Source Co Ltd | EGCO | http://www.egco.com/en/corperate_com_press_detail.asp?press_id=206&iYear=2014 | WRI | 1090943 | [9 empty] | 14.19 | 14.19 | 13.89 | 13.92 | 13.13 | SOLAR-V1-NO-AGE | SOLAR-V1-NO-AGE | SOLAR-V1-NO-AGE | SOLAR-V1-NO-AGE | SOLAR-V1-NO-AGE
THA | Thailand | Ta Khit Solar Power Plant |  | WRI1026320 | 7.6 | 16.0266 | 99.8885 | Solar |  |  |  |  | G-Power Source Co Ltd | EGCO | http://www.egco.com/en/corperate_com_press_detail.asp?press_id=206&iYear=2014 | WRI | 1090942 | [9 empty] | 14.17 | 14.17 | 14.08 | 13.98 | 13.14 | SOLAR-V1-NO-AGE | SOLAR-V1-NO-AGE | SOLAR-V1-NO-AGE | SOLAR-V1-NO-AGE | SOLAR-V1-NO-AGE
THA | Thailand | Ban Kluai Solar Power Plant |  | WRI1026226 | 7.4 | 16.0488 | 100.7428 | Solar |  |  |  |  | Gunkul Chubu Powergen Company Limited | Gunkul Chubu Powergen Company Limited | http://www.gunkul.com | WRI | [10 empty] | 13.94 | 13.95 | 14.13 | 13.68 | 12.74 | NO-ESTIMATION | NO-ESTIMATION | NO-ESTIMATION | NO-ESTIMATION | CAPACITY-FACTOR-V1
THA | Thailand | Khon Kaen 8 Solar Power Plant |  | WRI1026262 | 7.4 | 16.1140 | 102.7499 | Solar |  |  |  |  | Solar Power (Khon Kaen 8) Company Limited | SPCG Public Company Limited | http://www.spcg.co.th/index.php/en/about | WRI | [10 empty] | 13.95 | 13.83 | 14.29 | 13.75 | 12.55 | SOLAR-V1-NO-AGE | SOLAR-V1-NO-AGE | SOLAR-V1-NO-AGE | SOLAR-V1-NO-AGE | SOLAR-V1-NO-AGE
THA | Thailand | Khon Kaen 5 Solar Power Plant |  | WRI1026259 | 7.4 | 16.2873 | 102.7906 | Solar |  |  |  |  | Solar Power (Khon Kaen 5) Company Limited | SPCG Public Company Limited | http://www.spcg.co.th/index.php/en/about | WRI | [10 empty] | 13.98 | 13.83 | 14.31 | 13.77 | 12.55 | SOLAR-V1-NO-AGE | SOLAR-V1-NO-AGE | SOLAR-V1-NO-AGE | SOLAR-V1-NO-AGE | SOLAR-V1-NO-AGE
THA | Thailand | Noen Po Solar Power Plant |  | WRI1026291 | 5.6 | 16.4348 | 100.1423 | Solar |  |  |  |  | Gunkul Chubu Powergen Company Limited | Gunkul Chubu Powergen Company Limited | http://www.gunkul.com | WRI | [10 empty] | 10.54 | 10.54 | 10.44 | 10.38 | 9.62 | NO-ESTIMATION | NO-ESTIMATION | NO-ESTIMATION | NO-ESTIMATION | NO-ESTIMATION
THA | Thailand | Khon Kaen 6 Solar Power Plant |  | WRI1026260 | 7.4 | 16.4802 | 102.5070 | Solar |  |  |  |  | Solar Power (Khon Kaen 6) Company Limited | SPCG Public Company Limited | http://www.spcg.co.th/index.php/en/about | WRI | [10 empty] | 13.91 | 13.84 | 14.26 | 13.74 | 12.87 | SOLAR-V1-NO-AGE | SOLAR-V1-NO-AGE | SOLAR-V1-NO-AGE | SOLAR-V1-NO-AGE | SOLAR-V1-NO-AGE
THA | Thailand | Khon Kaen 7 Solar Power Plant |  | WRI1026261 | 7.4 | 16.4999 | 102.3242 | Solar |  |  |  |  | Solar Power (Khon Kaen 7) Company Limited | SPCG Public Company Limited | http://www.spcg.co.th/index.php/en/about | WRI | [10 empty] | 13.96 | 13.84 | 14.26 | 13.68 | 12.94 | NO-ESTIMATION | NO-ESTIMATION | NO-ESTIMATION | NO-ESTIMATION | CAPACITY-FACTOR-V1
THA | Thailand | Khon Kaen 1 Solar Power Plant |  | WRI1026254 | 6.1 | 16.5117 | 102.7942 | Solar |  |  |  |  | Solar Power (Khon Kaen 1) Company Limited | SPCG Public Company Limited | http://www.spcg.co.th/index.php/en/about | WRI | [10 empty] | 11.53 | 11.41 | 11.80 | 11.34 | 10.29 | NO-ESTIMATION | NO-ESTIMATION | NO-ESTIMATION | NO-ESTIMATION | CAPACITY-FACTOR-V1
THA | Thailand | Khon Kaen 10 Solar Power Plant |  | WRI1026255 | 7.4 | 16.5293 | 102.2753 | Solar |  |  |  |  | Solar Power (Khon Kaen 10) Company Limited | SPCG Public Company Limited | http://www.spcg.co.th/index.php/en/about | WRI | [10 empty] | 13.96 | 13.84 | 14.26 | 13.68 | 12.94 | NO-ESTIMATION | NO-ESTIMATION | NO-ESTIMATION | NO-ESTIMATION | CAPACITY-FACTOR-V1
THA | Thailand | Khon Kaen 9 Solar Power Plant |  | WRI1026263 | 7.4 | 16.5783 | 102.0029 | Solar |  |  |  |  | Solar Power (Khon Kaen 9) Company Limited | SPCG Public Company Limited | http://www.spcg.co.th/index.php/en/about | WRI | [10 empty] | 13.97 | 13.93 | 14.26 | 13.65 | 12.97 | WIND-V1 | WIND-V1 | WIND-V1 | WIND-V1 | WIND-V1
THA | Thailand | Khon Kaen 4 Solar Power Plant |  | WRI1026258 | 7.4 | 16.6063 | 102.1118 | Solar |  |  |  |  | Solar Power (Khon Kaen 4) Company Limited | SPCG Public Company Limited | http://www.spcg.co.th/index.php/en/about | WRI | [10 empty] | 13.92 | 13.93 | 14.28 | 13.65 | 12.95 | WIND-V1 | WIND-V1 | WIND-V1 | WIND-V1 | WIND-V1
THA | Thailand | Phran Kratai II |  | WKS0065887 | 8 | 16.6370 | 99.6020 | Solar | [5 empty] | Wiki-Solar | https://www.wiki-solar.org | Wiki-Solar | [10 empty] | 14.41 | 14.74 | 16.13 | 14.70 | 14.34 | WIND-V1 | WIND-V1 | WIND-V1 | WIND-V1 | WIND-V1
THA | Thailand | Phran Kratai I |  | WKS0065888 | 8 | 16.6380 | 99.5970 | Solar | [5 empty] | Wiki-Solar | https://www.wiki-solar.org | Wiki-Solar | [10 empty] | 14.41 | 14.74 | 16.13 | 14.70 | 14.34 | WIND-V1 | WIND-V1 | WIND-V1 | WIND-V1 | WIND-V1
THA | Thailand | Phran Kratai IV |  | WKS0065890 | 8 | 16.6780 | 99.5670 | Solar | [5 empty] | Wiki-Solar | https://www.wiki-solar.org | Wiki-Solar | [10 empty] | 14.21 | 14.74 | 15.84 | 14.70 | 14.34 | WIND-V1 | WIND-V1 | WIND-V1 | WIND-V1 | WIND-V1
THA | Thailand | Phran Kratai III |  | WKS0065889 | 8 | 16.6820 | 99.5600 | Solar | [5 empty] | Wiki-Solar | https://www.wiki-solar.org | Wiki-Solar | [10 empty] | 14.15 | 14.62 | 15.84 | 14.70 | 14.34 | WIND-V1 | WIND-V1 | WIND-V1 | WIND-V1 | WIND-V1
THA | Thailand | Khon Kaen 3 Solar Power Plant |  | WRI1026257 | 7.4 | 16.7595 | 102.8063 | Solar |  |  |  |  | Solar Power (Khon Kaen 3) Company Limited | SPCG Public Company Limited | http://www.spcg.co.th/index.php/en/about | WRI | [10 empty] | 13.91 | 13.53 | 14.27 | 13.75 | 12.87 | NO-ESTIMATION | NO-ESTIMATION | NO-ESTIMATION | WIND-V1 | WIND-V1
THA | Thailand | Khon Kaen 2 Solar Power Plant |  | WRI1026256 | 7.4 | 16.8286 | 102.8352 | Solar |  |  |  |  | Solar Power (Khon Kaen 2) Company Limited | SPCG Public Company Limited | http://www.spcg.co.th/index.php/en/about | WRI | [10 empty] | 13.91 | 13.21 | 14.28 | 13.70 | 12.55 | NO-ESTIMATION | NO-ESTIMATION | NO-ESTIMATION | WIND-V1 | WIND-V1
THA | Thailand | Nakhon Phanom 3 Solar Power Plant |  | WRI1026288 | 7.4 | 16.8941 | 104.6830 | Solar |  |  |  |  | Solar Power (Nakhon Phanom 3) Company Limited | SPCG Public Company Limited | http://www.spcg.co.th/index.php/en/about | WRI | [10 empty] | 13.91 | 13.84 | 14.31 | 13.75 | 12.92 | NO-ESTIMATION | WIND-V1 | WIND-V1 | WIND-V1 | WIND-V1
THA | Thailand | Phitsanulok Solar Power Plant |  | WRI1026299 | 90 | 17.0713 | 100.1180 | Solar |  |  |  |  | EA Solar Lopburi Company Limited | Energy Absolute | http://www.energyabsolute.co.th/index.php | WRI | 1106433 | [9 empty] | 180.63 | 178.58 | 198.29 | 166.87 | 176.46 | NO-ESTIMATION | NO-ESTIMATION | WIND-V1 | WIND-V1 | WIND-V1
THA | Thailand | Wang Man 2 Solar Power Plant |  | WRI1026336 | 10.2 | 17.1800 | 99.1214 | Solar |  |  |  |  | Soleq Private Limited | Soleq | http://www.soleq.com | WRI | [10 empty] | 18.18 | 17.41 | 17.98 | 17.54 | 17.87 | WIND-V1 | WIND-V1 | WIND-V1 | WIND-V1 | WIND-V1
THA | Thailand | Wang Man 1 Solar Power Plant |  | WRI1026335 | 10.2 | 17.1824 | 99.1278 | Solar |  |  |  |  | Soleq Private Limited | Thai Solar Energy Public Company Limited (TSE) | http://www.soleq.com | WRI | [10 empty] | 18.18 | 17.41 | 17.98 | 17.59 | 17.87 | NO-ESTIMATION | NO-ESTIMATION | NO-ESTIMATION | NO-ESTIMATION | CAPACITY-FACTOR-V1
THA | Thailand | Loei 2 Solar Power Plant |  | WRI1026276 | 7.4 | 17.1992 | 101.8184 | Solar |  |  |  |  | Solar Power (Loei 2) Company Limited | SPCG Public Company Limited | http://www.spcg.co.th/index.php/en/about | WRI | [10 empty] | 13.83 | 13.87 | 14.31 | 13.79 | 12.91 | HYDRO-V1 | HYDRO-V1 | HYDRO-V1 | HYDRO-V1 | HYDRO-V1
THA | Thailand | Nakhon Phanom 2 Solar Power Plant |  | WRI1026287 | 7.4 | 17.2980 | 104.4499 | Solar |  |  |  |  | Solar Power (Nakhon Phanom 2) Company Limited | SPCG Public Company Limited | http://www.spcg.co.th/index.php/en/about | WRI | [10 empty] | 13.86 | 13.82 | 14.27 | 13.73 | 13.03 | SOLAR-V1-NO-AGE | SOLAR-V1-NO-AGE | SOLAR-V1-NO-AGE | SOLAR-V1-NO-AGE | SOLAR-V1-NO-AGE
THA | Thailand | Nakhon Phanom 1 Solar Power Plant |  | WRI1026286 | 6.1 | 17.2988 | 104.4477 | Solar |  |  |  |  | Solar Power (Nakhon Phanom 1) Company Limited | SPCG Public Company Limited | http://www.spcg.co.th/index.php/en/about | WRI | [10 empty] | 11.43 | 11.40 | 11.77 | 11.30 | 10.71 | SOLAR-V1-NO-AGE | SOLAR-V1-NO-AGE | SOLAR-V1-NO-AGE | SOLAR-V1-NO-AGE | SOLAR-V1-NO-AGE
THA | Thailand | Loei 1 Solar Power Plant |  | WRI1026275 | 6.1 | 17.3040 | 101.8491 | Solar |  |  |  |  | Solar Power (Loei 1) Company Limited | SPCG Public Company Limited | http://www.spcg.co.th/index.php/en/about | WRI | [10 empty] | 11.44 | 11.40 | 11.80 | 11.36 | 10.54 | SOLAR-V1-NO-AGE | SOLAR-V1-NO-AGE | SOLAR-V1-NO-AGE | SOLAR-V1-NO-AGE | SOLAR-V1-NO-AGE
THA | Thailand | Sakon Nakhon 2 Solar Power Plant |  | WRI1026312 | 7.6 | 17.4343 | 103.7255 | Solar |  |  |  |  | Solar Power (Sakon Nakhon 2) Company Limited | SPCG Public Company Limited | http://www.spcg.co.th/index.php/en/about | WRI | [10 empty] | 14.23 | 13.61 | 14.49 | 13.94 | 13.17 | SOLAR-V1-NO-AGE | SOLAR-V1-NO-AGE | SOLAR-V1-NO-AGE | SOLAR-V1-NO-AGE | SOLAR-V1-NO-AGE
THA | Thailand | Had Siao |  | WKS0062083 | 8 | 17.5090 | 99.7950 | Solar | [5 empty] | Wiki-Solar | https://www.wiki-solar.org | Wiki-Solar | [10 empty] | 14.73 | 14.64 | 15.90 | 14.68 | 14.54 | SOLAR-V1-NO-AGE | SOLAR-V1-NO-AGE | SOLAR-V1-NO-AGE | SOLAR-V1-NO-AGE | SOLAR-V1-NO-AGE
THA | Thailand | Sakon Nakhon 1 Solar Power Plant |  | WRI1026311 | 6.1 | 17.5326 | 103.4932 | Solar |  |  |  |  | Solar Power (Sakon Nakhon 1) Company Limited | SPCG Public Company Limited | http://www.spcg.co.th/index.php/en/about | WRI | [10 empty] | 11.53 | 10.86 | 11.75 | 11.43 | 10.65 | HYDRO-V1 | HYDRO-V1 | HYDRO-V1 | HYDRO-V1 | HYDRO-V1
THA | Thailand | Udon Thani - BSP 2 Solar Power Plant |  | WRI1026332 | 1.5 | 17.5770 | 102.8017 | Solar |  |  |  |  | Bangkok Solar Power Company Limited (BSP) | Bangkok Solar Power | http://www.bangkoksolarpower.com/en/reference_project | WRI | [10 empty] | 2.82 | 2.68 | 2.89 | 2.72 | 2.56 | SOLAR-V1-NO-AGE | SOLAR-V1-NO-AGE | SOLAR-V1-NO-AGE | SOLAR-V1-NO-AGE | SOLAR-V1-NO-AGE
THA | Thailand | Udon Thani - SPCG Solar Power Plant |  | WRI1026333 | 7.4 | 17.6954 | 102.4976 | Solar |  |  |  |  | Solar Power (Udon Thani 1) Company Limited | SPCG Public Company Limited | http://www.spcg.co.th/index.php/en/about | WRI | [10 empty] | 13.94 | 13.14 | 14.31 | 13.65 | 12.94 | SOLAR-V1-NO-AGE | SOLAR-V1-NO-AGE | SOLAR-V1-NO-AGE | SOLAR-V1-NO-AGE | SOLAR-V1-NO-AGE
THA | Thailand | Nong Khai 1 Solar Power Plant |  | WRI1026292 | 7.4 | 17.9447 | 104.0059 | Solar |  |  |  |  | Solar Power (Nong Khai 1) Company Limited | SPCG Public Company Limited | http://www.spcg.co.th/index.php/en/about | WRI | [10 empty] | 13.96 | 13.84 | 14.26 | 13.72 | 13.21 | SOLAR-V1-NO-AGE | SOLAR-V1-NO-AGE | SOLAR-V1-NO-AGE | SOLAR-V1-NO-AGE | SOLAR-V1-NO-AGE
THA | Thailand | Phrae Solar Power Plant |  | WRI1026246 | 1 | 18.1196 | 100.1386 | Solar |  |  |  |  | Thai Solar Energy Public Company Limited (TSE) | Thai Solar Energy Public Company Limited (TSE) | http://www.thaisolarenergy.com/project.php?menu=future_projects | WRI | [10 empty] | 1.93 | 1.75 | 2.01 | 1.67 | 1.86 | NO-ESTIMATION | NO-ESTIMATION | NO-ESTIMATION | NO-ESTIMATION | CAPACITY-FACTOR-V1
THA | Thailand | Lampang Solar Power Plant |  | WRI1026274 | 90 | 18.3931 | 99.4215 | Solar |  |  |  |  | EA Solar Lampang Company Limited | Energy Absolute | http://www.energyabsolute.co.th/index.php | WRI | [10 empty] | 197.60 | 186.17 | 211.41 | 183.32 | 190.87 | SOLAR-V1-NO-AGE | SOLAR-V1-NO-AGE | SOLAR-V1-NO-AGE | SOLAR-V1-NO-AGE | SOLAR-V1-NO-AGE
THA | Thailand | Chiang Rai Solar Power Plant |  | WRI1026235 | 9.5 | 20.1684 | 100.0202 | Solar |  |  |  |  | Chiangrai Solar Company Limited | Sonnedix | http://www.sonnedix.com/power-plants/list-of-plants/operating/ | WRI | 1086241 | [9 empty] | 17.93 | 18.19 | 18.41 | 18.07 | 17.36 | SOLAR-V1-NO-AGE | SOLAR-V1-NO-AGE | SOLAR-V1-NO-AGE | SOLAR-V1-NO-AGE | SOLAR-V1-NO-AGE
THA | Thailand | Mae Chan |  | WKS0062076 | 9.5 | 20.2250 | 99.9750 | Solar | [5 empty] | Wiki-Solar | https://www.wiki-solar.org | Wiki-Solar | [10 empty] | 17.84 | 18.17 | 18.47 | 18.11 | 17.04 | SOLAR-V1-NO-AGE | SOLAR-V1-NO-AGE | SOLAR-V1-NO-AGE | SOLAR-V1-NO-AGE | SOLAR-V1-NO-AGE
THA | Thailand | Hat Yai Solar Power Plant |  | WRI1026241 | 1 | 6.9828 | 100.4802 | Solar |  |  |  |  | Thai Solar Energy Public Company Limited (TSE) | Thai Solar Energy Public Company Limited (TSE) | http://www.thaisolarenergy.com/project.php?menu=future_projects | WRI | [10 empty] | 1.75 | 1.75 | 1.77 | 1.72 | 1.73 | SOLAR-V1-NO-AGE | SOLAR-V1-NO-AGE | SOLAR-V1-NO-AGE | SOLAR-V1-NO-AGE | SOLAR-V1-NO-AGE
THA | Thailand | Nakhon Si Thammarat Solar Power Plant |  | WRI1026245 | 1 | 8.3859 | 99.9799 | Solar |  |  |  |  | Thai Solar Energy Public Company Limited (TSE) | Thai Solar Energy Public Company Limited (TSE) | http://www.thaisolarenergy.com/project.php?menu=future_projects | WRI | [10 empty] | 1.83 | 1.95 | 1.77 | 1.66 | 1.74 | SOLAR-V1-NO-AGE | SOLAR-V1-NO-AGE | SOLAR-V1-NO-AGE | SOLAR-V1-NO-AGE | SOLAR-V1-NO-AGE
THA | Thailand | Surat Thani Solar Power Plant |  | WRI1026248 | 1 | 9.1178 | 99.2995 | Solar |  |  |  |  | Thai Solar Energy Public Company Limited (TSE) | Thai Solar Energy Public Company Limited (TSE) | http://www.thaisolarenergy.com/project.php?menu=future_projects | WRI | [10 empty] | 1.82 | 1.92 | 1.77 | 1.68 | 1.73 | SOLAR-V1-NO-AGE | SOLAR-V1-NO-AGE | SOLAR-V1-NO-AGE | SOLAR-V1-NO-AGE | SOLAR-V1-NO-AGE
TUR | Turkey | ÅžeyhÃ¶mer |  | WKS0071394 | 5.5 | 36.3362 | 33.3224 | Solar | [5 empty] | Wiki-Solar | https://www.wiki-solar.org | Wiki-Solar | [10 empty] | 11.72 | 11.16 | 10.92 | 11.25 | 11.28 | NO-ESTIMATION | NO-ESTIMATION | NO-ESTIMATION | NO-ESTIMATION | CAPACITY-FACTOR-V1
TUR | Turkey | DayÄ±cÄ±k |  | WKS0071379 | 6.6 | 36.4230 | 33.3230 | Solar | [5 empty] | Wiki-Solar | https://www.wiki-solar.org | Wiki-Solar | [10 empty] | 14.36 | 13.45 | 13.05 | 13.56 | 13.29 | NO-ESTIMATION | NO-ESTIMATION | NO-ESTIMATION | NO-ESTIMATION | CAPACITY-FACTOR-V1
TUR | Turkey | Erdemli |  | WKS0066825 | 35 | 36.5465 | 34.1375 | Solar | [5 empty] | Wiki-Solar | https://www.wiki-solar.org | Wiki-Solar | [10 empty] | 89.54 | 80.31 | 79.71 | 83.80 | 81.67 | SOLAR-V1-NO-AGE | SOLAR-V1-NO-AGE | SOLAR-V1-NO-AGE | SOLAR-V1-NO-AGE | SOLAR-V1-NO-AGE
TUR | Turkey | Tarsus |  | WKS0071389 | 4.6 | 37.0370 | 35.0360 | Solar | [5 empty] | Wiki-Solar | https://www.wiki-solar.org | Wiki-Solar | [10 empty] | 9.12 | 8.96 | 9.03 | 8.76 | 9.09 | SOLAR-V1-NO-AGE | SOLAR-V1-NO-AGE | SOLAR-V1-NO-AGE | SOLAR-V1-NO-AGE | SOLAR-V1-NO-AGE
TUR | Turkey | GaziantepÂ |  | WKS0071148 | 25 | 37.0590 | 37.1130 | Solar | [5 empty] | Wiki-Solar | https://www.wiki-solar.org | Wiki-Solar | [10 empty] | 55.22 | 49.58 | 48.16 | 50.23 | 51.47 | SOLAR-V1-NO-AGE | SOLAR-V1-NO-AGE | SOLAR-V1-NO-AGE | SOLAR-V1-NO-AGE | SOLAR-V1-NO-AGE
TUR | Turkey | Korkuteli |  | WKS0065898 | 4.5 | 37.1220 | 30.2424 | Solar | [5 empty] | Wiki-Solar | https://www.wiki-solar.org | Wiki-Solar | [10 empty] | 8.95 | 8.30 | 8.41 | 8.49 | 8.46 | SOLAR-V1-NO-AGE | SOLAR-V1-NO-AGE | SOLAR-V1-NO-AGE | SOLAR-V1-NO-AGE | SOLAR-V1-NO-AGE
TUR | Turkey | Basoren |  | WKS0071371 | 10 | 37.1830 | 35.5870 | Solar | [5 empty] | Wiki-Solar | https://www.wiki-solar.org | Wiki-Solar | [10 empty] | 19.62 | 17.38 | 18.39 | 19.00 | 19.44 | SOLAR-V1-NO-AGE | SOLAR-V1-NO-AGE | SOLAR-V1-NO-AGE | SOLAR-V1-NO-AGE | SOLAR-V1-NO-AGE
TUR | Turkey | Demercit |  | WKS0066810 | 9 | 37.1994 | 36.4873 | Solar | [5 empty] | Wiki-Solar | https://www.wiki-solar.org | Wiki-Solar | [10 empty] | 18.44 | 16.88 | 17.28 | 17.72 | 18.49 | SOLAR-V1-NO-AGE | SOLAR-V1-NO-AGE | SOLAR-V1-NO-AGE | SOLAR-V1-NO-AGE | SOLAR-V1-NO-AGE
TUR | Turkey | KahramanmaraÅŸ |  | WKS0069259 | 19 | 37.2400 | 36.8000 | Solar | [5 empty] | Wiki-Solar | https://www.wiki-solar.org | Wiki-Solar | [10 empty] | 41.77 | 37.42 | 37.05 | 38.83 | 40.64 | SOLAR-V1-NO-AGE | SOLAR-V1-NO-AGE | SOLAR-V1-NO-AGE | SOLAR-V1-NO-AGE | SOLAR-V1-NO-AGE
TUR | Turkey | Imamoglu |  | WKS0071386 | 5.2 | 37.3259 | 35.6829 | Solar | [5 empty] | Wiki-Solar | https://www.wiki-solar.org | Wiki-Solar | [10 empty] | 10.59 | 10.03 | 10.30 | 10.13 | 10.03 | SOLAR-V1-NO-AGE | SOLAR-V1-NO-AGE | SOLAR-V1-NO-AGE | SOLAR-V1-NO-AGE | SOLAR-V1-NO-AGE
TUR | Turkey | Astor |  | WRI1018973 | 9 | 37.3743 | 38.5128 | Solar |  |  |  | 2015.0 |  | Enerji Atlasi | http://www.enerjiatlasi.com/gunes/astor-enerji-gunes-enerji-santrali.html | WRI | [13 empty] | 16.62 | 18.15 | NO-ESTIMATION | NO-ESTIMATION | NO-ESTIMATION | NO-ESTIMATION | NO-ESTIMATION
TUR | Turkey | TÃ¼rkoÄŸlu |  | WKS0066817 | 10 | 37.4300 | 36.9230 | Solar | [5 empty] | Wiki-Solar | https://www.wiki-solar.org | Wiki-Solar | [10 empty] | 20.15 | 18.81 | 18.58 | 19.15 | 20.19 | HYDRO-V1 | HYDRO-V1 | HYDRO-V1 | HYDRO-V1 | HYDRO-V1
TUR | Turkey | Burdur 5 |  | WKS0065436 | 4.8 | 37.4400 | 30.0000 | Solar | [5 empty] | Wiki-Solar | https://www.wiki-solar.org | Wiki-Solar | [10 empty] | 10.06 | 10.13 | 10.35 | 9.95 | 10.05 | SOLAR-V1-NO-AGE | SOLAR-V1-NO-AGE | SOLAR-V1-NO-AGE | SOLAR-V1-NO-AGE | SOLAR-V1-NO-AGE
TUR | Turkey | Araban |  | WKS0071377 | 6.6 | 37.4462 | 37.9958 | Solar | [5 empty] | Wiki-Solar | https://www.wiki-solar.org | Wiki-Solar | [10 empty] | 12.91 | 12.63 | 12.41 | 11.65 | 12.91 | SOLAR-V1-NO-AGE | SOLAR-V1-NO-AGE | SOLAR-V1-NO-AGE | SOLAR-V1-NO-AGE | SOLAR-V1-NO-AGE
TUR | Turkey | Cumra Koyuncu |  | WKS0073069 | 18.5 | 37.4600 | 32.7050 | Solar | [5 empty] | Wiki-Solar | https://www.wiki-solar.org | Wiki-Solar | [10 empty] | 39.30 | 34.75 | 35.24 | 35.12 | 35.36 | SOLAR-V1-NO-AGE | SOLAR-V1-NO-AGE | SOLAR-V1-NO-AGE | SOLAR-V1-NO-AGE | SOLAR-V1-NO-AGE
TUR | Turkey | Ã‡allÄ±ca |  | WKS0068672 | 6.2 | 37.4880 | 30.0180 | Solar | [5 empty] | Wiki-Solar | https://www.wiki-solar.org | Wiki-Solar | [10 empty] | 12.73 | 11.81 | 12.09 | 11.91 | 11.9 | SOLAR-V1-NO-AGE | SOLAR-V1-NO-AGE | SOLAR-V1-NO-AGE | SOLAR-V1-NO-AGE | SOLAR-V1-NO-AGE
TUR | Turkey | Burdur 18 |  | WKS0066689 | 8.3 | 37.5070 | 30.0120 | Solar | [5 empty] | Wiki-Solar | https://www.wiki-solar.org | Wiki-Solar | [10 empty] | 16.34 | 15.12 | 15.47 | 15.49 | 15.24 | SOLAR-V1-NO-AGE | SOLAR-V1-NO-AGE | SOLAR-V1-NO-AGE | SOLAR-V1-NO-AGE | SOLAR-V1-NO-AGE
TUR | Turkey | AcÄ±pÄ±nar |  | WKS0071373 | 9.1 | 37.5860 | 34.1420 | Solar | [5 empty] | Wiki-Solar | https://www.wiki-solar.org | Wiki-Solar | [10 empty] | 17.50 | 16.63 | 16.65 | 16.79 | 17.06 | SOLAR-V1-NO-AGE | SOLAR-V1-NO-AGE | SOLAR-V1-NO-AGE | SOLAR-V1-NO-AGE | SOLAR-V1-NO-AGE
TUR | Turkey | Cine |  | WKS0071370 | 12.3 | 37.7000 | 28.0030 | Solar | [5 empty] | Wiki-Solar | https://www.wiki-solar.org | Wiki-Solar | [10 empty] | 27.45 | 23.70 | 24.34 | 26.64 | 24.1 | NO-ESTIMATION | NO-ESTIMATION | NO-ESTIMATION | NO-ESTIMATION | CAPACITY-FACTOR-V1
TUR | Turkey | Karapinar |  | WKS0068597 | 4 | 37.7412 | 33.4837 | Solar | [5 empty] | Wiki-Solar | https://www.wiki-solar.org | Wiki-Solar | [10 empty] | 7.53 | 7.17 | 7.11 | 6.84 | 7.44 | NO-ESTIMATION | NO-ESTIMATION | NO-ESTIMATION | NO-ESTIMATION | NO-ESTIMATION
TUR | Turkey | Pinarkent A |  | WKS0073450 | 5 | 37.8219 | 29.2398 | Solar | [5 empty] | Wiki-Solar | https://www.wiki-solar.org | Wiki-Solar | [10 empty] | 10.35 | 9.72 | 9.37 | 9.35 | 9.67 | SOLAR-V1-NO-AGE | SOLAR-V1-NO-AGE | SOLAR-V1-NO-AGE | SOLAR-V1-NO-AGE | SOLAR-V1-NO-AGE
TUR | Turkey | Denizli Karine |  | WKS0065415 | 7.4 | 37.8450 | 29.3110 | Solar | [5 empty] | Wiki-Solar | https://www.wiki-solar.org | Wiki-Solar | [10 empty] | 15.26 | 14.28 | 13.61 | 13.97 | 14.27 | SOLAR-V1-NO-AGE | SOLAR-V1-NO-AGE | SOLAR-V1-NO-AGE | SOLAR-V1-NO-AGE | SOLAR-V1-NO-AGE
TUR | Turkey | Denizli Prime |  | WKS0069935 | 14 | 37.8680 | 29.0780 | Solar | [5 empty] | Wiki-Solar | https://www.wiki-solar.org | Wiki-Solar | [10 empty] | 29.94 | 27.76 | 26.80 | 27.98 | 27.72 | SOLAR-V1-NO-AGE | SOLAR-V1-NO-AGE | SOLAR-V1-NO-AGE | SOLAR-V1-NO-AGE | SOLAR-V1-NO-AGE
TUR | Turkey | Adiyaman Hive |  | WKS0071707 | 10 | 37.9250 | 38.6200 | Solar | [5 empty] | Wiki-Solar | https://www.wiki-solar.org | Wiki-Solar | [10 empty] | 18.71 | 18.30 | 19.48 | 19.64 | 19.24 | SOLAR-V1-NO-AGE | SOLAR-V1-NO-AGE | SOLAR-V1-NO-AGE | SOLAR-V1-NO-AGE | SOLAR-V1-NO-AGE
TUR | Turkey | SavcÄ±llÄ± |  | WKS0068669 | 11.7 | 37.9678 | 28.7803 | Solar | [5 empty] | Wiki-Solar | https://www.wiki-solar.org | Wiki-Solar | [10 empty] | 25.32 | 22.48 | 22.65 | 23.62 | 23.64 | HYDRO-V1 | HYDRO-V1 | HYDRO-V1 | HYDRO-V1 | HYDRO-V1
TUR | Turkey | EÄŸribayat |  | WKS0072085 | 11 | 38.1140 | 32.7823 | Solar | [5 empty] | Wiki-Solar | https://www.wiki-solar.org | Wiki-Solar | [10 empty] | 22.50 | 20.20 | 18.05 | 20.21 | 20.42 | HYDRO-V1 | HYDRO-V1 | HYDRO-V1 | HYDRO-V1 | HYDRO-V1
TUR | Turkey | Obruk |  | WKS0072086 | 4 | 38.1620 | 33.1799 | Solar | [5 empty] | Wiki-Solar | https://www.wiki-solar.org | Wiki-Solar | [10 empty] | 6.79 | 6.60 | 6.35 | 6.38 | 6.91 | SOLAR-V1-NO-AGE | SOLAR-V1-NO-AGE | SOLAR-V1-NO-AGE | SOLAR-V1-NO-AGE | SOLAR-V1-NO-AGE
TUR | Turkey | KÄ±zoÌˆren |  | WKS0068596 | 18 | 38.1650 | 33.2110 | Solar | [5 empty] | Wiki-Solar | https://www.wiki-solar.org | Wiki-Solar | [10 empty] | 34.00 | 30.37 | 29.95 | 31.73 | 32.46 | HYDRO-V1 | HYDRO-V1 | HYDRO-V1 | HYDRO-V1 | HYDRO-V1
TUR | Turkey | BÃ¼ÄŸet A |  | WKS0073451 | 7 | 38.2280 | 35.0410 | Solar | [5 empty] | Wiki-Solar | https://www.wiki-solar.org | Wiki-Solar | [10 empty] | 13.06 | 13.20 | 12.73 | 13.39 | 13.53 | NO-ESTIMATION | NO-ESTIMATION | NO-ESTIMATION | NO-ESTIMATION | CAPACITY-FACTOR-V1
TUR | Turkey | Yesilgolcuk |  | WKS0071387 | 5 | 38.2513 | 34.7845 | Solar | [5 empty] | Wiki-Solar | https://www.wiki-solar.org | Wiki-Solar | [10 empty] | 9.42 | 9.25 | 9.12 | 9.00 | 9.25 | NO-ESTIMATION | NO-ESTIMATION | NO-ESTIMATION | NO-ESTIMATION | CAPACITY-FACTOR-V1
TUR | Turkey | AltÄ±nekin |  | WKS0068673 | 8.4 | 38.2820 | 32.8820 | Solar | [5 empty] | Wiki-Solar | https://www.wiki-solar.org | Wiki-Solar | [10 empty] | 14.61 | 13.51 | 13.31 | 13.49 | 13.35 | SOLAR-V1-NO-AGE | SOLAR-V1-NO-AGE | SOLAR-V1-NO-AGE | SOLAR-V1-NO-AGE | SOLAR-V1-NO-AGE
TUR | Turkey | GÃ¼zelÃ¶z |  | WKS0071243 | 7 | 38.3928 | 34.9755 | Solar | [5 empty] | Wiki-Solar | https://www.wiki-solar.org | Wiki-Solar | [10 empty] | 13.17 | 12.92 | 12.61 | 12.40 | 12.79 | NO-ESTIMATION | NO-ESTIMATION | NO-ESTIMATION | NO-ESTIMATION | CAPACITY-FACTOR-V1
TUR | Turkey | Derinkuyu GÃ¼neÅŸ |  | WRI1018971 | 17 | 38.4198 | 34.6869 | Solar |  |  |  |  | Derinkuyu TM | Enerji Atlasi | http://www.enerjiatlasi.com/gunes/derinkuyu-gunes-enerjisi-santrali.html | WRI | [10 empty] | 34.60 | 31.50 | 31.14 | 31.78 | 31.98 | NO-ESTIMATION | NO-ESTIMATION | NO-ESTIMATION | NO-ESTIMATION | CAPACITY-FACTOR-V1
TUR | Turkey | MakascÄ± MÃ¼hendislik |  | WRI1018972 | 10 | 38.5272 | 31.6121 | Solar |  |  |  | 2015.0 |  | Enerji Atlasi | http://www.enerjiatlasi.com/gunes/makasci-muhendislik-ges.html | WRI | [13 empty] | 18.92 | 19.4 | SOLAR-V1-NO-AGE | SOLAR-V1-NO-AGE | SOLAR-V1-NO-AGE | SOLAR-V1-NO-AGE | SOLAR-V1-NO-AGE
TUR | Turkey | Incesu B |  | WKS0071240 | 15 | 38.5730 | 35.1770 | Solar | [5 empty] | Wiki-Solar | https://www.wiki-solar.org | Wiki-Solar | [10 empty] | 29.93 | 27.97 | 27.76 | 27.72 | 28.11 | SOLAR-V1-NO-AGE | SOLAR-V1-NO-AGE | SOLAR-V1-NO-AGE | SOLAR-V1-NO-AGE | SOLAR-V1-NO-AGE
TUR | Turkey | YalnÄ±z A |  | WKS0072984 | 8 | 38.5966 | 39.1689 | Solar | [5 empty] | Wiki-Solar | https://www.wiki-solar.org | Wiki-Solar | [10 empty] | 14.96 | 15.13 | 15.25 | 14.03 | 15.28 | SOLAR-V1-NO-AGE | SOLAR-V1-NO-AGE | SOLAR-V1-NO-AGE | SOLAR-V1-NO-AGE | SOLAR-V1-NO-AGE
TUR | Turkey | Kula Manisa |  | WKS0071227 | 20.6 | 38.6010 | 28.6530 | Solar | [5 empty] | Wiki-Solar | https://www.wiki-solar.org | Wiki-Solar | [10 empty] | 42.76 | 39.01 | 39.05 | 40.79 | 39.2 | NO-ESTIMATION | NO-ESTIMATION | NO-ESTIMATION | NO-ESTIMATION | CAPACITY-FACTOR-V1
TUR | Turkey | YemiÅŸlik |  | WKS0068674 | 7.4 | 38.6139 | 39.2106 | Solar | [5 empty] | Wiki-Solar | https://www.wiki-solar.org | Wiki-Solar | [10 empty] | 14.01 | 14.10 | 14.23 | 13.15 | 14.26 | NO-ESTIMATION | NO-ESTIMATION | NO-ESTIMATION | NO-ESTIMATION | CAPACITY-FACTOR-V1
TUR | Turkey | YalnÄ±z B |  | WKS0072985 | 30 | 38.6140 | 39.1730 | Solar | [5 empty] | Wiki-Solar | https://www.wiki-solar.org | Wiki-Solar | [10 empty] | 60.17 | 57.50 | 57.94 | 55.03 | 60.51 | NO-ESTIMATION | NO-ESTIMATION | NO-ESTIMATION | NO-ESTIMATION | CAPACITY-FACTOR-V1
TUR | Turkey | Yeniba |  | WKS0072079 | 5.9 | 38.6420 | 26.8340 | Solar | [5 empty] | Wiki-Solar | https://www.wiki-solar.org | Wiki-Solar | [10 empty] | 12.36 | 11.20 | 11.27 | 12.43 | 11.77 | HYDRO-V1 | HYDRO-V1 | HYDRO-V1 | HYDRO-V1 | HYDRO-V1
TUR | Turkey | Suleymanli |  | WKS0071385 | 5.2 | 38.6451 | 27.1989 | Solar | [5 empty] | Wiki-Solar | https://www.wiki-solar.org | Wiki-Solar | [10 empty] | 10.81 | 10.07 | 9.96 | 9.98 | 10.26 | SOLAR-V1-NO-AGE | SOLAR-V1-NO-AGE | SOLAR-V1-NO-AGE | SOLAR-V1-NO-AGE | SOLAR-V1-NO-AGE
TUR | Turkey | Talas |  | WKS0071388 | 4.6 | 38.6522 | 35.7591 | Solar | [5 empty] | Wiki-Solar | https://www.wiki-solar.org | Wiki-Solar | [10 empty] | 8.99 | 8.93 | 9.16 | 8.65 | 8.6 | NO-ESTIMATION | NO-ESTIMATION | NO-ESTIMATION | NO-ESTIMATION | CAPACITY-FACTOR-V1
TUR | Turkey | Cihanbeyli |  | WKS0068670 | 12 | 38.6560 | 32.8070 | Solar | [5 empty] | Wiki-Solar | https://www.wiki-solar.org | Wiki-Solar | [10 empty] | 23.89 | 20.13 | 20.35 | 20.84 | 19.95 | SOLAR-V1-NO-AGE | SOLAR-V1-NO-AGE | SOLAR-V1-NO-AGE | SOLAR-V1-NO-AGE | SOLAR-V1-NO-AGE
TUR | Turkey | ÃœrgÃ¼p A |  | WKS0071239 | 5 | 38.6722 | 35.0698 | Solar | [5 empty] | Wiki-Solar | https://www.wiki-solar.org | Wiki-Solar | [10 empty] | 9.61 | 9.18 | 9.15 | 8.94 | 9.25 | NO-ESTIMATION | NO-ESTIMATION | NO-ESTIMATION | NO-ESTIMATION | CAPACITY-FACTOR-V1
TUR | Turkey | BÃ¼nyan A |  | WKS0071235 | 15 | 38.6750 | 36.0120 | Solar | [5 empty] | Wiki-Solar | https://www.wiki-solar.org | Wiki-Solar | [10 empty] | 28.45 | 27.55 | 28.28 | 28.54 | 28.23 | WIND-V1 | WIND-V1 | WIND-V1 | WIND-V1 | WIND-V1
TUR | Turkey | Kayseri OSB |  | WKS0064276 | 6 | 38.7090 | 35.3340 | Solar | [5 empty] | Wiki-Solar | https://www.wiki-solar.org | Wiki-Solar | [10 empty] | 11.40 | 10.97 | 10.98 | 10.71 | 11.24 | NO-ESTIMATION | NO-ESTIMATION | NO-ESTIMATION | WIND-V1 | WIND-V1
TUR | Turkey | Kayseri OSB2 |  | WKS0069362 | 45 | 38.7090 | 35.3370 | Solar | [5 empty] | Wiki-Solar | https://www.wiki-solar.org | Wiki-Solar | [10 empty] | 90.32 | 80.75 | 79.98 | 82.39 | 84.54 | WIND-V1 | WIND-V1 | WIND-V1 | WIND-V1 | WIND-V1
TUR | Turkey | YeniFoca |  | WKS0071378 | 6.6 | 38.7150 | 26.8070 | Solar | [5 empty] | Wiki-Solar | https://www.wiki-solar.org | Wiki-Solar | [10 empty] | 13.76 | 12.50 | 12.59 | 13.79 | 13.14 | SOLAR-V1-NO-AGE | SOLAR-V1-NO-AGE | SOLAR-V1-NO-AGE | SOLAR-V1-NO-AGE | SOLAR-V1-NO-AGE
TUR | Turkey | Åžahinkaya KÃ¶yÃ¼ |  | WKS0064147 | 8 | 38.7150 | 39.1250 | Solar | [5 empty] | Wiki-Solar | https://www.wiki-solar.org | Wiki-Solar | [10 empty] | 15.42 | 14.60 | 15.21 | 14.15 | 15.25 | SOLAR-V1-NO-AGE | SOLAR-V1-NO-AGE | SOLAR-V1-NO-AGE | SOLAR-V1-NO-AGE | SOLAR-V1-NO-AGE
TUR | Turkey | AktaÅŸ |  | WKS0071376 | 7 | 38.7290 | 29.2650 | Solar | [5 empty] | Wiki-Solar | https://www.wiki-solar.org | Wiki-Solar | [10 empty] | 13.69 | 12.85 | 12.71 | 12.98 | 12.67 | SOLAR-V1-NO-AGE | SOLAR-V1-NO-AGE | SOLAR-V1-NO-AGE | SOLAR-V1-NO-AGE | SOLAR-V1-NO-AGE
TUR | Turkey | HÄ±roÄŸlu A |  | WKS0073452 | 15 | 38.7300 | 27.9460 | Solar | [5 empty] | Wiki-Solar | https://www.wiki-solar.org | Wiki-Solar | [10 empty] | 30.54 | 28.70 | 29.05 | 29.68 | 28.85 | SOLAR-V1-NO-AGE | SOLAR-V1-NO-AGE | SOLAR-V1-NO-AGE | SOLAR-V1-NO-AGE | SOLAR-V1-NO-AGE
TUR | Turkey | Incesu Asunim |  | WKS0071244 | 3.7 | 38.7427 | 35.1301 | Solar | [5 empty] | Wiki-Solar | https://www.wiki-solar.org | Wiki-Solar | [10 empty] | 6.84 | 6.82 | 6.83 | 6.48 | 6.85 | NO-ESTIMATION | NO-ESTIMATION | NO-ESTIMATION | NO-ESTIMATION | CAPACITY-FACTOR-V1
TUR | Turkey | EkinÃ¶zÃ¼ |  | WKS0072080 | 10 | 38.7890 | 39.8610 | Solar | [5 empty] | Wiki-Solar | https://www.wiki-solar.org | Wiki-Solar | [10 empty] | 18.82 | 18.80 | 18.13 | 17.74 | 18.94 | NO-ESTIMATION | NO-ESTIMATION | WIND-V1 | WIND-V1 | WIND-V1
TUR | Turkey | Kayseri 6 |  | WKS0066162 | 7 | 38.8115 | 35.2151 | Solar | [5 empty] | Wiki-Solar | https://www.wiki-solar.org | Wiki-Solar | [10 empty] | 13.45 | 12.58 | 12.21 | 12.58 | 12.91 | SOLAR-V1-NO-AGE | SOLAR-V1-NO-AGE | SOLAR-V1-NO-AGE | SOLAR-V1-NO-AGE | SOLAR-V1-NO-AGE
TUR | Turkey | AkÃ§akÃ¶y |  | WKS0069858 | 8.5 | 38.8250 | 27.2650 | Solar | [5 empty] | Wiki-Solar | https://www.wiki-solar.org | Wiki-Solar | [10 empty] | 17.18 | 15.34 | 15.62 | 15.72 | 16 | NO-ESTIMATION | NO-ESTIMATION | NO-ESTIMATION | NO-ESTIMATION | CAPACITY-FACTOR-V1
TUR | Turkey | Akhisar Asunim |  | WKS0071230 | 19.8 | 38.9300 | 27.9710 | Solar | [5 empty] | Wiki-Solar | https://www.wiki-solar.org | Wiki-Solar | [10 empty] | 40.87 | 37.02 | 38.44 | 38.94 | 38.19 | NO-ESTIMATION | NO-ESTIMATION | NO-ESTIMATION | NO-ESTIMATION | CAPACITY-FACTOR-V1
TUR | Turkey | Kulu |  | WKS0069546 | 4 | 38.9300 | 33.0650 | Solar | [5 empty] | Wiki-Solar | https://www.wiki-solar.org | Wiki-Solar | [10 empty] | 7.18 | 6.53 | 6.39 | 6.73 | 6.79 | HYDRO-V1 | HYDRO-V1 | HYDRO-V1 | HYDRO-V1 | HYDRO-V1
TUR | Turkey | Fadilli |  | WKS0071246 | 4.8 | 38.9400 | 33.6650 | Solar | [5 empty] | Wiki-Solar | https://www.wiki-solar.org | Wiki-Solar | [10 empty] | 9.90 | 9.21 | 9.37 | 9.40 | 9.85 | WIND-V1 | WIND-V1 | WIND-V1 | WIND-V1 | WIND-V1
TUR | Turkey | SarÄ±oÄŸlan |  | WKS0068671 | 6.3 | 39.0640 | 36.0549 | Solar | [5 empty] | Wiki-Solar | https://www.wiki-solar.org | Wiki-Solar | [10 empty] | 11.23 | 11.46 | 11.62 | 11.23 | 11.54 | NO-ESTIMATION | NO-ESTIMATION | NO-ESTIMATION | NO-ESTIMATION | CAPACITY-FACTOR-V1
TUR | Turkey | Sizir |  | WKS0071245 | 4.8 | 39.2845 | 35.8487 | Solar | [5 empty] | Wiki-Solar | https://www.wiki-solar.org | Wiki-Solar | [10 empty] | 10.12 | 9.85 | 9.29 | 9.66 | 10.01 | SOLAR-V1-NO-AGE | SOLAR-V1-NO-AGE | SOLAR-V1-NO-AGE | SOLAR-V1-NO-AGE | SOLAR-V1-NO-AGE
TUR | Turkey | Kaman |  | WKS0071390 | 4.6 | 39.3373 | 33.5449 | Solar | [5 empty] | Wiki-Solar | https://www.wiki-solar.org | Wiki-Solar | [10 empty] | 8.90 | 7.69 | 7.88 | 8.35 | 8.55 | SOLAR-V1-NO-AGE | SOLAR-V1-NO-AGE | SOLAR-V1-NO-AGE | SOLAR-V1-NO-AGE | SOLAR-V1-NO-AGE
TUR | Turkey | Sivas |  | WKS0068675 | 19.1 | 39.7730 | 36.9270 | Solar | [5 empty] | Wiki-Solar | https://www.wiki-solar.org | Wiki-Solar | [10 empty] | 35.50 | 34.37 | 31.66 | 32.66 | 35.71 | HYDRO-V1 | HYDRO-V1 | HYDRO-V1 | HYDRO-V1 | HYDRO-V1
TUR | Turkey | Askale |  | WKS0071381 | 5.9 | 39.9380 | 40.6854 | Solar | [5 empty] | Wiki-Solar | https://www.wiki-solar.org | Wiki-Solar | [10 empty] | 9.38 | 9.37 | 9.17 | 8.91 | 9.88 | SOLAR-V1-NO-AGE | SOLAR-V1-NO-AGE | SOLAR-V1-NO-AGE | SOLAR-V1-NO-AGE | SOLAR-V1-NO-AGE
TUR | Turkey | Uzunahmet |  | WKS0071392 | 4.3 | 39.9382 | 41.3985 | Solar | [5 empty] | Wiki-Solar | https://www.wiki-solar.org | Wiki-Solar | [10 empty] | 6.99 | 7.39 | 6.96 | 6.66 | 7.41 | NO-ESTIMATION | NO-ESTIMATION | NO-ESTIMATION | NO-ESTIMATION | CAPACITY-FACTOR-V1
TUR | Turkey | Yakutiye |  | WKS0064148 | 5 | 40.1450 | 41.4550 | Solar | [5 empty] | Wiki-Solar | https://www.wiki-solar.org | Wiki-Solar | [10 empty] | 8.09 | 8.39 | 7.89 | 7.64 | 8.43 | NO-ESTIMATION | NO-ESTIMATION | NO-ESTIMATION | NO-ESTIMATION | CAPACITY-FACTOR-V1
TUR | Turkey | Turhal |  | WKS0068676 | 4.8 | 40.3353 | 36.2349 | Solar | [5 empty] | Wiki-Solar | https://www.wiki-solar.org | Wiki-Solar | [10 empty] | 9.74 | 8.59 | 8.62 | 8.20 | 9.85 | SOLAR-V1-NO-AGE | SOLAR-V1-NO-AGE | SOLAR-V1-NO-AGE | SOLAR-V1-NO-AGE | SOLAR-V1-NO-AGE
TUR | Turkey | Corum |  | WKS0071372 | 9.4 | 40.4887 | 34.8344 | Solar | [5 empty] | Wiki-Solar | https://www.wiki-solar.org | Wiki-Solar | [10 empty] | 17.55 | 15.42 | 15.02 | 14.47 | 16.38 | SOLAR-V1-NO-AGE | SOLAR-V1-NO-AGE | SOLAR-V1-NO-AGE | SOLAR-V1-NO-AGE | SOLAR-V1-NO-AGE
TUR | Turkey | Eskipazar |  | WKS0071375 | 7.6 | 40.9230 | 32.7100 | Solar | [5 empty] | Wiki-Solar | https://www.wiki-solar.org | Wiki-Solar | [10 empty] | 14.28 | 12.24 | 12.56 | 12.20 | 12.46 | SOLAR-V1-NO-AGE | SOLAR-V1-NO-AGE | SOLAR-V1-NO-AGE | SOLAR-V1-NO-AGE | SOLAR-V1-NO-AGE
TWN | Taiwan | Kouhu |  | WKS0070406 | 5 | 23.5800 | 120.2000 | Solar | [5 empty] | Wiki-Solar | https://www.wiki-solar.org | Wiki-Solar | [10 empty] | 9.71 | 9.89 | 9.22 | 9.92 | 9.94 | HYDRO-V1 | HYDRO-V1 | HYDRO-V1 | HYDRO-V1 | HYDRO-V1
TWN | Taiwan | Changhua Coastal |  | WKS0071494 | 100 | 24.1010 | 120.3910 | Solar | [5 empty] | Wiki-Solar | https://www.wiki-solar.org | Wiki-Solar | [10 empty] | 190.78 | 190.77 | 216.80 | 186.71 | 192.18 | NO-ESTIMATION | NO-ESTIMATION | WIND-V1 | WIND-V1 | WIND-V1
TWN | Taiwan | Sen Jing |  | WKS0063897 | 9.3 | 24.2050 | 120.6180 | Solar | [5 empty] | Wiki-Solar | https://www.wiki-solar.org | Wiki-Solar | [10 empty] | 17.20 | 16.73 | 17.51 | 17.26 | 17.18 | HYDRO-V1 | HYDRO-V1 | HYDRO-V1 | HYDRO-V1 | HYDRO-V1
UGA | Uganda | Kabulasoke |  | WKS0073277 | 24 | 0.1500 | 31.7950 | Solar | [5 empty] | Wiki-Solar | https://www.wiki-solar.org | Wiki-Solar | [10 empty] | 54.59 | 50.81 | 50.15 | 64.21 | 55.29 | NO-ESTIMATION | NO-ESTIMATION | NO-ESTIMATION | NO-ESTIMATION | CAPACITY-FACTOR-V1
UGA | Uganda | Tororo |  | WKS0064814 | 10 | 0.6310 | 34.1110 | Solar | [5 empty] | Wiki-Solar | https://www.wiki-solar.org | Wiki-Solar | [10 empty] | 20.32 | 20.26 | 20.18 | 22.56 | 22.05 | SOLAR-V1-NO-AGE | SOLAR-V1-NO-AGE | SOLAR-V1-NO-AGE | SOLAR-V1-NO-AGE | SOLAR-V1-NO-AGE
UGA | Uganda | Soroti |  | WKS0064813 | 10 | 1.7200 | 33.5900 | Solar | [5 empty] | Wiki-Solar | https://www.wiki-solar.org | Wiki-Solar | [10 empty] | 20.44 | 20.34 | 21.56 | 21.91 | 21.68 | NO-ESTIMATION | NO-ESTIMATION | NO-ESTIMATION | NO-ESTIMATION | CAPACITY-FACTOR-V1
UKR | Ukraine | Perovo |  | WKS0060917 | 86.6 | 44.9580 | 33.9230 | Solar | [5 empty] | Wiki-Solar | https://www.wiki-solar.org | Wiki-Solar | [10 empty] | 137.19 | 137.61 | 139.51 | 136.92 | 133.67 | HYDRO-V1 | HYDRO-V1 | HYDRO-V1 | HYDRO-V1 | HYDRO-V1
UKR | Ukraine | Perovo I |  | WKS0064076 | 20 | 44.9580 | 33.9230 | Solar | [5 empty] | Wiki-Solar | https://www.wiki-solar.org | Wiki-Solar | [10 empty] | 33.55 | 34.09 | 34.14 | 33.47 | 32.79 | WIND-V1 | WIND-V1 | WIND-V1 | WIND-V1 | WIND-V1
UKR | Ukraine | Perovo II |  | WKS0064073 | 20 | 44.9580 | 33.9230 | Solar | [5 empty] | Wiki-Solar | https://www.wiki-solar.org | Wiki-Solar | [10 empty] | 33.55 | 34.09 | 34.14 | 33.47 | 32.79 | SOLAR-V1-NO-AGE | SOLAR-V1-NO-AGE | SOLAR-V1-NO-AGE | SOLAR-V1-NO-AGE | SOLAR-V1-NO-AGE
UKR | Ukraine | Perovo III |  | WKS0064074 | 20 | 44.9580 | 33.9230 | Solar | [5 empty] | Wiki-Solar | https://www.wiki-solar.org | Wiki-Solar | [10 empty] | 33.55 | 34.09 | 34.14 | 33.47 | 32.79 | NO-ESTIMATION | NO-ESTIMATION | NO-ESTIMATION | NO-ESTIMATION | CAPACITY-FACTOR-V1
UKR | Ukraine | Perovo IV |  | WKS0064075 | 20 | 44.9580 | 33.9230 | Solar | [5 empty] | Wiki-Solar | https://www.wiki-solar.org | Wiki-Solar | [10 empty] | 33.55 | 34.09 | 34.14 | 33.47 | 32.79 | NO-ESTIMATION | NO-ESTIMATION | NO-ESTIMATION | NO-ESTIMATION | CAPACITY-FACTOR-V1
UKR | Ukraine | Perovo V |  | WKS0064072 | 25.6 | 44.9580 | 33.9230 | Solar | [5 empty] | Wiki-Solar | https://www.wiki-solar.org | Wiki-Solar | [10 empty] | 40.56 | 41.14 | 41.37 | 40.54 | 39.68 | SOLAR-V1-NO-AGE | SOLAR-V1-NO-AGE | SOLAR-V1-NO-AGE | SOLAR-V1-NO-AGE | SOLAR-V1-NO-AGE
UKR | Ukraine | Nikolayevka |  | WKS0062511 | 69.8 | 44.9670 | 33.7520 | Solar | [5 empty] | Wiki-Solar | https://www.wiki-solar.org | Wiki-Solar | [10 empty] | 109.28 | 110.81 | 109.58 | 109.30 | 106.44 | HYDRO-V1 | HYDRO-V1 | HYDRO-V1 | HYDRO-V1 | HYDRO-V1
UKR | Ukraine | Rodnikovoye |  | WKS0061382 | 7.6 | 45.0360 | 33.9310 | Solar | [5 empty] | Wiki-Solar | https://www.wiki-solar.org | Wiki-Solar | [10 empty] | 12.58 | 12.80 | 12.73 | 12.56 | 12.18 | SOLAR-V1-NO-AGE | SOLAR-V1-NO-AGE | SOLAR-V1-NO-AGE | SOLAR-V1-NO-AGE | SOLAR-V1-NO-AGE
UKR | Ukraine | Mityaevo |  | WKS0061379 | 31.6 | 45.2364 | 33.6776 | Solar | [5 empty] | Wiki-Solar | https://www.wiki-solar.org | Wiki-Solar | [10 empty] | 50.70 | 51.94 | 51.51 | 50.55 | 49.17 | SOLAR-V1-NO-AGE | SOLAR-V1-NO-AGE | SOLAR-V1-NO-AGE | SOLAR-V1-NO-AGE | SOLAR-V1-NO-AGE
UKR | Ukraine | Ohotnikovo |  | WKS0060918 | 76 | 45.2800 | 33.6011 | Solar | [5 empty] | Wiki-Solar | https://www.wiki-solar.org | Wiki-Solar | [10 empty] | 122.33 | 122.22 | 127.44 | 124.47 | 117.02 | SOLAR-V1-NO-AGE | SOLAR-V1-NO-AGE | SOLAR-V1-NO-AGE | SOLAR-V1-NO-AGE | SOLAR-V1-NO-AGE
UKR | Ukraine | Priozernaya |  | WKS0061933 | 54.8 | 45.4670 | 29.2920 | Solar | [5 empty] | Wiki-Solar | https://www.wiki-solar.org | Wiki-Solar | [10 empty] | 88.44 | 86.91 | 89.04 | 84.20 | 85.66 | WIND-V1 | WIND-V1 | WIND-V1 | WIND-V1 | WIND-V1
UKR | Ukraine | Limanskaya |  | WKS0061934 | 43.4 | 45.4680 | 28.2490 | Solar | [5 empty] | Wiki-Solar | https://www.wiki-solar.org | Wiki-Solar | [10 empty] | 65.38 | 65.44 | 66.91 | 66.29 | 64.52 | SOLAR-V1-NO-AGE | SOLAR-V1-NO-AGE | SOLAR-V1-NO-AGE | SOLAR-V1-NO-AGE | SOLAR-V1-NO-AGE
UKR | Ukraine | Bolgrad |  | WKS0062408 | 34.1 | 45.7650 | 28.5990 | Solar | [5 empty] | Wiki-Solar | https://www.wiki-solar.org | Wiki-Solar | [10 empty] | 51.11 | 50.24 | 53.03 | 49.69 | 51.18 | SOLAR-V1-NO-AGE | SOLAR-V1-NO-AGE | SOLAR-V1-NO-AGE | SOLAR-V1-NO-AGE | SOLAR-V1-NO-AGE
UKR | Ukraine | Dunayskaya |  | WKS0061381 | 43.2 | 45.9800 | 29.4620 | Solar | [5 empty] | Wiki-Solar | https://www.wiki-solar.org | Wiki-Solar | [10 empty] | 65.08 | 64.56 | 66.22 | 62.78 | 65.21 | SOLAR-V1-NO-AGE | SOLAR-V1-NO-AGE | SOLAR-V1-NO-AGE | SOLAR-V1-NO-AGE | SOLAR-V1-NO-AGE
UKR | Ukraine | Lazurne |  | WKS0064695 | 9.5 | 46.0970 | 32.4780 | Solar | [5 empty] | Wiki-Solar | https://www.wiki-solar.org | Wiki-Solar | [10 empty] | 15.84 | 15.88 | 16.03 | 16.02 | 15.37 | HYDRO-V1 | HYDRO-V1 | HYDRO-V1 | HYDRO-V1 | HYDRO-V1
UKR | Ukraine | Starokozache |  | WKS0061380 | 43 | 46.3440 | 30.0040 | Solar | [5 empty] | Wiki-Solar | https://www.wiki-solar.org | Wiki-Solar | [10 empty] | 62.75 | 62.00 | 66.00 | 62.55 | 64.96 | HYDRO-V1 | HYDRO-V1 | HYDRO-V1 | HYDRO-V1 | HYDRO-V1
UKR | Ukraine | Vesele |  | WKS0071515 | 16 | 47.0750 | 34.9300 | Solar | [5 empty] | Wiki-Solar | https://www.wiki-solar.org | Wiki-Solar | [10 empty] | 24.55 | 24.46 | 25.25 | 24.73 | 25.56 | HYDRO-V1 | HYDRO-V1 | HYDRO-V1 | HYDRO-V1 | HYDRO-V1
UKR | Ukraine | Vysokopillya |  | WKS0068414 | 4 | 47.4950 | 33.5380 | Solar | [5 empty] | Wiki-Solar | https://www.wiki-solar.org | Wiki-Solar | [10 empty] | 5.89 | 5.78 | 5.77 | 5.70 | 5.81 | HYDRO-V1 | HYDRO-V1 | HYDRO-V1 | HYDRO-V1 | HYDRO-V1
UKR | Ukraine | Voznesenk |  | WKS0061845 | 29.3 | 47.5720 | 31.3960 | Solar | [5 empty] | Wiki-Solar | https://www.wiki-solar.org | Wiki-Solar | [10 empty] | 41.97 | 42.14 | 42.32 | 41.79 | 41.59 | SOLAR-V1-NO-AGE | SOLAR-V1-NO-AGE | SOLAR-V1-NO-AGE | SOLAR-V1-NO-AGE | SOLAR-V1-NO-AGE
UKR | Ukraine | Vita |  | WKS0072580 | 13.5 | 47.6450 | 31.8900 | Solar | [5 empty] | Wiki-Solar | https://www.wiki-solar.org | Wiki-Solar | [10 empty] | 20.50 | 20.61 | 20.79 | 20.43 | 20.65 | HYDRO-V1 | HYDRO-V1 | HYDRO-V1 | HYDRO-V1 | HYDRO-V1
UKR | Ukraine | Nikopol |  | WKS0071509 | 10.7 | 47.7750 | 34.0950 | Solar | [5 empty] | Wiki-Solar | https://www.wiki-solar.org | Wiki-Solar | [10 empty] | 16.10 | 16.24 | 16.19 | 16.28 | 16.22 | HYDRO-V1 | HYDRO-V1 | HYDRO-V1 | HYDRO-V1 | HYDRO-V1
UKR | Ukraine | Porogi |  | WKS0062109 | 4.5 | 48.2514 | 28.3341 | Solar | [5 empty] | Wiki-Solar | https://www.wiki-solar.org | Wiki-Solar | [10 empty] | 6.41 | 6.33 | 6.46 | 6.61 | 6.59 | SOLAR-V1-NO-AGE | SOLAR-V1-NO-AGE | SOLAR-V1-NO-AGE | SOLAR-V1-NO-AGE | SOLAR-V1-NO-AGE
UKR | Ukraine | Gnatkiv |  | WKS0062317 | 5 | 48.4660 | 28.4530 | Solar | [5 empty] | Wiki-Solar | https://www.wiki-solar.org | Wiki-Solar | [10 empty] | 7.22 | 7.19 | 7.43 | 7.61 | 7.49 | NO-ESTIMATION | NO-ESTIMATION | NO-ESTIMATION | NO-ESTIMATION | CAPACITY-FACTOR-V1
UKR | Ukraine | Cherniatka |  | WKS0064384 | 7.7 | 48.4810 | 29.6890 | Solar | [5 empty] | Wiki-Solar | https://www.wiki-solar.org | Wiki-Solar | [10 empty] | 11.42 | 11.38 | 11.31 | 11.53 | 11.47 | NO-ESTIMATION | NO-ESTIMATION | NO-ESTIMATION | NO-ESTIMATION | CAPACITY-FACTOR-V1
UKR | Ukraine | Stravchany |  | WKS0067737 | 4.9 | 48.7510 | 27.3130 | Solar | [5 empty] | Wiki-Solar | https://www.wiki-solar.org | Wiki-Solar | [10 empty] | 6.56 | 6.70 | 7.19 | 7.20 | 6.77 | WIND-V1 | WIND-V1 | WIND-V1 | WIND-V1 | WIND-V1
UKR | Ukraine | Shargorod |  | WKS0064383 | 8 | 48.7850 | 28.0600 | Solar | [5 empty] | Wiki-Solar | https://www.wiki-solar.org | Wiki-Solar | [10 empty] | 11.18 | 11.15 | 11.95 | 11.79 | 11.33 | SOLAR-V1-NO-AGE | SOLAR-V1-NO-AGE | SOLAR-V1-NO-AGE | SOLAR-V1-NO-AGE | SOLAR-V1-NO-AGE
UKR | Ukraine | Sambyrska II |  | WKS0065856 | 7 | 49.5070 | 23.2300 | Solar | [5 empty] | Wiki-Solar | https://www.wiki-solar.org | Wiki-Solar | [10 empty] | 9.52 | 9.90 | 9.86 | 9.72 | 9.34 | SOLAR-V1-NO-AGE | SOLAR-V1-NO-AGE | SOLAR-V1-NO-AGE | SOLAR-V1-NO-AGE | SOLAR-V1-NO-AGE
URY | Uruguay | ALTO CIELO |  | URY0000834 | 20 | -30.4214 | -57.4574 | Solar | [5 empty] | La AdministraciÃ³n Nacional de Usinas y Trasmisiones ElÃ©ctricas (Uruguay) | https://www.ute.com.uy/SgePublico/mapa.aspx | La AdministraciÃ³n Nacional de Usinas y Trasmisiones ElÃ©ctricas (Uruguay) | 1107787 | 2018 | [8 empty] | 44.31 | 40.69 | 38.89 | 41.70 | 38.8 | SOLAR-V1-NO-AGE | SOLAR-V1-NO-AGE | SOLAR-V1-NO-AGE | SOLAR-V1-NO-AGE | SOLAR-V1-NO-AGE
URY | Uruguay | ARAPEY SOLAR |  | URY0000781 | 10 | -30.9148 | -57.4682 | Solar | [5 empty] | La AdministraciÃ³n Nacional de Usinas y Trasmisiones ElÃ©ctricas (Uruguay) | https://www.ute.com.uy/SgePublico/mapa.aspx | La AdministraciÃ³n Nacional de Usinas y Trasmisiones ElÃ©ctricas (Uruguay) |  | 2018 | [8 empty] | 18.84 | 17.33 | 18.30 | 17.97 | 18.37 | HYDRO-V1 | HYDRO-V1 | HYDRO-V1 | HYDRO-V1 | HYDRO-V1
URY | Uruguay | EL NARANJAL |  | URY0000884 | 50 | -31.2628 | -57.8631 | Solar | [5 empty] | La AdministraciÃ³n Nacional de Usinas y Trasmisiones ElÃ©ctricas (Uruguay) | https://www.ute.com.uy/SgePublico/mapa.aspx | La AdministraciÃ³n Nacional de Usinas y Trasmisiones ElÃ©ctricas (Uruguay) |  | 2018 | [8 empty] | 105.22 | 99.46 | 92.68 | 108.15 | 93.91 | SOLAR-V1-NO-AGE | SOLAR-V1-NO-AGE | SOLAR-V1-NO-AGE | SOLAR-V1-NO-AGE | SOLAR-V1-NO-AGE
URY | Uruguay | LA JACINTA |  | URY0000801 | 50 | -31.4321 | -57.9140 | Solar | [5 empty] | La AdministraciÃ³n Nacional de Usinas y Trasmisiones ElÃ©ctricas (Uruguay) | https://www.ute.com.uy/SgePublico/mapa.aspx | La AdministraciÃ³n Nacional de Usinas y Trasmisiones ElÃ©ctricas (Uruguay) | 1104642 | 2018 | [8 empty] | 106.36 | 99.46 | 92.45 | 108.07 | 94.01 | SOLAR-V1-NO-AGE | SOLAR-V1-NO-AGE | SOLAR-V1-NO-AGE | SOLAR-V1-NO-AGE | SOLAR-V1-NO-AGE
URY | Uruguay | DEL LITORAL |  | URY0000780 | 16 | -31.4397 | -57.8678 | Solar | [5 empty] | La AdministraciÃ³n Nacional de Usinas y Trasmisiones ElÃ©ctricas (Uruguay) | https://www.ute.com.uy/SgePublico/mapa.aspx | La AdministraciÃ³n Nacional de Usinas y Trasmisiones ElÃ©ctricas (Uruguay) |  | 2018 | [8 empty] | 32.61 | 31.68 | 30.13 | 33.75 | 30.65 | HYDRO-V1 | HYDRO-V1 | HYDRO-V1 | HYDRO-V1 | HYDRO-V1
URY | Uruguay | CASALKO |  | URY0000860 | 1.76 | -32.2095 | -58.0050 | Solar | [5 empty] | La AdministraciÃ³n Nacional de Usinas y Trasmisiones ElÃ©ctricas (Uruguay) | https://www.ute.com.uy/SgePublico/mapa.aspx | La AdministraciÃ³n Nacional de Usinas y Trasmisiones ElÃ©ctricas (Uruguay) |  | 2018 | [8 empty] | 3.41 | 3.33 | 3.43 | 3.50 | 3.31 | NO-ESTIMATION | NO-ESTIMATION | NO-ESTIMATION | NO-ESTIMATION | CAPACITY-FACTOR-V1
URY | Uruguay | PETILCORAN |  | URY0000875 | 9.5 | -32.2960 | -58.0150 | Solar | [5 empty] | La AdministraciÃ³n Nacional de Usinas y Trasmisiones ElÃ©ctricas (Uruguay) | https://www.ute.com.uy/SgePublico/mapa.aspx | La AdministraciÃ³n Nacional de Usinas y Trasmisiones ElÃ©ctricas (Uruguay) |  | 2018 | [8 empty] | 18.15 | 17.98 | 17.73 | 18.29 | 17.66 | HYDRO-V1 | HYDRO-V1 | HYDRO-V1 | HYDRO-V1 | HYDRO-V1
URY | Uruguay | FENIMA |  | URY0000872 | 9.5 | -32.2960 | -58.0200 | Solar | [5 empty] | La AdministraciÃ³n Nacional de Usinas y Trasmisiones ElÃ©ctricas (Uruguay) | https://www.ute.com.uy/SgePublico/mapa.aspx | La AdministraciÃ³n Nacional de Usinas y Trasmisiones ElÃ©ctricas (Uruguay) |  | 2018 | [8 empty] | 18.15 | 17.98 | 17.76 | 18.29 | 17.72 | SOLAR-V1-NO-AGE | SOLAR-V1-NO-AGE | SOLAR-V1-NO-AGE | SOLAR-V1-NO-AGE | SOLAR-V1-NO-AGE
URY | Uruguay | DICANO |  | URY0000862 | 11.25 | -32.2960 | -58.0250 | Solar | [5 empty] | La AdministraciÃ³n Nacional de Usinas y Trasmisiones ElÃ©ctricas (Uruguay) | https://www.ute.com.uy/SgePublico/mapa.aspx | La AdministraciÃ³n Nacional de Usinas y Trasmisiones ElÃ©ctricas (Uruguay) |  | 2018 | [8 empty] | 22.78 | 21.68 | 21.73 | 23.39 | 22.06 | HYDRO-V1 | HYDRO-V1 | HYDRO-V1 | HYDRO-V1 | HYDRO-V1
URY | Uruguay | RADITON |  | URY0000876 | 8 | -32.3896 | -58.1316 | Solar | [5 empty] | La AdministraciÃ³n Nacional de Usinas y Trasmisiones ElÃ©ctricas (Uruguay) | https://www.ute.com.uy/SgePublico/mapa.aspx | La AdministraciÃ³n Nacional de Usinas y Trasmisiones ElÃ©ctricas (Uruguay) |  | 2018 | [8 empty] | 14.95 | 15.17 | 15.23 | 15.71 | 14.99 | WIND-V1 | WIND-V1 | WIND-V1 | WIND-V1 | WIND-V1
URY | Uruguay | MENAFRA SOLAR |  | URY0000806 | 20 | -32.6083 | -57.4385 | Solar | [5 empty] | La AdministraciÃ³n Nacional de Usinas y Trasmisiones ElÃ©ctricas (Uruguay) | https://www.ute.com.uy/SgePublico/mapa.aspx | La AdministraciÃ³n Nacional de Usinas y Trasmisiones ElÃ©ctricas (Uruguay) |  | 2018 | [8 empty] | 38.70 | 37.84 | 37.83 | 42.61 | 38.52 | WIND-V1 | WIND-V1 | WIND-V1 | WIND-V1 | WIND-V1
URY | Uruguay | YARNEL |  | URY0000807 | 9.5 | -32.6848 | -57.6068 | Solar | [5 empty] | La AdministraciÃ³n Nacional de Usinas y Trasmisiones ElÃ©ctricas (Uruguay) | https://www.ute.com.uy/SgePublico/mapa.aspx | La AdministraciÃ³n Nacional de Usinas y Trasmisiones ElÃ©ctricas (Uruguay) |  | 2018 | [8 empty] | 17.81 | 18.28 | 17.56 | 18.25 | 17.42 | WIND-V1 | WIND-V1 | WIND-V1 | WIND-V1 | WIND-V1
URY | Uruguay | NATELU |  | URY0000808 | 9.5 | -33.2611 | -57.9922 | Solar | [5 empty] | La AdministraciÃ³n Nacional de Usinas y Trasmisiones ElÃ©ctricas (Uruguay) | https://www.ute.com.uy/SgePublico/mapa.aspx | La AdministraciÃ³n Nacional de Usinas y Trasmisiones ElÃ©ctricas (Uruguay) |  | 2018 | [8 empty] | 17.97 | 17.81 | 17.80 | 18.26 | 17.5 | NO-ESTIMATION | NO-ESTIMATION | NO-ESTIMATION | NO-ESTIMATION | CAPACITY-FACTOR-V1
USA | United States of America | Dandan Solar Power Plant |  | WRI1029190 | 25.6 | 13.3035 | 144.7492 | Solar |  |  |  | 2015.0 | Guam Power Authority | NRG | http://www.nrg.com/renewables/projects/generation/dandan-in-guam/ | WRI | [13 empty] | 60.27 | 64.34 | HYDRO-V1 | HYDRO-V1 | HYDRO-V1 | HYDRO-V1 | HYDRO-V1
USA | United States of America | AES Ilumina |  | WRI1026807 | 24 | 17.9468 | -66.1591 | Solar |  |  |  |  | AES Corporation | PV Tech | http://www.pv-tech.org/news/aes_solar_closes_financing_on_24mw_pv_power_plant_in_puerto_rico_constructi | WRI | 62587 | [9 empty] | 51.78 | 53.73 | 55.85 | 54.11 | 58.77 | NO-ESTIMATION | NO-ESTIMATION | NO-ESTIMATION | NO-ESTIMATION | CAPACITY-FACTOR-V1
USA | United States of America | Salinas |  | WRI1026820 | 15.5 | 17.9786 | -66.2205 | Solar |  |  |  |  | Sonnedix | Sonnedix | http://www.sonnedix.com/news/sonnedix-and-yarotek-announce-start-of-construction-of-58mw-solar-farm-in-puerto-rico/ | WRI | 65198 | [9 empty] | 34.61 | 33.63 | 34.95 | 34.65 | 38.66 | SOLAR-V1-NO-AGE | SOLAR-V1-NO-AGE | SOLAR-V1-NO-AGE | SOLAR-V1-NO-AGE | SOLAR-V1-NO-AGE
USA | United States of America | Windmar Ponce |  | WRI1026819 | 4.5 | 18.0623 | -66.5485 | Solar |  |  |  |  | Windmar Renewable Energy | Windmar Renewable Energy | http://www.windmarpv.com/#filter=* | WRI | [10 empty] | 8.29 | 8.48 | 8.47 | 8.65 | 8.01 | SOLAR-V1-NO-AGE | SOLAR-V1-NO-AGE | SOLAR-V1-NO-AGE | SOLAR-V1-NO-AGE | SOLAR-V1-NO-AGE
USA | United States of America | Humacao |  | WKS0069042 | 46.7 | 18.1350 | -65.8170 | Solar | [5 empty] | Wiki-Solar | https://www.wiki-solar.org | Wiki-Solar | [10 empty] | 102.85 | 112.01 | 119.73 | 107.05 | 116.71 | SOLAR-V1-NO-AGE | SOLAR-V1-NO-AGE | SOLAR-V1-NO-AGE | SOLAR-V1-NO-AGE | SOLAR-V1-NO-AGE
USA | United States of America | Ceiba Norte |  | WKS0072975 | 7.6 | 18.2365 | -65.9117 | Solar | [5 empty] | Wiki-Solar | https://www.wiki-solar.org | Wiki-Solar | [10 empty] | 14.63 | 16.42 | 16.92 | 15.43 | 15.09 | SOLAR-V1-NO-AGE | SOLAR-V1-NO-AGE | SOLAR-V1-NO-AGE | SOLAR-V1-NO-AGE | SOLAR-V1-NO-AGE
USA | United States of America | San Fermin Solar Farm |  | WRI1028017 | 27 | 18.4055 | -65.9077 | Solar | [5 empty] | TSK | http://www.grupotsk.com/proyectos/puerto-rico | WRI | 66179 | [9 empty] | 59.61 | 64.03 | 64.88 | 59.16 | 66.4 | HYDRO-V1 | HYDRO-V1 | HYDRO-V1 | HYDRO-V1 | HYDRO-V1
USA | United States of America | Loiza Solar Park |  | WRI1026817 | 26 | 18.4134 | -65.9028 | Solar |  |  |  | 2012.0 | Uriel Renewables and Coqui Power | Clean Technica | http://www.eosolenergy.com/proyectos.html | WRI | [10 empty] | 54.59 | 61.11 | 57.85 | 59.21 | 58.05 | NO-ESTIMATION | NO-ESTIMATION | NO-ESTIMATION | NO-ESTIMATION | CAPACITY-FACTOR-V1
USA | United States of America | Oriana Solar Farm |  | WRI1026813 | 57.65 | 18.4729 | -67.0443 | Solar |  |  |  | 2015.0 | Sonnedix | Sonnedix | http://www.sonnedix.com/news/sonnedix-and-yarotek-announce-start-of-construction-of-58mw-solar-farm-in-puerto-rico/ | WRI | [13 empty] | 136.84 | 131.69 | NO-ESTIMATION | NO-ESTIMATION | NO-ESTIMATION | NO-ESTIMATION | NO-ESTIMATION
USA | United States of America | Lanai Solar-Electric Plant |  | USA0056667 | 1.2 | 20.7667 | -156.9233 | Solar |  |  |  | 2009.0000000000007 | Lanai Sustainability Research LLC | U.S. Energy Information Administration | http://www.eia.gov/electricity/data/browser/ | U.S. Energy Information Administration |  | 2019 | 1.752 | 1.7670000000000001 | 2.017 | 2.345 | 2.051 | 1.342 | 1.466 | U.S. Energy Information Administration | 2.31 | 2.20 | 2.35 | 2.11 | 2.24 | HYDRO-V1 | HYDRO-V1 | HYDRO-V1 | HYDRO-V1 | HYDRO-V1
USA | United States of America | Kihei Solar Farm |  | USA0061099 | 2.9 | 20.7937 | -156.4339 | Solar |  |  |  | 2018.0 | South Maui Renewable Resources LLC | U.S. Energy Information Administration | http://www.eia.gov/electricity/data/browser/ | U.S. Energy Information Administration |  | 2019 | [5 empty] | 2.855 | 3.145 | U.S. Energy Information Administration |  |  |  |  | 4.72 | HYDRO-V1 | HYDRO-V1 | HYDRO-V1 | HYDRO-V1 | HYDRO-V1
USA | United States of America | Ku'ia Solar |  | USA0061101 | 2.9 | 20.8860 | -156.6579 | Solar |  |  |  | 2018.0 | Ku'ia Solar LLC | U.S. Energy Information Administration | http://www.eia.gov/electricity/data/browser/ | U.S. Energy Information Administration |  | 2019 | [5 empty] | 1.895 | 4.558 | U.S. Energy Information Administration |  |  |  |  | 4.72 | HYDRO-V1 | HYDRO-V1 | HYDRO-V1 | HYDRO-V1 | HYDRO-V1
USA | United States of America | Kalaeloa Solar Two |  | USA0058259 | 5 | 21.3200 | -158.0869 | Solar |  |  |  | 2013.0 | Kalaeloa Solar Two LLC | U.S. Energy Information Administration | http://www.eia.gov/electricity/data/browser/ | U.S. Energy Information Administration | 63057 | 2019 | 10.868 | 11.366 | 11.406 | 11.725 | 10.807 | 10.437 | 11.269 | U.S. Energy Information Administration |  | 10.11 | 10.84 | 10.71 | 11.2 | NO-ESTIMATION | NO-ESTIMATION | NO-ESTIMATION | NO-ESTIMATION | NO-ESTIMATION
USA | United States of America | Kapolei Solar Energy Park |  | USA0058684 | 1 | 21.3211 | -158.1175 | Solar |  |  |  | 2012.0 | Forest City Sustainable Resources Pearl City LLC | U.S. Energy Information Administration | http://www.eia.gov/electricity/data/browser/ | U.S. Energy Information Administration |  | 2019 | 1.899 | 1.94 | 1.938 | 1.973 | 1.8860000000000001 | 1.78 | 1.803 | U.S. Energy Information Administration | 1.72 | 1.73 | 1.97 | 1.80 | 1.81 | NO-ESTIMATION | NO-ESTIMATION | NO-ESTIMATION | NO-ESTIMATION | NO-ESTIMATION
USA | United States of America | Kalaeloa Renewable Energy Park |  | USA0058651 | 5 | 21.3281 | -158.0400 | Solar |  |  |  | 2014.0 | Hanwha Q CELLS USA | U.S. Energy Information Administration | http://www.eia.gov/electricity/data/browser/ | U.S. Energy Information Administration |  | 2019 |  | 8.826 | 9.137 | 8.91792 | 8.385299999999999 | 8.019 | 8.07 | U.S. Energy Information Administration |  |  | 10.75 | 10.23 | 11.32 | NO-ESTIMATION | NO-ESTIMATION | NO-ESTIMATION | NO-ESTIMATION | CAPACITY-FACTOR-V1
USA | United States of America | West Loch Solar One |  | USA0061987 | 20 | 21.3403 | -158.0151 | Solar |  |  |  | 2019.0 | Hawaiian Electric Co Inc | U.S. Energy Information Administration | http://www.eia.gov/electricity/data/browser/ | U.S. Energy Information Administration |  | 2019 | [6 empty] | 4.536 | U.S. Energy Information Administration |  |  |  |  | 32.59 | HYDRO-V1 | HYDRO-V1 | HYDRO-V1 | HYDRO-V1 | HYDRO-V1
USA | United States of America | Pearl City Peninsula Solar Park |  | USA0058676 | 1 | 21.3756 | -157.9681 | Solar |  |  |  | 2012.0 | Forest City Sustainable Resources Pearl City LLC | U.S. Energy Information Administration | http://www.eia.gov/electricity/data/browser/ | U.S. Energy Information Administration |  | 2019 | 2.051 | 2.0340000000000003 | 1.978 | 1.979 | 1.825 | 1.705 | 1.735 | U.S. Energy Information Administration | 1.72 | 1.73 | 1.97 | 1.80 | 1.81 | HYDRO-V1 | HYDRO-V1 | HYDRO-V1 | HYDRO-V1 | HYDRO-V1
USA | United States of America | Aloha Solar Energy Fund 1 PK1 |  | USA0058659 | 5 | 21.4069 | -158.1514 | Solar |  |  |  | 2017.0 | Altus Power America Management LLC | U.S. Energy Information Administration | http://www.eia.gov/electricity/data/browser/ | U.S. Energy Information Administration |  | 2019 |  |  |  |  | 8.123 | 9.092 | 8.708 | U.S. Energy Information Administration |  |  |  |  | 8.14 | HYDRO-V1 | HYDRO-V1 | HYDRO-V1 | HYDRO-V1 | HYDRO-V1
USA | United States of America | Lanikuhana Solar LLC |  | USA0058281 | 14.7 | 21.4287 | -158.0236 | Solar |  |  |  | 2019.0 | Lanikuhana Solar LLC | U.S. Energy Information Administration | http://www.eia.gov/electricity/data/browser/ | U.S. Energy Information Administration |  | 2019 | [6 empty] | 13.848 | U.S. Energy Information Administration |  |  |  |  | 23.95 | HYDRO-V1 | HYDRO-V1 | HYDRO-V1 | HYDRO-V1 | HYDRO-V1
USA | United States of America | EE Waianae Solar Project |  | USA0061172 | 28.3 | 21.4520 | -158.1879 | Solar |  |  |  | 2017.0 | EE Waianae Solar Project LLC | U.S. Energy Information Administration | http://www.eia.gov/electricity/data/browser/ | U.S. Energy Information Administration |  | 2019 |  |  |  |  | 47.294000000000004 | 63.45512 | 66.9821 | U.S. Energy Information Administration |  |  |  |  | 46.11 | NO-ESTIMATION | NO-ESTIMATION | NO-ESTIMATION | NO-ESTIMATION | NO-ESTIMATION
USA | United States of America | Waipio Solar |  | USA0060024 | 45.9 | 21.4560 | -157.9820 | Solar |  |  |  | 2018.9999999999998 | Waipio PV LLC | U.S. Energy Information Administration | http://www.eia.gov/electricity/data/browser/ | U.S. Energy Information Administration |  | 2019 | [6 empty] | 16.354 | U.S. Energy Information Administration |  |  |  |  | 74.79 | HYDRO-V1 | HYDRO-V1 | HYDRO-V1 | HYDRO-V1 | HYDRO-V1
USA | United States of America | Waihonu South Solar |  | USA0058656 | 1.5 | 21.4689 | -158.0164 | Solar |  |  |  | 2016.0 | Waihonu South LLC | U.S. Energy Information Administration | http://www.eia.gov/electricity/data/browser/ | U.S. Energy Information Administration | 70109 | 2019 |  |  |  | 1.286 | 3.354 | 2.705 | 2.781 | U.S. Energy Information Administration |  |  |  |  | 3.15 | HYDRO-V1 | HYDRO-V1 | HYDRO-V1 | HYDRO-V1 | HYDRO-V1
USA | United States of America | Waihonu North Solar |  | USA0058655 | 5 | 21.4706 | -158.0133 | Solar |  |  |  | 2016.0 | Waihonu North LLC | U.S. Energy Information Administration | http://www.eia.gov/electricity/data/browser/ | U.S. Energy Information Administration | 70620 | 2019 |  |  |  | 4.055 | 10.141 | 8.117 | 8.338 | U.S. Energy Information Administration |  |  |  |  | 10.75 | HYDRO-V1 | HYDRO-V1 | HYDRO-V1 | HYDRO-V1 | HYDRO-V1
USA | United States of America | Kawailoa Solar |  | USA0060125 | 49 | 21.6240 | -158.0550 | Solar |  |  |  | 2019.0 | Kawailoa Solar LLC | U.S. Energy Information Administration | http://www.eia.gov/electricity/data/browser/ | U.S. Energy Information Administration |  | 2019 | [6 empty] | 6.019 | U.S. Energy Information Administration |  |  |  |  | 79.84 | NO-ESTIMATION | NO-ESTIMATION | NO-ESTIMATION | NO-ESTIMATION | CAPACITY-FACTOR-V1
USA | United States of America | KRS II Koloa Solar |  | USA0058640 | 12 | 21.9008 | -159.4500 | Solar |  |  |  | 2014.0 | Kauai Island Utility Cooperative | U.S. Energy Information Administration | http://www.eia.gov/electricity/data/browser/ | U.S. Energy Information Administration |  | 2019 |  | 10.412 | 18.014 | 0.0 | 0.0 | 0.0 | 17.726 | U.S. Energy Information Administration |  |  | 33.56 | 31.73 | 36.77 | NO-ESTIMATION | NO-ESTIMATION | NO-ESTIMATION | NO-ESTIMATION | CAPACITY-FACTOR-V1
USA | United States of America | Port Allen Solar |  | USA0058549 | 6 | 21.9019 | -159.5817 | Solar |  |  |  | 2013.0 | McBryde Sugar Co Ltd | U.S. Energy Information Administration | http://www.eia.gov/electricity/data/browser/ | U.S. Energy Information Administration | 63999 | 2019 | 1.0110000000000001 | 1.11 | 1.125 | 10.692 | 11.055 | 11.696 | 11.121 | U.S. Energy Information Administration |  | 12.13 | 13.01 | 12.85 | 13.44 | NO-ESTIMATION | NO-ESTIMATION | NO-ESTIMATION | NO-ESTIMATION | CAPACITY-FACTOR-V1
USA | United States of America | KIUC Kapaia PV and BA Storage Project Hybrid |  | USA0060546 | 28 | 21.9973 | -159.3792 | Solar | Storage |  |  | 2017.0 | Tesla Inc. | U.S. Energy Information Administration | http://www.eia.gov/electricity/data/browser/ | U.S. Energy Information Administration |  | 2019 |  |  |  |  | 0.0 | 0.0 | 21.882 | U.S. Energy Information Administration |  |  |  |  | 45.62 | NO-ESTIMATION | NO-ESTIMATION | NO-ESTIMATION | NO-ESTIMATION | CAPACITY-FACTOR-V1
USA | United States of America | AES Kekaha Solar LLC Hybrid |  | USA0063280 | 14 | 22.0006 | -159.7621 | Solar |  |  |  | 2020.0 | AES Distributed Energy | U.S. Energy Information Administration | http://www.eia.gov/electricity/data/browser/ | U.S. Energy Information Administration |  | 2019 | [6 empty] | 0.498 | U.S. Energy Information Administration |  |  |  |  | 22.81 | NO-ESTIMATION | NO-ESTIMATION | NO-ESTIMATION | NO-ESTIMATION | CAPACITY-FACTOR-V1
USA | United States of America | Kapaa Photovoltaic Project |  | USA0057525 | 1 | 22.0804 | -159.3316 | Solar |  |  |  | 2011.0 | Kapaa Solar LLC | U.S. Energy Information Administration | http://www.eia.gov/electricity/data/browser/ | U.S. Energy Information Administration |  | 2019 | 1.88496 | 1.80675 | 1.85724 | 1.87 | 1.909 | 1.614 | 1.799 | U.S. Energy Information Administration | 1.73 | 1.82 | 1.95 | 1.71 | 1.86 | NO-ESTIMATION | NO-ESTIMATION | NO-ESTIMATION | NO-ESTIMATION | CAPACITY-FACTOR-V1
USA | United States of America | KRS I Anahola Solar Hybrid |  | USA0058639 | 18 | 22.1317 | -159.3031 | Solar | Storage |  |  | 2015.0 | Kauai Island Utility Cooperative | U.S. Energy Information Administration | http://www.eia.gov/electricity/data/browser/ | U.S. Energy Information Administration |  | 2019 |  |  | 6.925 | -41.888999999999996 | 21.171 | 18.913 | 17.648 | U.S. Energy Information Administration |  |  |  | 42.11 | 47.76 | NO-ESTIMATION | NO-ESTIMATION | NO-ESTIMATION | NO-ESTIMATION | CAPACITY-FACTOR-V1
USA | United States of America | Miami Dade Solar Energy Center |  | USA0061766 | 74.5 | 25.6400 | -80.4900 | Solar |  |  |  | 2019.0 | Florida Power & Light Co | U.S. Energy Information Administration | http://www.eia.gov/electricity/data/browser/ | U.S. Energy Information Administration |  | 2019 | [6 empty] | 140.848 | U.S. Energy Information Administration |  |  |  |  | 121.4 | NO-ESTIMATION | NO-ESTIMATION | NO-ESTIMATION | NO-ESTIMATION | CAPACITY-FACTOR-V1
USA | United States of America | FIU Solar |  | USA0060006 | 1.6 | 25.7700 | -80.3677 | Solar |  |  |  | 2016.0000000000002 | Florida Power & Light Co | U.S. Energy Information Administration | http://www.eia.gov/electricity/data/browser/ | U.S. Energy Information Administration | 59760 | 2019 |  |  |  | 0.773 | 1.481 | 1.24 | 1.06 | U.S. Energy Information Administration |  |  |  |  | 3.32 | NO-ESTIMATION | NO-ESTIMATION | NO-ESTIMATION | SOLAR-V1 | SOLAR-V1
USA | United States of America | IKEA Miami 327 |  | USA0061173 | 1 | 25.7915 | -80.3838 | Solar |  |  |  | 2015.0 | IKEA Property Inc | U.S. Energy Information Administration | http://www.eia.gov/electricity/data/browser/ | U.S. Energy Information Administration |  | 2019 |  |  |  | 1.545 | 1.616 | 1.616 | 1.27 | U.S. Energy Information Administration |  |  |  | 1.68 | 2.06 | SOLAR-V1-NO-AGE | SOLAR-V1-NO-AGE | SOLAR-V1-NO-AGE | SOLAR-V1-NO-AGE | SOLAR-V1-NO-AGE
USA | United States of America | Pembroke Lakes Mall |  | USA0063256 | 1.1 | 26.0106 | -80.3046 | Solar |  |  |  | 2016.0000000000002 | Pembroke Lakes Mall | U.S. Energy Information Administration | http://www.eia.gov/electricity/data/browser/ | U.S. Energy Information Administration |  | 2019 | [6 empty] | 1.784 | U.S. Energy Information Administration |  |  |  |  | 1.79 | NO-ESTIMATION | NO-ESTIMATION | NO-ESTIMATION | NO-ESTIMATION | CAPACITY-FACTOR-V1
USA | United States of America | Hammock Solar |  | USA0061024 | 74.5 | 26.6926 | -81.3250 | Solar |  |  |  | 2018.0 | Florida Power & Light Co | U.S. Energy Information Administration | http://www.eia.gov/electricity/data/browser/ | U.S. Energy Information Administration |  | 2019 |  |  |  |  | 3.6470000000000002 | 158.083 | 157.053 | U.S. Energy Information Administration |  |  |  |  | 121.4 | NO-ESTIMATION | NO-ESTIMATION | NO-ESTIMATION | NO-ESTIMATION | NO-ESTIMATION
USA | United States of America | Babcock Solar Energy Center Hybrid |  | USA0059993 | 84.5 | 26.8616 | -81.7510 | Solar | Storage |  |  | 2017.1183431952663 | Florida Power & Light Co | U.S. Energy Information Administration | http://www.eia.gov/electricity/data/browser/ | U.S. Energy Information Administration |  | 2019 |  |  |  | 0.0 | 164.072 | 164.642 | 159.523 | U.S. Energy Information Administration |  |  |  |  | 137.69 | HYDRO-V1 | HYDRO-V1 | HYDRO-V1 | HYDRO-V1 | HYDRO-V1
USA | United States of America | Loggerhead Solar Energy Center |  | USA0061052 | 74.5 | 27.2378 | -80.5414 | Solar |  |  |  | 2018.0 | Florida Power & Light Co | U.S. Energy Information Administration | http://www.eia.gov/electricity/data/browser/ | U.S. Energy Information Administration |  | 2019 |  |  |  |  | 3.407 | 156.537 | 155.527 | U.S. Energy Information Administration |  |  |  |  | 121.4 | NO-ESTIMATION | NO-ESTIMATION | NO-ESTIMATION | NO-ESTIMATION | NO-ESTIMATION
USA | United States of America | Wildflower Solar Energy Center |  | USA0061050 | 74.5 | 27.3162 | -81.7839 | Solar |  |  |  | 2018.0 | Florida Power & Light Co | U.S. Energy Information Administration | http://www.eia.gov/electricity/data/browser/ | U.S. Energy Information Administration |  | 2019 |  |  |  |  | 25.368000000000002 | 166.413 | 162.576 | U.S. Energy Information Administration |  |  |  |  | 121.4 | NO-ESTIMATION | NO-ESTIMATION | NO-ESTIMATION | NO-ESTIMATION | NO-ESTIMATION
USA | United States of America | Citrus Solar Energy Center Hybrid |  | USA0060061 | 78.5 | 27.3209 | -81.8069 | Solar | Storage |  |  | 2017.0509554140128 | Florida Power & Light Co | U.S. Energy Information Administration | http://www.eia.gov/electricity/data/browser/ | U.S. Energy Information Administration | 68883 | 2019 |  |  |  | 0.0 | 165.029 | 165.35000000000002 | 163.634 | U.S. Energy Information Administration |  |  |  |  | 127.91 | NO-ESTIMATION | NO-ESTIMATION | NO-ESTIMATION | NO-ESTIMATION | CAPACITY-FACTOR-V1
USA | United States of America | DeSoto Next Generation Solar Energy |  | USA0056929 | 25 | 27.3232 | -81.8019 | Solar |  |  |  | 2009.0 | Florida Power & Light Co | U.S. Energy Information Administration | http://www.eia.gov/electricity/data/browser/ | U.S. Energy Information Administration | 58367 | 2019 | 49.827 | 47.421 | 50.036 | 48.65 | 48.2 | 46.882 | 45.754 | U.S. Energy Information Administration | 47.26 | 46.28 | 45.19 | 47.46 | 51.32 | NO-ESTIMATION | NO-ESTIMATION | NO-ESTIMATION | NO-ESTIMATION | CAPACITY-FACTOR-V1
USA | United States of America | Lake Placid Solar Power Plant |  | USA0062541 | 45 | 27.3311 | -81.3640 | Solar |  |  |  | 2020.0 | Duke Energy Florida LLC | U.S. Energy Information Administration | http://www.eia.gov/electricity/data/browser/ | U.S. Energy Information Administration |  | 2019 | [6 empty] | 4.17 | U.S. Energy Information Administration |  |  |  |  | 73.32 | NO-ESTIMATION | NO-ESTIMATION | NO-ESTIMATION | NO-ESTIMATION | CAPACITY-FACTOR-V1
USA | United States of America | Mars Solar |  | USA0063027 | 10 | 27.4216 | -98.8350 | Solar |  |  |  | 2019.0 | Cypress Creek Renewables | U.S. Energy Information Administration | http://www.eia.gov/electricity/data/browser/ | U.S. Energy Information Administration |  | 2019 | [6 empty] | 6.795 | U.S. Energy Information Administration |  |  |  |  | 16.29 | NO-ESTIMATION | NO-ESTIMATION | NO-ESTIMATION | NO-ESTIMATION | NO-ESTIMATION
USA | United States of America | Interstate Solar Energy Center |  | USA0061768 | 74.5 | 27.5000 | -80.4400 | Solar |  |  |  | 2019.0 | Florida Power & Light Co | U.S. Energy Information Administration | http://www.eia.gov/electricity/data/browser/ | U.S. Energy Information Administration |  | 2019 | [6 empty] | 137.269 | U.S. Energy Information Administration |  |  |  |  | 121.4 | HYDRO-V1 | HYDRO-V1 | HYDRO-V1 | HYDRO-V1 | HYDRO-V1
USA | United States of America | Indian River Solar Center |  | USA0061020 | 74.5 | 27.5733 | -80.5782 | Solar |  |  |  | 2018.0 | Florida Power & Light Co | U.S. Energy Information Administration | http://www.eia.gov/electricity/data/browser/ | U.S. Energy Information Administration |  | 2019 |  |  |  |  | 15.15 | 162.704 | 157.633 | U.S. Energy Information Administration |  |  |  |  | 121.4 | HYDRO-V1 | HYDRO-V1 | HYDRO-V1 | HYDRO-V1 | HYDRO-V1
USA | United States of America | Manatee Solar Energy Center |  | USA0060014 | 74.5 | 27.6075 | -82.3553 | Solar |  |  |  | 2017.0 | Florida Power & Light Co | U.S. Energy Information Administration | http://www.eia.gov/electricity/data/browser/ | U.S. Energy Information Administration | 68882 | 2019 |  |  |  | 0.0 | 168.678 | 166.23 | 164.3 | U.S. Energy Information Administration |  |  |  |  | 121.4 | NO-ESTIMATION | NO-ESTIMATION | NO-ESTIMATION | NO-ESTIMATION | NO-ESTIMATION
USA | United States of America | Blue Cypress Solar Energy Center |  | USA0061029 | 74.5 | 27.6095 | -80.5372 | Solar |  |  |  | 2018.0 | Florida Power & Light Co | U.S. Energy Information Administration | http://www.eia.gov/electricity/data/browser/ | U.S. Energy Information Administration |  | 2019 |  |  |  |  | 0.0 | 154.03900000000002 | 152.835 | U.S. Energy Information Administration |  |  |  |  | 121.4 | NO-ESTIMATION | NO-ESTIMATION | NO-ESTIMATION | NO-ESTIMATION | NO-ESTIMATION
USA | United States of America | Payne Creek Solar |  | USA0061665 | 70.3 | 27.6646 | -81.9642 | Solar |  |  |  | 2018.0 | Tampa Electric Co | U.S. Energy Information Administration | http://www.eia.gov/electricity/data/browser/ | U.S. Energy Information Administration |  | 2019 | [5 empty] | 25.445 | 125.417 | U.S. Energy Information Administration |  |  |  |  | 114.55 | HYDRO-V1 | HYDRO-V1 | HYDRO-V1 | HYDRO-V1 | HYDRO-V1
USA | United States of America | Grange Hall Solar |  | USA0061656 | 61 | 27.6813 | -82.1647 | Solar |  |  |  | 2019.0 | Tampa Electric Co | U.S. Energy Information Administration | http://www.eia.gov/electricity/data/browser/ | U.S. Energy Information Administration |  | 2019 | [5 empty] | 0.061 | 105.555 | U.S. Energy Information Administration |  |  |  |  | 99.4 | HYDRO-V1 | HYDRO-V1 | HYDRO-V1 | HYDRO-V1 | HYDRO-V1
USA | United States of America | Lake Hancock Solar |  | USA0061657 | 50 | 27.7191 | -82.0339 | Solar |  |  |  | 2019.0 | Tampa Electric Co | U.S. Energy Information Administration | http://www.eia.gov/electricity/data/browser/ | U.S. Energy Information Administration |  | 2019 | [6 empty] | 33.421 | U.S. Energy Information Administration |  |  |  |  | 81.47 | NO-ESTIMATION | NO-ESTIMATION | NO-ESTIMATION | NO-ESTIMATION | CAPACITY-FACTOR-V1
USA | United States of America | Lithia Solar |  | USA0061663 | 74.5 | 27.7533 | -82.1647 | Solar |  |  |  | 2019.0 | Tampa Electric Co | U.S. Energy Information Administration | http://www.eia.gov/electricity/data/browser/ | U.S. Energy Information Administration |  | 2019 | [5 empty] | 6.815 | 124.07 | U.S. Energy Information Administration |  |  |  |  | 121.4 | NO-ESTIMATION | NO-ESTIMATION | NO-ESTIMATION | NO-ESTIMATION | CAPACITY-FACTOR-V1
USA | United States of America | Balm Solar |  | USA0061654 | 74.4 | 27.7697 | -82.2340 | Solar |  |  |  | 2018.0 | Tampa Electric Co | U.S. Energy Information Administration | http://www.eia.gov/electricity/data/browser/ | U.S. Energy Information Administration |  | 2019 | [5 empty] | 24.189 | 135.899 | U.S. Energy Information Administration |  |  |  |  | 121.23 | NO-ESTIMATION | NO-ESTIMATION | NO-ESTIMATION | NO-ESTIMATION | CAPACITY-FACTOR-V1
USA | United States of America | Barefoot Bay Solar Energy Center |  | USA0061051 | 74.5 | 27.8658 | -80.5211 | Solar |  |  |  | 2018.0 | Florida Power & Light Co | U.S. Energy Information Administration | http://www.eia.gov/electricity/data/browser/ | U.S. Energy Information Administration |  | 2019 |  |  |  |  | 4.815 | 166.666 | 162.477 | U.S. Energy Information Administration |  |  |  |  | 121.4 | HYDRO-V1 | HYDRO-V1 | HYDRO-V1 | HYDRO-V1 | HYDRO-V1
USA | United States of America | Bonnie Mine Solar |  | USA0061655 | 35 | 27.8901 | -81.9872 | Solar |  |  |  | 2019.0 | Tampa Electric Co | U.S. Energy Information Administration | http://www.eia.gov/electricity/data/browser/ | U.S. Energy Information Administration |  | 2019 | [6 empty] | 67.686 | U.S. Energy Information Administration |  |  |  |  | 57.03 | HYDRO-V1 | HYDRO-V1 | HYDRO-V1 | HYDRO-V1 | HYDRO-V1
USA | United States of America | Peace Creek Solar |  | USA0061666 | 55.4 | 27.9133 | -81.8101 | Solar |  |  |  | 2019.0 | Tampa Electric Co | U.S. Energy Information Administration | http://www.eia.gov/electricity/data/browser/ | U.S. Energy Information Administration |  | 2019 | [6 empty] | 87.98 | U.S. Energy Information Administration |  |  |  |  | 90.27 | NO-ESTIMATION | NO-ESTIMATION | NO-ESTIMATION | NO-ESTIMATION | NO-ESTIMATION
USA | United States of America | Bartow Solar Energy LLC |  | USA0061879 | 7.3 | 27.9260 | -81.8191 | Solar |  |  |  | 2018.0 | ReNew Petra Integrators LLC | U.S. Energy Information Administration | http://www.eia.gov/electricity/data/browser/ | U.S. Energy Information Administration |  | 2019 | [5 empty] | 10.278 | 12.538 | U.S. Energy Information Administration |  |  |  |  | 11.89 | HYDRO-V1 | HYDRO-V1 | HYDRO-V1 | HYDRO-V1 | HYDRO-V1
USA | United States of America | IKEA Tampa 042 |  | USA0058012 | 1 | 27.9539 | -82.4325 | Solar |  |  |  | 2012.0 | IKEA Property Inc | U.S. Energy Information Administration | http://www.eia.gov/electricity/data/browser/ | U.S. Energy Information Administration | 66351 | 2019 | 1.7650000000000001 | 1.7136900000000002 | 1.65132 | 1.77 | 1.581 | 1.68 | 1.709 | U.S. Energy Information Administration | 1.81 | 1.75 | 1.89 | 1.78 | 1.76 | HYDRO-V1 | HYDRO-V1 | HYDRO-V1 | HYDRO-V1 | HYDRO-V1
USA | United States of America | TIA Solar |  | USA0059769 | 1.6 | 27.9658 | -82.5328 | Solar |  |  |  | 2016.0000000000002 | Tampa Electric Co | U.S. Energy Information Administration | http://www.eia.gov/electricity/data/browser/ | U.S. Energy Information Administration |  | 2019 |  |  | 0.0 | 3.1750000000000003 | 3.0260000000000002 | 3.162 | 2.973 | U.S. Energy Information Administration |  |  |  |  | 3.31 | NO-ESTIMATION | NO-ESTIMATION | NO-ESTIMATION | NO-ESTIMATION | NO-ESTIMATION
USA | United States of America | Goldfinch |  | USA0060124 | 3 | 27.9821 | -82.0420 | Solar |  |  |  | 2017.0 | NRG DG Lakeland LLC | U.S. Energy Information Administration | http://www.eia.gov/electricity/data/browser/ | U.S. Energy Information Administration |  | 2019 |  |  |  | 0.112 | 5.694 | 5.086 | 5.215 | U.S. Energy Information Administration |  |  |  |  | 4.88 | HYDRO-V1 | HYDRO-V1 | HYDRO-V1 | HYDRO-V1 | HYDRO-V1
USA | United States of America | Legoland Solar |  | USA0060371 | 1.5 | 27.9862 | -81.6902 | Solar |  |  |  | 2017.0 | Tampa Electric Co | U.S. Energy Information Administration | http://www.eia.gov/electricity/data/browser/ | U.S. Energy Information Administration |  | 2019 |  |  |  | 0.14100000000000001 | 2.532 | 2.242 | 2.102 | U.S. Energy Information Administration |  |  |  |  | 2.44 | NO-ESTIMATION | NO-ESTIMATION | NO-ESTIMATION | NO-ESTIMATION | CAPACITY-FACTOR-V1
USA | United States of America | Lakeland Electric Co. (FL)-Airport 1 |  | USA0059744 | 2.7 | 27.9885 | -82.0473 | Solar |  |  |  | 2012.0 | NVT LICENSES LLC | U.S. Energy Information Administration | http://www.eia.gov/electricity/data/browser/ | U.S. Energy Information Administration |  | 2019 |  |  | 4.17 | 8.428 | 1.853 | 3.291 | 4.435 | U.S. Energy Information Administration | 4.92 | 4.87 | 5.16 | 5.03 | 4.66 | HYDRO-V1 | HYDRO-V1 | HYDRO-V1 | HYDRO-V1 | HYDRO-V1
USA | United States of America | Lakeland Electric Co. (FL) - Airport II |  | USA0059754 | 3.5 | 27.9911 | -82.0473 | Solar |  |  |  | 2012.0 | NVT LICENSES LLC | U.S. Energy Information Administration | http://www.eia.gov/electricity/data/browser/ | U.S. Energy Information Administration |  | 2019 |  |  | 6.006 | 6.056 |  |  |  | U.S. Energy Information Administration | 6.21 | 6.14 | 6.52 | 6.37 | 5.89 | NO-ESTIMATION | NO-ESTIMATION | NO-ESTIMATION | NO-ESTIMATION | CAPACITY-FACTOR-V1
USA | United States of America | Lockheed Martin Solar System |  | USA0059867 | 1.9 | 28.0479 | -82.6853 | Solar |  |  |  | 2015.0 | Lockheed Martin Solar System | U.S. Energy Information Administration | http://www.eia.gov/electricity/data/browser/ | U.S. Energy Information Administration | 69711 | 2019 |  |  | 0.0 | 0.003 | 0.003 | 0.003 | 3.178 | U.S. Energy Information Administration |  |  |  | 3.55 | 3.92 | HYDRO-V1 | HYDRO-V1 | HYDRO-V1 | HYDRO-V1 | HYDRO-V1
USA | United States of America | Osceola Solar Facility |  | USA0059954 | 3.8 | 28.0581 | -81.2417 | Solar |  |  |  | 2016.0 | Duke Energy Florida LLC | U.S. Energy Information Administration | http://www.eia.gov/electricity/data/browser/ | U.S. Energy Information Administration | 69634 | 2019 |  |  |  | 3.254 | 5.841 | 6.33 | 6.514 | U.S. Energy Information Administration |  |  |  |  | 6.81 | HYDRO-V1 | HYDRO-V1 | HYDRO-V1 | HYDRO-V1 | HYDRO-V1
USA | United States of America | LKL BLBD LLC |  | USA0059611 | 6 | 28.0664 | -82.0175 | Solar |  |  |  | 2015.0 | LKL BLBD LLC | U.S. Energy Information Administration | http://www.eia.gov/electricity/data/browser/ | U.S. Energy Information Administration |  | 2019 |  |  | 4.436 | 10.637 | 11.352 | 10.656 | 11.061 | U.S. Energy Information Administration |  |  |  | 11.01 | 11.92 | NO-ESTIMATION | NO-ESTIMATION | NO-ESTIMATION | NO-ESTIMATION | CAPACITY-FACTOR-V1
USA | United States of America | Walt Disney World Solar Facility |  | USA0059973 | 4.9 | 28.3737 | -81.5626 | Solar |  |  |  | 2016.0000000000002 | Duke Energy Florida Solar Solutions | U.S. Energy Information Administration | http://www.eia.gov/electricity/data/browser/ | U.S. Energy Information Administration |  | 2019 |  |  |  | 7.426 | 8.362 | 8.337 | 6.731 | U.S. Energy Information Administration |  |  |  |  | 9.73 | NO-ESTIMATION | NO-ESTIMATION | NO-ESTIMATION | WIND-V1 | WIND-V1
USA | United States of America | Citrus Ridge Solar |  | USA0061988 | 52 | 28.4008 | -81.6163 | Solar |  |  |  | 2019.0 | FL Solar 5 LLC | U.S. Energy Information Administration | http://www.eia.gov/electricity/data/browser/ | U.S. Energy Information Administration |  | 2019 | [5 empty] | 0.787 | 97.945 | U.S. Energy Information Administration |  |  |  |  | 84.73 | NO-ESTIMATION | NO-ESTIMATION | NO-ESTIMATION | NO-ESTIMATION | NO-ESTIMATION
USA | United States of America | Space Coast Next Gen Solar Energy |  | USA0056930 | 10 | 28.4586 | -80.6811 | Solar |  |  |  | 2010.0 | Florida Power & Light Co | U.S. Energy Information Administration | http://www.eia.gov/electricity/data/browser/ | U.S. Energy Information Administration | 61538 | 2019 | 18.169 | 17.551000000000002 | 17.682 | 18.3 | 15.557 | 17.546 | 16.554 | U.S. Energy Information Administration | 19.59 | 18.03 | 16.98 | 16.34 | 17.11 | HYDRO-V1 | HYDRO-V1 | HYDRO-V1 | HYDRO-V1 | HYDRO-V1
USA | United States of America | ACE-Stanton PV |  | USA0061246 | 4.8 | 28.4774 | -81.1804 | Solar |  |  |  | 2017.0000000000002 | ACE-Stanton LLC | U.S. Energy Information Administration | http://www.eia.gov/electricity/data/browser/ | U.S. Energy Information Administration |  | 2019 |  |  |  |  | 2.755 | 9.918000000000001 | 9.642 | U.S. Energy Information Administration |  |  |  |  | 7.82 | NO-ESTIMATION | NO-ESTIMATION | NO-ESTIMATION | NO-ESTIMATION | NO-ESTIMATION
USA | United States of America | ACE-Stanton A PV |  | USA0061247 | 4.1 | 28.4845 | -81.1741 | Solar |  |  |  | 2017.0 | ACE-Stanton A LLC | U.S. Energy Information Administration | http://www.eia.gov/electricity/data/browser/ | U.S. Energy Information Administration |  | 2019 |  |  |  |  | 2.308 | 8.126 | 7.965 | U.S. Energy Information Administration |  |  |  |  | 6.68 | NO-ESTIMATION | NO-ESTIMATION | NO-ESTIMATION | NO-ESTIMATION | NO-ESTIMATION
USA | United States of America | RP-Orlando LLC |  | USA0057565 | 5.1 | 28.4889 | -81.1822 | Solar |  |  |  | 2012.0 | RP-Orlando LLC | U.S. Energy Information Administration | http://www.eia.gov/electricity/data/browser/ | U.S. Energy Information Administration |  | 2019 | 9.57 | 9.299 | 9.206 | 9.839 | 9.156 | 9.344 | 8.654 | U.S. Energy Information Administration | 9.42 | 9.27 | 10.03 | 9.82 | 9.25 | NO-ESTIMATION | NO-ESTIMATION | NO-ESTIMATION | NO-ESTIMATION | NO-ESTIMATION
USA | United States of America | Lockheed Martin Solar |  | USA0061694 | 1.9 | 28.5394 | -81.2164 | Solar |  |  |  | 2017.0 | Lockheed Martin RMS | U.S. Energy Information Administration | http://www.eia.gov/electricity/data/browser/ | U.S. Energy Information Administration |  | 2019 |  |  |  |  | 1.745 | 2.4170000000000003 | 3.077 | U.S. Energy Information Administration |  |  |  |  | 3.09 | HYDRO-V1 | HYDRO-V1 | HYDRO-V1 | HYDRO-V1 | HYDRO-V1
USA | United States of America | Altamonte Mall |  | USA0063254 | 1.5 | 28.6663 | -81.3781 | Solar |  |  |  | 2016.0 | Altamonte Mall | U.S. Energy Information Administration | http://www.eia.gov/electricity/data/browser/ | U.S. Energy Information Administration |  | 2019 | [6 empty] | 2.4 | U.S. Energy Information Administration |  |  |  |  | 2.44 | HYDRO-V1 | HYDRO-V1 | HYDRO-V1 | HYDRO-V1 | HYDRO-V1
USA | United States of America | Rinehart |  | USA0057685 | 10 | 28.7706 | -81.3533 | Solar |  |  |  | 2011.0 | Humphrey Realty | U.S. Energy Information Administration | http://www.eia.gov/electricity/data/browser/ | U.S. Energy Information Administration | 61517 | 2019 | 2.376 | 2.257 | 0.259 | 0.502 | 0.0 | 0.0 | 0 | U.S. Energy Information Administration | 18.76 | 17.67 | 19.32 | 16.71 | 17.13 | HYDRO-V1 | HYDRO-V1 | HYDRO-V1 | HYDRO-V1 | HYDRO-V1
USA | United States of America | Pioneer Trail Solar Energy Center |  | USA0061767 | 74.5 | 29.0800 | -81.1000 | Solar |  |  |  | 2019.0 | Florida Power & Light Co | U.S. Energy Information Administration | http://www.eia.gov/electricity/data/browser/ | U.S. Energy Information Administration |  | 2019 | [6 empty] | 131.484 | U.S. Energy Information Administration |  |  |  |  | 121.4 | NO-ESTIMATION | NO-ESTIMATION | SOLAR-V1 | SOLAR-V1 | SOLAR-V1
USA | United States of America | Daytona International Speedway Solar |  | USA0060005 | 1.6 | 29.1702 | -81.0641 | Solar |  |  |  | 2016.0000000000002 | Florida Power & Light Co | U.S. Energy Information Administration | http://www.eia.gov/electricity/data/browser/ | U.S. Energy Information Administration |  | 2019 |  |  |  | 0.39 | 1.481 | 1.61 | 2.071 | U.S. Energy Information Administration |  |  |  |  | 3.25 | NO-ESTIMATION | NO-ESTIMATION | NO-ESTIMATION | NO-ESTIMATION | CAPACITY-FACTOR-V1
USA | United States of America | Cascade Solar (TX) |  | USA0061875 | 10 | 29.2054 | -96.0234 | Solar |  |  |  | 2019.0 | Cypress Creek Renewables | U.S. Energy Information Administration | http://www.eia.gov/electricity/data/browser/ | U.S. Energy Information Administration |  | 2019 | [6 empty] | 12.928 | U.S. Energy Information Administration |  |  |  |  | 16.29 | NO-ESTIMATION | NO-ESTIMATION | NO-ESTIMATION | NO-ESTIMATION | CAPACITY-FACTOR-V1
USA | United States of America | OCI Alamo 5 LLC |  | USA0059205 | 100 | 29.2167 | -99.7161 | Solar |  |  |  | 2016.0 | Consolidated Edison Development Inc. | U.S. Energy Information Administration | http://www.eia.gov/electricity/data/browser/ | U.S. Energy Information Administration |  | 2019 |  |  | 11.192 | 216.411 | 229.113 | 196.766 | 198.211 | U.S. Energy Information Administration |  |  |  |  | 248.3 | NO-ESTIMATION | NO-ESTIMATION | NO-ESTIMATION | NO-ESTIMATION | NO-ESTIMATION
USA | United States of America | SunE CPS3 LLC |  | USA0058009 | 10.6 | 29.2219 | -98.6692 | Solar |  |  |  | 2011.9999999999998 | SunE CPS3 LLC | U.S. Energy Information Administration | http://www.eia.gov/electricity/data/browser/ | U.S. Energy Information Administration |  | 2019 | 21.471 | 20.75 | 19.484 | 21.103 | 20.663 | 16.423000000000002 | 18.086 | U.S. Energy Information Administration | 22.52 | 22.94 | 21.70 | 21.84 | 21.6 | NO-ESTIMATION | NO-ESTIMATION | NO-ESTIMATION | NO-ESTIMATION | NO-ESTIMATION
USA | United States of America | SunE CPS1 LLC |  | USA0058068 | 10 | 29.2450 | -98.4183 | Solar |  |  |  | 2012.0 | SunE CPS1 LLC | U.S. Energy Information Administration | http://www.eia.gov/electricity/data/browser/ | U.S. Energy Information Administration |  | 2019 | 18.571 | 19.245 | 17.753 | 19.343 | 19.164 | 16.254 | 16.5 | U.S. Energy Information Administration | 17.80 | 19.19 | 19.65 | 18.25 | 17.08 | NO-ESTIMATION | NO-ESTIMATION | NO-ESTIMATION | WIND-V1 | WIND-V1
USA | United States of America | SunE CPS2 LLC |  | USA0058027 | 10 | 29.2450 | -98.4183 | Solar |  |  |  | 2012.0 | SunE CPS2 LLC | U.S. Energy Information Administration | http://www.eia.gov/electricity/data/browser/ | U.S. Energy Information Administration |  | 2019 | 19.684 | 19.39 | 17.514 | 19.235 | 19.16 | 16.734 | 17.292 | U.S. Energy Information Administration | 17.80 | 19.19 | 19.65 | 18.25 | 17.08 | HYDRO-V1 | HYDRO-V1 | HYDRO-V1 | HYDRO-V1 | HYDRO-V1
USA | United States of America | OCI Alamo Solar I Hybrid |  | USA0058537 | 41.7 | 29.2717 | -98.4447 | Solar | Storage |  |  | 2014.0479616306955 | OCI Solar Power | U.S. Energy Information Administration | http://www.eia.gov/electricity/data/browser/ | U.S. Energy Information Administration |  | 2019 |  | 56.043 | 72.61 | 0.0 | 70.789 | 63.178 | 55.743 | U.S. Energy Information Administration |  |  | 84.92 | 86.37 | 102.53 | HYDRO-V1 | HYDRO-V1 | HYDRO-V1 | HYDRO-V1 | HYDRO-V1
USA | United States of America | Blue Wing Solar Energy Generation |  | USA0057197 | 13.9 | 29.3042 | -98.4003 | Solar |  |  |  | 2010.0 | TX Solar I LLC | U.S. Energy Information Administration | http://www.eia.gov/electricity/data/browser/ | U.S. Energy Information Administration | 61207 | 2019 | 23.688 | 23.141000000000002 | 21.969 | 23.182000000000002 | 22.594 | 21.795 | 21.717 | U.S. Energy Information Administration | 28.76 | 28.22 | 25.31 | 23.85 | 28.98 | NO-ESTIMATION | NO-ESTIMATION | NO-ESTIMATION | NO-ESTIMATION | CAPACITY-FACTOR-V1
USA | United States of America | OCI Alamo 4 LLC |  | USA0058717 | 39.6 | 29.3289 | -100.3839 | Solar |  |  |  | 2014.0000000000002 | Consolidated Edison Development Inc. | U.S. Energy Information Administration | http://www.eia.gov/electricity/data/browser/ | U.S. Energy Information Administration |  | 2019 |  | 23.50018 | 77.92609 | 78.49 | 75.456 | 64.79 | 70.453 | U.S. Energy Information Administration |  |  | 90.41 | 87.22 | 105.09 | HYDRO-V1 | HYDRO-V1 | HYDRO-V1 | HYDRO-V1 | HYDRO-V1
USA | United States of America | CPS 1 Community Solar |  | USA0060472 | 1 | 29.3780 | -98.2692 | Solar |  |  |  | 2016.0 | Clean Energy Collective LLC | U.S. Energy Information Administration | http://www.eia.gov/electricity/data/browser/ | U.S. Energy Information Administration |  | 2019 |  |  |  | 0.684 | 2.089 | 1.817 | 1.971 | U.S. Energy Information Administration |  |  |  |  | 1.98 | HYDRO-V1 | HYDRO-V1 | HYDRO-V1 | HYDRO-V1 | HYDRO-V1
USA | United States of America | Commerce Solar |  | USA0062610 | 5 | 29.4344 | -98.6176 | Solar |  |  |  | 2020.0 | City of San Antonio - (TX) | U.S. Energy Information Administration | http://www.eia.gov/electricity/data/browser/ | U.S. Energy Information Administration |  | 2019 | [6 empty] | 1.585 | U.S. Energy Information Administration |  |  |  |  | 8.14 | HYDRO-V1 | HYDRO-V1 | HYDRO-V1 | HYDRO-V1 | HYDRO-V1
USA | United States of America | OCI Alamo 2 LLC |  | USA0058716 | 4.4 | 29.4694 | -98.3319 | Solar |  |  |  | 2014.0 | OCI Solar Power | U.S. Energy Information Administration | http://www.eia.gov/electricity/data/browser/ | U.S. Energy Information Administration |  | 2019 |  | 7.7090000000000005 | 8.178 | 4.297 | 8.608 | 7.207 | 8.057 | U.S. Energy Information Administration |  |  | 8.24 | 7.37 | 9.33 | HYDRO-V1 | HYDRO-V1 | HYDRO-V1 | HYDRO-V1 | HYDRO-V1
USA | United States of America | OCI Alamo 3 LLC |  | USA0059204 | 5.5 | 29.4792 | -98.2972 | Solar |  |  |  | 2015.0 | Consolidated Edison Development Inc. | U.S. Energy Information Administration | http://www.eia.gov/electricity/data/browser/ | U.S. Energy Information Administration |  | 2019 |  | 0.0 | 10.797 | 12.018 | 11.686 | 10.562 | 10.808 | U.S. Energy Information Administration |  |  |  | 10.14 | 12.36 | HYDRO-V1 | HYDRO-V1 | HYDRO-V1 | HYDRO-V1 | HYDRO-V1
USA | United States of America | IKEA Live Oak Rooftop PV System |  | USA0062152 | 1.7 | 29.4800 | -98.2500 | Solar |  |  |  | 2019.0 | IKEA Property Inc | U.S. Energy Information Administration | http://www.eia.gov/electricity/data/browser/ | U.S. Energy Information Administration |  | 2019 | [6 empty] | 1.804 | U.S. Energy Information Administration |  |  |  |  | 2.77 | NO-ESTIMATION | NO-ESTIMATION | NO-ESTIMATION | NO-ESTIMATION | NO-ESTIMATION
USA | United States of America | Bronson |  | USA0061868 | 10 | 29.5375 | -95.9695 | Solar |  |  |  | 2019.0 | Cypress Creek Renewables | U.S. Energy Information Administration | http://www.eia.gov/electricity/data/browser/ | U.S. Energy Information Administration |  | 2019 | [5 empty] | 0.0 | 15.265 | U.S. Energy Information Administration |  |  |  |  | 16.29 | NO-ESTIMATION | NO-ESTIMATION | NO-ESTIMATION | NO-ESTIMATION | NO-ESTIMATION
USA | United States of America | Bryan Solar LLC |  | USA0058488 | 10 | 29.6000 | -104.3000 | Solar |  |  |  | 2013.0 | NVT LICENSES LLC | U.S. Energy Information Administration | http://www.eia.gov/electricity/data/browser/ | U.S. Energy Information Administration | 69822 | 2019 |  | 26.169 | 24.810000000000002 | 25.624 | 23.592 | 24.437 | 24.188 | U.S. Energy Information Administration |  | 22.07 | 22.48 | 21.51 | 20.73 | HYDRO-V1 | HYDRO-V1 | HYDRO-V1 | HYDRO-V1 | HYDRO-V1
USA | United States of America | Butler Plaza |  | USA0058618 | 1.2 | 29.6231 | -82.3800 | Solar |  |  |  | 2011.0 | CF Gainesville Owner One LLC | U.S. Energy Information Administration | http://www.eia.gov/electricity/data/browser/ | U.S. Energy Information Administration | 102193 | 2019 | 2.177 | 1.343 | 2.052 | 2.287 | 2.101 | 1.597 | 1.238 | U.S. Energy Information Administration | 2.08 | 2.13 | 2.16 | 1.94 | 2.01 | NO-ESTIMATION | NO-ESTIMATION | NO-ESTIMATION | NO-ESTIMATION | NO-ESTIMATION
USA | United States of America | Bovine |  | USA0061867 | 10 | 29.6313 | -96.0769 | Solar |  |  |  | 2019.0 | Cypress Creek Renewables | U.S. Energy Information Administration | http://www.eia.gov/electricity/data/browser/ | U.S. Energy Information Administration |  | 2019 | [5 empty] | 0.0 | 4.398 | U.S. Energy Information Administration |  |  |  |  | 16.29 | NO-ESTIMATION | NO-ESTIMATION | NO-ESTIMATION | NO-ESTIMATION | NO-ESTIMATION
USA | United States of America | Trenton Solar Power Plant |  | USA0062543 | 74.9 | 29.6351 | -82.8431 | Solar |  |  |  | 2019.9999999999998 | Duke Energy Florida LLC | U.S. Energy Information Administration | http://www.eia.gov/electricity/data/browser/ | U.S. Energy Information Administration |  | 2019 | [6 empty] | 3.275 | U.S. Energy Information Administration |  |  |  |  | 122.05 | NO-ESTIMATION | NO-ESTIMATION | NO-ESTIMATION | NO-ESTIMATION | NO-ESTIMATION
USA | United States of America | Horizon Solar Energy Center |  | USA0061021 | 74.5 | 29.6656 | -82.0583 | Solar |  |  |  | 2018.0 | Florida Power & Light Co | U.S. Energy Information Administration | http://www.eia.gov/electricity/data/browser/ | U.S. Energy Information Administration |  | 2019 |  |  |  |  | 18.23 | 155.19400000000002 | 156.082 | U.S. Energy Information Administration |  |  |  |  | 121.4 | NO-ESTIMATION | NO-ESTIMATION | NO-ESTIMATION | NO-ESTIMATION | NO-ESTIMATION
USA | United States of America | Bandera Electric Coop PV |  | USA0061205 | 1.5 | 29.6810 | -99.7622 | Solar |  |  |  | 2017.0 | SoCore Energy LLC | U.S. Energy Information Administration | http://www.eia.gov/electricity/data/browser/ | U.S. Energy Information Administration |  | 2019 |  |  |  |  | 2.765 | 3.146 | 2.879 | U.S. Energy Information Administration |  |  |  |  | 2.44 | NO-ESTIMATION | NO-ESTIMATION | NO-ESTIMATION | NO-ESTIMATION | NO-ESTIMATION
USA | United States of America | Solar Park Gainesville LLC |  | USA0057438 | 1.6 | 29.7004 | -82.3378 | Solar |  |  |  | 2011.0000000000002 | Altus Power America Management LLC | U.S. Energy Information Administration | http://www.eia.gov/electricity/data/browser/ | U.S. Energy Information Administration |  | 2019 | 2.74 | 2.673 | 2.327 | 2.7560000000000002 | 2.487 | 2.2789800000000002 | 2.273 | U.S. Energy Information Administration | 2.95 | 3.01 | 3.00 | 2.52 | 2.77 | NO-ESTIMATION | NO-ESTIMATION | NO-ESTIMATION | NO-ESTIMATION | NO-ESTIMATION
USA | United States of America | E-Volve Energy Holdings LLC |  | USA0061493 | 1.6 | 29.7408 | -96.1599 | Solar |  |  |  | 2016.0000000000002 | E-Volve Energy Holdings LLC | U.S. Energy Information Administration | http://www.eia.gov/electricity/data/browser/ | U.S. Energy Information Administration |  | 2019 |  |  |  |  | 0.966 | 0.45 | 1.611 | U.S. Energy Information Administration |  |  |  |  | 3.11 | NO-ESTIMATION | NO-ESTIMATION | NO-ESTIMATION | NO-ESTIMATION | NO-ESTIMATION
USA | United States of America | Coral Farms Solar Energy Center |  | USA0061022 | 74.5 | 29.7569 | -81.8972 | Solar |  |  |  | 2018.0 | Florida Power & Light Co | U.S. Energy Information Administration | http://www.eia.gov/electricity/data/browser/ | U.S. Energy Information Administration |  | 2019 |  |  |  |  | 11.229000000000001 | 153.604 | 154.754 | U.S. Energy Information Administration |  |  |  |  | 121.4 | NO-ESTIMATION | NO-ESTIMATION | NO-ESTIMATION | SOLAR-V1 | SOLAR-V1
USA | United States of America | New Orleans Solar Power Plant |  | USA0061647 | 1.6 | 30.0500 | -90.0300 | Solar | Storage |  |  | 2016.0000000000002 | Entergy New Orleans LLC | U.S. Energy Information Administration | http://www.eia.gov/electricity/data/browser/ | U.S. Energy Information Administration |  | 2019 | [5 empty] | 0.0 | 1.506 | U.S. Energy Information Administration |  |  |  |  | 3.27 | NO-ESTIMATION | NO-ESTIMATION | NO-ESTIMATION | NO-ESTIMATION | NO-ESTIMATION
USA | United States of America | Perry Solar Facility |  | USA0060071 | 5.1 | 30.1193 | -83.5601 | Solar |  |  |  | 2015.9999999999998 | Duke Energy Florida LLC | U.S. Energy Information Administration | http://www.eia.gov/electricity/data/browser/ | U.S. Energy Information Administration |  | 2019 |  |  |  | 2.051 | 7.993 | 4.647 | 8.704 | U.S. Energy Information Administration |  |  |  | 10.26 | 10.24 | HYDRO-V1 | HYDRO-V1 | HYDRO-V1 | HYDRO-V1 | HYDRO-V1
USA | United States of America | IKEA Jacksonville Rooftop PV System |  | USA0061821 | 1.4 | 30.2300 | -81.5100 | Solar |  |  |  | 2017.0 | IKEA Property Inc | U.S. Energy Information Administration | http://www.eia.gov/electricity/data/browser/ | U.S. Energy Information Administration |  | 2019 |  |  |  |  | 0.135 | 2.543 | 2.489 | U.S. Energy Information Administration |  |  |  |  | 2.28 | NO-ESTIMATION | NO-ESTIMATION | NO-ESTIMATION | NO-ESTIMATION | CAPACITY-FACTOR-V1
USA | United States of America | FL Solar 4 LLC |  | USA0063187 | 42 | 30.2354 | -84.2233 | Solar |  |  |  | 2020.0 | FL Solar 4 LLC | U.S. Energy Information Administration | http://www.eia.gov/electricity/data/browser/ | U.S. Energy Information Administration |  | 2019 | [6 empty] | 1.422 | U.S. Energy Information Administration |  |  |  |  | 68.44 | NO-ESTIMATION | NO-ESTIMATION | NO-ESTIMATION | NO-ESTIMATION | CAPACITY-FACTOR-V1
USA | United States of America | Webberville Solar Project |  | USA0057699 | 30 | 30.2385 | -97.5088 | Solar |  |  |  | 2012.0 | FRV AE Solar LLC | U.S. Energy Information Administration | http://www.eia.gov/electricity/data/browser/ | U.S. Energy Information Administration | 59217 | 2019 | 58.978 | 57.96 | 53.729 | 44.091 | 62.444 | 57.22 | 56.483 | U.S. Energy Information Administration | 61.70 | 58.41 | 61.66 | 54.81 | 62.16 | SOLAR-V1-NO-AGE | SOLAR-V1-NO-AGE | SOLAR-V1-NO-AGE | SOLAR-V1-NO-AGE | SOLAR-V1-NO-AGE
USA | United States of America | PowerFin Kingsbery |  | USA0061700 | 2.6 | 30.2659 | -97.6849 | Solar |  |  |  | 2018.0 | PowerFin ASL 1 LLC | U.S. Energy Information Administration | http://www.eia.gov/electricity/data/browser/ | U.S. Energy Information Administration |  | 2019 | [5 empty] | 2.646 | 3.786 | U.S. Energy Information Administration |  |  |  |  | 4.23 | NO-ESTIMATION | NO-ESTIMATION | NO-ESTIMATION | NO-ESTIMATION | NO-ESTIMATION
USA | United States of America | Hecate Energy Blair Road LLC |  | USA0062778 | 4 | 30.2860 | -81.8340 | Solar |  |  |  | 2018.0 | Hecate Energy Blair Road LLC | U.S. Energy Information Administration | http://www.eia.gov/electricity/data/browser/ | U.S. Energy Information Administration |  | 2019 | [5 empty] | 6.784 | 6.863 | U.S. Energy Information Administration |  |  |  |  | 6.51 | HYDRO-V1 | HYDRO-V1 | HYDRO-V1 | HYDRO-V1 | HYDRO-V1
USA | United States of America | Sunshine Gateway Solar Energy Center |  | USA0061763 | 74.5 | 30.2900 | -82.7500 | Solar |  |  |  | 2019.0 | Florida Power & Light Co | U.S. Energy Information Administration | http://www.eia.gov/electricity/data/browser/ | U.S. Energy Information Administration |  | 2019 | [6 empty] | 145.719 | U.S. Energy Information Administration |  |  |  |  | 121.4 | HYDRO-V1 | HYDRO-V1 | HYDRO-V1 | HYDRO-V1 | HYDRO-V1
USA | United States of America | Jacksonville Solar |  | USA0057202 | 15 | 30.3207 | -81.9564 | Solar |  |  |  | 2010.0 | Jacksonville Solar LLC | U.S. Energy Information Administration | http://www.eia.gov/electricity/data/browser/ | U.S. Energy Information Administration | 63240 | 2019 | 21.397000000000002 | 21.048000000000002 | 20.005 | 20.587 | 20.335 | 17.67 | 18.314 | U.S. Energy Information Administration | 29.31 | 28.93 | 27.90 | 26.22 | 29.86 | HYDRO-V1 | HYDRO-V1 | HYDRO-V1 | HYDRO-V1 | HYDRO-V1
USA | United States of America | Suwannee Solar Facility |  | USA0060788 | 8.8 | 30.3763 | -83.1741 | Solar |  |  |  | 2017.0 | Duke Energy Florida LLC | U.S. Energy Information Administration | http://www.eia.gov/electricity/data/browser/ | U.S. Energy Information Administration |  | 2019 |  |  |  |  | 1.871 | 14.767 | 18.748 | U.S. Energy Information Administration |  |  |  |  | 14.33 | NO-ESTIMATION | NO-ESTIMATION | NO-ESTIMATION | SOLAR-V1 | SOLAR-V1
USA | United States of America | CoTAL Solar Farm |  | USA0060582 | 20 | 30.3793 | -84.3539 | Solar |  |  |  | 2018.0 | FL Solar 1 LLC | U.S. Energy Information Administration | http://www.eia.gov/electricity/data/browser/ | U.S. Energy Information Administration |  | 2019 |  |  |  |  | 3.005 | 37.533 | 38.07 | U.S. Energy Information Administration |  |  |  |  | 32.59 | NO-ESTIMATION | NO-ESTIMATION | NO-ESTIMATION | NO-ESTIMATION | CAPACITY-FACTOR-V1
USA | United States of America | Gulfport Naval Base CSG PV System |  | USA0061208 | 3.5 | 30.3799 | -89.1192 | Solar |  |  |  | 2017.0 | WGL Energy Systems Inc | U.S. Energy Information Administration | http://www.eia.gov/electricity/data/browser/ | U.S. Energy Information Administration |  | 2019 |  |  |  |  | 5.843 | 6.128 | 5.325 | U.S. Energy Information Administration |  |  |  |  | 5.7 | NO-ESTIMATION | NO-ESTIMATION | NO-ESTIMATION | NO-ESTIMATION | CAPACITY-FACTOR-V1
USA | United States of America | Gulf Coast Solar Center II |  | USA0059690 | 40 | 30.4308 | -86.8952 | Solar |  |  |  | 2017.0 | Gulf Coast Solar Center II (CA) | U.S. Energy Information Administration | http://www.eia.gov/electricity/data/browser/ | U.S. Energy Information Administration |  | 2019 |  |  |  |  | 11.108 | 77.212 | 78.572 | U.S. Energy Information Administration |  |  |  |  | 65.18 | NO-ESTIMATION | NO-ESTIMATION | NO-ESTIMATION | NO-ESTIMATION | CAPACITY-FACTOR-V1
USA | United States of America | Hamilton Solar Power Plant |  | USA0061807 | 74.9 | 30.4443 | -83.1869 | Solar |  |  |  | 2019.0 | Duke Energy Florida LLC | U.S. Energy Information Administration | http://www.eia.gov/electricity/data/browser/ | U.S. Energy Information Administration |  | 2019 | [5 empty] | 0.8170000000000001 | 180.635 | U.S. Energy Information Administration |  |  |  |  | 122.05 | HYDRO-V1 | HYDRO-V1 | HYDRO-V1 | HYDRO-V1 | HYDRO-V1
USA | United States of America | SolaireHolman Solar Project |  | USA0060989 | 50 | 30.4551 | -103.4747 | Solar |  |  |  | 2017.0 | SolaireHolman 1 LLC | U.S. Energy Information Administration | http://www.eia.gov/electricity/data/browser/ | U.S. Energy Information Administration |  | 2019 |  |  |  |  | 73.07600000000001 | 106.012 | 121.24 | U.S. Energy Information Administration |  |  |  |  | 81.47 | NO-ESTIMATION | NO-ESTIMATION | NO-ESTIMATION | SOLAR-V1 | SOLAR-V1
USA | United States of America | Gulf Coast Solar Center III |  | USA0059691 | 50 | 30.4704 | -87.3352 | Solar |  |  |  | 2017.0 | Gulf Coast Solar Center III (CA) | U.S. Energy Information Administration | http://www.eia.gov/electricity/data/browser/ | U.S. Energy Information Administration |  | 2019 |  |  |  |  | 13.687000000000001 | 93.23 | 94.74 | U.S. Energy Information Administration |  |  |  |  | 81.47 | NO-ESTIMATION | NO-ESTIMATION | NO-ESTIMATION | SOLAR-V1 | SOLAR-V1
USA | United States of America | Starratt Solar |  | USA0062940 | 5 | 30.4944 | -81.6006 | Solar |  |  |  | 2018.0 | C2 Starratt Solar LLC | U.S. Energy Information Administration | http://www.eia.gov/electricity/data/browser/ | U.S. Energy Information Administration |  | 2019 | [6 empty] | 9.579 | U.S. Energy Information Administration |  |  |  |  | 8.14 | HYDRO-V1 | HYDRO-V1 | HYDRO-V1 | HYDRO-V1 | HYDRO-V1
USA | United States of America | Gulf Coast Solar Center I |  | USA0059689 | 30 | 30.5154 | -86.5184 | Solar |  |  |  | 2017.0 | Gulf Coast Solar Center I (CA) | U.S. Energy Information Administration | http://www.eia.gov/electricity/data/browser/ | U.S. Energy Information Administration |  | 2019 |  |  |  |  | 34.533 | 56.572 | 59.06 | U.S. Energy Information Administration |  |  |  |  | 48.88 | HYDRO-V1 | HYDRO-V1 | HYDRO-V1 | HYDRO-V1 | HYDRO-V1
USA | United States of America | AEP Jacksonville Solar Project |  | USA0061388 | 7.1 | 30.5236 | -81.6864 | Solar |  |  |  | 2017.0 | AEP Onsite Partners | U.S. Energy Information Administration | http://www.eia.gov/electricity/data/browser/ | U.S. Energy Information Administration |  | 2019 |  |  |  |  | 8.259 | 10.066 | 14.562 | U.S. Energy Information Administration |  |  |  |  | 11.56 | HYDRO-V1 | HYDRO-V1 | HYDRO-V1 | HYDRO-V1 | HYDRO-V1
USA | United States of America | IKEA Round Rock 027 |  | USA0058013 | 1.4 | 30.5570 | -97.6903 | Solar |  |  |  | 2012.0 | IKEA Property Inc | U.S. Energy Information Administration | http://www.eia.gov/electricity/data/browser/ | U.S. Energy Information Administration |  | 2019 | 2.3294699999999997 | 2.26413 | 2.01168 | 1.996 | 1.86 | 1.7770000000000001 | 1.466 | U.S. Energy Information Administration | 2.72 | 2.70 | 2.73 | 2.41 | 2.12 | NO-ESTIMATION | NO-ESTIMATION | NO-ESTIMATION | NO-ESTIMATION | NO-ESTIMATION
USA | United States of America | Buckthorn Westex |  | USA0060044 | 202 | 30.5755 | -102.5513 | Solar |  |  |  | 2018.0 | Buckthorn Westex LLC | U.S. Energy Information Administration | http://www.eia.gov/electricity/data/browser/ | U.S. Energy Information Administration |  | 2019 | [5 empty] | 198.02 | 264.79 | U.S. Energy Information Administration |  |  |  |  | 329.16 | SOLAR-V1-NO-AGE | SOLAR-V1-NO-AGE | SOLAR-V1-NO-AGE | SOLAR-V1-NO-AGE | SOLAR-V1-NO-AGE
USA | United States of America | Valdosta |  | USA0060448 | 1 | 30.8101 | -83.2260 | Solar |  |  |  | 2013.0 | Terraform Arcadia | U.S. Energy Information Administration | http://www.eia.gov/electricity/data/browser/ | U.S. Energy Information Administration | 21127 | 2019 |  |  |  | 1.826 | 1.77 | 1.678 | 1.522 | U.S. Energy Information Administration |  | 1.83 | 1.94 | 1.87 | 1.85 | HYDRO-V1 | HYDRO-V1 | HYDRO-V1 | HYDRO-V1 | HYDRO-V1
USA | United States of America | Kings Bay Solar Facility |  | USA0059864 | 30 | 30.8349 | -81.5636 | Solar |  |  |  | 2017.0 | Georgia Power Co | U.S. Energy Information Administration | http://www.eia.gov/electricity/data/browser/ | U.S. Energy Information Administration | 68809 | 2019 |  |  |  | 3.64 | 59.697 | 55.206 | 59.43 | U.S. Energy Information Administration |  |  |  |  | 48.88 | SOLAR-V1-NO-AGE | SOLAR-V1-NO-AGE | SOLAR-V1-NO-AGE | SOLAR-V1-NO-AGE | SOLAR-V1-NO-AGE
USA | United States of America | Quitman Solar |  | USA0062584 | 150 | 30.8490 | -83.6433 | Solar |  |  |  | 2020.0 | Quitman Solar LLC | U.S. Energy Information Administration | http://www.eia.gov/electricity/data/browser/ | U.S. Energy Information Administration |  | 2019 | [6 empty] | 19.146 | U.S. Energy Information Administration |  |  |  |  | 244.43 | NO-ESTIMATION | NO-ESTIMATION | NO-ESTIMATION | NO-ESTIMATION | NO-ESTIMATION
USA | United States of America | Lampwick |  | USA0061872 | 7.5 | 30.8722 | -99.5373 | Solar |  |  |  | 2019.0 | Cypress Creek Renewables | U.S. Energy Information Administration | http://www.eia.gov/electricity/data/browser/ | U.S. Energy Information Administration |  | 2019 | [6 empty] | 0 | U.S. Energy Information Administration |  |  |  |  | 12.22 | NO-ESTIMATION | NO-ESTIMATION | NO-ESTIMATION | NO-ESTIMATION | CAPACITY-FACTOR-V1
USA | United States of America | Valdosta Prison |  | USA0061468 | 1 | 30.9000 | -83.3000 | Solar |  |  |  | 2017.0 | IGS ORIX Solar I LLC | U.S. Energy Information Administration | http://www.eia.gov/electricity/data/browser/ | U.S. Energy Information Administration |  | 2019 |  |  |  |  | 0.684 | 2.102 | 2.056 | U.S. Energy Information Administration |  |  |  |  | 1.62 | NO-ESTIMATION | NO-ESTIMATION | NO-ESTIMATION | NO-ESTIMATION | CAPACITY-FACTOR-V1
USA | United States of America | Barilla Solar |  | USA0058710 | 30.2 | 30.9600 | -103.3500 | Solar |  |  |  | 2015.0 | First Solar Asset Management | U.S. Energy Information Administration | http://www.eia.gov/electricity/data/browser/ | U.S. Energy Information Administration | 67736 | 2019 |  |  | 33.883 | 60.923 | 45.043 | 47.563 | 57.74 | U.S. Energy Information Administration |  |  |  | 64.51 | 74.67 | SOLAR-V1-NO-AGE | SOLAR-V1-NO-AGE | SOLAR-V1-NO-AGE | SOLAR-V1-NO-AGE | SOLAR-V1-NO-AGE
USA | United States of America | RE Roserock |  | USA0059994 | 160 | 30.9602 | -103.3067 | Solar |  |  |  | 2016.0 | Southern Power Co | U.S. Energy Information Administration | http://www.eia.gov/electricity/data/browser/ | U.S. Energy Information Administration | 69882 | 2019 |  |  |  | 26.825 | 396.39 | 252.285 | 384.95 | U.S. Energy Information Administration |  |  |  |  | 393.78 | SOLAR-V1-NO-AGE | SOLAR-V1-NO-AGE | SOLAR-V1-NO-AGE | SOLAR-V1-NO-AGE | SOLAR-V1-NO-AGE
USA | United States of America | Decatur County Solar Project |  | USA0059449 | 20 | 30.9650 | -84.6261 | Solar |  |  |  | 2016.0 | Southern Power Co | U.S. Energy Information Administration | http://www.eia.gov/electricity/data/browser/ | U.S. Energy Information Administration |  | 2019 |  |  | 0.067 | 46.465 | 43.93 | 40.872 | 43.053 | U.S. Energy Information Administration |  |  |  |  | 45.8 | HYDRO-V1 | HYDRO-V1 | HYDRO-V1 | HYDRO-V1 | HYDRO-V1
USA | United States of America | Pearl Solar |  | USA0060682 | 50 | 30.9878 | -102.2683 | Solar |  |  |  | 2017.0 | BHE Renewables LLC | U.S. Energy Information Administration | http://www.eia.gov/electricity/data/browser/ | U.S. Energy Information Administration |  | 2019 |  |  |  |  | 33.277 | 110.398 | 104.303 | U.S. Energy Information Administration |  |  |  |  | 81.47 | SOLAR-V1-NO-AGE | SOLAR-V1-NO-AGE | SOLAR-V1-NO-AGE | SOLAR-V1-NO-AGE | SOLAR-V1-NO-AGE
USA | United States of America | Oil Dri 2 Solar |  | USA0062882 | 1.4 | 30.9910 | -84.0660 | Solar |  |  |  | 2019.0 | Westbound Solar LLC | U.S. Energy Information Administration | http://www.eia.gov/electricity/data/browser/ | U.S. Energy Information Administration |  | 2019 | [6 empty] | 1.898 | U.S. Energy Information Administration |  |  |  |  | 2.28 | SOLAR-V1-NO-AGE | SOLAR-V1-NO-AGE | SOLAR-V1-NO-AGE | SOLAR-V1-NO-AGE | SOLAR-V1-NO-AGE
USA | United States of America | Decatur Parkway Solar Project LLC |  | USA0059450 | 80 | 30.9919 | -84.6339 | Solar |  |  |  | 2016.0 | Southern Power Co | U.S. Energy Information Administration | http://www.eia.gov/electricity/data/browser/ | U.S. Energy Information Administration | 68807 | 2019 |  |  | 0.176 | 198.822 | 185.46 | 175.16 | 184.912 | U.S. Energy Information Administration |  |  |  |  | 181.9 | SOLAR-V1-NO-AGE | SOLAR-V1-NO-AGE | SOLAR-V1-NO-AGE | SOLAR-V1-NO-AGE | SOLAR-V1-NO-AGE
USA | United States of America | Alamo 6 |  | USA0059206 | 105 | 30.9931 | -102.2708 | Solar |  |  |  | 2017.0 | BHE Renewables LLC | U.S. Energy Information Administration | http://www.eia.gov/electricity/data/browser/ | U.S. Energy Information Administration |  | 2019 |  |  |  |  | 262.216 | 263.666 | 253.139 | U.S. Energy Information Administration |  |  |  |  | 171.1 | SOLAR-V1-NO-AGE | SOLAR-V1-NO-AGE | SOLAR-V1-NO-AGE | SOLAR-V1-NO-AGE | SOLAR-V1-NO-AGE
USA | United States of America | Midway Solar - TX |  | USA0061368 | 182 | 30.9955 | -102.2235 | Solar |  |  |  | 2019.0 | MIdway Solar | U.S. Energy Information Administration | http://www.eia.gov/electricity/data/browser/ | U.S. Energy Information Administration |  | 2019 | [5 empty] | 9.399000000000001 | 333.604 | U.S. Energy Information Administration |  |  |  |  | 296.57 | NO-ESTIMATION | NO-ESTIMATION | NO-ESTIMATION | SOLAR-V1 | SOLAR-V1
USA | United States of America | East Pecos Solar |  | USA0060436 | 118.5 | 31.0009 | -102.2817 | Solar |  |  |  | 2017.0 | Southern Power Co | U.S. Energy Information Administration | http://www.eia.gov/electricity/data/browser/ | U.S. Energy Information Administration |  | 2019 |  |  |  |  | 241.679 | 294.444 | 290.989 | U.S. Energy Information Administration |  |  |  |  | 193.1 | NO-ESTIMATION | NO-ESTIMATION | NO-ESTIMATION | NO-ESTIMATION | NO-ESTIMATION
USA | United States of America | Lakeland Solar Energy LLC |  | USA0058572 | 1.8 | 31.0269 | -83.0550 | Solar |  |  |  | 2014.0 | Invenergy Services LLC | U.S. Energy Information Administration | http://www.eia.gov/electricity/data/browser/ | U.S. Energy Information Administration |  | 2019 | 0.03 | 2.942 | 3.975 | 4.768 | 4.236 | 3.9610000000000003 | 3.843 | U.S. Energy Information Administration |  |  | 3.55 | 3.67 | 3.47 | HYDRO-V1 | HYDRO-V1 | HYDRO-V1 | HYDRO-V1 | HYDRO-V1
USA | United States of America | Vidalia Water Treatment Plant |  | USA0060515 | 1 | 31.0503 | -83.3947 | Solar |  |  |  | 2014.0 | Terraform Arcadia | U.S. Energy Information Administration | http://www.eia.gov/electricity/data/browser/ | U.S. Energy Information Administration |  | 2019 | [6 empty] | 0.926 | U.S. Energy Information Administration |  |  |  |  | 1.62 | HYDRO-V1 | HYDRO-V1 | HYDRO-V1 | HYDRO-V1 | HYDRO-V1
USA | United States of America | Seminole |  | USA0060514 | 1.6 | 31.0651 | -84.9317 | Solar |  |  |  | 2014.0 | Terraform Arcadia | U.S. Energy Information Administration | http://www.eia.gov/electricity/data/browser/ | U.S. Energy Information Administration |  | 2019 |  |  |  | 3.098 | 2.966 | 2.637 | 1.277 | U.S. Energy Information Administration |  |  | 2.94 | 3.29 | 3.26 | NO-ESTIMATION | NO-ESTIMATION | NO-ESTIMATION | NO-ESTIMATION | NO-ESTIMATION
USA | United States of America | Phantom Solar |  | USA0060774 | 15.4 | 31.1150 | -97.8451 | Solar |  |  |  | 2017.0 | Phantom Solar LLC | U.S. Energy Information Administration | http://www.eia.gov/electricity/data/browser/ | U.S. Energy Information Administration |  | 2019 |  |  |  |  | 16.976 | 23.798000000000002 | 20.674 | U.S. Energy Information Administration |  |  |  |  | 25.09 | NO-ESTIMATION | NO-ESTIMATION | NO-ESTIMATION | SOLAR-V1 | SOLAR-V1
USA | United States of America | Georgia Power at Jakin GA PV |  | USA0061397 | 1.5 | 31.1380 | -85.0310 | Solar |  |  |  | 2018.0 | Constellation Solar Georgia 2 LLC | U.S. Energy Information Administration | http://www.eia.gov/electricity/data/browser/ | U.S. Energy Information Administration |  | 2019 |  |  |  |  | 0.057 | 2.878 | 3.073 | U.S. Energy Information Administration |  |  |  |  | 2.44 | NO-ESTIMATION | NO-ESTIMATION | NO-ESTIMATION | NO-ESTIMATION | CAPACITY-FACTOR-V1
USA | United States of America | Camilla Solar Plant |  | USA0058892 | 16 | 31.1839 | -84.1319 | Solar |  |  |  | 2013.0 | Axium US Solar Holdings LLC | U.S. Energy Information Administration | http://www.eia.gov/electricity/data/browser/ | U.S. Energy Information Administration | 67791 | 2019 | 2.993 | 32.012 | 29.077 | 31.67 | 30.008 | 27.491 | 27.556 | U.S. Energy Information Administration |  | 29.30 | 32.28 | 34.57 | 36.21 | NO-ESTIMATION | NO-ESTIMATION | NO-ESTIMATION | NO-ESTIMATION | CAPACITY-FACTOR-V1
USA | United States of America | OE_GA3 |  | USA0063350 | 57.5 | 31.1962 | -84.1475 | Solar |  |  |  | 2020.0 | GA Solar 3 LLC | U.S. Energy Information Administration | http://www.eia.gov/electricity/data/browser/ | U.S. Energy Information Administration |  | 2019 | [6 empty] | 5.713 | U.S. Energy Information Administration |  |  |  |  | 93.69 | SOLAR-V1-NO-AGE | SOLAR-V1-NO-AGE | SOLAR-V1-NO-AGE | SOLAR-V1-NO-AGE | SOLAR-V1-NO-AGE
USA | United States of America | Upton County Solar |  | USA0060581 | 150 | 31.2418 | -102.2903 | Solar |  |  |  | 2018.0 | Consolidated Edison Development Inc. | U.S. Energy Information Administration | http://www.eia.gov/electricity/data/browser/ | U.S. Energy Information Administration |  | 2019 |  |  |  |  | 21.965 | 397.803 | 403.654 | U.S. Energy Information Administration |  |  |  |  | 244.43 | NO-ESTIMATION | NO-ESTIMATION | NO-ESTIMATION | NO-ESTIMATION | CAPACITY-FACTOR-V1
USA | United States of America | Solar Glynn |  | USA0060469 | 18 | 31.2500 | -81.4330 | Solar |  |  |  | 2017.0 | Cypress Creek Renewables | U.S. Energy Information Administration | http://www.eia.gov/electricity/data/browser/ | U.S. Energy Information Administration |  | 2019 |  |  |  | 0.0 | 32.272 | 31.316 | 31.274 | U.S. Energy Information Administration |  |  |  |  | 29.33 | SOLAR-V1-NO-AGE | SOLAR-V1-NO-AGE | SOLAR-V1-NO-AGE | SOLAR-V1-NO-AGE | SOLAR-V1-NO-AGE
USA | United States of America | Castle Gap Solar Hybrid |  | USA0060123 | 189.9 | 31.2550 | -102.2720 | Solar | Storage |  |  | 2018.0521327014217 | Upton County Solar 2 LLC | U.S. Energy Information Administration | http://www.eia.gov/electricity/data/browser/ | U.S. Energy Information Administration |  | 2019 | [5 empty] | 300.193 | 432.234 | U.S. Energy Information Administration |  |  |  |  | 309.45 | NO-ESTIMATION | NO-ESTIMATION | NO-ESTIMATION | NO-ESTIMATION | CAPACITY-FACTOR-V1
USA | United States of America | Hattiesburg Solar Farm |  | USA0060552 | 50 | 31.2758 | -89.3012 | Solar |  |  |  | 2017.0 | Hattiesburg Farm LLC | U.S. Energy Information Administration | http://www.eia.gov/electricity/data/browser/ | U.S. Energy Information Administration |  | 2019 |  |  |  |  | 13.146 | 90.294 | 91.674 | U.S. Energy Information Administration |  |  |  |  | 81.47 | NO-ESTIMATION | NO-ESTIMATION | NO-ESTIMATION | NO-ESTIMATION | CAPACITY-FACTOR-V1
USA | United States of America | Marlin Solar |  | USA0061513 | 5.3 | 31.2867 | -96.8772 | Solar |  |  |  | 2018.0 | Cypress Creek Renewables | U.S. Energy Information Administration | http://www.eia.gov/electricity/data/browser/ | U.S. Energy Information Administration |  | 2019 |  |  |  |  | 0.0 | 9.402000000000001 | 10.567 | U.S. Energy Information Administration |  |  |  |  | 8.63 | NO-ESTIMATION | NO-ESTIMATION | NO-ESTIMATION | NO-ESTIMATION | CAPACITY-FACTOR-V1
USA | United States of America | Eddy II |  | USA0061874 | 10 | 31.2912 | -97.2607 | Solar |  |  |  | 2018.0 | Cypress Creek Renewables | U.S. Energy Information Administration | http://www.eia.gov/electricity/data/browser/ | U.S. Energy Information Administration |  | 2019 | [5 empty] | 0.419 | 18.324 | U.S. Energy Information Administration |  |  |  |  | 16.29 | NO-ESTIMATION | NO-ESTIMATION | NO-ESTIMATION | NO-ESTIMATION | CAPACITY-FACTOR-V1
USA | United States of America | Denver Braswell PV |  | USA0061441 | 1.4 | 31.3000 | -83.8000 | Solar |  |  |  | 2017.0 | IGS ORIX Solar I LLC | U.S. Energy Information Administration | http://www.eia.gov/electricity/data/browser/ | U.S. Energy Information Administration |  | 2019 |  |  |  |  | 0.787 | 0.606 | 2.886 | U.S. Energy Information Administration |  |  |  |  | 2.28 | NO-ESTIMATION | NO-ESTIMATION | NO-ESTIMATION | NO-ESTIMATION | CAPACITY-FACTOR-V1
USA | United States of America | Fort Rucker Solar Array |  | USA0060679 | 10.6 | 31.3311 | -85.7302 | Solar |  |  |  | 2017.0000000000002 | Alabama Power Co | U.S. Energy Information Administration | http://www.eia.gov/electricity/data/browser/ | U.S. Energy Information Administration |  | 2019 |  |  |  |  | 16.206 | 13.376 | 14.223 | U.S. Energy Information Administration |  |  |  |  | 17.27 | NO-ESTIMATION | NO-ESTIMATION | NO-ESTIMATION | NO-ESTIMATION | CAPACITY-FACTOR-V1
USA | United States of America | Sumrall II Solar Farm |  | USA0060303 | 52 | 31.3971 | -89.4859 | Solar |  |  |  | 2018.0 | MS Solar 3 LLC | U.S. Energy Information Administration | http://www.eia.gov/electricity/data/browser/ | U.S. Energy Information Administration |  | 2019 |  |  |  |  | 4.019 | 108.749 | 101.175 | U.S. Energy Information Administration |  |  |  |  | 84.73 | NO-ESTIMATION | NO-ESTIMATION | NO-ESTIMATION | NO-ESTIMATION | CAPACITY-FACTOR-V1
USA | United States of America | Sumrall I Solar Farm |  | USA0060306 | 52 | 31.4035 | -89.4976 | Solar |  |  |  | 2017.0 | MS Solar 2 LLC | U.S. Energy Information Administration | http://www.eia.gov/electricity/data/browser/ | U.S. Energy Information Administration |  | 2019 |  |  |  |  | 58.235 | 116.156 | 109.351 | U.S. Energy Information Administration |  |  |  |  | 84.73 | NO-ESTIMATION | NO-ESTIMATION | NO-ESTIMATION | NO-ESTIMATION | CAPACITY-FACTOR-V1
USA | United States of America | SR Arlington II |  | USA0062367 | 102.5 | 31.4155 | -84.8307 | Solar |  |  |  | 2019.0 | SR Arlington II LLC | U.S. Energy Information Administration | http://www.eia.gov/electricity/data/browser/ | U.S. Energy Information Administration |  | 2019 | [6 empty] | 16.653 | U.S. Energy Information Administration |  |  |  |  | 167.02 | SOLAR-V1-NO-AGE | SOLAR-V1-NO-AGE | SOLAR-V1-NO-AGE | SOLAR-V1-NO-AGE | SOLAR-V1-NO-AGE
USA | United States of America | West of the Pecos Solar |  | USA0062415 | 100 | 31.4308 | -103.7289 | Solar |  |  |  | 2020.0 | RWE Renewables Americas LLC | U.S. Energy Information Administration | http://www.eia.gov/electricity/data/browser/ | U.S. Energy Information Administration |  | 2019 | [6 empty] | 5.765 | U.S. Energy Information Administration |  |  |  |  | 162.95 | NO-ESTIMATION | NO-ESTIMATION | NO-ESTIMATION | NO-ESTIMATION | CAPACITY-FACTOR-V1
USA | United States of America | Griffin Solar |  | USA0062953 | 5 | 31.4741 | -97.1412 | Solar |  |  |  | 2019.0 | Cypress Creek Renewables | U.S. Energy Information Administration | http://www.eia.gov/electricity/data/browser/ | U.S. Energy Information Administration |  | 2019 | [6 empty] | 0.656 | U.S. Energy Information Administration |  |  |  |  | 8.14 | SOLAR-V1-NO-AGE | SOLAR-V1-NO-AGE | SOLAR-V1-NO-AGE | SOLAR-V1-NO-AGE | SOLAR-V1-NO-AGE
USA | United States of America | Rio Rico Solar |  | USA0059044 | 6 | 31.5000 | -111.0081 | Solar |  |  |  | 2014.0 | UNS Electric Inc | U.S. Energy Information Administration | http://www.eia.gov/electricity/data/browser/ | U.S. Energy Information Administration |  | 2019 |  | 8.179 | 10.279 | 11.951 | 11.259 | 11.252 | 11.273 | U.S. Energy Information Administration |  |  | 13.84 | 11.55 | 13.98 | NO-ESTIMATION | NO-ESTIMATION | NO-ESTIMATION | NO-ESTIMATION | CAPACITY-FACTOR-V1
USA | United States of America | Dougherty County Solar LLC |  | USA0062375 | 120 | 31.5120 | -84.0445 | Solar |  |  |  | 2020.0 | Dougherty County Solar LLC | U.S. Energy Information Administration | http://www.eia.gov/electricity/data/browser/ | U.S. Energy Information Administration |  | 2019 | [6 empty] | 14 | U.S. Energy Information Administration |  |  |  |  | 195.54 | SOLAR-V1-NO-AGE | SOLAR-V1-NO-AGE | SOLAR-V1-NO-AGE | SOLAR-V1-NO-AGE | SOLAR-V1-NO-AGE
USA | United States of America | Fort Huachuca Solar PV Project |  | USA0058972 | 17.7 | 31.5553 | -110.3500 | Solar |  |  |  | 2015.463276836158 | Tucson Electric Power Co | U.S. Energy Information Administration | http://www.eia.gov/electricity/data/browser/ | U.S. Energy Information Administration | 68467 | 2019 |  | 0.0 | 29.54 | 31.257 | 36.639 | 35.988 | 37.307 | U.S. Energy Information Administration |  |  |  | 37.35 | 47.19 | HYDRO-V1 | HYDRO-V1 | HYDRO-V1 | HYDRO-V1 | HYDRO-V1
USA | United States of America | Marine Corps Logistics Base Solar |  | USA0059876 | 31 | 31.5607 | -84.0933 | Solar |  |  |  | 2018.0 | Georgia Power Co | U.S. Energy Information Administration | http://www.eia.gov/electricity/data/browser/ | U.S. Energy Information Administration |  | 2019 | [5 empty] | 48.929 | 58.606 | U.S. Energy Information Administration |  |  |  |  | 50.51 | NO-ESTIMATION | NO-ESTIMATION | NO-ESTIMATION | NO-ESTIMATION | NO-ESTIMATION
USA | United States of America | Roadrunner Solar |  | USA0057338 | 20.2 | 31.7928 | -106.6733 | Solar |  |  |  | 2011.0 | NRG Solar Roadrunner | U.S. Energy Information Administration | http://www.eia.gov/electricity/data/browser/ | U.S. Energy Information Administration | 59878 | 2019 | 52.977000000000004 | 51.428000000000004 | 50.526 | 52.367000000000004 | 52.234 | 49.503 | 51.221 | U.S. Energy Information Administration | 42.26 | 42.80 | 41.52 | 36.14 | 40.24 | HYDRO-V1 | HYDRO-V1 | HYDRO-V1 | HYDRO-V1 | HYDRO-V1
USA | United States of America | SR Hazlehurst |  | USA0059535 | 20 | 31.8103 | -82.5750 | Solar |  |  |  | 2015.0 | SR Hazlehurst LLC | U.S. Energy Information Administration | http://www.eia.gov/electricity/data/browser/ | U.S. Energy Information Administration |  | 2019 |  |  | 4.174 | 38.667 | 38.728 | 37.459 | 38.189 | U.S. Energy Information Administration |  |  |  | 42.99 | 45.05 | HYDRO-V1 | HYDRO-V1 | HYDRO-V1 | HYDRO-V1 | HYDRO-V1
USA | United States of America | Montana Solar Facility |  | USA0060300 | 3 | 31.8131 | -106.2189 | Solar |  |  |  | 2017.0 | El Paso Electric Co | U.S. Energy Information Administration | http://www.eia.gov/electricity/data/browser/ | U.S. Energy Information Administration |  | 2019 |  |  |  |  | 4.851 | 8.417 | 8.353 | U.S. Energy Information Administration |  |  |  |  | 4.88 | HYDRO-V1 | HYDRO-V1 | HYDRO-V1 | HYDRO-V1 | HYDRO-V1
USA | United States of America | Hazlehurst II |  | USA0060554 | 52.5 | 31.8194 | -82.6022 | Solar |  |  |  | 2017.0 | SR South Loving LLC | U.S. Energy Information Administration | http://www.eia.gov/electricity/data/browser/ | U.S. Energy Information Administration | 70005 | 2019 |  |  |  | 4.007 | 102.13 | 117.864 | 108.582 | U.S. Energy Information Administration |  |  |  |  | 85.55 | HYDRO-V1 | HYDRO-V1 | HYDRO-V1 | HYDRO-V1 | HYDRO-V1
USA | United States of America | McCleskey Cotton |  | USA0062878 | 1.9 | 31.8251 | -84.3856 | Solar |  |  |  | 2019.0 | Westbound Solar LLC | U.S. Energy Information Administration | http://www.eia.gov/electricity/data/browser/ | U.S. Energy Information Administration |  | 2019 | [6 empty] | 2.084 | U.S. Energy Information Administration |  |  |  |  | 3.09 | NO-ESTIMATION | NO-ESTIMATION | NO-ESTIMATION | NO-ESTIMATION | NO-ESTIMATION
USA | United States of America | Fort Bliss (DEA EPIC) |  | USA0061887 | 2 | 31.8300 | -106.3729 | Solar |  |  |  | 2018.0 | Ameresco Federal Solutions | U.S. Energy Information Administration | http://www.eia.gov/electricity/data/browser/ | U.S. Energy Information Administration |  | 2019 | [5 empty] | 1.556 | 4.298 | U.S. Energy Information Administration |  |  |  |  | 3.25 | HYDRO-V1 | HYDRO-V1 | HYDRO-V1 | HYDRO-V1 | HYDRO-V1
USA | United States of America | Hazlehurst III |  | USA0062057 | 40 | 31.8325 | -82.6021 | Solar |  |  |  | 2020.0 | SR Hazlehurst III LLC | U.S. Energy Information Administration | http://www.eia.gov/electricity/data/browser/ | U.S. Energy Information Administration |  | 2019 | [6 empty] | 7.817 | U.S. Energy Information Administration |  |  |  |  | 65.18 | NO-ESTIMATION | NO-ESTIMATION | NO-ESTIMATION | NO-ESTIMATION | NO-ESTIMATION
USA | United States of America | Phoebe Solar |  | USA0061906 | 250 | 31.8434 | -102.8683 | Solar |  |  |  | 2019.0 | Phoebe Energy Project LLC | U.S. Energy Information Administration | http://www.eia.gov/electricity/data/browser/ | U.S. Energy Information Administration |  | 2019 | [6 empty] | 191.401 | U.S. Energy Information Administration |  |  |  |  | 407.38 | HYDRO-V1 | HYDRO-V1 | HYDRO-V1 | HYDRO-V1 | HYDRO-V1
USA | United States of America | Columbus Solar Project |  | USA0061165 | 1.9 | 31.8667 | -107.5875 | Solar |  |  |  | 2018.0 | New Mexico Renewable Development LLC | U.S. Energy Information Administration | http://www.eia.gov/electricity/data/browser/ | U.S. Energy Information Administration |  | 2019 |  |  |  |  | 0.96 | 5.14 | 5.127 | U.S. Energy Information Administration |  |  |  |  | 3.09 | HYDRO-V1 | HYDRO-V1 | HYDRO-V1 | HYDRO-V1 | HYDRO-V1
USA | United States of America | Bluebell Solar |  | USA0060789 | 30 | 31.8700 | -100.8280 | Solar |  |  |  | 2018.0 | Bluebell Solar LLC | U.S. Energy Information Administration | http://www.eia.gov/electricity/data/browser/ | U.S. Energy Information Administration |  | 2019 | [5 empty] | 7.228 | 76.762 | U.S. Energy Information Administration |  |  |  |  | 48.88 | HYDRO-V1 | HYDRO-V1 | HYDRO-V1 | HYDRO-V1 | HYDRO-V1
USA | United States of America | Fort Stewart Solar Facility |  | USA0059865 | 30 | 31.9047 | -81.5954 | Solar |  |  |  | 2016.0 | Georgia Power Co | U.S. Energy Information Administration | http://www.eia.gov/electricity/data/browser/ | U.S. Energy Information Administration | 68147 | 2019 |  |  |  | 12.104000000000001 | 58.401 | 52.716 | 54.268 | U.S. Energy Information Administration |  |  |  |  | 67.4 | NO-ESTIMATION | NO-ESTIMATION | NO-ESTIMATION | NO-ESTIMATION | NO-ESTIMATION
USA | United States of America | Yellow Jacket |  | USA0061873 | 5 | 31.9338 | -97.6537 | Solar |  |  |  | 2018.0 | Cypress Creek Renewables | U.S. Energy Information Administration | http://www.eia.gov/electricity/data/browser/ | U.S. Energy Information Administration |  | 2019 | [5 empty] | 0.47300000000000003 | 9.21 | U.S. Energy Information Administration |  |  |  |  | 8.14 | NO-ESTIMATION | NO-ESTIMATION | NO-ESTIMATION | NO-ESTIMATION | NO-ESTIMATION
USA | United States of America | Newman Solar |  | USA0059407 | 10.5 | 31.9783 | -106.4275 | Solar |  |  |  | 2015.0 | Newman Solar LLC | U.S. Energy Information Administration | http://www.eia.gov/electricity/data/browser/ | U.S. Energy Information Administration |  | 2019 |  | 0.719 | 27.216 | 28.208000000000002 | 27.5 | 26.326 | 26.993 | U.S. Energy Information Administration |  |  |  | 22.33 | 25.28 | HYDRO-V1 | HYDRO-V1 | HYDRO-V1 | HYDRO-V1 | HYDRO-V1
USA | United States of America | Avalon Solar II |  | USA0060062 | 16 | 32.0009 | -110.9584 | Solar |  |  |  | 2016.0 | Avalon Solar Partners II LLC | U.S. Energy Information Administration | http://www.eia.gov/electricity/data/browser/ | U.S. Energy Information Administration | 67962 | 2019 |  |  |  | 38.231 | 43.996 | 43.262 | 42.797 | U.S. Energy Information Administration |  |  |  |  | 44.11 | HYDRO-V1 | HYDRO-V1 | HYDRO-V1 | HYDRO-V1 | HYDRO-V1
USA | United States of America | Avalon Solar |  | USA0059168 | 29 | 32.0014 | -110.9606 | Solar |  |  |  | 2015.0 | Avalon Solar | U.S. Energy Information Administration | http://www.eia.gov/electricity/data/browser/ | U.S. Energy Information Administration | 67962 | 2019 |  |  | 75.265 | 79.764 | 78.22800000000001 | 77.069 | 73.955 | U.S. Energy Information Administration |  |  |  | 70.74 | 78.76 | HYDRO-V1 | HYDRO-V1 | HYDRO-V1 | HYDRO-V1 | HYDRO-V1
USA | United States of America | SunE EPE1 LLC |  | USA0057986 | 10 | 32.0344 | -106.3410 | Solar |  |  |  | 2012.0 | SunE EPE1 LLC | U.S. Energy Information Administration | http://www.eia.gov/electricity/data/browser/ | U.S. Energy Information Administration |  | 2019 | 26.382 | 27.118000000000002 | 25.963 | 14.41 | 22.882 | 23.240000000000002 | 25.416 | U.S. Energy Information Administration | 20.98 | 19.88 | 19.50 | 18.94 | 16.05 | NO-ESTIMATION | NO-ESTIMATION | NO-ESTIMATION | NO-ESTIMATION | NO-ESTIMATION
USA | United States of America | TPE Whitney Solar LLC |  | USA0063180 | 9.9 | 32.0500 | -97.3500 | Solar |  |  |  | 2018.0 | Alchemy Renewable Energy | U.S. Energy Information Administration | http://www.eia.gov/electricity/data/browser/ | U.S. Energy Information Administration |  | 2019 | [6 empty] | 22.101 | U.S. Energy Information Administration |  |  |  |  | 16.13 | HYDRO-V1 | HYDRO-V1 | HYDRO-V1 | HYDRO-V1 | HYDRO-V1
USA | United States of America | Telfair Thompson |  | USA0062883 | 1.9 | 32.0586 | -82.8718 | Solar |  |  |  | 2019.0 | Westbound Solar LLC | U.S. Energy Information Administration | http://www.eia.gov/electricity/data/browser/ | U.S. Energy Information Administration |  | 2019 | [6 empty] | 4.524 | U.S. Energy Information Administration |  |  |  |  | 3.09 | HYDRO-V1 | HYDRO-V1 | HYDRO-V1 | HYDRO-V1 | HYDRO-V1
USA | United States of America | Sulphur Springs |  | USA0060381 | 20 | 32.0628 | -109.9193 | Solar |  |  |  | 2017.0 | Solar Star Arizona XIII LLC | U.S. Energy Information Administration | http://www.eia.gov/electricity/data/browser/ | U.S. Energy Information Administration |  | 2019 |  |  |  | 4.656 | 52.961 | 54.435 | 51.926 | U.S. Energy Information Administration |  |  |  |  | 32.59 | SOLAR-V1 | SOLAR-V1 | SOLAR-V1 | SOLAR-V1 | SOLAR-V1
USA | United States of America | Apache Solar 1 |  | USA0060964 | 20 | 32.0681 | -109.8904 | Solar |  |  |  | 2017.0 | Arizona Electric Pwr Coop Inc | U.S. Energy Information Administration | http://www.eia.gov/electricity/data/browser/ | U.S. Energy Information Administration |  | 2019 |  |  |  |  | 13.024000000000001 | 49.911 | 52.017 | U.S. Energy Information Administration |  |  |  |  | 32.59 | NO-ESTIMATION | NO-ESTIMATION | NO-ESTIMATION | NO-ESTIMATION | CAPACITY-FACTOR-V1
USA | United States of America | Walnut Springs Solar |  | USA0061370 | 5 | 32.0787 | -97.7685 | Solar |  |  |  | 2017.0 | Cypress Creek Renewables | U.S. Energy Information Administration | http://www.eia.gov/electricity/data/browser/ | U.S. Energy Information Administration |  | 2019 |  |  |  | 0.0 | 10.85 | 11.963000000000001 | 11.921 | U.S. Energy Information Administration |  |  |  |  | 8.14 | NO-ESTIMATION | NO-ESTIMATION | NO-ESTIMATION | NO-ESTIMATION | CAPACITY-FACTOR-V1
USA | United States of America | Richland |  | USA0060513 | 1 | 32.0890 | -84.6635 | Solar |  |  |  | 2014.0 | Terraform Arcadia | U.S. Energy Information Administration | http://www.eia.gov/electricity/data/browser/ | U.S. Energy Information Administration |  | 2019 | [6 empty] | 0.926 | U.S. Energy Information Administration |  |  |  |  | 1.62 | NO-ESTIMATION | NO-ESTIMATION | NO-ESTIMATION | NO-ESTIMATION | CAPACITY-FACTOR-V1
USA | United States of America | UASTP I |  | USA0057392 | 1.2 | 32.0970 | -110.8106 | Solar |  |  |  | 2011.0 | Tucson Electric Power Co | U.S. Energy Information Administration | http://www.eia.gov/electricity/data/browser/ | U.S. Energy Information Administration |  | 2019 | 3.091 | 2.781 | 2.5500000000000003 | 1.4020000000000001 | 2.818 | 2.997 | 2.203 | U.S. Energy Information Administration | 2.49 | 2.53 | 2.50 | 1.55 | 1.89 | NO-ESTIMATION | NO-ESTIMATION | NO-ESTIMATION | NO-ESTIMATION | CAPACITY-FACTOR-V1
USA | United States of America | Tech Park Solar |  | USA0059455 | 5 | 32.0979 | -110.8157 | Solar |  |  |  | 2013.0 | Tech Park Solar LLC | U.S. Energy Information Administration | http://www.eia.gov/electricity/data/browser/ | U.S. Energy Information Administration |  | 2019 |  | 14.095 | 12.583 | 13.055 | 12.993 | 13.385 | 13.302 | U.S. Energy Information Administration |  | 10.93 | 11.13 | 10.61 | 10.21 | NO-ESTIMATION | NO-ESTIMATION | NO-ESTIMATION | NO-ESTIMATION | CAPACITY-FACTOR-V1
USA | United States of America | Cogenra - TEP |  | USA0058832 | 1 | 32.1019 | -110.8133 | Solar |  |  |  | 2014.0 | Terraform Arcadia | U.S. Energy Information Administration | http://www.eia.gov/electricity/data/browser/ | U.S. Energy Information Administration |  | 2019 |  | 0.501 |  | 2.1 | 1.403 | 1.92 | 2.094 | U.S. Energy Information Administration |  |  | 2.20 | 1.76 | 2.1 | HYDRO-V1 | HYDRO-V1 | HYDRO-V1 | HYDRO-V1 | HYDRO-V1
USA | United States of America | Gato Montes Solar LLC |  | USA0058842 | 5 | 32.1028 | -110.8197 | Solar |  |  |  | 2013.0 | Gato Montes Solar LLC | U.S. Energy Information Administration | http://www.eia.gov/electricity/data/browser/ | U.S. Energy Information Administration |  | 2019 | 9.873 | 10.249 | 9.605 | 9.973 | 9.666 | 8.9 | 8.499 | U.S. Energy Information Administration |  | 10.96 | 11.13 | 10.61 | 10.21 | HYDRO-V1 | HYDRO-V1 | HYDRO-V1 | HYDRO-V1 | HYDRO-V1
USA | United States of America | Arzon Solar UASTP Solar Power Station |  | USA0057930 | 1.9 | 32.1081 | -110.8247 | Solar |  |  |  | 2011.0 | FRB Solar LLC | U.S. Energy Information Administration | http://www.eia.gov/electricity/data/browser/ | U.S. Energy Information Administration | 69105 | 2019 | 3.0180000000000002 | 1.913 | 1.0090000000000001 | 1.036 | 0.075 | 0.096 |  | U.S. Energy Information Administration | 4.00 | 3.96 | 3.95 | 2.20 | 3.03 | HYDRO-V1 | HYDRO-V1 | HYDRO-V1 | HYDRO-V1 | HYDRO-V1
USA | United States of America | Prairie Fire |  | USA0058171 | 4.5 | 32.1164 | -110.8200 | Solar |  |  |  | 2013.0 | Tucson Electric Power Co | U.S. Energy Information Administration | http://www.eia.gov/electricity/data/browser/ | U.S. Energy Information Administration | 66435 | 2019 | 8.44 | 9.058 | 8.633000000000001 | 8.886000000000001 | 8.971 | 8.233 | 7.064 | U.S. Energy Information Administration |  | 9.14 | 9.50 | 7.75 | 8.44 | NO-ESTIMATION | NO-ESTIMATION | NO-ESTIMATION | NO-ESTIMATION | CAPACITY-FACTOR-V1
USA | United States of America | SPS1 Dollarhide |  | USA0057736 | 10 | 32.1274 | -103.1378 | Solar |  |  |  | 2011.0 | SunE SPS1 LLC | U.S. Energy Information Administration | http://www.eia.gov/electricity/data/browser/ | U.S. Energy Information Administration |  | 2019 | 23.019000000000002 | 22.119 | 21.264 | 11.929 | 19.073 | 17.61 | 19.03 | U.S. Energy Information Administration | 20.33 | 19.95 | 20.52 | 15.22 | 16.25 | NO-ESTIMATION | NO-ESTIMATION | NO-ESTIMATION | NO-ESTIMATION | CAPACITY-FACTOR-V1
USA | United States of America | Red Horse III |  | USA0060285 | 30 | 32.1360 | -110.0513 | Solar |  |  |  | 2016.0 | Red Horse III | U.S. Energy Information Administration | http://www.eia.gov/electricity/data/browser/ | U.S. Energy Information Administration |  | 2019 |  |  |  | 38.278 | 79.348 | 81.22800000000001 | 75.653 | U.S. Energy Information Administration |  |  |  |  | 80.56 | HYDRO-V1 | HYDRO-V1 | HYDRO-V1 | HYDRO-V1 | HYDRO-V1
USA | United States of America | Valencia Solar |  | USA0059454 | 10 | 32.1458 | -110.8669 | Solar |  |  |  | 2013.0 | Valencia Solar LLC | U.S. Energy Information Administration | http://www.eia.gov/electricity/data/browser/ | U.S. Energy Information Administration | 67497 | 2019 |  | 25.14 | 23.224 | 23.552 | 26.409 | 24.922 | 24.677 | U.S. Energy Information Administration |  | 21.42 | 21.46 | 21.36 | 21.92 | NO-ESTIMATION | NO-ESTIMATION | NO-ESTIMATION | NO-ESTIMATION | CAPACITY-FACTOR-V1
USA | United States of America | Pima Community College - East Campus |  | USA0061104 | 1.3 | 32.1461 | -110.9906 | Solar |  |  |  | 2016.9999999999998 | Tesla Inc. | U.S. Energy Information Administration | http://www.eia.gov/electricity/data/browser/ | U.S. Energy Information Administration |  | 2019 |  |  |  |  | 0.447 | 0.0 | 2.952 | U.S. Energy Information Administration |  |  |  |  | 2.9 | HYDRO-V1 | HYDRO-V1 | HYDRO-V1 | HYDRO-V1 | HYDRO-V1
USA | United States of America | Deming Solar Energy Center |  | USA0057575 | 9 | 32.1658 | -107.7506 | Solar |  |  |  | 2011.888888888889 | PNM Resources | U.S. Energy Information Administration | http://www.eia.gov/electricity/data/browser/ | U.S. Energy Information Administration | 66154 | 2019 | 12.236 | 21.136 | 19.996 | 20.864 | 17.638 | 20.161 | 18.781 | U.S. Energy Information Administration | 18.90 | 18.41 | 17.75 | 17.72 | 14.99 | NO-ESTIMATION | NO-ESTIMATION | NO-ESTIMATION | NO-ESTIMATION | CAPACITY-FACTOR-V1
USA | United States of America | Pima Community College |  | USA0062075 | 1.1 | 32.1665 | -110.8167 | Solar |  |  |  | 2019.0 | Tesla Inc. | U.S. Energy Information Administration | http://www.eia.gov/electricity/data/browser/ | U.S. Energy Information Administration |  | 2019 | [5 empty] | 2.798 | 1.702 | U.S. Energy Information Administration |  |  |  |  | 1.79 | NO-ESTIMATION | NO-ESTIMATION | NO-ESTIMATION | NO-ESTIMATION | CAPACITY-FACTOR-V1
USA | United States of America | Davis Monthan AFB (AZ) West Airfield |  | USA0059779 | 12.6 | 32.1736 | -110.8997 | Solar |  |  |  | 2013.9999999999998 | SunE DM LLC | U.S. Energy Information Administration | http://www.eia.gov/electricity/data/browser/ | U.S. Energy Information Administration | 62364 | 2019 |  | 33.048 |  |  |  | 2.536 | 30.156 | U.S. Energy Information Administration |  | 30.28 | 29.95 | 29.69 | 33.95 | NO-ESTIMATION | NO-ESTIMATION | NO-ESTIMATION | NO-ESTIMATION | CAPACITY-FACTOR-V1
USA | United States of America | IKEA Savannah 490 |  | USA0058011 | 1.2 | 32.1775 | -81.1738 | Solar |  |  |  | 2012.0000000000002 | IKEA Property Inc | U.S. Energy Information Administration | http://www.eia.gov/electricity/data/browser/ | U.S. Energy Information Administration |  | 2019 | 1.6533 | 1.3206600000000002 | 1.75428 | 1.955 | 1.7790000000000001 | 1.0010000000000001 | 1.188 | U.S. Energy Information Administration | 2.23 | 2.21 | 2.25 | 2.21 | 1.92 | NO-ESTIMATION | NO-ESTIMATION | NO-ESTIMATION | NO-ESTIMATION | CAPACITY-FACTOR-V1
USA | United States of America | Freeman Avenue |  | USA0062887 | 1.4 | 32.1820 | -84.1476 | Solar |  |  |  | 2019.0 | Westbound Solar LLC | U.S. Energy Information Administration | http://www.eia.gov/electricity/data/browser/ | U.S. Energy Information Administration |  | 2019 | [6 empty] | 1.988 | U.S. Energy Information Administration |  |  |  |  | 2.28 | NO-ESTIMATION | NO-ESTIMATION | NO-ESTIMATION | NO-ESTIMATION | NO-ESTIMATION
USA | United States of America | Actus Lend Lease DMAFB |  | USA0058632 | 3 | 32.1825 | -110.8633 | Solar |  |  |  | 2010.0 | Tesla Inc. | U.S. Energy Information Administration | http://www.eia.gov/electricity/data/browser/ | U.S. Energy Information Administration |  | 2019 | 4.9331700000000005 | 4.56687 | 4.396590000000001 | 4.481 | 4.402 | 4.023 | 3.792 | U.S. Energy Information Administration | 6.28 | 5.90 | 4.89 | 4.56 | 5.33 | NO-ESTIMATION | NO-ESTIMATION | NO-ESTIMATION | NO-ESTIMATION | NO-ESTIMATION
USA | United States of America | SPS2 Jal |  | USA0057737 | 10 | 32.1836 | -103.1831 | Solar |  |  |  | 2011.0 | SunE SPS2 LLC | U.S. Energy Information Administration | http://www.eia.gov/electricity/data/browser/ | U.S. Energy Information Administration |  | 2019 | 23.262 | 22.225 | 21.347 | 12.145 | 18.922 | 19.372 | 19.834 | U.S. Energy Information Administration | 20.33 | 19.95 | 20.52 | 15.22 | 16.25 | NO-ESTIMATION | NO-ESTIMATION | NO-ESTIMATION | NO-ESTIMATION | NO-ESTIMATION
USA | United States of America | SunE EPE2 LLC |  | USA0057985 | 12 | 32.2517 | -106.9133 | Solar |  |  |  | 2012.0 | SunE EPE2 LLC | U.S. Energy Information Administration | http://www.eia.gov/electricity/data/browser/ | U.S. Energy Information Administration |  | 2019 | 33.408 | 32.897 | 30.983 | 32.05 | 31.330000000000002 | 26.709 | 29.12 | U.S. Energy Information Administration | 26.49 | 25.31 | 24.44 | 25.58 | 24.08 | NO-ESTIMATION | NO-ESTIMATION | NO-ESTIMATION | NO-ESTIMATION | CAPACITY-FACTOR-V1
USA | United States of America | Amphitheater High School Solar |  | USA0060684 | 1 | 32.2690 | -110.9750 | Solar |  |  |  | 2017.0 | Constellation Solar Arizona 2 LLC | U.S. Energy Information Administration | http://www.eia.gov/electricity/data/browser/ | U.S. Energy Information Administration |  | 2019 |  |  |  | 0.077 | 2.29 | 2.254 | 2.193 | U.S. Energy Information Administration |  |  |  |  | 1.62 | NO-ESTIMATION | NO-ESTIMATION | NO-ESTIMATION | NO-ESTIMATION | CAPACITY-FACTOR-V1
USA | United States of America | Red Horse 2 |  | USA0058833 | 81 | 32.2861 | -110.0881 | Solar | Wind |  |  | 2015.0 | Red Horse 2 | U.S. Energy Information Administration | http://www.eia.gov/electricity/data/browser/ | U.S. Energy Information Administration | 67685 | 2019 |  |  | 77.03 | 220.108 | 214.236 | 226.106 | 213.103 | U.S. Energy Information Administration |  |  |  | 195.91 | 204.17 | NO-ESTIMATION | NO-ESTIMATION | NO-ESTIMATION | NO-ESTIMATION | CAPACITY-FACTOR-V1
USA | United States of America | Roger Road WWTP |  | USA0057524 | 1.1 | 32.2894 | -111.0331 | Solar |  |  |  | 2009.9999999999998 | SunE M5C Holdings LLC | U.S. Energy Information Administration | http://www.eia.gov/electricity/data/browser/ | U.S. Energy Information Administration | 62553 | 2019 | 2.153 | 2.144 | 1.858 | 1.81 | 1.817 | 1.422 | 1.025 | U.S. Energy Information Administration | 2.33 | 2.11 | 1.78 | 1.75 | 1.98 | SOLAR-V1-NO-AGE | SOLAR-V1-NO-AGE | SOLAR-V1-NO-AGE | SOLAR-V1-NO-AGE | SOLAR-V1-NO-AGE
USA | United States of America | Rincon Solar I |  | USA0060702 | 18.4 | 32.2929 | -81.2844 | Solar |  |  |  | 2017.0 | Rincon Solar I LLC | U.S. Energy Information Administration | http://www.eia.gov/electricity/data/browser/ | U.S. Energy Information Administration | 67651 | 2019 |  |  |  | 4.963 | 35.877 | 31.869 | 29.822 | U.S. Energy Information Administration |  |  |  |  | 29.98 | SOLAR-V1-NO-AGE | SOLAR-V1-NO-AGE | SOLAR-V1-NO-AGE | SOLAR-V1-NO-AGE | SOLAR-V1-NO-AGE
USA | United States of America | MCRD Parris Island PV Hybrid |  | USA0061956 | 17 | 32.3294 | -80.6947 | Solar | Gas | Oil | Storage | 2018.6470588235295 | Ameresco Federal Solutions | U.S. Energy Information Administration | http://www.eia.gov/electricity/data/browser/ | U.S. Energy Information Administration |  | 2019 | [5 empty] | 0.0 | 19.89 | U.S. Energy Information Administration |  |  |  |  | 27.7 | SOLAR-V1-NO-AGE | SOLAR-V1-NO-AGE | SOLAR-V1-NO-AGE | SOLAR-V1-NO-AGE | SOLAR-V1-NO-AGE
USA | United States of America | Pima Community College NW |  | USA0063531 | 1.3 | 32.3435 | -111.0279 | Solar |  |  |  | 2019.0000000000002 | Onyx Asset Services Group | U.S. Energy Information Administration | http://www.eia.gov/electricity/data/browser/ | U.S. Energy Information Administration |  | 2019 | [6 empty] | 2.184 | U.S. Energy Information Administration |  |  |  |  | 2.11 | SOLAR-V1-NO-AGE | SOLAR-V1-NO-AGE | SOLAR-V1-NO-AGE | SOLAR-V1-NO-AGE | SOLAR-V1-NO-AGE
USA | United States of America | SPS5 Hopi |  | USA0057740 | 10.1 | 32.3456 | -104.2347 | Solar |  |  |  | 2012.0000000000002 | SunE SPS5 LLC | U.S. Energy Information Administration | http://www.eia.gov/electricity/data/browser/ | U.S. Energy Information Administration |  | 2019 | 23.95 | 22.033 | 21.249 | 12.504 | 19.046 | 19.968 | 18.591 | U.S. Energy Information Administration | 22.03 | 20.21 | 21.46 | 19.32 | 16.26 | SOLAR-V1-NO-AGE | SOLAR-V1-NO-AGE | SOLAR-V1-NO-AGE | SOLAR-V1-NO-AGE | SOLAR-V1-NO-AGE
USA | United States of America | Fort Benning Solar Facility |  | USA0059862 | 30 | 32.3524 | -84.9688 | Solar |  |  |  | 2016.0 | Georgia Power Co | U.S. Energy Information Administration | http://www.eia.gov/electricity/data/browser/ | U.S. Energy Information Administration |  | 2019 |  |  | 2.706 | 60.69 | 56.01 | 55.294000000000004 | 53.291 | U.S. Energy Information Administration |  |  |  |  | 66.2 | SOLAR-V1-NO-AGE | SOLAR-V1-NO-AGE | SOLAR-V1-NO-AGE | SOLAR-V1-NO-AGE | SOLAR-V1-NO-AGE
USA | United States of America | RE Ajo 1 LLC |  | USA0057795 | 4.5 | 32.3670 | -112.8314 | Solar |  |  |  | 2011.0 | RE Ajo 1 LLC | U.S. Energy Information Administration | http://www.eia.gov/electricity/data/browser/ | U.S. Energy Information Administration |  | 2019 | 10.237 | 10.209 | 9.22 | 9.224 | 8.488 | 10.135 | 8.492 | U.S. Energy Information Administration | 8.67 | 8.64 | 8.92 | 7.88 | 7.52 | SOLAR-V1-NO-AGE | SOLAR-V1-NO-AGE | SOLAR-V1-NO-AGE | SOLAR-V1-NO-AGE | SOLAR-V1-NO-AGE
USA | United States of America | Picture Rocks Solar LLC |  | USA0058486 | 20 | 32.3697 | -111.2428 | Solar |  |  |  | 2013.0 | NVT LICENSES LLC | U.S. Energy Information Administration | http://www.eia.gov/electricity/data/browser/ | U.S. Energy Information Administration | 65449 | 2019 | 55.993 | 54.903 | 52.576 | 55.748000000000005 | 53.414 | 52.539 | 51.506 | U.S. Energy Information Administration |  | 46.02 | 46.89 | 48.89 | 50.97 | SOLAR-V1-NO-AGE | SOLAR-V1-NO-AGE | SOLAR-V1-NO-AGE | SOLAR-V1-NO-AGE | SOLAR-V1-NO-AGE
USA | United States of America | Avra Valley Solar |  | USA0057657 | 26.5 | 32.3717 | -111.2828 | Solar |  |  |  | 2013.0 | NRG Solar Avra Valley | U.S. Energy Information Administration | http://www.eia.gov/electricity/data/browser/ | U.S. Energy Information Administration | 64515 | 2019 | 75.812 | 74.154 | 58.377 | 74.846 | 73.72500000000001 | 72.166 | 68.384 | U.S. Energy Information Administration |  | 60.56 | 61.77 | 64.35 | 67.54 | SOLAR-V1-NO-AGE | SOLAR-V1-NO-AGE | SOLAR-V1-NO-AGE | SOLAR-V1-NO-AGE | SOLAR-V1-NO-AGE
USA | United States of America | Canyon Del Oro High School Solar |  | USA0060685 | 1.5 | 32.3740 | -110.9740 | Solar |  |  |  | 2016.733333333333 | Constellation Solar Arizona 2 LLC | U.S. Energy Information Administration | http://www.eia.gov/electricity/data/browser/ | U.S. Energy Information Administration |  | 2019 |  |  |  | 0.015 | 2.559 | 2.919 | 2.912 | U.S. Energy Information Administration |  |  |  |  | 3.5 | SOLAR-V1-NO-AGE | SOLAR-V1-NO-AGE | SOLAR-V1-NO-AGE | SOLAR-V1-NO-AGE | SOLAR-V1-NO-AGE
USA | United States of America | WSMR I |  | USA0058010 | 4.6 | 32.3958 | -106.4772 | Solar |  |  |  | 2013.0 | Siemens Government Technologies Inc | U.S. Energy Information Administration | http://www.eia.gov/electricity/data/browser/ | U.S. Energy Information Administration |  | 2019 | 8.588000000000001 | 0.009000000000000001 | 8.03 | 8.775 | 6.484 | 7.564 | 6.406 | U.S. Energy Information Administration |  | 9.44 | 8.77 | 10.03 | 9.18 | SOLAR-V1-NO-AGE | SOLAR-V1-NO-AGE | SOLAR-V1-NO-AGE | SOLAR-V1-NO-AGE | SOLAR-V1-NO-AGE
USA | United States of America | Guyton Community Solar |  | USA0062392 | 3.6 | 32.4128 | -81.4428 | Solar |  |  |  | 2019.0 | Georgia Power Co | U.S. Energy Information Administration | http://www.eia.gov/electricity/data/browser/ | U.S. Energy Information Administration |  | 2019 | [6 empty] | 3.95 | U.S. Energy Information Administration |  |  |  |  | 5.86 | SOLAR-V1-NO-AGE | SOLAR-V1-NO-AGE | SOLAR-V1-NO-AGE | SOLAR-V1-NO-AGE | SOLAR-V1-NO-AGE
USA | United States of America | Live Oak Solar LLC |  | USA0060063 | 51 | 32.4238 | -82.1028 | Solar |  |  |  | 2017.0 | Live Oak Solar LLC | U.S. Energy Information Administration | http://www.eia.gov/electricity/data/browser/ | U.S. Energy Information Administration | 70039 | 2019 |  |  |  | 5.929 | 99.09100000000001 | 98.069 | 102.171 | U.S. Energy Information Administration |  |  |  |  | 83.1 | SOLAR-V1-NO-AGE | SOLAR-V1-NO-AGE | SOLAR-V1-NO-AGE | SOLAR-V1-NO-AGE | SOLAR-V1-NO-AGE
USA | United States of America | Meridian III |  | USA0062163 | 52.5 | 32.4540 | -88.5495 | Solar |  |  |  | 2020.0 | SR Meridian III | U.S. Energy Information Administration | http://www.eia.gov/electricity/data/browser/ | U.S. Energy Information Administration |  | 2019 | [6 empty] | 9.92 | U.S. Energy Information Administration |  |  |  |  | 85.55 | SOLAR-V1-NO-AGE | SOLAR-V1-NO-AGE | SOLAR-V1-NO-AGE | SOLAR-V1-NO-AGE | SOLAR-V1-NO-AGE
USA | United States of America | Lapetus |  | USA0062448 | 100 | 32.4601 | -102.6728 | Solar |  |  |  | 2020.0 | Lapetus Energy Project LLC | U.S. Energy Information Administration | http://www.eia.gov/electricity/data/browser/ | U.S. Energy Information Administration |  | 2019 | [6 empty] | 3.046 | U.S. Energy Information Administration |  |  |  |  | 162.95 | SOLAR-V1-NO-AGE | SOLAR-V1-NO-AGE | SOLAR-V1-NO-AGE | SOLAR-V1-NO-AGE | SOLAR-V1-NO-AGE
USA | United States of America | Ridgeland Solar Project |  | USA0060659 | 10 | 32.4650 | -80.9610 | Solar |  |  |  | 2017.0 | Ridgeland Solar Farm I LLC | U.S. Energy Information Administration | http://www.eia.gov/electricity/data/browser/ | U.S. Energy Information Administration |  | 2019 |  |  |  |  | 12.983 | 20.141000000000002 | 19.794 | U.S. Energy Information Administration |  |  |  |  | 16.29 | SOLAR-V1-NO-AGE | SOLAR-V1-NO-AGE | SOLAR-V1-NO-AGE | SOLAR-V1-NO-AGE | SOLAR-V1-NO-AGE
USA | United States of America | SPS3 Lea |  | USA0057738 | 10 | 32.4697 | -103.3233 | Solar |  |  |  | 2011.0 | SunE SPS3 LLC | U.S. Energy Information Administration | http://www.eia.gov/electricity/data/browser/ | U.S. Energy Information Administration |  | 2019 | 22.866 | 22.331 | 20.601 | 11.535 | 16.027 | 18.939 | 18.209 | U.S. Energy Information Administration | 21.00 | 20.35 | 20.91 | 15.14 | 16.05 | SOLAR-V1-NO-AGE | SOLAR-V1-NO-AGE | SOLAR-V1-NO-AGE | SOLAR-V1-NO-AGE | SOLAR-V1-NO-AGE
USA | United States of America | Muscogee Public Works |  | USA0062881 | 1.5 | 32.4937 | -84.8613 | Solar |  |  |  | 2019.0 | Westbound Solar LLC | U.S. Energy Information Administration | http://www.eia.gov/electricity/data/browser/ | U.S. Energy Information Administration |  | 2019 | [6 empty] | 3.043 | U.S. Energy Information Administration |  |  |  |  | 2.44 | SOLAR-V1-NO-AGE | SOLAR-V1-NO-AGE | SOLAR-V1-NO-AGE | SOLAR-V1-NO-AGE | SOLAR-V1-NO-AGE
USA | United States of America | SCE&G Nimitz CSG |  | USA0061433 | 8 | 32.4978 | -80.9561 | Solar |  |  |  | 2018.0 | Cypress Creek Renewables | U.S. Energy Information Administration | http://www.eia.gov/electricity/data/browser/ | U.S. Energy Information Administration |  | 2019 | [5 empty] | 5.712 | 15.801 | U.S. Energy Information Administration |  |  |  |  | 13.03 | SOLAR-V1-NO-AGE | SOLAR-V1-NO-AGE | SOLAR-V1-NO-AGE | SOLAR-V1-NO-AGE | SOLAR-V1-NO-AGE
USA | United States of America | White Pine Solar LLC |  | USA0060064 | 101.2 | 32.5060 | -84.2570 | Solar |  |  |  | 2016.0 | White Pine Solar LLC | U.S. Energy Information Administration | http://www.eia.gov/electricity/data/browser/ | U.S. Energy Information Administration |  | 2019 |  |  |  | 74.74 | 206.488 | 191.856 | 200.621 | U.S. Energy Information Administration |  |  |  |  | 223.05 | SOLAR-V1-NO-AGE | SOLAR-V1-NO-AGE | SOLAR-V1-NO-AGE | SOLAR-V1-NO-AGE | SOLAR-V1-NO-AGE
USA | United States of America | Red Rock |  | USA0060467 | 40 | 32.5510 | -111.2892 | Solar |  |  |  | 2017.0 | Arizona Public Service Co | U.S. Energy Information Administration | http://www.eia.gov/electricity/data/browser/ | U.S. Energy Information Administration |  | 2019 |  |  |  |  | 114.733 | 120.005 | 116.169 | U.S. Energy Information Administration |  |  |  |  | 65.18 | SOLAR-V1-NO-AGE | SOLAR-V1-NO-AGE | SOLAR-V1-NO-AGE | SOLAR-V1-NO-AGE | SOLAR-V1-NO-AGE
USA | United States of America | Meridian II |  | USA0062164 | 5 | 32.5533 | -88.5804 | Solar |  |  |  | 2019.0 | SR Meridian II | U.S. Energy Information Administration | http://www.eia.gov/electricity/data/browser/ | U.S. Energy Information Administration |  | 2019 | [6 empty] | 0.92 | U.S. Energy Information Administration |  |  |  |  | 8.14 | NO-ESTIMATION | NO-ESTIMATION | NO-ESTIMATION | NO-ESTIMATION | CAPACITY-FACTOR-V1
USA | United States of America | Butler Solar Project 103 |  | USA0059896 | 104 | 32.5619 | -84.2758 | Solar |  |  |  | 2017.0 | Southern Power Co | U.S. Energy Information Administration | http://www.eia.gov/electricity/data/browser/ | U.S. Energy Information Administration | 68801 | 2019 |  |  |  | 10.481 | 232.978 | 225.627 | 230.207 | U.S. Energy Information Administration |  |  |  |  | 169.47 | SOLAR-V1-NO-AGE | SOLAR-V1-NO-AGE | SOLAR-V1-NO-AGE | SOLAR-V1-NO-AGE | SOLAR-V1-NO-AGE
USA | United States of America | Seabrook Solar |  | USA0061701 | 72.5 | 32.5645 | -80.7420 | Solar |  |  |  | 2020.0 | Dominion Energy Inc | U.S. Energy Information Administration | http://www.eia.gov/electricity/data/browser/ | U.S. Energy Information Administration |  | 2019 | [6 empty] | 4.534 | U.S. Energy Information Administration |  |  |  |  | 118.14 | SOLAR-V1-NO-AGE | SOLAR-V1-NO-AGE | SOLAR-V1-NO-AGE | SOLAR-V1-NO-AGE | SOLAR-V1-NO-AGE
USA | United States of America | Macho Springs |  | USA0059010 | 55 | 32.5700 | -107.4800 | Solar |  |  |  | 2014.0 | Southern Power Co | U.S. Energy Information Administration | http://www.eia.gov/electricity/data/browser/ | U.S. Energy Information Administration | 66547 | 2019 |  | 87.277 | 135.824 | 143.733 | 142.179 | 139.836 | 138.876 | U.S. Energy Information Administration |  |  | 116.34 | 119.13 | 140.14 | SOLAR-V1-NO-AGE | SOLAR-V1-NO-AGE | SOLAR-V1-NO-AGE | SOLAR-V1-NO-AGE | SOLAR-V1-NO-AGE
USA | United States of America | Alta Luna |  | USA0060258 | 28.1 | 32.5720 | -107.4865 | Solar |  |  |  | 2017.0 | TPE Alta Luna LLC | U.S. Energy Information Administration | http://www.eia.gov/electricity/data/browser/ | U.S. Energy Information Administration |  | 2019 |  |  |  |  | 72.422 | 72.154 | 69.391 | U.S. Energy Information Administration |  |  |  |  | 45.79 | SOLAR-V1-NO-AGE | SOLAR-V1-NO-AGE | SOLAR-V1-NO-AGE | SOLAR-V1-NO-AGE | SOLAR-V1-NO-AGE
USA | United States of America | Pawpaw Solar Plant |  | USA0059894 | 30.5 | 32.5729 | -84.2568 | Solar |  |  |  | 2016.0 | Southern Power Co | U.S. Energy Information Administration | http://www.eia.gov/electricity/data/browser/ | U.S. Energy Information Administration | 69267 | 2019 |  |  |  | 56.545 | 66.532 | 64.531 | 66.966 | U.S. Energy Information Administration |  |  |  |  | 66.2 | NO-ESTIMATION | NO-ESTIMATION | NO-ESTIMATION | NO-ESTIMATION | CAPACITY-FACTOR-V1
USA | United States of America | Butler Solar Farm 20 |  | USA0059891 | 22 | 32.5755 | -84.3165 | Solar |  |  |  | 2016.0 | Southern Power Co | U.S. Energy Information Administration | http://www.eia.gov/electricity/data/browser/ | U.S. Energy Information Administration | 68801 | 2019 |  |  |  | 43.088 | 41.657000000000004 | 39.302 | 40.46 | U.S. Energy Information Administration |  |  |  |  | 44.4 | SOLAR-V1-NO-AGE | SOLAR-V1-NO-AGE | SOLAR-V1-NO-AGE | SOLAR-V1-NO-AGE | SOLAR-V1-NO-AGE
USA | United States of America | Dublin Solar I |  | USA0060930 | 4.1 | 32.5810 | -82.9260 | Solar |  |  |  | 2015.0000000000002 | Dublin Solar I LLC | U.S. Energy Information Administration | http://www.eia.gov/electricity/data/browser/ | U.S. Energy Information Administration | 67701 | 2019 |  |  |  | 7.176 | 7.053 | 6.3660000000000005 | 6.982 | U.S. Energy Information Administration |  |  |  | 7.75 | 7.62 | SOLAR-V1-NO-AGE | SOLAR-V1-NO-AGE | SOLAR-V1-NO-AGE | SOLAR-V1-NO-AGE | SOLAR-V1-NO-AGE
USA | United States of America | Taylor County Solar |  | USA0059897 | 148 | 32.5831 | -84.2972 | Solar |  |  |  | 2016.0 | Southern Power Co | U.S. Energy Information Administration | http://www.eia.gov/electricity/data/browser/ | U.S. Energy Information Administration |  | 2019 |  |  |  | 33.134 | 298.044 | 288.968 | 295.93 | U.S. Energy Information Administration |  |  |  |  | 324.9 | NO-ESTIMATION | NO-ESTIMATION | NO-ESTIMATION | NO-ESTIMATION | CAPACITY-FACTOR-V1
USA | United States of America | SeaWorld Aquatica |  | USA0061843 | 1 | 32.5865 | -117.0049 | Solar |  |  |  | 2018.0 | Onyx Asset Services Group | U.S. Energy Information Administration | http://www.eia.gov/electricity/data/browser/ | U.S. Energy Information Administration |  | 2019 | [5 empty] | 1.355 | 1.986 | U.S. Energy Information Administration |  |  |  |  | 1.62 | SOLAR-V1-NO-AGE | SOLAR-V1-NO-AGE | SOLAR-V1-NO-AGE | SOLAR-V1-NO-AGE | SOLAR-V1-NO-AGE
USA | United States of America | Georgia Power at Swainsboro |  | USA0061459 | 2.9 | 32.6050 | -82.3210 | Solar |  |  |  | 2017.0000000000002 | Constellation Solar Georgia 2 LLC | U.S. Energy Information Administration | http://www.eia.gov/electricity/data/browser/ | U.S. Energy Information Administration |  | 2019 |  |  |  |  | 0.717 | 5.992 | 6.159 | U.S. Energy Information Administration |  |  |  |  | 4.72 | SOLAR-V1-NO-AGE | SOLAR-V1-NO-AGE | SOLAR-V1-NO-AGE | SOLAR-V1-NO-AGE | SOLAR-V1-NO-AGE
USA | United States of America | Moffett Solar Project |  | USA0060658 | 71.4 | 32.6207 | -80.9802 | Solar |  |  |  | 2018.0 | Moffett Solar 1 LLC | U.S. Energy Information Administration | http://www.eia.gov/electricity/data/browser/ | U.S. Energy Information Administration |  | 2019 |  |  |  |  | 3.0 | 143.891 | 144.229 | U.S. Energy Information Administration |  |  |  |  | 116.34 | NO-ESTIMATION | NO-ESTIMATION | NO-ESTIMATION | NO-ESTIMATION | CAPACITY-FACTOR-V1
USA | United States of America | Jacumba Solar Farm |  | USA0060947 | 20 | 32.6212 | -116.1290 | Solar |  |  |  | 2017.0 | AEP Renewables | U.S. Energy Information Administration | http://www.eia.gov/electricity/data/browser/ | U.S. Energy Information Administration |  | 2019 |  |  |  |  | 21.941 | 50.245000000000005 | 44.139 | U.S. Energy Information Administration |  |  |  |  | 32.59 | SOLAR-V1-NO-AGE | SOLAR-V1-NO-AGE | SOLAR-V1-NO-AGE | SOLAR-V1-NO-AGE | SOLAR-V1-NO-AGE
USA | United States of America | Hatch Solar Energy Center I LLC |  | USA0057591 | 5 | 32.6300 | -107.2597 | Solar |  |  |  | 2011.0 | Hatch Solar Energy Center I LLC | U.S. Energy Information Administration | http://www.eia.gov/electricity/data/browser/ | U.S. Energy Information Administration | 64522 | 2019 | 8.225 | 7.993 | 6.9510000000000005 | 7.447 | 11.694 | 11.012 | 11.959 | U.S. Energy Information Administration | 10.78 | 10.30 | 9.93 | 8.69 | 9.51 | SOLAR-V1-NO-AGE | SOLAR-V1-NO-AGE | SOLAR-V1-NO-AGE | SOLAR-V1-NO-AGE | SOLAR-V1-NO-AGE
USA | United States of America | County of San Diego SBRC |  | USA0062242 | 1.3 | 32.6327 | -117.0777 | Solar |  |  |  | 2019.0000000000002 | Solar Star California LXIII LLC | U.S. Energy Information Administration | http://www.eia.gov/electricity/data/browser/ | U.S. Energy Information Administration |  | 2019 | [5 empty] | 0.021 | 2.344 | U.S. Energy Information Administration |  |  |  |  | 2.11 | SOLAR-V1-NO-AGE | SOLAR-V1-NO-AGE | SOLAR-V1-NO-AGE | SOLAR-V1-NO-AGE | SOLAR-V1-NO-AGE
USA | United States of America | Richland Solar Center |  | USA0059874 | 20 | 32.6380 | -83.3789 | Solar |  |  |  | 2016.0 | Dominion Renewable Energy | U.S. Energy Information Administration | http://www.eia.gov/electricity/data/browser/ | U.S. Energy Information Administration | 67653 | 2019 |  |  | 2.237 | 46.994 | 41.209 | 40.189 | 42.832 | U.S. Energy Information Administration |  |  |  |  | 44.77 | SOLAR-V1-NO-AGE | SOLAR-V1-NO-AGE | SOLAR-V1-NO-AGE | SOLAR-V1-NO-AGE | SOLAR-V1-NO-AGE
USA | United States of America | Foothills Solar Plant Hybrid |  | USA0057997 | 35 | 32.6486 | -114.4287 | Solar |  |  |  | 2013.5142857142857 | Arizona Public Service Co | U.S. Energy Information Administration | http://www.eia.gov/electricity/data/browser/ | U.S. Energy Information Administration | 65279 | 2019 | 61.1 | 80.654 | 110.82000000000001 | 96.915 | 95.58800000000001 | 93.025 | 95.51 | U.S. Energy Information Administration |  | 70.28 | 70.62 | 76.97 | 85.43 | SOLAR-V1-NO-AGE | SOLAR-V1-NO-AGE | SOLAR-V1-NO-AGE | SOLAR-V1-NO-AGE | SOLAR-V1-NO-AGE
USA | United States of America | Imperial Solar Energy Center South |  | USA0057490 | 128.9 | 32.6633 | -115.6583 | Solar |  |  |  | 2013.0 | CSOLAR IV South LLC | U.S. Energy Information Administration | http://www.eia.gov/electricity/data/browser/ | U.S. Energy Information Administration | 62706 | 2019 | 155.691 | 323.788 | 319.741 | 294.19100000000003 | 280.649 | 274.473 | 281.501 | U.S. Energy Information Administration |  | 305.99 | 304.12 | 296.19 | 307.01 | SOLAR-V1-NO-AGE | SOLAR-V1-NO-AGE | SOLAR-V1-NO-AGE | SOLAR-V1-NO-AGE | SOLAR-V1-NO-AGE
USA | United States of America | Imperial Valley Solar LLC |  | USA0056917 | 199.9 | 32.6711 | -115.5873 | Solar |  |  |  | 2013.4947473736872 | Imperial Valley Solar LLC | U.S. Energy Information Administration | http://www.eia.gov/electricity/data/browser/ | U.S. Energy Information Administration | 59765 | 2019 | 37.160000000000004 | 500.555 | 538.6850000000001 | 536.525 | 536.083 | 493.285 | 273.644 | U.S. Energy Information Administration |  | 465.56 | 471.63 | 459.34 | 477.96 | SOLAR-V1-NO-AGE | SOLAR-V1-NO-AGE | SOLAR-V1-NO-AGE | SOLAR-V1-NO-AGE | SOLAR-V1-NO-AGE
USA | United States of America | Wistaria Ranch Solar |  | USA0061750 | 106.7 | 32.6760 | -115.6190 | Solar |  |  |  | 2019.0 | Consolidated Edison Development Inc. | U.S. Energy Information Administration | http://www.eia.gov/electricity/data/browser/ | U.S. Energy Information Administration |  | 2019 | [5 empty] | 15.374 | 292.64 | U.S. Energy Information Administration |  |  |  |  | 173.87 | SOLAR-V1-NO-AGE | SOLAR-V1-NO-AGE | SOLAR-V1-NO-AGE | SOLAR-V1-NO-AGE | SOLAR-V1-NO-AGE
USA | United States of America | Mount Signal Solar Farm V |  | USA0061202 | 252.3 | 32.6788 | -115.5672 | Solar |  |  |  | 2018.0 | Imperial Valley Solar 3 LLC | U.S. Energy Information Administration | http://www.eia.gov/electricity/data/browser/ | U.S. Energy Information Administration |  | 2019 | [5 empty] | 79.767 | 624.531 | U.S. Energy Information Administration |  |  |  |  | 411.13 | SOLAR-V1-NO-AGE | SOLAR-V1-NO-AGE | SOLAR-V1-NO-AGE | SOLAR-V1-NO-AGE | SOLAR-V1-NO-AGE
USA | United States of America | SPS4 Monument |  | USA0057739 | 10.1 | 32.6819 | -103.3036 | Solar |  |  |  | 2012.0000000000002 | SunE SPS4 LLC | U.S. Energy Information Administration | http://www.eia.gov/electricity/data/browser/ | U.S. Energy Information Administration |  | 2019 | 24.312 | 23.198 | 22.368000000000002 | 12.616 | 16.493000000000002 | 20.382 | 20.615 | U.S. Energy Information Administration | 20.84 | 20.44 | 21.83 | 19.19 | 16.26 | SOLAR-V1-NO-AGE | SOLAR-V1-NO-AGE | SOLAR-V1-NO-AGE | SOLAR-V1-NO-AGE | SOLAR-V1-NO-AGE
USA | United States of America | Centinela Solar Energy |  | USA0058430 | 174.8 | 32.6869 | -115.6478 | Solar |  |  |  | 2013.4565217391307 | Centinela Solar Energy LLC | U.S. Energy Information Administration | http://www.eia.gov/electricity/data/browser/ | U.S. Energy Information Administration | 61381 | 2019 | 50.036 | 449.236 | 509.851 | 484.764 | 467.598 | 458.8 | 483.717 | U.S. Energy Information Administration |  | 378.52 | 412.41 | 401.66 | 417.94 | SOLAR-V1-NO-AGE | SOLAR-V1-NO-AGE | SOLAR-V1-NO-AGE | SOLAR-V1-NO-AGE | SOLAR-V1-NO-AGE
USA | United States of America | Arizona Western College PV |  | USA0057765 | 4.7 | 32.6878 | -114.4961 | Solar |  |  |  | 2011.8510638297869 | Main Street Power | U.S. Energy Information Administration | http://www.eia.gov/electricity/data/browser/ | U.S. Energy Information Administration | 64775 | 2019 | 9.062 | 8.017 | 9.96 | 9.854000000000001 | 9.02 | 8.942 | 8.165 | U.S. Energy Information Administration | 8.36 | 9.15 | 9.48 | 9.37 | 8.41 | NO-ESTIMATION | NO-ESTIMATION | NO-ESTIMATION | NO-ESTIMATION | CAPACITY-FACTOR-V1
USA | United States of America | Heber Solar |  | USA0058398 | 10.9 | 32.7125 | -115.5406 | Solar |  |  |  | 2014.0000000000002 | Axium US Solar Holdings LLC | U.S. Energy Information Administration | http://www.eia.gov/electricity/data/browser/ | U.S. Energy Information Administration | 64832 | 2019 |  | 18.881 | 26.464000000000002 | 25.925 | 26.136 | 25.648 | 26.019 | U.S. Energy Information Administration |  |  | 25.01 | 25.08 | 26.67 | NO-ESTIMATION | NO-ESTIMATION | NO-ESTIMATION | NO-ESTIMATION | NO-ESTIMATION
USA | United States of America | Lamesa II |  | USA0061697 | 50 | 32.7133 | -101.8852 | Solar |  |  |  | 2018.0 | Lamesa Solar II L.L.C. | U.S. Energy Information Administration | http://www.eia.gov/electricity/data/browser/ | U.S. Energy Information Administration |  | 2019 | [5 empty] | 12.403 | 120.005 | U.S. Energy Information Administration |  |  |  |  | 81.47 | HYDRO-V1 | HYDRO-V1 | HYDRO-V1 | HYDRO-V1 | HYDRO-V1
USA | United States of America | Silver City WWTP PV Project |  | USA0058540 | 1 | 32.7139 | -108.2481 | Solar |  |  |  | 2013.0 | Affordable Solar Silver City LLC | U.S. Energy Information Administration | http://www.eia.gov/electricity/data/browser/ | U.S. Energy Information Administration | 67873 | 2019 | 1.48 | 2.134 | 0.73 | 0.767 | 1.8215999999999999 | 1.81 | 1.941 | U.S. Energy Information Administration |  | 2.03 | 2.09 | 1.47 | 2.02 | HYDRO-V1 | HYDRO-V1 | HYDRO-V1 | HYDRO-V1 | HYDRO-V1
USA | United States of America | Lamesa Solar |  | USA0060372 | 102 | 32.7156 | -101.9265 | Solar |  |  |  | 2017.0 | Southern Power Co | U.S. Energy Information Administration | http://www.eia.gov/electricity/data/browser/ | U.S. Energy Information Administration |  | 2019 |  |  |  |  | 193.59900000000002 | 239.513 | 238.393 | U.S. Energy Information Administration |  |  |  |  | 166.21 | NO-ESTIMATION | NO-ESTIMATION | NO-ESTIMATION | NO-ESTIMATION | CAPACITY-FACTOR-V1
USA | United States of America | Estill Solar II |  | USA0061529 | 10.2 | 32.7278 | -81.2535 | Solar |  |  |  | 2018.0 | Cypress Creek Renewables | U.S. Energy Information Administration | http://www.eia.gov/electricity/data/browser/ | U.S. Energy Information Administration |  | 2019 |  |  |  |  | 0.0 | 15.92 | 20.149 | U.S. Energy Information Administration |  |  |  |  | 16.62 | HYDRO-V1 | HYDRO-V1 | HYDRO-V1 | HYDRO-V1 | HYDRO-V1
USA | United States of America | Lindberg FIeld Solar |  | USA0060060 | 3.2 | 32.7292 | -117.2077 | Solar |  |  |  | 2015.8125 | Lindberg Field Solar I LLC | U.S. Energy Information Administration | http://www.eia.gov/electricity/data/browser/ | U.S. Energy Information Administration |  | 2019 |  |  | 0.137 | 5.399 | 5.186 | 3.253 | 4.928 | U.S. Energy Information Administration |  |  |  | 6.10 | 6.56 | NO-ESTIMATION | NO-ESTIMATION | NO-ESTIMATION | NO-ESTIMATION | CAPACITY-FACTOR-V1
USA | United States of America | Lindberg Field Solar 2 |  | USA0060984 | 1.9 | 32.7294 | -117.2051 | Solar |  |  |  | 2017.0 | Lindberg Field Solar 2 LLC | U.S. Energy Information Administration | http://www.eia.gov/electricity/data/browser/ | U.S. Energy Information Administration |  | 2019 |  |  |  | 0.0 | 2.926 | 1.462 | 4.926 | U.S. Energy Information Administration |  |  |  |  | 3.09 | NO-ESTIMATION | NO-ESTIMATION | NO-ESTIMATION | NO-ESTIMATION | CAPACITY-FACTOR-V1
USA | United States of America | Campo Verde Solar |  | USA0058467 | 147.4 | 32.7533 | -115.7264 | Solar |  |  |  | 2013.0 | Southern Power Co | U.S. Energy Information Administration | http://www.eia.gov/electricity/data/browser/ | U.S. Energy Information Administration | 65107 | 2019 | 77.409 | 371.297 | 368.933 | 362.327 | 351.526 | 326.519 | 335.826 | U.S. Energy Information Administration |  | 333.10 | 347.77 | 338.70 | 351.07 | NO-ESTIMATION | NO-ESTIMATION | NO-ESTIMATION | NO-ESTIMATION | CAPACITY-FACTOR-V1
USA | United States of America | PFMG Solar Grossmont Helix LLC |  | USA0062611 | 1.2 | 32.7533 | -117.0352 | Solar |  |  |  | 2018.0 | PFMG Solar Grossmont Helix LLC | U.S. Energy Information Administration | http://www.eia.gov/electricity/data/browser/ | U.S. Energy Information Administration |  | 2019 | [5 empty] | 1.355 | 2.221 | U.S. Energy Information Administration |  |  |  |  | 1.95 | NO-ESTIMATION | NO-ESTIMATION | NO-ESTIMATION | NO-ESTIMATION | CAPACITY-FACTOR-V1
USA | United States of America | Estill Solar |  | USA0061490 | 20 | 32.7638 | -81.2422 | Solar |  |  |  | 2018.0 | Estill Solar I LLC | U.S. Energy Information Administration | http://www.eia.gov/electricity/data/browser/ | U.S. Energy Information Administration |  | 2019 |  |  |  |  | 1.574 | 21.536 | 39.237 | U.S. Energy Information Administration |  |  |  |  | 32.59 | HYDRO-V1 | HYDRO-V1 | HYDRO-V1 | HYDRO-V1 | HYDRO-V1
USA | United States of America | Imperial Solar Energy Center West |  | USA0057491 | 148.7 | 32.7722 | -115.7793 | Solar |  |  |  | 2015.9999999999998 | CSOLAR IV West LLC | U.S. Energy Information Administration | http://www.eia.gov/electricity/data/browser/ | U.S. Energy Information Administration | 63314 | 2019 |  |  |  | 315.255 | 390.616 | 377.26300000000003 | 394.891 | U.S. Energy Information Administration |  |  |  | 333.66 | 371.18 | HYDRO-V1 | HYDRO-V1 | HYDRO-V1 | HYDRO-V1 | HYDRO-V1
USA | United States of America | Bibb Jones |  | USA0062880 | 1 | 32.7777 | -83.7562 | Solar |  |  |  | 2019.0 | Westbound Solar LLC | U.S. Energy Information Administration | http://www.eia.gov/electricity/data/browser/ | U.S. Energy Information Administration |  | 2019 | [6 empty] | 2.049 | U.S. Energy Information Administration |  |  |  |  | 1.62 | HYDRO-V1 | HYDRO-V1 | HYDRO-V1 | HYDRO-V1 | HYDRO-V1
USA | United States of America | USG 2 |  | USA0061683 | 1 | 32.7904 | -115.8632 | Solar |  |  |  | 2016.0 | ZGlobal Inc | U.S. Energy Information Administration | http://www.eia.gov/electricity/data/browser/ | U.S. Energy Information Administration |  | 2019 |  |  |  |  | 2.065 | 1.725 | 1.884 | U.S. Energy Information Administration |  |  |  |  | 2.2 | HYDRO-V1 | HYDRO-V1 | HYDRO-V1 | HYDRO-V1 | HYDRO-V1
USA | United States of America | ISH Solar Hospital SDMC |  | USA0057840 | 1.1 | 32.7917 | -117.0953 | Solar |  |  |  | 2012.0 | SunEdison LLC | U.S. Energy Information Administration | http://www.eia.gov/electricity/data/browser/ | U.S. Energy Information Administration |  | 2019 | 1.75 | 1.75 | 1.087 | 1.629 | 1.443 | 1.389 | 1.442 | U.S. Energy Information Administration | 1.85 | 1.78 | 1.89 | 1.63 | 1.56 | HYDRO-V1 | HYDRO-V1 | HYDRO-V1 | HYDRO-V1 | HYDRO-V1
USA | United States of America | SEPV Imperial Dixieland East |  | USA0060745 | 2 | 32.7920 | -115.7734 | Solar |  |  |  | 2017.0 | SEPV Imperial LLC | U.S. Energy Information Administration | http://www.eia.gov/electricity/data/browser/ | U.S. Energy Information Administration |  | 2019 |  |  |  | 0.089 | 5.582 | 5.673 | 5.804 | U.S. Energy Information Administration |  |  |  |  | 3.25 | NO-ESTIMATION | NO-ESTIMATION | NO-ESTIMATION | NO-ESTIMATION | CAPACITY-FACTOR-V1
USA | United States of America | USG 1 |  | USA0061682 | 1 | 32.7928 | -115.8573 | Solar |  |  |  | 2014.0 | ZGlobal Inc | U.S. Energy Information Administration | http://www.eia.gov/electricity/data/browser/ | U.S. Energy Information Administration |  | 2019 |  |  |  |  | 2.115 | 1.643 | 1.714 | U.S. Energy Information Administration |  |  | 2.08 | 2.05 | 2.24 | NO-ESTIMATION | NO-ESTIMATION | NO-ESTIMATION | NO-ESTIMATION | CAPACITY-FACTOR-V1
USA | United States of America | SEPV Imperial Dixieland West |  | USA0060744 | 3 | 32.7941 | -115.7793 | Solar |  |  |  | 2017.0 | SEPV Imperial LLC | U.S. Energy Information Administration | http://www.eia.gov/electricity/data/browser/ | U.S. Energy Information Administration |  | 2019 |  |  |  | 0.10400000000000001 | 8.703 | 9.026 | 8.842 | U.S. Energy Information Administration |  |  |  |  | 4.88 | NO-ESTIMATION | NO-ESTIMATION | NO-ESTIMATION | NO-ESTIMATION | CAPACITY-FACTOR-V1
USA | United States of America | Sol Orchard El Centro PV |  | USA0058621 | 20 | 32.8033 | -115.5464 | Solar |  |  |  | 2013.0 | Sol Orchard Imperial 1 LLC | U.S. Energy Information Administration | http://www.eia.gov/electricity/data/browser/ | U.S. Energy Information Administration |  | 2019 | 3.927 | 52.322 | 51.79 | 51.276 | 49.024 | 48.258 | 46.706 | U.S. Energy Information Administration |  | 47.13 | 47.69 | 46.51 | 48.65 | NO-ESTIMATION | NO-ESTIMATION | NO-ESTIMATION | NO-ESTIMATION | CAPACITY-FACTOR-V1
USA | United States of America | Grossmont HS Solar Project |  | USA0062987 | 1.4 | 32.8165 | -116.9996 | Solar |  |  |  | 2019.0 | Solar Star California LXXVIII LLC | U.S. Energy Information Administration | http://www.eia.gov/electricity/data/browser/ | U.S. Energy Information Administration |  | 2019 | [6 empty] | 1.657 | U.S. Energy Information Administration |  |  |  |  | 2.28 | HYDRO-V1 | HYDRO-V1 | HYDRO-V1 | HYDRO-V1 | HYDRO-V1
USA | United States of America | IKEA Grand Prairie Rooftop PV System |  | USA0061309 | 1.2 | 32.8200 | -97.0500 | Solar |  |  |  | 2018.0 | IKEA Property Inc | U.S. Energy Information Administration | http://www.eia.gov/electricity/data/browser/ | U.S. Energy Information Administration |  | 2019 |  |  |  |  | 0.165 | 1.881 | 2.172 | U.S. Energy Information Administration |  |  |  |  | 1.95 | NO-ESTIMATION | NO-ESTIMATION | NO-ESTIMATION | NO-ESTIMATION | CAPACITY-FACTOR-V1
USA | United States of America | Old Midville Solar |  | USA0060741 | 19.7 | 32.8207 | -81.9818 | Solar |  |  |  | 2016.0 | Citizens Enterprises Corporation | U.S. Energy Information Administration | http://www.eia.gov/electricity/data/browser/ | U.S. Energy Information Administration |  | 2019 |  |  |  | 5.788 | 22.053 | 42.287 | 42.947 | U.S. Energy Information Administration |  |  |  |  | 44.73 | NO-ESTIMATION | NO-ESTIMATION | NO-ESTIMATION | NO-ESTIMATION | CAPACITY-FACTOR-V1
USA | United States of America | IVC Solar |  | USA0061692 | 3 | 32.8319 | -115.5066 | Solar |  |  |  | 2017.0 | ZGlobal Inc | U.S. Energy Information Administration | http://www.eia.gov/electricity/data/browser/ | U.S. Energy Information Administration |  | 2019 |  |  |  |  | 5.78 | 3.463 | 4.09 | U.S. Energy Information Administration |  |  |  |  | 4.88 | NO-ESTIMATION | NO-ESTIMATION | NO-ESTIMATION | NO-ESTIMATION | CAPACITY-FACTOR-V1
USA | United States of America | Alamogordo Solar Energy Center |  | USA0057577 | 5 | 32.8657 | -105.9998 | Solar |  |  |  | 2011.0 | PNM Resources | U.S. Energy Information Administration | http://www.eia.gov/electricity/data/browser/ | U.S. Energy Information Administration | 66156 | 2019 | 11.735 | 11.267 | 11.046 | 11.552 | 11.421 | 11.097 | 11.031 | U.S. Energy Information Administration | 10.36 | 10.53 | 10.13 | 8.72 | 8.93 | NO-ESTIMATION | NO-ESTIMATION | NO-ESTIMATION | NO-ESTIMATION | CAPACITY-FACTOR-V1
USA | United States of America | Walmart Casa Grande |  | USA0057939 | 2 | 32.8668 | -111.7718 | Solar |  |  |  | 2011.0 | Tesla Inc. | U.S. Energy Information Administration | http://www.eia.gov/electricity/data/browser/ | U.S. Energy Information Administration | 64456 | 2019 | 3.53529 | 3.3095700000000003 | 3.15216 | 3.228 | 2.997 | 1.444 | 2.627 | U.S. Energy Information Administration | 3.88 | 4.10 | 4.03 | 3.51 | 3.51 | HYDRO-V1 | HYDRO-V1 | HYDRO-V1 | HYDRO-V1 | HYDRO-V1
USA | United States of America | Univ of California San Diego Solar |  | USA0057856 | 1.2 | 32.8744 | -117.2389 | Solar |  |  |  | 2008.9999999999998 | University of California San Diego | U.S. Energy Information Administration | http://www.eia.gov/electricity/data/browser/ | U.S. Energy Information Administration |  | 2019 | 1.901 | 2.552 | 2.836 | 2.379 | 3.1 | 3.492 | 3.901 | U.S. Energy Information Administration | 2.31 | 2.11 | 2.23 | 2.01 | 2.13 | HYDRO-V1 | HYDRO-V1 | HYDRO-V1 | HYDRO-V1 | HYDRO-V1
USA | United States of America | Pinal Central Energy Center Hybrid |  | USA0061678 | 30 | 32.8757 | -111.5511 | Solar | Storage |  |  | 2018.0 | Pinal Central Energy Center LLC | U.S. Energy Information Administration | http://www.eia.gov/electricity/data/browser/ | U.S. Energy Information Administration |  | 2019 | [5 empty] | 49.27933 | 59.895 | U.S. Energy Information Administration |  |  |  |  | 48.88 | NO-ESTIMATION | NO-ESTIMATION | NO-ESTIMATION | NO-ESTIMATION | CAPACITY-FACTOR-V1
USA | United States of America | LaFayette Solar Farm |  | USA0060583 | 79.2 | 32.8763 | -85.3882 | Solar |  |  |  | 2018.0 | AL Solar A LLC | U.S. Energy Information Administration | http://www.eia.gov/electricity/data/browser/ | U.S. Energy Information Administration |  | 2019 |  |  |  |  | 5.773 | 160.946 | 167.107 | U.S. Energy Information Administration |  |  |  |  | 129.05 | NO-ESTIMATION | NO-ESTIMATION | NO-ESTIMATION | NO-ESTIMATION | CAPACITY-FACTOR-V1
USA | United States of America | Hampton Solar I |  | USA0061325 | 6.8 | 32.8790 | -81.1330 | Solar |  |  |  | 2017.0 | Hampton Solar I LLC | U.S. Energy Information Administration | http://www.eia.gov/electricity/data/browser/ | U.S. Energy Information Administration |  | 2019 |  |  |  |  | 4.75 | 14.026 | 13.147 | U.S. Energy Information Administration |  |  |  |  | 11.08 | NO-ESTIMATION | NO-ESTIMATION | NO-ESTIMATION | NO-ESTIMATION | NO-ESTIMATION
USA | United States of America | Wilkinson DeFore |  | USA0062886 | 2.3 | 32.8796 | -83.3210 | Solar |  |  |  | 2019.0 | Westbound Solar LLC | U.S. Energy Information Administration | http://www.eia.gov/electricity/data/browser/ | U.S. Energy Information Administration |  | 2019 | [6 empty] | 2.934 | U.S. Energy Information Administration |  |  |  |  | 3.74 | NO-ESTIMATION | NO-ESTIMATION | NO-ESTIMATION | NO-ESTIMATION | NO-ESTIMATION
USA | United States of America | Hampton Solar 2 |  | USA0061498 | 20 | 32.8810 | -81.1360 | Solar |  |  |  | 2018.0 | Hampton Solar II LLC | U.S. Energy Information Administration | http://www.eia.gov/electricity/data/browser/ | U.S. Energy Information Administration |  | 2019 |  |  |  |  | 0.9530000000000001 | 28.768 | 41.788 | U.S. Energy Information Administration |  |  |  |  | 32.59 | NO-ESTIMATION | NO-ESTIMATION | NO-ESTIMATION | NO-ESTIMATION | CAPACITY-FACTOR-V1
USA | United States of America | Georgia Power at Wadley GA |  | USA0059843 | 1 | 32.8830 | -82.4100 | Solar |  |  |  | 2015.0 | Constellation Solar Georgia LLC. | U.S. Energy Information Administration | http://www.eia.gov/electricity/data/browser/ | U.S. Energy Information Administration |  | 2019 |  | 0.011 | 1.8780000000000001 | 1.559 | 1.93 | 1.843 | 1.881 | U.S. Energy Information Administration |  |  |  | 1.87 | 1.86 | NO-ESTIMATION | NO-ESTIMATION | NO-ESTIMATION | NO-ESTIMATION | CAPACITY-FACTOR-V1
USA | United States of America | SCE&G Curie CSG |  | USA0061432 | 2 | 32.8900 | -81.1060 | Solar |  |  |  | 2019.0 | Cypress Creek Renewables | U.S. Energy Information Administration | http://www.eia.gov/electricity/data/browser/ | U.S. Energy Information Administration |  | 2019 | [6 empty] | 3.523 | U.S. Energy Information Administration |  |  |  |  | 3.25 | NO-ESTIMATION | NO-ESTIMATION | NO-ESTIMATION | NO-ESTIMATION | CAPACITY-FACTOR-V1
USA | United States of America | Vista Grande HS at Casa Grande |  | USA0058517 | 1.8 | 32.8914 | -111.7131 | Solar |  |  |  | 2013.0 | Constellation Solar Holding LLC | U.S. Energy Information Administration | http://www.eia.gov/electricity/data/browser/ | U.S. Energy Information Administration | 64456 | 2019 | 3.072 | 2.888 | 2.895 | 3.095 | 3.116 | 3.04 | 3.106 | U.S. Energy Information Administration |  | 3.71 | 3.71 | 3.61 | 3.61 | HYDRO-V1 | HYDRO-V1 | HYDRO-V1 | HYDRO-V1 | HYDRO-V1
USA | United States of America | Troup RC50 |  | USA0062885 | 2.3 | 32.8959 | -84.8495 | Solar |  |  |  | 2019.0 | Westbound Solar LLC | U.S. Energy Information Administration | http://www.eia.gov/electricity/data/browser/ | U.S. Energy Information Administration |  | 2019 | [6 empty] | 3.567 | U.S. Energy Information Administration |  |  |  |  | 3.74 | NO-ESTIMATION | NO-ESTIMATION | NO-ESTIMATION | NO-ESTIMATION | CAPACITY-FACTOR-V1
USA | United States of America | SDCCD - Miramar |  | USA0059138 | 1.1 | 32.9061 | -117.1214 | Solar |  |  |  | 2011.0000000000002 | Ahana Renewables LLC | U.S. Energy Information Administration | http://www.eia.gov/electricity/data/browser/ | U.S. Energy Information Administration |  | 2019 | 1.868 | 1.8671400000000002 | 1.803 | 1.363 | 1.4750999999999999 | 1.366 | 1.681 | U.S. Energy Information Administration | 1.83 | 1.77 | 1.81 | 1.42 | 1.47 | HYDRO-V1 | HYDRO-V1 | HYDRO-V1 | HYDRO-V1 | HYDRO-V1
USA | United States of America | Colleton Solar Farm |  | USA0058700 | 2.5 | 32.9133 | -80.6925 | Solar |  |  |  | 2014.0 | TIG Sun Energy I LLC | U.S. Energy Information Administration | http://www.eia.gov/electricity/data/browser/ | U.S. Energy Information Administration | 67544 | 2019 | 0.115 | 4.785 | 4.22 | 4.688 | 4.45 | 3.887 | 3.963 | U.S. Energy Information Administration |  |  | 4.89 | 4.92 | 4.91 | NO-ESTIMATION | NO-ESTIMATION | NO-ESTIMATION | NO-ESTIMATION | CAPACITY-FACTOR-V1
USA | United States of America | Upson Rocky Creek Solar Plant |  | USA0058485 | 1 | 32.9208 | -84.3431 | Solar |  |  |  | 2012.0 | Axium US Solar Holdings LLC | U.S. Energy Information Administration | http://www.eia.gov/electricity/data/browser/ | U.S. Energy Information Administration |  | 2019 | 1.3820000000000001 | 1.419 | 1.373 | 1.452 | 1.334 | 0.999 | 1.221 | U.S. Energy Information Administration | 1.82 | 1.82 | 2.01 | 1.76 | 1.69 | NO-ESTIMATION | NO-ESTIMATION | NO-ESTIMATION | NO-ESTIMATION | NO-ESTIMATION
USA | United States of America | Holloman Solar Facility |  | USA0060301 | 5 | 32.9213 | -106.0724 | Solar |  |  |  | 2018.0 | El Paso Electric Co | U.S. Energy Information Administration | http://www.eia.gov/electricity/data/browser/ | U.S. Energy Information Administration |  | 2019 | [5 empty] | 1.975 | 12.261 | U.S. Energy Information Administration |  |  |  |  | 8.14 | HYDRO-V1 | HYDRO-V1 | HYDRO-V1 | HYDRO-V1 | HYDRO-V1
USA | United States of America | Solana Generating Station |  | USA0056812 | 280 | 32.9223 | -112.9559 | Solar |  |  |  | 2013.0 | Arizona Solar One LLC | U.S. Energy Information Administration | http://www.eia.gov/electricity/data/browser/ | U.S. Energy Information Administration | 58069 | 2019 | 89.248 | 603.567 | 718.843 | 643.67 | 723.966 | 776.013 | 791.642 | U.S. Energy Information Administration |  | 558.16 | 634.40 | 656.81 | 673.74 | HYDRO-V1 | HYDRO-V1 | HYDRO-V1 | HYDRO-V1 | HYDRO-V1
USA | United States of America | Kilroy Solar |  | USA0061628 | 1.1 | 32.9361 | -117.2342 | Solar |  |  |  | 2018.0 | Nautilus Solar Solutions | U.S. Energy Information Administration | http://www.eia.gov/electricity/data/browser/ | U.S. Energy Information Administration |  | 2019 | [5 empty] | 1.869 | 6.718 | U.S. Energy Information Administration |  |  |  |  | 1.79 | HYDRO-V1 | HYDRO-V1 | HYDRO-V1 | HYDRO-V1 | HYDRO-V1
USA | United States of America | Union HS at Casa Grande |  | USA0058516 | 1.6 | 32.9369 | -111.7386 | Solar |  |  |  | 2013.0 | Constellation Solar Holding LLC | U.S. Energy Information Administration | http://www.eia.gov/electricity/data/browser/ | U.S. Energy Information Administration |  | 2019 | 3.364 | 3.343 | 3.196 | 3.404 | 3.274 | 3.219 | 2.852 | U.S. Energy Information Administration |  | 3.39 | 3.40 | 3.39 | 3.28 | NO-ESTIMATION | NO-ESTIMATION | NO-ESTIMATION | NO-ESTIMATION | CAPACITY-FACTOR-V1
USA | United States of America | Gila Bend Hybrid |  | USA0059020 | 32 | 32.9408 | -112.8814 | Solar |  |  |  | 2014.0 | Arizona Public Service Co | U.S. Energy Information Administration | http://www.eia.gov/electricity/data/browser/ | U.S. Energy Information Administration | 65801 | 2019 |  | 63.746 | 104.802 | 102.97500000000001 | 100.19800000000001 | 96.214 | 94.765 | U.S. Energy Information Administration |  |  | 72.42 | 77.42 | 81.62 | HYDRO-V1 | HYDRO-V1 | HYDRO-V1 | HYDRO-V1 | HYDRO-V1
USA | United States of America | Southern Current One LLC |  | USA0061748 | 10.2 | 32.9473 | -81.2159 | Solar |  |  |  | 2018.0 | Southern Current One LLC | U.S. Energy Information Administration | http://www.eia.gov/electricity/data/browser/ | U.S. Energy Information Administration |  | 2019 |  |  |  |  | 0.226 | 18.842 | 20.161 | U.S. Energy Information Administration |  |  |  |  | 16.62 | HYDRO-V1 | HYDRO-V1 | HYDRO-V1 | HYDRO-V1 | HYDRO-V1
USA | United States of America | Camp Solar Plant |  | USA0058893 | 2.4 | 32.9647 | -84.5439 | Solar |  |  |  | 2013.9999999999998 | Axium US Solar Holdings LLC | U.S. Energy Information Administration | http://www.eia.gov/electricity/data/browser/ | U.S. Energy Information Administration | 67792 | 2019 | 0.179 | 4.6930000000000005 | 4.415 | 4.881 | 3.457 | 4.105 | 4.148 | U.S. Energy Information Administration |  | 4.33 | 4.78 | 4.78 | 4.71 | HYDRO-V1 | HYDRO-V1 | HYDRO-V1 | HYDRO-V1 | HYDRO-V1
USA | United States of America | Crown Cooling Facility |  | USA0058527 | 1 | 32.9672 | -115.5325 | Solar |  |  |  | 2012.0 | Five Crowns Inc | U.S. Energy Information Administration | http://www.eia.gov/electricity/data/browser/ | U.S. Energy Information Administration |  | 2019 | 1.9136700000000002 | 1.936 | 1.804 | 1.325 | 1.219 | 0.652 | 1.7305 | U.S. Energy Information Administration | 2.09 | 2.09 | 2.09 | 1.85 | 1.62 | NO-ESTIMATION | NO-ESTIMATION | NO-ESTIMATION | NO-ESTIMATION | CAPACITY-FACTOR-V1
USA | United States of America | Otero Solar |  | USA0058520 | 8 | 32.9764 | -105.9711 | Solar |  |  |  | 2014.0 | PNM Resources | U.S. Energy Information Administration | http://www.eia.gov/electricity/data/browser/ | U.S. Energy Information Administration | 69218 | 2019 | 0.918 | 18.476 | 17.81 | 18.555 | 18.69 | 17.968 | 17.236 | U.S. Energy Information Administration |  |  | 17.48 | 17.22 | 18.39 | NO-ESTIMATION | NO-ESTIMATION | NO-ESTIMATION | NO-ESTIMATION | CAPACITY-FACTOR-V1
USA | United States of America | Agua Caliente Solar Project |  | USA0057373 | 347.7 | 32.9774 | -113.4945 | Solar |  |  |  | 2013.0871440897326 | Agua Caliente Solar | U.S. Energy Information Administration | http://www.eia.gov/electricity/data/browser/ | U.S. Energy Information Administration | 60667 | 2019 | 675.525 | 741.181 | 739.734 | 743.533 | 728.74 | 723.3240000000001 | 716.167 | U.S. Energy Information Administration |  | 677.23 | 678.16 | 696.70 | 753.49 | HYDRO-V1 | HYDRO-V1 | HYDRO-V1 | HYDRO-V1 | HYDRO-V1
USA | United States of America | Middle Daisy |  | USA0061681 | 5 | 32.9786 | -103.3713 | Solar |  |  |  | 2017.0 | Onyx Asset Services Group | U.S. Energy Information Administration | http://www.eia.gov/electricity/data/browser/ | U.S. Energy Information Administration |  | 2019 |  |  |  |  | 0.992 | 13.662 | 13.06 | U.S. Energy Information Administration |  |  |  |  | 8.14 | HYDRO-V1 | HYDRO-V1 | HYDRO-V1 | HYDRO-V1 | HYDRO-V1
USA | United States of America | Azalea Solar LLC |  | USA0058482 | 7.7 | 32.9808 | -82.5917 | Solar |  |  |  | 2014.0 | Dominion Renewable Energy | U.S. Energy Information Administration | http://www.eia.gov/electricity/data/browser/ | U.S. Energy Information Administration | 66620 | 2019 | 0.707 | 14.741 | 13.503 | 14.279 | 13.707 | 12.462 | 13.001 | U.S. Energy Information Administration |  |  | 15.31 | 15.59 | 15.4 | HYDRO-V1 | HYDRO-V1 | HYDRO-V1 | HYDRO-V1 | HYDRO-V1
USA | United States of America | Community Solar 1 |  | USA0058545 | 5.7 | 32.9828 | -115.4819 | Solar |  |  |  | 2014.0000000000002 | NRG Solar Community 1 LLC | U.S. Energy Information Administration | http://www.eia.gov/electricity/data/browser/ | U.S. Energy Information Administration | 68214 | 2019 |  | 6.62 | 14.478 | 13.953059999999999 | 13.644 | 11.73 | 13.877 | U.S. Energy Information Administration |  |  | 12.13 | 11.96 | 12.29 | NO-ESTIMATION | NO-ESTIMATION | NO-ESTIMATION | NO-ESTIMATION | CAPACITY-FACTOR-V1
USA | United States of America | Kimberly-Clark Solar |  | USA0062960 | 2.3 | 33.0000 | -85.0340 | Solar |  |  |  | 2019.0 | DG Georgia Solar II LLC | U.S. Energy Information Administration | http://www.eia.gov/electricity/data/browser/ | U.S. Energy Information Administration |  | 2019 | [6 empty] | 4.237 | U.S. Energy Information Administration |  |  |  |  | 3.74 | NO-ESTIMATION | NO-ESTIMATION | NO-ESTIMATION | NO-ESTIMATION | NO-ESTIMATION
USA | United States of America | Ramona 1 |  | USA0058909 | 2 | 33.0122 | -116.8750 | Solar |  |  |  | 2014.0 | Sol Orchard San Diego 20 LLC | U.S. Energy Information Administration | http://www.eia.gov/electricity/data/browser/ | U.S. Energy Information Administration |  | 2019 | 0.074 | 4.408 | 4.742 | 4.857 | 3.444 | 3.704 | 4.467 | U.S. Energy Information Administration |  |  | 3.62 | 4.02 | 3.57 | NO-ESTIMATION | NO-ESTIMATION | NO-ESTIMATION | NO-ESTIMATION | CAPACITY-FACTOR-V1
USA | United States of America | Ramona 2 |  | USA0058911 | 5 | 33.0122 | -116.8750 | Solar |  |  |  | 2014.0 | Sol Orchard San Diego 21 LLC | U.S. Energy Information Administration | http://www.eia.gov/electricity/data/browser/ | U.S. Energy Information Administration | 65937 | 2019 | 0.106 | 10.57 | 11.765 | 11.767 | 8.61 | 9.258000000000001 | 9.318 | U.S. Energy Information Administration |  |  | 9.65 | 10.35 | 9.37 | NO-ESTIMATION | NO-ESTIMATION | NO-ESTIMATION | NO-ESTIMATION | CAPACITY-FACTOR-V1
USA | United States of America | Ramona Solar Energy |  | USA0060995 | 4.3 | 33.0185 | -116.8607 | Solar |  |  |  | 2017.0000000000002 | San Diego Gas & Electric Co | U.S. Energy Information Administration | http://www.eia.gov/electricity/data/browser/ | U.S. Energy Information Administration |  | 2019 |  |  |  |  | 6.49 | 7.774 | 6.716 | U.S. Energy Information Administration |  |  |  |  | 7 | NO-ESTIMATION | NO-ESTIMATION | NO-ESTIMATION | NO-ESTIMATION | CAPACITY-FACTOR-V1
USA | United States of America | Paloma Solar Hybrid |  | USA0057562 | 17.6 | 33.0211 | -112.6614 | Solar |  |  |  | 2011.0000000000002 | Arizona Public Service Co | U.S. Energy Information Administration | http://www.eia.gov/electricity/data/browser/ | U.S. Energy Information Administration | 62439 | 2019 | 41.614000000000004 | 40.298 | 39.257 | 37.662 | 38.592 | 37.861000000000004 | 38.476 | U.S. Energy Information Administration | 39.18 | 38.62 | 39.95 | 36.95 | 38.42 | NO-ESTIMATION | NO-ESTIMATION | NO-ESTIMATION | NO-ESTIMATION | CAPACITY-FACTOR-V1
USA | United States of America | Haley Solar |  | USA0061523 | 8.2 | 33.0234 | -81.2934 | Solar |  |  |  | 2018.0 | Haley Solar LLC | U.S. Energy Information Administration | http://www.eia.gov/electricity/data/browser/ | U.S. Energy Information Administration |  | 2019 |  |  |  |  | 0.858 | 18.249 | 17.35 | U.S. Energy Information Administration |  |  |  |  | 13.36 | HYDRO-V1 | HYDRO-V1 | HYDRO-V1 | HYDRO-V1 | HYDRO-V1
USA | United States of America | Hyder Solar Hybrid |  | USA0057563 | 22 | 33.0257 | -113.3440 | Solar |  |  |  | 2011.2272727272727 | Arizona Public Service Co | U.S. Energy Information Administration | http://www.eia.gov/electricity/data/browser/ | U.S. Energy Information Administration | 62815 | 2019 | 41.43 | 41.99 | 42.004 | 40.655 | 38.483000000000004 | 37.78 | 37.173 | U.S. Energy Information Administration | 48.49 | 46.65 | 49.26 | 41.79 | 47.35 | HYDRO-V1 | HYDRO-V1 | HYDRO-V1 | HYDRO-V1 | HYDRO-V1
USA | United States of America | RE Gillespie 1 LLC |  | USA0058501 | 15 | 33.0264 | -112.6658 | Solar |  |  |  | 2014.0 | Gamma Genco CV II LLC | U.S. Energy Information Administration | http://www.eia.gov/electricity/data/browser/ | U.S. Energy Information Administration |  | 2019 | 0.095 | 44.651 | 42.787 | 44.136 | 42.481 | 41.594 | 43.25 | U.S. Energy Information Administration |  |  | 34.23 | 35.33 | 38.54 | NO-ESTIMATION | NO-ESTIMATION | NO-ESTIMATION | NO-ESTIMATION | CAPACITY-FACTOR-V1
USA | United States of America | Hyder II Hybrid |  | USA0058383 | 14 | 33.0270 | -113.3489 | Solar |  |  |  | 2014.0 | Arizona Public Service Co | U.S. Energy Information Administration | http://www.eia.gov/electricity/data/browser/ | U.S. Energy Information Administration |  | 2019 | 5.299 | 42.821 | 43.826 | 37.104 | 36.4 | 37.062 | 36.646 | U.S. Energy Information Administration |  |  | 31.94 | 32.26 | 35.97 | NO-ESTIMATION | NO-ESTIMATION | NO-ESTIMATION | NO-ESTIMATION | CAPACITY-FACTOR-V1
USA | United States of America | Cotton Center Solar Hybrid |  | USA0057561 | 17 | 33.0347 | -112.6617 | Solar |  |  |  | 2011.0 | Arizona Public Service Co | U.S. Energy Information Administration | http://www.eia.gov/electricity/data/browser/ | U.S. Energy Information Administration | 64567 | 2019 | 43.658 | 43.648 | 42.798 | 38.993 | 32.594 | 36.792 | 39.075 | U.S. Energy Information Administration | 37.85 | 37.30 | 38.58 | 35.97 | 37.11 | NO-ESTIMATION | NO-ESTIMATION | NO-ESTIMATION | NO-ESTIMATION | CAPACITY-FACTOR-V1
USA | United States of America | Sandstone Solar |  | USA0059634 | 45 | 33.0356 | -111.4303 | Solar |  |  |  | 2016.0 | Sustainable Power Group LLC | U.S. Energy Information Administration | http://www.eia.gov/electricity/data/browser/ | U.S. Energy Information Administration | 68750 | 2019 |  |  | 2.532 | 121.501 | 124.218 | 123.177 | 120.772 | U.S. Energy Information Administration |  |  |  |  | 120.45 | NO-ESTIMATION | NO-ESTIMATION | NO-ESTIMATION | NO-ESTIMATION | CAPACITY-FACTOR-V1
USA | United States of America | White Oak Solar LLC |  | USA0060082 | 76.5 | 33.0368 | -82.1113 | Solar |  |  |  | 2016.0 | White Oak Solar LLC | U.S. Energy Information Administration | http://www.eia.gov/electricity/data/browser/ | U.S. Energy Information Administration |  | 2019 |  |  |  | 68.895 | 159.286 | 150.597 | 152.616 | U.S. Energy Information Administration |  |  |  |  | 171.07 | NO-ESTIMATION | NO-ESTIMATION | NO-ESTIMATION | NO-ESTIMATION | CAPACITY-FACTOR-V1
USA | United States of America | OCI Alamo 7 LLC |  | USA0059207 | 100 | 33.0400 | -99.5525 | Solar |  |  |  | 2016.0 | Consolidated Edison Development Inc. | U.S. Energy Information Administration | http://www.eia.gov/electricity/data/browser/ | U.S. Energy Information Administration |  | 2019 |  |  |  | 70.109 | 284.214 | 284.214 | 252.048 | U.S. Energy Information Administration |  |  |  |  | 245.27 | NO-ESTIMATION | NO-ESTIMATION | NO-ESTIMATION | NO-ESTIMATION | CAPACITY-FACTOR-V1
USA | United States of America | Valencia 1 Solar CA |  | USA0061418 | 3 | 33.0436 | -115.6278 | Solar |  |  |  | 2017.0 | ZGlobal Inc | U.S. Energy Information Administration | http://www.eia.gov/electricity/data/browser/ | U.S. Energy Information Administration |  | 2019 |  |  |  |  | 1.226 | 6.6770000000000005 | 6.471 | U.S. Energy Information Administration |  |  |  |  | 4.88 | NO-ESTIMATION | NO-ESTIMATION | NO-ESTIMATION | NO-ESTIMATION | CAPACITY-FACTOR-V1
USA | United States of America | Greenville |  | USA0060512 | 1 | 33.0458 | -84.7144 | Solar |  |  |  | 2014.0 | Terraform Arcadia | U.S. Energy Information Administration | http://www.eia.gov/electricity/data/browser/ | U.S. Energy Information Administration |  | 2019 | [6 empty] | 1.401 | U.S. Energy Information Administration |  |  |  |  | 1.62 | HYDRO-V1 | HYDRO-V1 | HYDRO-V1 | HYDRO-V1 | HYDRO-V1
USA | United States of America | Bonnybrooke PV |  | USA0060413 | 50 | 33.0530 | -111.3400 | Solar |  |  |  | 2016.0 | Apple Inc | U.S. Energy Information Administration | http://www.eia.gov/electricity/data/browser/ | U.S. Energy Information Administration | 70798 | 2019 |  |  |  | 12.278 | 134.856 | 138.774 | 136.141 | U.S. Energy Information Administration |  |  |  |  | 133.83 | NO-ESTIMATION | NO-ESTIMATION | NO-ESTIMATION | NO-ESTIMATION | CAPACITY-FACTOR-V1
USA | United States of America | Solar Gen 2 Solar Facility |  | USA0058592 | 163.2 | 33.0800 | -115.4700 | Solar |  |  |  | 2014.0 | Southern Power Co | U.S. Energy Information Administration | http://www.eia.gov/electricity/data/browser/ | U.S. Energy Information Administration | 63834 | 2019 |  | 19.353 | 418.801 | 418.43 | 405.357 | 385.067 | 379.991 | U.S. Energy Information Administration |  | 331.04 | 356.70 | 357.27 | 382.95 | NO-ESTIMATION | NO-ESTIMATION | NO-ESTIMATION | NO-ESTIMATION | CAPACITY-FACTOR-V1
USA | United States of America | Toyota HQ Plan |  | USA0061895 | 7.7 | 33.0842 | -96.8411 | Solar |  |  |  | 2017.0 | PGC Plano I LLC | U.S. Energy Information Administration | http://www.eia.gov/electricity/data/browser/ | U.S. Energy Information Administration |  | 2019 |  |  |  |  | 2.30571 | 10.611 | 12.118 | U.S. Energy Information Administration |  |  |  |  | 12.54 | SOLAR-V1-NO-AGE | SOLAR-V1-NO-AGE | SOLAR-V1-NO-AGE | SOLAR-V1-NO-AGE | SOLAR-V1-NO-AGE
USA | United States of America | Seville 2 |  | USA0059723 | 30 | 33.1101 | -116.0059 | Solar |  |  |  | 2016.0 | Seville Solar Two LLC | U.S. Energy Information Administration | http://www.eia.gov/electricity/data/browser/ | U.S. Energy Information Administration |  | 2019 |  |  | 0.6920000000000001 | 98.659 | 92.06400000000001 | 89.273 | 84.3 | U.S. Energy Information Administration |  |  |  |  | 81.91 | SOLAR-V1-NO-AGE | SOLAR-V1-NO-AGE | SOLAR-V1-NO-AGE | SOLAR-V1-NO-AGE | SOLAR-V1-NO-AGE
USA | United States of America | Seville 1 |  | USA0059722 | 20 | 33.1125 | -116.0139 | Solar |  |  |  | 2016.0 | Seville Solar One LLC | U.S. Energy Information Administration | http://www.eia.gov/electricity/data/browser/ | U.S. Energy Information Administration |  | 2019 |  |  | 0.258 | 65.602 | 61.731 | 52.417 | 52.47 | U.S. Energy Information Administration |  |  |  |  | 54.61 | SOLAR-V1-NO-AGE | SOLAR-V1-NO-AGE | SOLAR-V1-NO-AGE | SOLAR-V1-NO-AGE | SOLAR-V1-NO-AGE
USA | United States of America | City of Truth or Consequences PV |  | USA0059653 | 1.9 | 33.1211 | -107.2878 | Solar |  |  |  | 2015.0 | SSA Solar of NM 4 LLC | U.S. Energy Information Administration | http://www.eia.gov/electricity/data/browser/ | U.S. Energy Information Administration |  | 2019 |  |  | 2.438 | 3.585 | 3.387 | 3.773 | 3.556 | U.S. Energy Information Administration |  |  |  | 3.65 | 4.14 | SOLAR-V1-NO-AGE | SOLAR-V1-NO-AGE | SOLAR-V1-NO-AGE | SOLAR-V1-NO-AGE | SOLAR-V1-NO-AGE
USA | United States of America | Desert Star |  | USA0059444 | 10 | 33.1450 | -112.6600 | Solar |  |  |  | 2015.0 | Arizona Public Service Co | U.S. Energy Information Administration | http://www.eia.gov/electricity/data/browser/ | U.S. Energy Information Administration | 69287 | 2019 |  |  | 14.817 | 8.924 | 17.273 | 29.69 | 31.006 | U.S. Energy Information Administration |  |  |  | 17.81 | 21.02 | SOLAR-V1-NO-AGE | SOLAR-V1-NO-AGE | SOLAR-V1-NO-AGE | SOLAR-V1-NO-AGE | SOLAR-V1-NO-AGE
USA | United States of America | Desert Star Hybrid |  | USA0062965 | 10 | 33.1456 | -112.6591 | Solar |  |  |  | 2015.0 | Arizona Public Service Co | U.S. Energy Information Administration | http://www.eia.gov/electricity/data/browser/ | U.S. Energy Information Administration |  | 2019 | [6 empty] | 31.006 | U.S. Energy Information Administration |  |  |  |  | 16.29 | SOLAR-V1-NO-AGE | SOLAR-V1-NO-AGE | SOLAR-V1-NO-AGE | SOLAR-V1-NO-AGE | SOLAR-V1-NO-AGE
USA | United States of America | Wal-Mart Truth or Consequences PV |  | USA0060341 | 1 | 33.1526 | -107.2498 | Solar |  |  |  | 2015.0 | SSA Solar of NM 3 LLC | U.S. Energy Information Administration | http://www.eia.gov/electricity/data/browser/ | U.S. Energy Information Administration |  | 2019 |  |  | 0.423 | 1.869 | 1.915 | 1.941 | 1.797 | U.S. Energy Information Administration |  |  |  | 2.03 | 2.26 | SOLAR-V1-NO-AGE | SOLAR-V1-NO-AGE | SOLAR-V1-NO-AGE | SOLAR-V1-NO-AGE | SOLAR-V1-NO-AGE
USA | United States of America | Midway Solar Farm III |  | USA0060315 | 20 | 33.1548 | -115.5449 | Solar |  |  |  | 2018.0 | Greenbacker Renewable Energy Corporation | U.S. Energy Information Administration | http://www.eia.gov/electricity/data/browser/ | U.S. Energy Information Administration |  | 2019 | [5 empty] | 11.888 | 40.396 | U.S. Energy Information Administration |  |  |  |  | 32.59 | SOLAR-V1-NO-AGE | SOLAR-V1-NO-AGE | SOLAR-V1-NO-AGE | SOLAR-V1-NO-AGE | SOLAR-V1-NO-AGE
USA | United States of America | Poseidon Solar LLC |  | USA0057318 | 20 | 33.1606 | -111.4840 | Solar |  |  |  | 2012.0 | Axium Arizona Renewables LLC | U.S. Energy Information Administration | http://www.eia.gov/electricity/data/browser/ | U.S. Energy Information Administration | 60937 | 2019 | 53.442 | 53.044000000000004 | 51.779 | 54.194 | 52.567 | 50.089 | 51.447 | U.S. Energy Information Administration | 46.39 | 46.26 | 46.78 | 47.39 | 46.22 | SOLAR-V1-NO-AGE | SOLAR-V1-NO-AGE | SOLAR-V1-NO-AGE | SOLAR-V1-NO-AGE | SOLAR-V1-NO-AGE
USA | United States of America | Leon Solar |  | USA0061532 | 10 | 33.1611 | -96.2397 | Solar |  |  |  | 2018.0 | Cypress Creek Renewables | U.S. Energy Information Administration | http://www.eia.gov/electricity/data/browser/ | U.S. Energy Information Administration |  | 2019 |  |  |  |  | 0.0 | 19.395 | 21.514 | U.S. Energy Information Administration |  |  |  |  | 16.29 | SOLAR-V1-NO-AGE | SOLAR-V1-NO-AGE | SOLAR-V1-NO-AGE | SOLAR-V1-NO-AGE | SOLAR-V1-NO-AGE
USA | United States of America | Midway Solar Farm II |  | USA0060237 | 30 | 33.1621 | -115.5317 | Solar |  |  |  | 2017.0 | Dominion Renewable Energy | U.S. Energy Information Administration | http://www.eia.gov/electricity/data/browser/ | U.S. Energy Information Administration |  | 2019 |  |  |  |  | 71.792 | 86.782 | 80.381 | U.S. Energy Information Administration |  |  |  |  | 48.88 | SOLAR-V1-NO-AGE | SOLAR-V1-NO-AGE | SOLAR-V1-NO-AGE | SOLAR-V1-NO-AGE | SOLAR-V1-NO-AGE
USA | United States of America | Calipatria Solar Farm |  | USA0059088 | 20 | 33.1658 | -115.5322 | Solar |  |  |  | 2016.0 | Southern Power Co | U.S. Energy Information Administration | http://www.eia.gov/electricity/data/browser/ | U.S. Energy Information Administration | 65109 | 2019 |  |  |  | 45.14 | 45.399 | 41.922000000000004 | 42.035 | U.S. Energy Information Administration |  |  |  |  | 50.42 | SOLAR-V1-NO-AGE | SOLAR-V1-NO-AGE | SOLAR-V1-NO-AGE | SOLAR-V1-NO-AGE | SOLAR-V1-NO-AGE
USA | United States of America | Sterling Solar (TX) |  | USA0061871 | 10 | 33.1662 | -96.1726 | Solar |  |  |  | 2018.0 | Cypress Creek Renewables | U.S. Energy Information Administration | http://www.eia.gov/electricity/data/browser/ | U.S. Energy Information Administration |  | 2019 | [5 empty] | 0.977 | 15.896 | U.S. Energy Information Administration |  |  |  |  | 16.29 | SOLAR-V1-NO-AGE | SOLAR-V1-NO-AGE | SOLAR-V1-NO-AGE | SOLAR-V1-NO-AGE | SOLAR-V1-NO-AGE
USA | United States of America | Waynesboro Community Solar |  | USA0062409 | 2.4 | 33.1706 | -81.8239 | Solar |  |  |  | 2018.9999999999998 | Georgia Power Co | U.S. Energy Information Administration | http://www.eia.gov/electricity/data/browser/ | U.S. Energy Information Administration |  | 2019 | [6 empty] | 2.398 | U.S. Energy Information Administration |  |  |  |  | 3.91 | NO-ESTIMATION | NO-ESTIMATION | NO-ESTIMATION | NO-ESTIMATION | CAPACITY-FACTOR-V1
USA | United States of America | Midway Solar Farm 1 |  | USA0060336 | 50 | 33.1766 | -115.5728 | Solar |  |  |  | 2018.0 | 83WI 8ME LLC | U.S. Energy Information Administration | http://www.eia.gov/electricity/data/browser/ | U.S. Energy Information Administration |  | 2019 |  |  |  |  | 0.0 | 140.843 | 130.023 | U.S. Energy Information Administration |  |  |  |  | 81.47 | SOLAR-V1-NO-AGE | SOLAR-V1-NO-AGE | SOLAR-V1-NO-AGE | SOLAR-V1-NO-AGE | SOLAR-V1-NO-AGE
USA | United States of America | Citizens Imperial Solar |  | USA0062052 | 30 | 33.1917 | -115.4338 | Solar |  |  |  | 2019.0 | Citizens Enterprises Corporation | U.S. Energy Information Administration | http://www.eia.gov/electricity/data/browser/ | U.S. Energy Information Administration |  | 2019 | [6 empty] | 27.408 | U.S. Energy Information Administration |  |  |  |  | 48.88 | SOLAR-V1-NO-AGE | SOLAR-V1-NO-AGE | SOLAR-V1-NO-AGE | SOLAR-V1-NO-AGE | SOLAR-V1-NO-AGE
USA | United States of America | SDCWA - Twin Oaks |  | USA0059139 | 1.1 | 33.2100 | -117.1706 | Solar |  |  |  | 2011.0000000000002 | Ahana Renewables LLC | U.S. Energy Information Administration | http://www.eia.gov/electricity/data/browser/ | U.S. Energy Information Administration |  | 2019 | 1.964 | 1.961 | 1.881 | 1.8940000000000001 | 1.874 | 0.6910000000000001 | 1.736 | U.S. Energy Information Administration | 1.89 | 1.77 | 1.81 | 1.49 | 1.47 | SOLAR-V1-NO-AGE | SOLAR-V1-NO-AGE | SOLAR-V1-NO-AGE | SOLAR-V1-NO-AGE | SOLAR-V1-NO-AGE
USA | United States of America | Genentech-Oceanside Hybrid |  | USA0060231 | 6.5 | 33.2111 | -117.2996 | Solar | Storage |  |  | 2016.0 | Tesla Inc. | U.S. Energy Information Administration | http://www.eia.gov/electricity/data/browser/ | U.S. Energy Information Administration |  | 2019 |  |  |  | 0.0 | 0.0 | 0.0 | 6.641 | U.S. Energy Information Administration |  |  |  |  | 12.01 | SOLAR-V1-NO-AGE | SOLAR-V1-NO-AGE | SOLAR-V1-NO-AGE | SOLAR-V1-NO-AGE | SOLAR-V1-NO-AGE
USA | United States of America | Valley Center 1 |  | USA0058906 | 2.5 | 33.2342 | -117.0017 | Solar |  |  |  | 2014.0 | Sol Orchard San Diego 22 LLC | U.S. Energy Information Administration | http://www.eia.gov/electricity/data/browser/ | U.S. Energy Information Administration | 65940 | 2019 | 0.136 | 4.853 | 6.18 | 6.1690000000000005 | 5.65 | 5.622 | 5.586 | U.S. Energy Information Administration |  |  | 4.51 | 4.51 | 4.5 | SOLAR-V1-NO-AGE | SOLAR-V1-NO-AGE | SOLAR-V1-NO-AGE | SOLAR-V1-NO-AGE | SOLAR-V1-NO-AGE
USA | United States of America | Valley Center 2 |  | USA0058907 | 5 | 33.2342 | -117.0017 | Solar |  |  |  | 2014.0 | Sol Orchard San Diego 23 LLC | U.S. Energy Information Administration | http://www.eia.gov/electricity/data/browser/ | U.S. Energy Information Administration | 65940 | 2019 | 0.198 | 10.907 | 12.279 | 11.571 | 5.306 | 11.382 | 10.321 | U.S. Energy Information Administration |  |  | 9.69 | 9.69 | 9.66 | SOLAR-V1-NO-AGE | SOLAR-V1-NO-AGE | SOLAR-V1-NO-AGE | SOLAR-V1-NO-AGE | SOLAR-V1-NO-AGE
USA | United States of America | Barnwell Solar |  | USA0061327 | 5.4 | 33.2370 | -81.3510 | Solar |  |  |  | 2017.0 | Barnwell Solar LLC | U.S. Energy Information Administration | http://www.eia.gov/electricity/data/browser/ | U.S. Energy Information Administration |  | 2019 |  |  |  |  | 5.602 | 11.561 | 10.82 | U.S. Energy Information Administration |  |  |  |  | 8.79 | SOLAR-V1-NO-AGE | SOLAR-V1-NO-AGE | SOLAR-V1-NO-AGE | SOLAR-V1-NO-AGE | SOLAR-V1-NO-AGE
USA | United States of America | Intel - Ocotillo Campus Solar |  | USA0060822 | 4.2 | 33.2433 | -111.8924 | Solar |  |  |  | 2018.0 | Tesla Inc. | U.S. Energy Information Administration | http://www.eia.gov/electricity/data/browser/ | U.S. Energy Information Administration |  | 2019 |  |  |  |  | 0.0 | 4.722 | 3.804 | U.S. Energy Information Administration |  |  |  |  | 6.84 | SOLAR-V1-NO-AGE | SOLAR-V1-NO-AGE | SOLAR-V1-NO-AGE | SOLAR-V1-NO-AGE | SOLAR-V1-NO-AGE
USA | United States of America | Edison Solar |  | USA0061975 | 4.8 | 33.2442 | -81.3862 | Solar |  |  |  | 2018.9999999999998 | DP-C2 Episode 1 LLC | U.S. Energy Information Administration | http://www.eia.gov/electricity/data/browser/ | U.S. Energy Information Administration |  | 2019 | [6 empty] | 5.339 | U.S. Energy Information Administration |  |  |  |  | 7.82 | SOLAR-V1-NO-AGE | SOLAR-V1-NO-AGE | SOLAR-V1-NO-AGE | SOLAR-V1-NO-AGE | SOLAR-V1-NO-AGE
USA | United States of America | Imperial Valley Solar Company 1 LLC |  | USA0058062 | 23 | 33.2458 | -115.4967 | Solar |  |  |  | 2012.0 | Imperial Irrigation District | U.S. Energy Information Administration | http://www.eia.gov/electricity/data/browser/ | U.S. Energy Information Administration | 59765 | 2019 | 54.528 | 52.446 | 52.626 | 52.939 | 51.706 | 43.915 | 47.504 | U.S. Energy Information Administration | 53.03 | 53.24 | 53.80 | 51.39 | 54.14 | SOLAR-V1-NO-AGE | SOLAR-V1-NO-AGE | SOLAR-V1-NO-AGE | SOLAR-V1-NO-AGE | SOLAR-V1-NO-AGE
USA | United States of America | Valley Center |  | USA0060509 | 3 | 33.2503 | -117.0226 | Solar |  |  |  | 2017.0 | Heelstone Energy Holdings LLC | U.S. Energy Information Administration | http://www.eia.gov/electricity/data/browser/ | U.S. Energy Information Administration | 65940 | 2019 |  |  |  | 0.34500000000000003 | 5.9430000000000005 | 5.9750000000000005 | 5.624 | U.S. Energy Information Administration |  |  |  |  | 4.88 | SOLAR-V1-NO-AGE | SOLAR-V1-NO-AGE | SOLAR-V1-NO-AGE | SOLAR-V1-NO-AGE | SOLAR-V1-NO-AGE
USA | United States of America | Imperial Valley Solar Co (IVSC) 2 LLC |  | USA0059657 | 20 | 33.2522 | -115.4975 | Solar |  |  |  | 2015.0 | Dominion Renewable Energy | U.S. Energy Information Administration | http://www.eia.gov/electricity/data/browser/ | U.S. Energy Information Administration | 59765 | 2019 |  |  | 18.588 | 49.654 | 48.291000000000004 | 48.557 | 47.353 | U.S. Energy Information Administration |  |  |  | 45.55 | 50.51 | SOLAR-V1-NO-AGE | SOLAR-V1-NO-AGE | SOLAR-V1-NO-AGE | SOLAR-V1-NO-AGE | SOLAR-V1-NO-AGE
USA | United States of America | Queen Creek Solar Farm |  | USA0057883 | 19 | 33.2675 | -111.6122 | Solar |  |  |  | 2012.0 | Siete Solar LLC | U.S. Energy Information Administration | http://www.eia.gov/electricity/data/browser/ | U.S. Energy Information Administration |  | 2019 | 53.281 | 52.122 | 50.657000000000004 | 52.143 | 51.187 | 49.557 | 47.619 | U.S. Energy Information Administration | 45.23 | 45.17 | 44.76 | 45.02 | 44.23 | SOLAR-V1-NO-AGE | SOLAR-V1-NO-AGE | SOLAR-V1-NO-AGE | SOLAR-V1-NO-AGE | SOLAR-V1-NO-AGE
USA | United States of America | Granger |  | USA0060516 | 3 | 33.2704 | -117.0588 | Solar |  |  |  | 2016.0 | Heelstone Energy Holdings LLC | U.S. Energy Information Administration | http://www.eia.gov/electricity/data/browser/ | U.S. Energy Information Administration |  | 2019 |  |  |  | 1.978 | 7.729 | 7.748 | 7.198 | U.S. Energy Information Administration |  |  |  |  | 5.47 | SOLAR-V1-NO-AGE | SOLAR-V1-NO-AGE | SOLAR-V1-NO-AGE | SOLAR-V1-NO-AGE | SOLAR-V1-NO-AGE
USA | United States of America | Desert Green Solar Farm LLC |  | USA0057959 | 6.3 | 33.2706 | -116.3481 | Solar |  |  |  | 2013.9999999999998 | Invenergy Services LLC | U.S. Energy Information Administration | http://www.eia.gov/electricity/data/browser/ | U.S. Energy Information Administration | 63416 | 2019 |  | 0.961 | 15.465 | 14.189 | 13.437000000000001 | 13.485 | 15.478 | U.S. Energy Information Administration |  | 13.65 | 14.80 | 13.81 | 14.45 | SOLAR-V1-NO-AGE | SOLAR-V1-NO-AGE | SOLAR-V1-NO-AGE | SOLAR-V1-NO-AGE | SOLAR-V1-NO-AGE
USA | United States of America | CoServ Community Solar Station |  | USA0060427 | 2 | 33.2706 | -96.9792 | Solar |  |  |  | 2015.0 | CoServ Electric | U.S. Energy Information Administration | http://www.eia.gov/electricity/data/browser/ | U.S. Energy Information Administration | 69547 | 2019 |  |  | 1.686 | 3.754 | 3.727 | 3.4410000000000003 | 3.708 | U.S. Energy Information Administration |  |  |  | 3.75 | 3.86 | SOLAR-V1-NO-AGE | SOLAR-V1-NO-AGE | SOLAR-V1-NO-AGE | SOLAR-V1-NO-AGE | SOLAR-V1-NO-AGE
USA | United States of America | Richardson Solar |  | USA0061972 | 3.6 | 33.2777 | -81.3517 | Solar |  |  |  | 2019.0 | DP-C2 Episode 1 LLC | U.S. Energy Information Administration | http://www.eia.gov/electricity/data/browser/ | U.S. Energy Information Administration |  | 2019 | [6 empty] | 4.096 | U.S. Energy Information Administration |  |  |  |  | 5.86 | SOLAR-V1-NO-AGE | SOLAR-V1-NO-AGE | SOLAR-V1-NO-AGE | SOLAR-V1-NO-AGE | SOLAR-V1-NO-AGE
USA | United States of America | Solar Borrego I |  | USA0057455 | 26 | 33.2989 | -116.3508 | Solar |  |  |  | 2013.0 | NRG Solar Borrego I | U.S. Energy Information Administration | http://www.eia.gov/electricity/data/browser/ | U.S. Energy Information Administration |  | 2019 | 66.993 | 73.138 | 71.444 | 71.08200000000001 | 69.024 | 68.512 | 66.362 | U.S. Energy Information Administration |  | 63.30 | 67.28 | 61.79 | 67.06 | SOLAR-V1-NO-AGE | SOLAR-V1-NO-AGE | SOLAR-V1-NO-AGE | SOLAR-V1-NO-AGE | SOLAR-V1-NO-AGE
USA | United States of America | GSE NM1 |  | USA0058576 | 2.3 | 33.3000 | -104.4000 | Solar |  |  |  | 2010.9999999999998 | Altus Power America Management LLC | U.S. Energy Information Administration | http://www.eia.gov/electricity/data/browser/ | U.S. Energy Information Administration |  | 2019 |  | 5.2620000000000005 | 4.236 | 5.144 | 5.071 | 4.6080000000000005 | 3.578 | U.S. Energy Information Administration | 4.59 | 4.54 | 4.77 | 3.99 | 3.83 | SOLAR-V1-NO-AGE | SOLAR-V1-NO-AGE | SOLAR-V1-NO-AGE | SOLAR-V1-NO-AGE | SOLAR-V1-NO-AGE
USA | United States of America | Arlington Valley Solar Energy II |  | USA0057680 | 129 | 33.3050 | -112.8339 | Solar |  |  |  | 2013.0 | Arlington Valley Solar Energy II LLC | U.S. Energy Information Administration | http://www.eia.gov/electricity/data/browser/ | U.S. Energy Information Administration | 61324 | 2019 | 194.722 | 365.124 | 356.963 | 364.396 | 357.988 | 335.124 | 348.39 | U.S. Energy Information Administration |  | 300.44 | 304.35 | 297.20 | 317.69 | SOLAR-V1-NO-AGE | SOLAR-V1-NO-AGE | SOLAR-V1-NO-AGE | SOLAR-V1-NO-AGE | SOLAR-V1-NO-AGE
USA | United States of America | Tri-County Solar Facility |  | USA0060544 | 1 | 33.3081 | -83.3896 | Solar |  |  |  | 2016.0 | Georgia Power Co | U.S. Energy Information Administration | http://www.eia.gov/electricity/data/browser/ | U.S. Energy Information Administration | 69395 | 2019 |  |  |  | 1.095 | 1.943 | 1.869 | 1.859 | U.S. Energy Information Administration |  |  |  |  | 2.05 | SOLAR-V1-NO-AGE | SOLAR-V1-NO-AGE | SOLAR-V1-NO-AGE | SOLAR-V1-NO-AGE | SOLAR-V1-NO-AGE
USA | United States of America | Mesquite Solar 2 LLC |  | USA0060307 | 100 | 33.3328 | -112.9114 | Solar |  |  |  | 2017.0 | Consolidated Edison Development Inc. | U.S. Energy Information Administration | http://www.eia.gov/electricity/data/browser/ | U.S. Energy Information Administration | 62496 | 2019 |  |  |  | 13.255 | 290.897 | 285.023 | 256.047 | U.S. Energy Information Administration |  |  |  |  | 162.95 | SOLAR-V1-NO-AGE | SOLAR-V1-NO-AGE | SOLAR-V1-NO-AGE | SOLAR-V1-NO-AGE | SOLAR-V1-NO-AGE
USA | United States of America | Palmetto Plains |  | USA0062679 | 75 | 33.3402 | -80.6973 | Solar |  |  |  | 2019.0 | Cypress Creek Renewables | U.S. Energy Information Administration | http://www.eia.gov/electricity/data/browser/ | U.S. Energy Information Administration |  | 2019 | [6 empty] | 63.039 | U.S. Energy Information Administration |  |  |  |  | 122.21 | SOLAR-V1-NO-AGE | SOLAR-V1-NO-AGE | SOLAR-V1-NO-AGE | SOLAR-V1-NO-AGE | SOLAR-V1-NO-AGE
USA | United States of America | Mesquite Solar 1 |  | USA0057707 | 170 | 33.3418 | -112.9040 | Solar |  |  |  | 2012.0 | Consolidated Edison Development Inc. | U.S. Energy Information Administration | http://www.eia.gov/electricity/data/browser/ | U.S. Energy Information Administration | 62496 | 2019 | 413.611 | 408.218 | 397.599 | 408.25 | 413.734 | 415.004 | 407.345 | U.S. Energy Information Administration | 364.34 | 406.04 | 400.13 | 378.91 | 370.1 | SOLAR-V1-NO-AGE | SOLAR-V1-NO-AGE | SOLAR-V1-NO-AGE | SOLAR-V1-NO-AGE | SOLAR-V1-NO-AGE
USA | United States of America | Blackville Solar II |  | USA0061973 | 20 | 33.3443 | -81.2618 | Solar |  |  |  | 2019.0 | DP-C2 Episode 1 LLC | U.S. Energy Information Administration | http://www.eia.gov/electricity/data/browser/ | U.S. Energy Information Administration |  | 2019 | [5 empty] | 0.027 | 35.7 | U.S. Energy Information Administration |  |  |  |  | 32.59 | SOLAR-V1-NO-AGE | SOLAR-V1-NO-AGE | SOLAR-V1-NO-AGE | SOLAR-V1-NO-AGE | SOLAR-V1-NO-AGE
USA | United States of America | Mesquite Solar 3 LLC |  | USA0060308 | 150 | 33.3476 | -112.9368 | Solar |  |  |  | 2017.0 | Consolidated Edison Development Inc. | U.S. Energy Information Administration | http://www.eia.gov/electricity/data/browser/ | U.S. Energy Information Administration | 62496 | 2019 |  |  |  | 21.06 | 440.6 | 445.789 | 445.637 | U.S. Energy Information Administration |  |  |  |  | 244.43 | SOLAR-V1-NO-AGE | SOLAR-V1-NO-AGE | SOLAR-V1-NO-AGE | SOLAR-V1-NO-AGE | SOLAR-V1-NO-AGE
USA | United States of America | SEV NM Phase 2 |  | USA0058479 | 2 | 33.3511 | -104.5069 | Solar |  |  |  | 2013.0 | Altus Power America Management LLC | U.S. Energy Information Administration | http://www.eia.gov/electricity/data/browser/ | U.S. Energy Information Administration |  | 2019 |  | 4.557 | 4.239 | 4.407 | 4.271 | 4.07 | 2.971 | U.S. Energy Information Administration |  | 3.99 | 4.25 | 4.27 | 4.07 | SOLAR-V1-NO-AGE | SOLAR-V1-NO-AGE | SOLAR-V1-NO-AGE | SOLAR-V1-NO-AGE | SOLAR-V1-NO-AGE
USA | United States of America | Gilbert Solar Facility I LLC |  | USA0058543 | 2.5 | 33.3559 | -111.8024 | Solar |  |  |  | 2011.0 | Gilbert Solar Facility I LLC | U.S. Energy Information Administration | http://www.eia.gov/electricity/data/browser/ | U.S. Energy Information Administration |  | 2019 | 4.74 | 4.698 | 2.573 | 4.261 | 4.139 | 4.0760000000000005 | 3.541 | U.S. Energy Information Administration | 5.19 | 5.05 | 5.09 | 4.50 | 4.53 | NO-ESTIMATION | NO-ESTIMATION | NO-ESTIMATION | NO-ESTIMATION | CAPACITY-FACTOR-V1
USA | United States of America | Richmond Hayes Solar |  | USA0062884 | 2.3 | 33.3640 | -82.0220 | Solar |  |  |  | 2018.0 | Westbound Solar LLC | U.S. Energy Information Administration | http://www.eia.gov/electricity/data/browser/ | U.S. Energy Information Administration |  | 2019 | [6 empty] | 3.19 | U.S. Energy Information Administration |  |  |  |  | 3.74 | NO-ESTIMATION | NO-ESTIMATION | NO-ESTIMATION | NO-ESTIMATION | CAPACITY-FACTOR-V1
USA | United States of America | Saddle Mountain Solar I |  | USA0058213 | 15 | 33.3783 | -113.1808 | Solar |  |  |  | 2013.0 | SunE AZ2 LLC | U.S. Energy Information Administration | http://www.eia.gov/electricity/data/browser/ | U.S. Energy Information Administration | 66292 | 2019 | 39.178 | 37.559 | 35.779 | 47.762 |  | 34.527 | 35.179 | U.S. Energy Information Administration |  | 33.56 | 36.02 | 37.42 | 37.81 | SOLAR-V1-NO-AGE | SOLAR-V1-NO-AGE | SOLAR-V1-NO-AGE | SOLAR-V1-NO-AGE | SOLAR-V1-NO-AGE
USA | United States of America | Fort Gordon Solar Facility |  | USA0059863 | 30 | 33.3866 | -82.1401 | Solar |  |  |  | 2016.0 | Georgia Power Co | U.S. Energy Information Administration | http://www.eia.gov/electricity/data/browser/ | U.S. Energy Information Administration | 68149 | 2019 |  |  |  | 12.655000000000001 | 58.789 | 56.53 | 56.554 | U.S. Energy Information Administration |  |  |  |  | 66.58 | NO-ESTIMATION | NO-ESTIMATION | NO-ESTIMATION | NO-ESTIMATION | CAPACITY-FACTOR-V1
USA | United States of America | Macys Goodyear |  | USA0057673 | 3.5 | 33.4091 | -112.4146 | Solar |  |  |  | 2011.0 | Macys Corporate Services Inc | U.S. Energy Information Administration | http://www.eia.gov/electricity/data/browser/ | U.S. Energy Information Administration |  | 2019 | 5.427180000000001 | 5.639 | 5.472720000000001 | 5.31531 | 4.9896 | 5.2767 | 4.9015 | U.S. Energy Information Administration | 6.99 | 7.05 | 7.09 | 6.07 | 6.19 | NO-ESTIMATION | NO-ESTIMATION | NO-ESTIMATION | NO-ESTIMATION | CAPACITY-FACTOR-V1
USA | United States of America | Estrella Mountain PV |  | USA0060230 | 1.8 | 33.4098 | -112.3403 | Solar |  |  |  | 2019.0 | Tesla Inc. | U.S. Energy Information Administration | http://www.eia.gov/electricity/data/browser/ | U.S. Energy Information Administration |  | 2019 |  |  |  |  | 0.0 | 0.0 | 3.722 | U.S. Energy Information Administration |  |  |  |  | 2.93 | SOLAR-V1-NO-AGE | SOLAR-V1-NO-AGE | SOLAR-V1-NO-AGE | SOLAR-V1-NO-AGE | SOLAR-V1-NO-AGE
USA | United States of America | Buckeye Union HS District 201 |  | USA0058037 | 3.3 | 33.4192 | -112.5761 | Solar |  |  |  | 2012.0 | Constellation Solar Arizona LLC | U.S. Energy Information Administration | http://www.eia.gov/electricity/data/browser/ | U.S. Energy Information Administration |  | 2019 | 7.263 | 7.397 | 7.01 | 7.398000000000001 | 7.173 | 6.972 | 7.211 | U.S. Energy Information Administration | 6.64 | 6.79 | 7.01 | 6.55 | 6 | SOLAR-V1-NO-AGE | SOLAR-V1-NO-AGE | SOLAR-V1-NO-AGE | SOLAR-V1-NO-AGE | SOLAR-V1-NO-AGE
USA | United States of America | AZ State University - Tempe Campus Solar |  | USA0062643 | 2.4 | 33.4243 | -111.9282 | Solar |  |  |  | 2010.4166666666667 | Arizona State University FDM | U.S. Energy Information Administration | http://www.eia.gov/electricity/data/browser/ | U.S. Energy Information Administration |  | 2019 | [6 empty] | 8.071 | U.S. Energy Information Administration |  |  |  |  | 3.91 | SOLAR-V1-NO-AGE | SOLAR-V1-NO-AGE | SOLAR-V1-NO-AGE | SOLAR-V1-NO-AGE | SOLAR-V1-NO-AGE
USA | United States of America | Columbia Bryson |  | USA0062879 | 1.4 | 33.4299 | -82.1960 | Solar |  |  |  | 2019.0 | Westbound Solar LLC | U.S. Energy Information Administration | http://www.eia.gov/electricity/data/browser/ | U.S. Energy Information Administration |  | 2019 | [6 empty] | 2.896 | U.S. Energy Information Administration |  |  |  |  | 2.28 | SOLAR-V1-NO-AGE | SOLAR-V1-NO-AGE | SOLAR-V1-NO-AGE | SOLAR-V1-NO-AGE | SOLAR-V1-NO-AGE
USA | United States of America | Phoenix Airport Rental Car Center |  | USA0058709 | 1.6 | 33.4304 | -112.0448 | Solar |  |  |  | 2013.0 | Solar Star Arizona II LLC | U.S. Energy Information Administration | http://www.eia.gov/electricity/data/browser/ | U.S. Energy Information Administration |  | 2019 | 6.577 | 6.571 | 6.4270000000000005 | 6.495 | 6.421 | 6.09 | 5.805 | U.S. Energy Information Administration |  | 3.38 | 3.48 | 3.38 | 3.39 | NO-ESTIMATION | NO-ESTIMATION | NO-ESTIMATION | NO-ESTIMATION | CAPACITY-FACTOR-V1
USA | United States of America | Phoenix Airport East Economy Lot |  | USA0058708 | 1.1 | 33.4345 | -111.9842 | Solar |  |  |  | 2013.0 | Solar Star Arizona II LLC | U.S. Energy Information Administration | http://www.eia.gov/electricity/data/browser/ | U.S. Energy Information Administration |  | 2019 | 1.819 | 2.043 | 1.968 | 2.072 | 2.016 | 1.954 | 1.953 | U.S. Energy Information Administration |  | 2.20 | 2.28 | 2.13 | 2.28 | SOLAR-V1-NO-AGE | SOLAR-V1-NO-AGE | SOLAR-V1-NO-AGE | SOLAR-V1-NO-AGE | SOLAR-V1-NO-AGE
USA | United States of America | T0588 Phoenix - AZ |  | USA0061199 | 1.2 | 33.4472 | -112.2177 | Solar |  |  |  | 2017.0000000000002 | SoCore Energy LLC | U.S. Energy Information Administration | http://www.eia.gov/electricity/data/browser/ | U.S. Energy Information Administration |  | 2019 |  |  |  |  | 1.931 | 2.67 | 2.402 | U.S. Energy Information Administration |  |  |  |  | 1.95 | SOLAR-V1-NO-AGE | SOLAR-V1-NO-AGE | SOLAR-V1-NO-AGE | SOLAR-V1-NO-AGE | SOLAR-V1-NO-AGE
USA | United States of America | Chaves Solar LLC |  | USA0060405 | 70 | 33.4500 | -104.4560 | Solar |  |  |  | 2016.0 | Chaves Solar LLC | U.S. Energy Information Administration | http://www.eia.gov/electricity/data/browser/ | U.S. Energy Information Administration |  | 2019 |  |  |  | 24.188 | 174.066 | 187.455 | 165.83 | U.S. Energy Information Administration |  |  |  |  | 172.44 | SOLAR-V1-NO-AGE | SOLAR-V1-NO-AGE | SOLAR-V1-NO-AGE | SOLAR-V1-NO-AGE | SOLAR-V1-NO-AGE
USA | United States of America | Roswell Solar LLC |  | USA0060406 | 70 | 33.4529 | -104.4611 | Solar |  |  |  | 2016.0 | Roswell Solar LLC | U.S. Energy Information Administration | http://www.eia.gov/electricity/data/browser/ | U.S. Energy Information Administration |  | 2019 |  |  |  | 55.816 | 171.448 | 188.42000000000002 | 164.512 | U.S. Energy Information Administration |  |  |  |  | 172.44 | SOLAR-V1-NO-AGE | SOLAR-V1-NO-AGE | SOLAR-V1-NO-AGE | SOLAR-V1-NO-AGE | SOLAR-V1-NO-AGE
USA | United States of America | SCE&G Springfield CSG |  | USA0061434 | 6.1 | 33.4910 | -81.2970 | Solar |  |  |  | 2018.0 | Cypress Creek Renewables | U.S. Energy Information Administration | http://www.eia.gov/electricity/data/browser/ | U.S. Energy Information Administration |  | 2019 | [5 empty] | 4.675 | 11.191 | U.S. Energy Information Administration |  |  |  |  | 9.94 | SOLAR-V1-NO-AGE | SOLAR-V1-NO-AGE | SOLAR-V1-NO-AGE | SOLAR-V1-NO-AGE | SOLAR-V1-NO-AGE
USA | United States of America | Badger 1 |  | USA0058262 | 14.8 | 33.4980 | -112.8135 | Solar |  |  |  | 2013.0 | Desert Sky Solar LLC | U.S. Energy Information Administration | http://www.eia.gov/electricity/data/browser/ | U.S. Energy Information Administration | 67669 | 2019 | 3.876 | 40.078 | 39.706 | 41.342 | 40.069 | 40.448 | 38.976 | U.S. Energy Information Administration |  | 36.03 | 35.90 | 34.99 | 39.55 | SOLAR-V1-NO-AGE | SOLAR-V1-NO-AGE | SOLAR-V1-NO-AGE | SOLAR-V1-NO-AGE | SOLAR-V1-NO-AGE
USA | United States of America | Whitewright Solar |  | USA0061524 | 10 | 33.4982 | -96.3789 | Solar |  |  |  | 2018.0 | Cypress Creek Renewables | U.S. Energy Information Administration | http://www.eia.gov/electricity/data/browser/ | U.S. Energy Information Administration |  | 2019 |  |  |  |  | 0.0 | 20.396 | 21.745 | U.S. Energy Information Administration |  |  |  |  | 16.29 | SOLAR-V1-NO-AGE | SOLAR-V1-NO-AGE | SOLAR-V1-NO-AGE | SOLAR-V1-NO-AGE | SOLAR-V1-NO-AGE
USA | United States of America | Peony Solar |  | USA0061976 | 39 | 33.5020 | -81.2540 | Solar |  |  |  | 2019.0 | Peony Solar LLC | U.S. Energy Information Administration | http://www.eia.gov/electricity/data/browser/ | U.S. Energy Information Administration |  | 2019 | [5 empty] | 3.733 | 44.966 | U.S. Energy Information Administration |  |  |  |  | 63.55 | SOLAR-V1-NO-AGE | SOLAR-V1-NO-AGE | SOLAR-V1-NO-AGE | SOLAR-V1-NO-AGE | SOLAR-V1-NO-AGE
USA | United States of America | RCWD PV Project |  | USA0060426 | 5 | 33.5226 | -117.1815 | Solar |  |  |  | 2016.0 | Solar Star California XL LLC | U.S. Energy Information Administration | http://www.eia.gov/electricity/data/browser/ | U.S. Energy Information Administration |  | 2019 |  |  |  | 5.203 | 9.03 | 10.647 | 10.058 | U.S. Energy Information Administration |  |  |  |  | 10.02 | SOLAR-V1-NO-AGE | SOLAR-V1-NO-AGE | SOLAR-V1-NO-AGE | SOLAR-V1-NO-AGE | SOLAR-V1-NO-AGE
USA | United States of America | Luke Solar |  | USA0057324 | 15 | 33.5261 | -112.3794 | Solar |  |  |  | 2015.0 | Arizona Public Service Co | U.S. Energy Information Administration | http://www.eia.gov/electricity/data/browser/ | U.S. Energy Information Administration |  | 2019 | [6 empty] | 30.813 | U.S. Energy Information Administration |  |  |  |  | 24.44 | SOLAR-V1-NO-AGE | SOLAR-V1-NO-AGE | SOLAR-V1-NO-AGE | SOLAR-V1-NO-AGE | SOLAR-V1-NO-AGE
USA | United States of America | Colgreen North Shore Solar Farm |  | USA0060825 | 74.8 | 33.5401 | -115.9748 | Solar |  |  |  | 2018.9999999999998 | Sunpin Holdings LLC | U.S. Energy Information Administration | http://www.eia.gov/electricity/data/browser/ | U.S. Energy Information Administration |  | 2019 | [5 empty] | 4.9830000000000005 | 187.688 | U.S. Energy Information Administration |  |  |  |  | 121.88 | SOLAR-V1-NO-AGE | SOLAR-V1-NO-AGE | SOLAR-V1-NO-AGE | SOLAR-V1-NO-AGE | SOLAR-V1-NO-AGE
USA | United States of America | SunAnza |  | USA0060791 | 2 | 33.5553 | -116.6396 | Solar |  |  |  | 2017.0 | Arizona Electric Pwr Coop Inc | U.S. Energy Information Administration | http://www.eia.gov/electricity/data/browser/ | U.S. Energy Information Administration |  | 2019 |  |  |  |  | 2.717 | 5.0200000000000005 | 4.943 | U.S. Energy Information Administration |  |  |  |  | 3.25 | SOLAR-V1-NO-AGE | SOLAR-V1-NO-AGE | SOLAR-V1-NO-AGE | SOLAR-V1-NO-AGE | SOLAR-V1-NO-AGE
USA | United States of America | Ironwood Solar LLC |  | USA0058513 | 4 | 33.5650 | -114.9181 | Solar |  |  |  | 2012.0 | Ironwood Solar LLC | U.S. Energy Information Administration | http://www.eia.gov/electricity/data/browser/ | U.S. Energy Information Administration |  | 2019 | 6.033 | 6.2010000000000005 | 4.803 | 8.629 | 9.072000000000001 | 9.475 | 9.333 | U.S. Energy Information Administration | 7.70 | 7.48 | 7.91 | 7.36 | 6.84 | SOLAR-V1-NO-AGE | SOLAR-V1-NO-AGE | SOLAR-V1-NO-AGE | SOLAR-V1-NO-AGE | SOLAR-V1-NO-AGE
USA | United States of America | Chuckawalla Valley State Prison |  | USA0057011 | 1 | 33.5653 | -114.9036 | Solar |  |  |  | 2006.0 | SunE CPA CDC1 LLC | U.S. Energy Information Administration | http://www.eia.gov/electricity/data/browser/ | U.S. Energy Information Administration | 56553 | 2019 | 2.062 | 2.005 | 1.909 | 3.184 | 1.764 | 1.5290000000000001 | 1.807 | U.S. Energy Information Administration | 1.64 | 1.58 | 1.47 | 2.59 | 2.44 | SOLAR-V1-NO-AGE | SOLAR-V1-NO-AGE | SOLAR-V1-NO-AGE | SOLAR-V1-NO-AGE | SOLAR-V1-NO-AGE
USA | United States of America | Cameron Solar II |  | USA0061326 | 4.1 | 33.5670 | -80.6990 | Solar |  |  |  | 2017.0 | Cameron Solar II LLC | U.S. Energy Information Administration | http://www.eia.gov/electricity/data/browser/ | U.S. Energy Information Administration |  | 2019 |  |  |  |  | 3.743 | 7.743 | 8.661 | U.S. Energy Information Administration |  |  |  |  | 6.68 | SOLAR-V1-NO-AGE | SOLAR-V1-NO-AGE | SOLAR-V1-NO-AGE | SOLAR-V1-NO-AGE | SOLAR-V1-NO-AGE
USA | United States of America | SunEdison Ironwood State Prison |  | USA0057007 | 1 | 33.5673 | -114.9180 | Solar |  |  |  | 2008.0 | SunE CPA CDC2 LLC | U.S. Energy Information Administration | http://www.eia.gov/electricity/data/browser/ | U.S. Energy Information Administration | 58435 | 2019 | 2.266 | 2.2920000000000003 | 2.112 | 3.722 | 1.627 | 2.215 | 1.799 | U.S. Energy Information Administration | 1.67 | 1.63 | 1.76 | 1.89 | 1.47 | SOLAR-V1-NO-AGE | SOLAR-V1-NO-AGE | SOLAR-V1-NO-AGE | SOLAR-V1-NO-AGE | SOLAR-V1-NO-AGE
USA | United States of America | Chuckawalla Solar |  | USA0058506 | 4 | 33.5683 | -114.9181 | Solar |  |  |  | 2012.0 | Chuckawalla Solar LLC | U.S. Energy Information Administration | http://www.eia.gov/electricity/data/browser/ | U.S. Energy Information Administration |  | 2019 | 5.4030000000000005 | 5.543 | 5.376 | 9.016 | 8.962 | 8.752 | 8.925 | U.S. Energy Information Administration | 7.70 | 7.48 | 7.91 | 8.02 | 6.84 | SOLAR-V1-NO-AGE | SOLAR-V1-NO-AGE | SOLAR-V1-NO-AGE | SOLAR-V1-NO-AGE | SOLAR-V1-NO-AGE
USA | United States of America | Cameron Solar |  | USA0061489 | 20 | 33.5740 | -80.7070 | Solar |  |  |  | 2018.0 | Cameron Solar LLC | U.S. Energy Information Administration | http://www.eia.gov/electricity/data/browser/ | U.S. Energy Information Administration |  | 2019 |  |  |  |  | 0.133 | 25.181 | 43.535 | U.S. Energy Information Administration |  |  |  |  | 32.59 | SOLAR-V1-NO-AGE | SOLAR-V1-NO-AGE | SOLAR-V1-NO-AGE | SOLAR-V1-NO-AGE | SOLAR-V1-NO-AGE
USA | United States of America | Jamison Solar Farm |  | USA0062396 | 1.1 | 33.5740 | -80.8371 | Solar |  |  |  | 2019.0 | Jamison Solar Farm | U.S. Energy Information Administration | http://www.eia.gov/electricity/data/browser/ | U.S. Energy Information Administration |  | 2019 | [6 empty] | 1.659 | U.S. Energy Information Administration |  |  |  |  | 1.79 | SOLAR-V1-NO-AGE | SOLAR-V1-NO-AGE | SOLAR-V1-NO-AGE | SOLAR-V1-NO-AGE | SOLAR-V1-NO-AGE
USA | United States of America | Solar Blythe LLC |  | USA0056939 | 21 | 33.5917 | -114.7444 | Solar |  |  |  | 2010.0 | NRG Solar Blythe | U.S. Energy Information Administration | http://www.eia.gov/electricity/data/browser/ | U.S. Energy Information Administration |  | 2019 | 47.624 | 46.74 | 45.908 | 45.47 | 44.008 | 42.291000000000004 | 43.32 | U.S. Energy Information Administration | 46.79 | 45.38 | 40.34 | 45.05 | 45.82 | SOLAR-V1-NO-AGE | SOLAR-V1-NO-AGE | SOLAR-V1-NO-AGE | SOLAR-V1-NO-AGE | SOLAR-V1-NO-AGE
USA | United States of America | Venable Solar 2 |  | USA0058290 | 1.5 | 33.5972 | -114.5717 | Solar |  |  |  | 2015.0 | Venable Solar LLC | U.S. Energy Information Administration | http://www.eia.gov/electricity/data/browser/ | U.S. Energy Information Administration |  | 2019 |  |  | 2.617 | 3.227 | 3.403 | 3.426 | 3.424 | U.S. Energy Information Administration |  |  |  | 3.07 | 3.37 | SOLAR-V1-NO-AGE | SOLAR-V1-NO-AGE | SOLAR-V1-NO-AGE | SOLAR-V1-NO-AGE | SOLAR-V1-NO-AGE
USA | United States of America | Venable Solar 1 |  | USA0058289 | 1.5 | 33.5989 | -114.5717 | Solar |  |  |  | 2015.0 | Venable Solar LLC | U.S. Energy Information Administration | http://www.eia.gov/electricity/data/browser/ | U.S. Energy Information Administration |  | 2019 |  |  | 2.201 | 3.039 | 3.1830000000000003 | 3.44 | 3.4 | U.S. Energy Information Administration |  |  |  | 3.07 | 3.37 | SOLAR-V1-NO-AGE | SOLAR-V1-NO-AGE | SOLAR-V1-NO-AGE | SOLAR-V1-NO-AGE | SOLAR-V1-NO-AGE
USA | United States of America | Jewish Community Center PV |  | USA0058292 | 1.1 | 33.6031 | -111.9247 | Solar |  |  |  | 2012.0 | Main Street Power | U.S. Energy Information Administration | http://www.eia.gov/electricity/data/browser/ | U.S. Energy Information Administration |  | 2019 | 2.168 | 2.195 | 2.201 | 2.227 | 2.182 | 2.194 | 2.161 | U.S. Energy Information Administration | 2.22 | 2.14 | 2.32 | 2.13 | 2.01 | SOLAR-V1-NO-AGE | SOLAR-V1-NO-AGE | SOLAR-V1-NO-AGE | SOLAR-V1-NO-AGE | SOLAR-V1-NO-AGE
USA | United States of America | Carrizozo Solar |  | USA0061662 | 3 | 33.6103 | -105.7478 | Solar |  |  |  | 2018.0 | SoCore Energy LLC | U.S. Energy Information Administration | http://www.eia.gov/electricity/data/browser/ | U.S. Energy Information Administration |  | 2019 | [5 empty] | 6.732 | 6.666 | U.S. Energy Information Administration |  |  |  |  | 4.88 | SOLAR-V1-NO-AGE | SOLAR-V1-NO-AGE | SOLAR-V1-NO-AGE | SOLAR-V1-NO-AGE | SOLAR-V1-NO-AGE
USA | United States of America | Bloom Solar |  | USA0061940 | 2 | 33.6105 | -80.3366 | Solar |  |  |  | 2019.0 | Bloom Solar LLC | U.S. Energy Information Administration | http://www.eia.gov/electricity/data/browser/ | U.S. Energy Information Administration |  | 2019 | [6 empty] | 3.334 | U.S. Energy Information Administration |  |  |  |  | 3.25 | SOLAR-V1-NO-AGE | SOLAR-V1-NO-AGE | SOLAR-V1-NO-AGE | SOLAR-V1-NO-AGE | SOLAR-V1-NO-AGE
USA | United States of America | Highway 56 Solar |  | USA0061409 | 5.3 | 33.6144 | -96.6904 | Solar |  |  |  | 2018.0 | Cypress Creek Renewables | U.S. Energy Information Administration | http://www.eia.gov/electricity/data/browser/ | U.S. Energy Information Administration |  | 2019 |  |  |  |  | 0.0 | 8.855 | 9.654 | U.S. Energy Information Administration |  |  |  |  | 8.63 | SOLAR-V1-NO-AGE | SOLAR-V1-NO-AGE | SOLAR-V1-NO-AGE | SOLAR-V1-NO-AGE | SOLAR-V1-NO-AGE
USA | United States of America | Whitesboro Solar |  | USA0061410 | 5 | 33.6165 | -96.8687 | Solar |  |  |  | 2018.0 | Cypress Creek Renewables | U.S. Energy Information Administration | http://www.eia.gov/electricity/data/browser/ | U.S. Energy Information Administration |  | 2019 |  |  |  |  | 0.0 | 10.052 | 11.018 | U.S. Energy Information Administration |  |  |  |  | 8.14 | SOLAR-V1-NO-AGE | SOLAR-V1-NO-AGE | SOLAR-V1-NO-AGE | SOLAR-V1-NO-AGE | SOLAR-V1-NO-AGE
USA | United States of America | Bond Solar |  | USA0061941 | 2 | 33.6172 | -80.3630 | Solar |  |  |  | 2019.0 | Bond Solar LLC | U.S. Energy Information Administration | http://www.eia.gov/electricity/data/browser/ | U.S. Energy Information Administration |  | 2019 | [5 empty] | 0.011 | 3.934 | U.S. Energy Information Administration |  |  |  |  | 3.25 | SOLAR-V1-NO-AGE | SOLAR-V1-NO-AGE | SOLAR-V1-NO-AGE | SOLAR-V1-NO-AGE | SOLAR-V1-NO-AGE
USA | United States of America | Solar Blythe 2 |  | USA0060558 | 20 | 33.6187 | -114.6962 | Solar |  |  |  | 2017.0 | NRG Solar Blythe II LLC | U.S. Energy Information Administration | http://www.eia.gov/electricity/data/browser/ | U.S. Energy Information Administration |  | 2019 |  |  |  |  | 47.921 | 50.106 | 58.757 | U.S. Energy Information Administration |  |  |  |  | 32.59 | SOLAR-V1-NO-AGE | SOLAR-V1-NO-AGE | SOLAR-V1-NO-AGE | SOLAR-V1-NO-AGE | SOLAR-V1-NO-AGE
USA | United States of America | West Moore Solar II |  | USA0061625 | 5 | 33.6190 | -96.6270 | Solar |  |  |  | 2019.0 | Cypress Creek Renewables | U.S. Energy Information Administration | http://www.eia.gov/electricity/data/browser/ | U.S. Energy Information Administration |  | 2019 | [5 empty] | 0.0 | 8.422 | U.S. Energy Information Administration |  |  |  |  | 8.14 | SOLAR-V1-NO-AGE | SOLAR-V1-NO-AGE | SOLAR-V1-NO-AGE | SOLAR-V1-NO-AGE | SOLAR-V1-NO-AGE
USA | United States of America | Whitesboro Solar II |  | USA0061411 | 5 | 33.6249 | -96.8675 | Solar |  |  |  | 2018.0 | Cypress Creek Renewables | U.S. Energy Information Administration | http://www.eia.gov/electricity/data/browser/ | U.S. Energy Information Administration |  | 2019 |  |  |  |  | 0.0 | 9.894 | 10.998 | U.S. Energy Information Administration |  |  |  |  | 8.14 | SOLAR-V1-NO-AGE | SOLAR-V1-NO-AGE | SOLAR-V1-NO-AGE | SOLAR-V1-NO-AGE | SOLAR-V1-NO-AGE
USA | United States of America | ANAD Solar Array |  | USA0060680 | 7.4 | 33.6267 | -85.9695 | Solar |  |  |  | 2017.0 | Alabama Power Co | U.S. Energy Information Administration | http://www.eia.gov/electricity/data/browser/ | U.S. Energy Information Administration |  | 2019 |  |  |  |  | 7.668 | 17.168 | 8.87 | U.S. Energy Information Administration |  |  |  |  | 12.05 | SOLAR-V1-NO-AGE | SOLAR-V1-NO-AGE | SOLAR-V1-NO-AGE | SOLAR-V1-NO-AGE | SOLAR-V1-NO-AGE
USA | United States of America | SR Camden |  | USA0059947 | 12 | 33.6315 | -92.7036 | Solar |  |  |  | 2016.0 | SR Camden LLC | U.S. Energy Information Administration | http://www.eia.gov/electricity/data/browser/ | U.S. Energy Information Administration | 68908 | 2019 |  |  | 0.927 | 24.542 | 26.561 | 26.923000000000002 | 26.019 | U.S. Energy Information Administration |  |  |  |  | 27.1 | SOLAR-V1-NO-AGE | SOLAR-V1-NO-AGE | SOLAR-V1-NO-AGE | SOLAR-V1-NO-AGE | SOLAR-V1-NO-AGE
USA | United States of America | Chisum |  | USA0061810 | 10 | 33.6329 | -95.3907 | Solar |  |  |  | 2019.0 | Cypress Creek Renewables | U.S. Energy Information Administration | http://www.eia.gov/electricity/data/browser/ | U.S. Energy Information Administration |  | 2019 | [5 empty] | 0.0 | 15.865 | U.S. Energy Information Administration |  |  |  |  | 16.29 | SOLAR-V1-NO-AGE | SOLAR-V1-NO-AGE | SOLAR-V1-NO-AGE | SOLAR-V1-NO-AGE | SOLAR-V1-NO-AGE
USA | United States of America | Paradise Valley H.S. PV |  | USA0058293 | 1.3 | 33.6416 | -111.9997 | Solar |  |  |  | 2013.0 | Main Street Power | U.S. Energy Information Administration | http://www.eia.gov/electricity/data/browser/ | U.S. Energy Information Administration |  | 2019 | 2.465 | 2.654 | 2.5540000000000003 | 2.607 | 2.616 | 2.594 | 2.598 | U.S. Energy Information Administration |  | 2.78 | 2.64 | 2.68 | 2.79 | NO-ESTIMATION | NO-ESTIMATION | NO-ESTIMATION | NO-ESTIMATION | CAPACITY-FACTOR-V1
USA | United States of America | North Gainesville Solar |  | USA0061514 | 5.2 | 33.6561 | -97.1486 | Solar |  |  |  | 2018.0 | Cypress Creek Renewables | U.S. Energy Information Administration | http://www.eia.gov/electricity/data/browser/ | U.S. Energy Information Administration |  | 2019 |  |  |  |  | 0.0 | 9.245000000000001 | 9.337 | U.S. Energy Information Administration |  |  |  |  | 8.47 | SOLAR-V1-NO-AGE | SOLAR-V1-NO-AGE | SOLAR-V1-NO-AGE | SOLAR-V1-NO-AGE | SOLAR-V1-NO-AGE
USA | United States of America | Palo Verde College |  | USA0057773 | 1.2 | 33.6617 | -114.6517 | Solar |  |  |  | 2008.9999999999998 | SSA Solar of CA 2 LLC | U.S. Energy Information Administration | http://www.eia.gov/electricity/data/browser/ | U.S. Energy Information Administration |  | 2019 | 2.222 | 2.208 | 2.187 | 2.3000000000000003 | 2.11 | 2.15 | 2.066 | U.S. Energy Information Administration | 2.29 | 1.97 | 2.10 | 2.11 | 2.1 | SOLAR-V1-NO-AGE | SOLAR-V1-NO-AGE | SOLAR-V1-NO-AGE | SOLAR-V1-NO-AGE | SOLAR-V1-NO-AGE
USA | United States of America | Genesis Solar Energy Project |  | USA0057394 | 250 | 33.6650 | -114.9981 | Solar |  |  |  | 2013.5 | Genesis Solar LLC | U.S. Energy Information Administration | http://www.eia.gov/electricity/data/browser/ | U.S. Energy Information Administration | 60557 | 2019 | 7.029 | 576.113 | 621.4540000000001 | 624.142 | 627.831 | 623.142 | 617.043 | U.S. Energy Information Administration |  | 527.43 | 574.96 | 563.93 | 612.3 | SOLAR-V1-NO-AGE | SOLAR-V1-NO-AGE | SOLAR-V1-NO-AGE | SOLAR-V1-NO-AGE | SOLAR-V1-NO-AGE
USA | United States of America | Hickory Ridge Landfill Solar Project |  | USA0059459 | 1 | 33.6650 | -84.3361 | Solar |  |  |  | 2011.0 | BFI Waste Systems of GA LLC | U.S. Energy Information Administration | http://www.eia.gov/electricity/data/browser/ | U.S. Energy Information Administration | 64533 | 2019 |  | 0.365 | 0.365 | 0.619 | 0.527 | 0.093 | 0 | U.S. Energy Information Administration | 1.76 | 1.85 | 1.96 | 1.40 | 1.63 | SOLAR-V1-NO-AGE | SOLAR-V1-NO-AGE | SOLAR-V1-NO-AGE | SOLAR-V1-NO-AGE | SOLAR-V1-NO-AGE
USA | United States of America | Bell Bay Solar Farm |  | USA0062395 | 1.6 | 33.6677 | -78.9180 | Solar |  |  |  | 2018.0 | Bell Bay Solar Farm | U.S. Energy Information Administration | http://www.eia.gov/electricity/data/browser/ | U.S. Energy Information Administration |  | 2019 | [5 empty] | 2.203 | 2.608 | U.S. Energy Information Administration |  |  |  |  | 2.6 | SOLAR-V1-NO-AGE | SOLAR-V1-NO-AGE | SOLAR-V1-NO-AGE | SOLAR-V1-NO-AGE | SOLAR-V1-NO-AGE
USA | United States of America | Runway Solar Farm |  | USA0062397 | 2 | 33.6677 | -78.9180 | Solar |  |  |  | 2020.0 | Runway Solar Farm | U.S. Energy Information Administration | http://www.eia.gov/electricity/data/browser/ | U.S. Energy Information Administration |  | 2019 | [6 empty] | 0.079 | U.S. Energy Information Administration |  |  |  |  | 3.25 | SOLAR-V1-NO-AGE | SOLAR-V1-NO-AGE | SOLAR-V1-NO-AGE | SOLAR-V1-NO-AGE | SOLAR-V1-NO-AGE
USA | United States of America | Shaw Creek Solar LLC |  | USA0061790 | 74.9 | 33.6747 | -81.7544 | Solar |  |  |  | 2019.0 | Shaw Creek Solar | U.S. Energy Information Administration | http://www.eia.gov/electricity/data/browser/ | U.S. Energy Information Administration |  | 2019 | [6 empty] | 32.853 | U.S. Energy Information Administration |  |  |  |  | 122.05 | SOLAR-V1-NO-AGE | SOLAR-V1-NO-AGE | SOLAR-V1-NO-AGE | SOLAR-V1-NO-AGE | SOLAR-V1-NO-AGE
USA | United States of America | Simon Solar Farm LLC |  | USA0058628 | 30 | 33.6781 | -83.6758 | Solar |  |  |  | 2013.0 | Simon Solar Farm LLC | U.S. Energy Information Administration | http://www.eia.gov/electricity/data/browser/ | U.S. Energy Information Administration | 64837 | 2019 | 6.195 | 59.77 | 55.711 | 60.999 | 56.318 | 45.509 | 54.751 | U.S. Energy Information Administration |  | 58.23 | 61.33 | 63.20 | 65.72 | SOLAR-V1-NO-AGE | SOLAR-V1-NO-AGE | SOLAR-V1-NO-AGE | SOLAR-V1-NO-AGE | SOLAR-V1-NO-AGE
USA | United States of America | Abbot Solar |  | USA0061936 | 2 | 33.6784 | -80.2403 | Solar |  |  |  | 2019.0 | Abbot Solar LLC | U.S. Energy Information Administration | http://www.eia.gov/electricity/data/browser/ | U.S. Energy Information Administration |  | 2019 | [5 empty] | 0.148 | 4.122 | U.S. Energy Information Administration |  |  |  |  | 3.25 | SOLAR-V1-NO-AGE | SOLAR-V1-NO-AGE | SOLAR-V1-NO-AGE | SOLAR-V1-NO-AGE | SOLAR-V1-NO-AGE
USA | United States of America | Blythe Solar II LLC |  | USA0060092 | 131.2 | 33.6800 | -114.7300 | Solar |  |  |  | 2016.0000000000002 | Blythe Solar II LLC | U.S. Energy Information Administration | http://www.eia.gov/electricity/data/browser/ | U.S. Energy Information Administration | 60555 | 2019 |  |  |  | 101.51 | 349.067 | 345.086 | 272.282 | U.S. Energy Information Administration |  |  |  |  | 320.44 | SOLAR-V1-NO-AGE | SOLAR-V1-NO-AGE | SOLAR-V1-NO-AGE | SOLAR-V1-NO-AGE | SOLAR-V1-NO-AGE
USA | United States of America | Blythe Solar 110 LLC |  | USA0060093 | 109.8 | 33.6800 | -114.7420 | Solar |  |  |  | 2016.0 | Blythe Solar 110 LLC | U.S. Energy Information Administration | http://www.eia.gov/electricity/data/browser/ | U.S. Energy Information Administration | 60555 | 2019 |  |  |  | 211.33100000000002 | 272.685 | 298.847 | 290.183 | U.S. Energy Information Administration |  |  |  |  | 268.17 | SOLAR-V1-NO-AGE | SOLAR-V1-NO-AGE | SOLAR-V1-NO-AGE | SOLAR-V1-NO-AGE | SOLAR-V1-NO-AGE
USA | United States of America | St. Matthews Solar |  | USA0060293 | 10.2 | 33.6867 | -80.7586 | Solar |  |  |  | 2017.0 | St. Matthews Solar LLC | U.S. Energy Information Administration | http://www.eia.gov/electricity/data/browser/ | U.S. Energy Information Administration |  | 2019 |  |  |  |  | 5.83 | 22.157 | 21.157 | U.S. Energy Information Administration |  |  |  |  | 16.62 | SOLAR-V1-NO-AGE | SOLAR-V1-NO-AGE | SOLAR-V1-NO-AGE | SOLAR-V1-NO-AGE | SOLAR-V1-NO-AGE
USA | United States of America | McCoy Solar Energy Project Hybrid |  | USA0058462 | 270.6 | 33.6947 | -114.7397 | Solar |  |  |  | 2015.6330376940134 | McCoy Solar LLC | U.S. Energy Information Administration | http://www.eia.gov/electricity/data/browser/ | U.S. Energy Information Administration | 64428 | 2019 |  |  | 74.59100000000001 | 694.378 | 745.186 | 700.907 | 721.339 | U.S. Energy Information Administration |  |  |  | 632.43 | 661.08 | SOLAR-V1-NO-AGE | SOLAR-V1-NO-AGE | SOLAR-V1-NO-AGE | SOLAR-V1-NO-AGE | SOLAR-V1-NO-AGE
USA | United States of America | Valley Sanitary District WTP Solar |  | USA0060824 | 1 | 33.7087 | -116.1989 | Solar |  |  |  | 2017.0 | Tesla Inc. | U.S. Energy Information Administration | http://www.eia.gov/electricity/data/browser/ | U.S. Energy Information Administration |  | 2019 |  |  |  | 0.0 | 1.353 | 1.879 | 1.865 | U.S. Energy Information Administration |  |  |  |  | 1.62 | SOLAR-V1-NO-AGE | SOLAR-V1-NO-AGE | SOLAR-V1-NO-AGE | SOLAR-V1-NO-AGE | SOLAR-V1-NO-AGE
USA | United States of America | Diamond Valley Solar Project |  | USA0059405 | 1.3 | 33.7131 | -117.0725 | Solar |  |  |  | 2015.0 | Diamond Valley Solar LLC | U.S. Energy Information Administration | http://www.eia.gov/electricity/data/browser/ | U.S. Energy Information Administration |  | 2019 |  |  | 2.29 | 2.49 | 2.054 | 2.396 | 2.414 | U.S. Energy Information Administration |  |  |  | 2.19 | 2.37 | SOLAR-V1-NO-AGE | SOLAR-V1-NO-AGE | SOLAR-V1-NO-AGE | SOLAR-V1-NO-AGE | SOLAR-V1-NO-AGE
USA | United States of America | West Valley High School Solar |  | USA0058244 | 1 | 33.7197 | -117.0097 | Solar |  |  |  | 2012.0 | Sustainable Power Group LLC | U.S. Energy Information Administration | http://www.eia.gov/electricity/data/browser/ | U.S. Energy Information Administration |  | 2019 | 1.522 | 1.554 | 1.499 | 1.496 | 1.445 | 1.4060000000000001 | 1.437 | U.S. Energy Information Administration | 1.77 | 1.61 | 1.87 | 1.54 | 1.5 | SOLAR-V1-NO-AGE | SOLAR-V1-NO-AGE | SOLAR-V1-NO-AGE | SOLAR-V1-NO-AGE | SOLAR-V1-NO-AGE
USA | United States of America | Bonefish Solar |  | USA0063461 | 2 | 33.7209 | -80.1908 | Solar |  |  |  | 2020.0 | Bonefish Solar LLC | U.S. Energy Information Administration | http://www.eia.gov/electricity/data/browser/ | U.S. Energy Information Administration |  | 2019 | [6 empty] | 0 | U.S. Energy Information Administration |  |  |  |  | 3.25 | SOLAR-V1-NO-AGE | SOLAR-V1-NO-AGE | SOLAR-V1-NO-AGE | SOLAR-V1-NO-AGE | SOLAR-V1-NO-AGE
USA | United States of America | Port of LA Solar FiT Project |  | USA0061319 | 1.1 | 33.7280 | -118.2800 | Solar |  |  |  | 2014.9999999999998 | Los Angeles Department of Water & Power | U.S. Energy Information Administration | http://www.eia.gov/electricity/data/browser/ | U.S. Energy Information Administration | 33019 | 2019 |  |  |  | 0.0 | 1.866 | 1.938 | 1.865 | U.S. Energy Information Administration |  |  | 2.20 | 2.01 | 2.17 | SOLAR-V1-NO-AGE | SOLAR-V1-NO-AGE | SOLAR-V1-NO-AGE | SOLAR-V1-NO-AGE | SOLAR-V1-NO-AGE
USA | United States of America | Pacific Cruise Ship Terminals Berth 93 |  | USA0057309 | 1.1 | 33.7331 | -118.2772 | Solar |  |  |  | 2009.9999999999998 | Los Angeles Department of Water & Power | U.S. Energy Information Administration | http://www.eia.gov/electricity/data/browser/ | U.S. Energy Information Administration |  | 2019 | 1.605 | 1.589 |  | 0.0 | 0.306 | 0.026000000000000002 | 0 | U.S. Energy Information Administration | 2.08 | 2.01 | 1.92 | 1.81 | 1.89 | SOLAR-V1-NO-AGE | SOLAR-V1-NO-AGE | SOLAR-V1-NO-AGE | SOLAR-V1-NO-AGE | SOLAR-V1-NO-AGE
USA | United States of America | Pleasant Valley Solar |  | USA0060586 | 2.5 | 33.7368 | -83.6971 | Solar |  |  |  | 2016.0 | Walton Electric Member Corp | U.S. Energy Information Administration | http://www.eia.gov/electricity/data/browser/ | U.S. Energy Information Administration |  | 2019 |  |  |  | 3.834 | 5.026 | 4.764 | 4.609 | U.S. Energy Information Administration |  |  |  |  | 4.9 | SOLAR-V1-NO-AGE | SOLAR-V1-NO-AGE | SOLAR-V1-NO-AGE | SOLAR-V1-NO-AGE | SOLAR-V1-NO-AGE
USA | United States of America | AP North Lake I LP |  | USA0059610 | 20 | 33.7400 | -117.0106 | Solar |  |  |  | 2015.0 | AP North Lake I LP | U.S. Energy Information Administration | http://www.eia.gov/electricity/data/browser/ | U.S. Energy Information Administration | 66390 | 2019 |  |  | 15.048 |  | 41.996 | 46.045 | 42.588 | U.S. Energy Information Administration |  |  |  | 39.89 | 51.89 | SOLAR-V1-NO-AGE | SOLAR-V1-NO-AGE | SOLAR-V1-NO-AGE | SOLAR-V1-NO-AGE | SOLAR-V1-NO-AGE
USA | United States of America | Atlanta Falcons Solar |  | USA0062393 | 1 | 33.7554 | -84.4009 | Solar |  |  |  | 2015.9 | Georgia Power Co | U.S. Energy Information Administration | http://www.eia.gov/electricity/data/browser/ | U.S. Energy Information Administration |  | 2019 | [6 empty] | 1.455 | U.S. Energy Information Administration |  |  |  |  | 1.62 | SOLAR-V1-NO-AGE | SOLAR-V1-NO-AGE | SOLAR-V1-NO-AGE | SOLAR-V1-NO-AGE | SOLAR-V1-NO-AGE
USA | United States of America | Cherry Blossom Solar LLC |  | USA0063505 | 10 | 33.7622 | -79.4580 | Solar |  |  |  | 2020.0 | CBH Lessor LLC | U.S. Energy Information Administration | http://www.eia.gov/electricity/data/browser/ | U.S. Energy Information Administration |  | 2019 | [6 empty] | 0.385 | U.S. Energy Information Administration |  |  |  |  | 16.29 | SOLAR-V1-NO-AGE | SOLAR-V1-NO-AGE | SOLAR-V1-NO-AGE | SOLAR-V1-NO-AGE | SOLAR-V1-NO-AGE
USA | United States of America | Westmont 401 |  | USA0061594 | 2.9 | 33.7624 | -118.2882 | Solar |  |  |  | 2017.0000000000002 | Westmont Solar LLC | U.S. Energy Information Administration | http://www.eia.gov/electricity/data/browser/ | U.S. Energy Information Administration |  | 2019 |  |  |  |  | 0.367 | 4.923 | 4.903 | U.S. Energy Information Administration |  |  |  |  | 4.72 | SOLAR-V1-NO-AGE | SOLAR-V1-NO-AGE | SOLAR-V1-NO-AGE | SOLAR-V1-NO-AGE | SOLAR-V1-NO-AGE
USA | United States of America | Westmont 301 |  | USA0061593 | 1.8 | 33.7630 | -118.2866 | Solar |  |  |  | 2017.0 | Westmont Solar LLC | U.S. Energy Information Administration | http://www.eia.gov/electricity/data/browser/ | U.S. Energy Information Administration |  | 2019 |  |  |  |  | 0.109 | 3.152 | 3.106 | U.S. Energy Information Administration |  |  |  |  | 2.93 | SOLAR-V1-NO-AGE | SOLAR-V1-NO-AGE | SOLAR-V1-NO-AGE | SOLAR-V1-NO-AGE | SOLAR-V1-NO-AGE
USA | United States of America | Westmont 400B |  | USA0061349 | 2.2 | 33.7642 | -118.2847 | Solar |  |  |  | 2017.0 | Westmont Solar LLC | U.S. Energy Information Administration | http://www.eia.gov/electricity/data/browser/ | U.S. Energy Information Administration |  | 2019 |  |  |  |  | 1.108 | 3.692 | 3.772 | U.S. Energy Information Administration |  |  |  |  | 3.58 | SOLAR-V1-NO-AGE | SOLAR-V1-NO-AGE | SOLAR-V1-NO-AGE | SOLAR-V1-NO-AGE | SOLAR-V1-NO-AGE
USA | United States of America | Westmont 400A |  | USA0061348 | 2.3 | 33.7642 | -118.2889 | Solar |  |  |  | 2017.0 | Westmont Solar LLC | U.S. Energy Information Administration | http://www.eia.gov/electricity/data/browser/ | U.S. Energy Information Administration |  | 2019 |  |  |  |  | 1.46 | 3.451 | 3.772 | U.S. Energy Information Administration |  |  |  |  | 3.74 | SOLAR-V1-NO-AGE | SOLAR-V1-NO-AGE | SOLAR-V1-NO-AGE | SOLAR-V1-NO-AGE | SOLAR-V1-NO-AGE
USA | United States of America | Westmont 300B |  | USA0060914 | 3 | 33.7661 | -118.2847 | Solar |  |  |  | 2017.0 | Westmont Solar LLC | U.S. Energy Information Administration | http://www.eia.gov/electricity/data/browser/ | U.S. Energy Information Administration |  | 2019 |  |  |  | 0.0 | 4.175 | 4.157 | 5.285 | U.S. Energy Information Administration |  |  |  |  | 4.88 | SOLAR-V1-NO-AGE | SOLAR-V1-NO-AGE | SOLAR-V1-NO-AGE | SOLAR-V1-NO-AGE | SOLAR-V1-NO-AGE
USA | United States of America | Westmont 300A |  | USA0061249 | 2.9 | 33.7661 | -118.2889 | Solar |  |  |  | 2017.0000000000002 | Westmont Solar LLC | U.S. Energy Information Administration | http://www.eia.gov/electricity/data/browser/ | U.S. Energy Information Administration |  | 2019 |  |  |  |  | 3.684 | 5.265 | 5.28 | U.S. Energy Information Administration |  |  |  |  | 4.72 | NO-ESTIMATION | NO-ESTIMATION | NO-ESTIMATION | NO-ESTIMATION | CAPACITY-FACTOR-V1
USA | United States of America | Soboba Community Solar Project |  | USA0061834 | 1 | 33.7671 | -116.9059 | Solar |  |  |  | 2016.0 | Soboba Band of Luiseno Indians | U.S. Energy Information Administration | http://www.eia.gov/electricity/data/browser/ | U.S. Energy Information Administration |  | 2019 |  |  |  |  | 1.931 | 1.915 | 1.848 | U.S. Energy Information Administration |  |  |  |  | 2.24 | HYDRO-V1 | HYDRO-V1 | HYDRO-V1 | HYDRO-V1 | HYDRO-V1
USA | United States of America | Tahquitz High School |  | USA0058232 | 1 | 33.7672 | -117.0175 | Solar |  |  |  | 2012.0 | Sustainable Power Group LLC | U.S. Energy Information Administration | http://www.eia.gov/electricity/data/browser/ | U.S. Energy Information Administration |  | 2019 | 1.833 | 1.812 | 1.788 | 1.711 | 1.665 | 1.758 | 1.582 | U.S. Energy Information Administration | 1.90 | 1.69 | 2.18 | 1.58 | 1.72 | HYDRO-V1 | HYDRO-V1 | HYDRO-V1 | HYDRO-V1 | HYDRO-V1
USA | United States of America | Gaston Solar I - SC |  | USA0061530 | 10.2 | 33.7747 | -81.1105 | Solar |  |  |  | 2018.0 | Cypress Creek Renewables | U.S. Energy Information Administration | http://www.eia.gov/electricity/data/browser/ | U.S. Energy Information Administration |  | 2019 | [5 empty] | 16.435 | 20.829 | U.S. Energy Information Administration |  |  |  |  | 16.62 | HYDRO-V1 | HYDRO-V1 | HYDRO-V1 | HYDRO-V1 | HYDRO-V1
USA | United States of America | OE_AZ1 |  | USA0063349 | 32.5 | 33.7767 | -113.6561 | Solar |  |  |  | 2020.0 | AZ Solar 1 LLC | U.S. Energy Information Administration | http://www.eia.gov/electricity/data/browser/ | U.S. Energy Information Administration |  | 2019 | [6 empty] | 0.735 | U.S. Energy Information Administration |  |  |  |  | 52.96 | NO-ESTIMATION | NO-ESTIMATION | NO-ESTIMATION | NO-ESTIMATION | CAPACITY-FACTOR-V1
USA | United States of America | Gaston II |  | USA0061961 | 7.5 | 33.7784 | -81.1103 | Solar |  |  |  | 2019.0 | Cypress Creek Renewables | U.S. Energy Information Administration | http://www.eia.gov/electricity/data/browser/ | U.S. Energy Information Administration |  | 2019 | [5 empty] | 0.0 | 11.879 | U.S. Energy Information Administration |  |  |  |  | 12.22 | NO-ESTIMATION | NO-ESTIMATION | NO-ESTIMATION | NO-ESTIMATION | CAPACITY-FACTOR-V1
USA | United States of America | CSU Long Beach Lots 7 & 14 |  | USA0062028 | 4.5 | 33.7810 | -118.1136 | Solar |  |  |  | 2018.0 | Solar Star California XLVII LLC | U.S. Energy Information Administration | http://www.eia.gov/electricity/data/browser/ | U.S. Energy Information Administration |  | 2019 | [5 empty] | 7.6770000000000005 | 7.289 | U.S. Energy Information Administration |  |  |  |  | 7.33 | NO-ESTIMATION | NO-ESTIMATION | NO-ESTIMATION | NO-ESTIMATION | CAPACITY-FACTOR-V1
USA | United States of America | Los Angeles Harbor College |  | USA0057314 | 1.2 | 33.7831 | -118.2849 | Solar |  |  |  | 2010.0 | Los Angeles Community College District | U.S. Energy Information Administration | http://www.eia.gov/electricity/data/browser/ | U.S. Energy Information Administration | 63223 | 2019 | 3.305 | 3.096 | 3.168 | 2.555 | 2.747 | 2.794 |  | U.S. Energy Information Administration | 2.42 | 2.35 | 1.80 | 2.13 | 1.56 | NO-ESTIMATION | NO-ESTIMATION | NO-ESTIMATION | NO-ESTIMATION | CAPACITY-FACTOR-V1
USA | United States of America | Laredo Bus Facility Solar Canopies |  | USA0058064 | 1 | 33.7833 | -84.2678 | Solar |  |  |  | 2012.0 | MARTA | U.S. Energy Information Administration | http://www.eia.gov/electricity/data/browser/ | U.S. Energy Information Administration |  | 2019 | 1.358 | 1.449 | 1.367 | 0.963 | 0.925 | 1.288 | 1.866 | U.S. Energy Information Administration | 1.66 | 1.86 | 1.92 | 1.79 | 1.67 | NO-ESTIMATION | NO-ESTIMATION | NO-ESTIMATION | NO-ESTIMATION | CAPACITY-FACTOR-V1
USA | United States of America | Diamond Solar |  | USA0061974 | 8.2 | 33.7862 | -81.2736 | Solar |  |  |  | 2019.0 | DP-C2 Episode 1 LLC | U.S. Energy Information Administration | http://www.eia.gov/electricity/data/browser/ | U.S. Energy Information Administration |  | 2019 | [6 empty] | 12.906 | U.S. Energy Information Administration |  |  |  |  | 13.36 | NO-ESTIMATION | NO-ESTIMATION | NO-ESTIMATION | NO-ESTIMATION | CAPACITY-FACTOR-V1
USA | United States of America | Odyssey Solar |  | USA0061324 | 8.2 | 33.7900 | -81.2660 | Solar |  |  |  | 2017.0 | Odyssey Solar LLC | U.S. Energy Information Administration | http://www.eia.gov/electricity/data/browser/ | U.S. Energy Information Administration |  | 2019 |  |  |  |  | 6.122 | 18.454 | 17.777 | U.S. Energy Information Administration |  |  |  |  | 13.36 | NO-ESTIMATION | NO-ESTIMATION | NO-ESTIMATION | NO-ESTIMATION | CAPACITY-FACTOR-V1
USA | United States of America | Swamp Fox Solar |  | USA0061521 | 10.8 | 33.7915 | -81.2562 | Solar |  |  |  | 2018.0 | Swamp Fox Solar LLC | U.S. Energy Information Administration | http://www.eia.gov/electricity/data/browser/ | U.S. Energy Information Administration |  | 2019 |  |  |  |  | 0.5690000000000001 | 22.327 | 23.429 | U.S. Energy Information Administration |  |  |  |  | 17.59 | HYDRO-V1 | HYDRO-V1 | HYDRO-V1 | HYDRO-V1 | HYDRO-V1
USA | United States of America | Colon PV |  | USA0059798 | 1.3 | 33.7927 | -118.2524 | Solar |  |  |  | 2016.0 | Los Angeles Department of Water & Power | U.S. Energy Information Administration | http://www.eia.gov/electricity/data/browser/ | U.S. Energy Information Administration |  | 2019 |  |  | 0.085 | 2.188 | 1.7610000000000001 | 1.542 | 2.031 | U.S. Energy Information Administration |  |  |  |  | 2.28 | HYDRO-V1 | HYDRO-V1 | HYDRO-V1 | HYDRO-V1 | HYDRO-V1
USA | United States of America | 1420 Coil Av #C |  | USA0057310 | 1.3 | 33.7943 | -118.2414 | Solar |  |  |  | 2011.0 | Konoike Pacific | U.S. Energy Information Administration | http://www.eia.gov/electricity/data/browser/ | U.S. Energy Information Administration |  | 2019 | 1.528 | 2.149 | 1.5150000000000001 | 1.592 | 1.6600000000000001 | 2.1390000000000002 | 1.781 | U.S. Energy Information Administration | 2.45 | 2.67 | 2.24 | 1.67 | 1.8 | HYDRO-V1 | HYDRO-V1 | HYDRO-V1 | HYDRO-V1 | HYDRO-V1
USA | United States of America | Champion Solar |  | USA0061522 | 10.8 | 33.7947 | -81.2624 | Solar |  |  |  | 2018.0 | Champion Solar LLC | U.S. Energy Information Administration | http://www.eia.gov/electricity/data/browser/ | U.S. Energy Information Administration |  | 2019 |  |  |  |  | 0.708 | 23.333000000000002 | 23.03 | U.S. Energy Information Administration |  |  |  |  | 17.59 | NO-ESTIMATION | NO-ESTIMATION | NO-ESTIMATION | NO-ESTIMATION | CAPACITY-FACTOR-V1
USA | United States of America | Anaheim Solar Energy Plant |  | USA0059416 | 2.1 | 33.8025 | -117.9197 | Solar |  |  |  | 2014.0000000000002 | Anaheim Public Utilities | U.S. Energy Information Administration | http://www.eia.gov/electricity/data/browser/ | U.S. Energy Information Administration |  | 2019 |  | 1.187 | 3.386 | 3.3890000000000002 | 3.285 | 3.332 | 3.189 | U.S. Energy Information Administration |  |  | 3.79 | 3.40 | 3.75 | HYDRO-V1 | HYDRO-V1 | HYDRO-V1 | HYDRO-V1 | HYDRO-V1
USA | United States of America | Desert Sunlight 250 LLC |  | USA0058542 | 249.7 | 33.8055 | -115.3947 | Solar |  |  |  | 2013.6920304365237 | NextEra Energy Desert Sunlight 250 LLC | U.S. Energy Information Administration | http://www.eia.gov/electricity/data/browser/ | U.S. Energy Information Administration | 60415 | 2019 | 28.534 | 473.49 | 613.941 | 623.742 | 618.201 | 619.921 | 603.732 | U.S. Energy Information Administration |  | 541.25 | 582.92 | 547.61 | 609.69 | HYDRO-V1 | HYDRO-V1 | HYDRO-V1 | HYDRO-V1 | HYDRO-V1
USA | United States of America | Lake Pleasant WTP |  | USA0058539 | 6.5 | 33.8206 | -112.2400 | Solar |  |  |  | 2013.0 | Solar Star Arizona III LLC | U.S. Energy Information Administration | http://www.eia.gov/electricity/data/browser/ | U.S. Energy Information Administration | 66496 | 2019 | 11.118 | 14.97 | 13.276 | 15.235 | 14.949 | 14.787 | 14.631 | U.S. Energy Information Administration |  | 13.66 | 14.97 | 14.45 | 14.31 | HYDRO-V1 | HYDRO-V1 | HYDRO-V1 | HYDRO-V1 | HYDRO-V1
USA | United States of America | Desert Sunlight 300 LLC |  | USA0057993 | 313.7 | 33.8231 | -115.3939 | Solar |  |  |  | 2013.3576665604087 | NextEra Energy Desert Sunlight 300 LLC | U.S. Energy Information Administration | http://www.eia.gov/electricity/data/browser/ | U.S. Energy Information Administration | 60415 | 2019 | 75.767 | 547.415 | 672.822 | 722.54 | 702.928 | 724.92 | 695.267 | U.S. Energy Information Administration |  | 654.88 | 711.17 | 662.81 | 716.85 | HYDRO-V1 | HYDRO-V1 | HYDRO-V1 | HYDRO-V1 | HYDRO-V1
USA | United States of America | Temescal Canyon RV LLC |  | USA0057656 | 1.5 | 33.8264 | -117.5117 | Solar |  |  |  | 2011.0 | Temescal Canyon RV LLC | U.S. Energy Information Administration | http://www.eia.gov/electricity/data/browser/ | U.S. Energy Information Administration | 63851 | 2019 | 2.5020000000000002 | 2.599 | 2.447 | 2.511 | 2.229 | 2.201 | 1.994 | U.S. Energy Information Administration | 2.89 | 2.70 | 2.60 | 2.19 | 2.4 | NO-ESTIMATION | NO-ESTIMATION | NO-ESTIMATION | NO-ESTIMATION | NO-ESTIMATION
USA | United States of America | Mount Vernon Solar |  | USA0060585 | 1 | 33.8388 | -83.6380 | Solar |  |  |  | 2015.0 | Walton Electric Member Corp | U.S. Energy Information Administration | http://www.eia.gov/electricity/data/browser/ | U.S. Energy Information Administration |  | 2019 |  |  |  | 2.071 | 1.913 | 1.871 | 1.918 | U.S. Energy Information Administration |  |  |  | 1.96 | 1.91 | SOLAR-V1-NO-AGE | SOLAR-V1-NO-AGE | SOLAR-V1-NO-AGE | SOLAR-V1-NO-AGE | SOLAR-V1-NO-AGE
USA | United States of America | Gratis Road Solar Facility |  | USA0061740 | 3 | 33.8446 | -83.6974 | Solar |  |  |  | 2018.0 | Walton Solar | U.S. Energy Information Administration | http://www.eia.gov/electricity/data/browser/ | U.S. Energy Information Administration |  | 2019 | [5 empty] | 5.581 | 5.75 | U.S. Energy Information Administration |  |  |  |  | 4.88 | SOLAR-V1-NO-AGE | SOLAR-V1-NO-AGE | SOLAR-V1-NO-AGE | SOLAR-V1-NO-AGE | SOLAR-V1-NO-AGE
USA | United States of America | Francisco St. Solar |  | USA0062287 | 1.2 | 33.8482 | -118.3055 | Solar |  |  |  | 2018.9999999999998 | AES LA FiT Francisco LLC | U.S. Energy Information Administration | http://www.eia.gov/electricity/data/browser/ | U.S. Energy Information Administration |  | 2019 | [5 empty] | 0.062 | 2.204 | U.S. Energy Information Administration |  |  |  |  | 1.95 | SOLAR-V1-NO-AGE | SOLAR-V1-NO-AGE | SOLAR-V1-NO-AGE | SOLAR-V1-NO-AGE | SOLAR-V1-NO-AGE
USA | United States of America | SunEdison Walgreens Moreno Valley |  | USA0057004 | 1 | 33.8672 | -117.2300 | Solar |  |  |  | 2007.0 | SunE WG113 Moreno Valley LLC | U.S. Energy Information Administration | http://www.eia.gov/electricity/data/browser/ | U.S. Energy Information Administration |  | 2019 | 1.855 | 1.839 | 1.78 | 0.9410000000000001 | 1.191 | 1.681 | 0.887 | U.S. Energy Information Administration | 1.38 | 1.05 | 1.42 | 0.91 | 2.21 | SOLAR-V1-NO-AGE | SOLAR-V1-NO-AGE | SOLAR-V1-NO-AGE | SOLAR-V1-NO-AGE | SOLAR-V1-NO-AGE
USA | United States of America | Alticor Inc - Solar Project |  | USA0063303 | 1.2 | 33.8786 | -117.9961 | Solar |  |  |  | 2018.0 | Solar Star California LXIV LLC | U.S. Energy Information Administration | http://www.eia.gov/electricity/data/browser/ | U.S. Energy Information Administration |  | 2019 | [6 empty] | 1.786 | U.S. Energy Information Administration |  |  |  |  | 1.95 | SOLAR-V1-NO-AGE | SOLAR-V1-NO-AGE | SOLAR-V1-NO-AGE | SOLAR-V1-NO-AGE | SOLAR-V1-NO-AGE
USA | United States of America | CSUF Nutwood Solar |  | USA0060979 | 1.9 | 33.8791 | -117.8887 | Solar |  |  |  | 2017.0 | Solar Star California XLVIII LLC | U.S. Energy Information Administration | http://www.eia.gov/electricity/data/browser/ | U.S. Energy Information Administration |  | 2019 |  |  |  | 0.017 | 2.4170000000000003 | 3.192 | 3.048 | U.S. Energy Information Administration |  |  |  |  | 3.09 | SOLAR-V1-NO-AGE | SOLAR-V1-NO-AGE | SOLAR-V1-NO-AGE | SOLAR-V1-NO-AGE | SOLAR-V1-NO-AGE
USA | United States of America | CSUF State College |  | USA0060978 | 1 | 33.8791 | -117.8887 | Solar |  |  |  | 2017.0 | Solar Star California XLVIII LLC | U.S. Energy Information Administration | http://www.eia.gov/electricity/data/browser/ | U.S. Energy Information Administration |  | 2019 |  |  |  | 0.014 | 1.331 | 1.576 | 1.65 | U.S. Energy Information Administration |  |  |  |  | 1.62 | SOLAR-V1-NO-AGE | SOLAR-V1-NO-AGE | SOLAR-V1-NO-AGE | SOLAR-V1-NO-AGE | SOLAR-V1-NO-AGE
USA | United States of America | Staples La Mirada CA |  | USA0057683 | 1.1 | 33.8817 | -118.0175 | Solar |  |  |  | 2009.0 | SunE WF3-ST Holdings LLC | U.S. Energy Information Administration | http://www.eia.gov/electricity/data/browser/ | U.S. Energy Information Administration | 61718 | 2019 | 1.822 | 1.7810000000000001 | 1.736 | 0.885 | 1.099 | 1.572 | 1.523 | U.S. Energy Information Administration | 2.00 | 1.43 | 1.47 | 0.92 | 1.4 | SOLAR-V1-NO-AGE | SOLAR-V1-NO-AGE | SOLAR-V1-NO-AGE | SOLAR-V1-NO-AGE | SOLAR-V1-NO-AGE
USA | United States of America | Sapphire Solar |  | USA0061948 | 2 | 33.8878 | -79.7837 | Solar |  |  |  | 2019.0 | Sapphire Solar LLC | U.S. Energy Information Administration | http://www.eia.gov/electricity/data/browser/ | U.S. Energy Information Administration |  | 2019 | [5 empty] | 0.001 | 4.062 | U.S. Energy Information Administration |  |  |  |  | 3.25 | SOLAR-V1-NO-AGE | SOLAR-V1-NO-AGE | SOLAR-V1-NO-AGE | SOLAR-V1-NO-AGE | SOLAR-V1-NO-AGE
USA | United States of America | Garnet Solar Generation Station I LLC |  | USA0058528 | 4 | 33.8906 | -116.5431 | Solar |  |  |  | 2015.0 | Garnet Solar Generation Station I LLC | U.S. Energy Information Administration | http://www.eia.gov/electricity/data/browser/ | U.S. Energy Information Administration |  | 2019 |  | 0.135 | 9.469 | 9.60201 | 9.055530000000001 | 8.41 | 4.429 | U.S. Energy Information Administration |  |  |  | 8.31 | 8.65 | SOLAR-V1-NO-AGE | SOLAR-V1-NO-AGE | SOLAR-V1-NO-AGE | SOLAR-V1-NO-AGE | SOLAR-V1-NO-AGE
USA | United States of America | Freeway Springs |  | USA0060183 | 2 | 33.8926 | -118.0376 | Solar |  |  |  | 2016.0 | Golden Springs Development Company LLC | U.S. Energy Information Administration | http://www.eia.gov/electricity/data/browser/ | U.S. Energy Information Administration |  | 2019 |  |  |  | 0.245 | 3.359 | 3.3810000000000002 | 2.758 | U.S. Energy Information Administration |  |  |  |  | 3.58 | SOLAR-V1-NO-AGE | SOLAR-V1-NO-AGE | SOLAR-V1-NO-AGE | SOLAR-V1-NO-AGE | SOLAR-V1-NO-AGE
USA | United States of America | Park Meridian #1 |  | USA0059539 | 1.5 | 33.8961 | -117.2836 | Solar |  |  |  | 2015.0 | Kona Solar LLC | U.S. Energy Information Administration | http://www.eia.gov/electricity/data/browser/ | U.S. Energy Information Administration | 66536 | 2019 |  |  | 2.609 | 3.1510000000000002 | 3.012 | 2.3890000000000002 | 2.908 | U.S. Energy Information Administration |  |  |  | 2.64 | 3.32 | SOLAR-V1-NO-AGE | SOLAR-V1-NO-AGE | SOLAR-V1-NO-AGE | SOLAR-V1-NO-AGE | SOLAR-V1-NO-AGE
USA | United States of America | Blacktip Solar |  | USA0061939 | 2 | 33.9005 | -79.7560 | Solar |  |  |  | 2019.0 | Blacktip Solar LLC | U.S. Energy Information Administration | http://www.eia.gov/electricity/data/browser/ | U.S. Energy Information Administration |  | 2019 | [5 empty] | 0.138 | 4.154 | U.S. Energy Information Administration |  |  |  |  | 3.25 | SOLAR-V1-NO-AGE | SOLAR-V1-NO-AGE | SOLAR-V1-NO-AGE | SOLAR-V1-NO-AGE | SOLAR-V1-NO-AGE
USA | United States of America | North Palm Springs 4A |  | USA0057722 | 4 | 33.9097 | -116.5625 | Solar |  |  |  | 2012.0 | Greenbacker Renewable Energy Corporation | U.S. Energy Information Administration | http://www.eia.gov/electricity/data/browser/ | U.S. Energy Information Administration | 63849 | 2019 | 7.496 | 6.849 | 5.4590000000000005 | 5.63 | 3.39 | 4.12 | 9.742 | U.S. Energy Information Administration | 8.57 | 6.27 | 8.79 | 7.24 | 6.73 | SOLAR-V1-NO-AGE | SOLAR-V1-NO-AGE | SOLAR-V1-NO-AGE | SOLAR-V1-NO-AGE | SOLAR-V1-NO-AGE
USA | United States of America | Santa Fe Springs Rooftop Solar BLDG H |  | USA0058913 | 1.5 | 33.9108 | -118.0444 | Solar |  |  |  | 2015.0 | Golden Springs Development Company LLC | U.S. Energy Information Administration | http://www.eia.gov/electricity/data/browser/ | U.S. Energy Information Administration |  | 2019 |  |  | 1.987 | 2.74 | 2.8040000000000003 | 2.637 | 3.064 | U.S. Energy Information Administration |  |  |  | 2.54 | 2.8 | SOLAR-V1-NO-AGE | SOLAR-V1-NO-AGE | SOLAR-V1-NO-AGE | SOLAR-V1-NO-AGE | SOLAR-V1-NO-AGE
USA | United States of America | Santa Fe Springs Rooftop Solar BLDG M |  | USA0058912 | 1.8 | 33.9108 | -118.0444 | Solar |  |  |  | 2015.0 | Golden Springs Development Company LLC | U.S. Energy Information Administration | http://www.eia.gov/electricity/data/browser/ | U.S. Energy Information Administration |  | 2019 |  |  | 2.258 | 3.121 | 3.218 | 3.103 | 2.355 | U.S. Energy Information Administration |  |  |  | 2.88 | 3.19 | SOLAR-V1-NO-AGE | SOLAR-V1-NO-AGE | SOLAR-V1-NO-AGE | SOLAR-V1-NO-AGE | SOLAR-V1-NO-AGE
USA | United States of America | Golden Springs Building D |  | USA0057797 | 1.3 | 33.9119 | -118.0522 | Solar |  |  |  | 2011.9999999999998 | Golden Springs Development Company LLC | U.S. Energy Information Administration | http://www.eia.gov/electricity/data/browser/ | U.S. Energy Information Administration |  | 2019 | 2.178 | 1.9661400000000002 | 1.832 | 1.999 | 2.064 | 1.938 | 1.925 | U.S. Energy Information Administration | 2.45 | 2.12 | 2.23 | 1.91 | 1.91 | SOLAR-V1-NO-AGE | SOLAR-V1-NO-AGE | SOLAR-V1-NO-AGE | SOLAR-V1-NO-AGE | SOLAR-V1-NO-AGE
USA | United States of America | Buidling L |  | USA0060154 | 1 | 33.9129 | -118.0419 | Solar |  |  |  | 2016.0 | Golden Springs Development Company LLC | U.S. Energy Information Administration | http://www.eia.gov/electricity/data/browser/ | U.S. Energy Information Administration |  | 2019 |  |  |  | 0.057 | 1.788 | 1.734 | 1.576 | U.S. Energy Information Administration |  |  |  |  | 1.74 | SOLAR-V1-NO-AGE | SOLAR-V1-NO-AGE | SOLAR-V1-NO-AGE | SOLAR-V1-NO-AGE | SOLAR-V1-NO-AGE
USA | United States of America | Building G |  | USA0060153 | 1.2 | 33.9129 | -118.0506 | Solar |  |  |  | 2016.0 | Golden Springs Development Company LLC | U.S. Energy Information Administration | http://www.eia.gov/electricity/data/browser/ | U.S. Energy Information Administration |  | 2019 |  |  |  | 0.08600000000000001 | 2.483 | 2.226 | 2.203 | U.S. Energy Information Administration |  |  |  |  | 2.1 | SOLAR-V1-NO-AGE | SOLAR-V1-NO-AGE | SOLAR-V1-NO-AGE | SOLAR-V1-NO-AGE | SOLAR-V1-NO-AGE
USA | United States of America | Golden Springs Building C-1 |  | USA0057796 | 1.2 | 33.9142 | -118.0536 | Solar |  |  |  | 2012.0000000000002 | Golden Springs Development Company LLC | U.S. Energy Information Administration | http://www.eia.gov/electricity/data/browser/ | U.S. Energy Information Administration |  | 2019 | 2.012 | 1.89486 | 1.883 | 1.819 | 1.8940000000000001 | 1.796 | 1.631 | U.S. Energy Information Administration | 2.26 | 1.95 | 2.06 | 1.77 | 1.76 | SOLAR-V1-NO-AGE | SOLAR-V1-NO-AGE | SOLAR-V1-NO-AGE | SOLAR-V1-NO-AGE | SOLAR-V1-NO-AGE
USA | United States of America | Building F |  | USA0060151 | 1.3 | 33.9144 | -118.0502 | Solar |  |  |  | 2016.0 | Golden Springs Development Company LLC | U.S. Energy Information Administration | http://www.eia.gov/electricity/data/browser/ | U.S. Energy Information Administration |  | 2019 |  |  |  | 0.07100000000000001 | 2.493 | 2.387 | 2.347 | U.S. Energy Information Administration |  |  |  |  | 2.28 | SOLAR-V1-NO-AGE | SOLAR-V1-NO-AGE | SOLAR-V1-NO-AGE | SOLAR-V1-NO-AGE | SOLAR-V1-NO-AGE
USA | United States of America | ISH Solar Hospital Downey |  | USA0057841 | 1.1 | 33.9217 | -118.1244 | Solar |  |  |  | 2011.0000000000002 | SunEdison LLC | U.S. Energy Information Administration | http://www.eia.gov/electricity/data/browser/ | U.S. Energy Information Administration |  | 2019 | 1.683 | 1.71 | 1.053 | 1.616 | 1.539 | 1.418 | 1.216 | U.S. Energy Information Administration | 1.81 | 1.74 | 1.81 | 1.38 | 1.41 | SOLAR-V1-NO-AGE | SOLAR-V1-NO-AGE | SOLAR-V1-NO-AGE | SOLAR-V1-NO-AGE | SOLAR-V1-NO-AGE
USA | United States of America | Desert Hot Springs Solar |  | USA0058514 | 2.3 | 33.9231 | -116.5300 | Solar |  |  |  | 2014.0 | Consolidated Edison Solutions Inc | U.S. Energy Information Administration | http://www.eia.gov/electricity/data/browser/ | U.S. Energy Information Administration |  | 2019 | 0.0 | 0.0 | 6.231 | 6.329 | 6.0680000000000005 | 6.228 | 6.252 | U.S. Energy Information Administration |  |  | 5.11 | 5.04 | 5.17 | SOLAR-V1-NO-AGE | SOLAR-V1-NO-AGE | SOLAR-V1-NO-AGE | SOLAR-V1-NO-AGE | SOLAR-V1-NO-AGE
USA | United States of America | North Palm Springs 1A |  | USA0057743 | 2.5 | 33.9242 | -116.5933 | Solar |  |  |  | 2012.0 | Greenbacker Renewable Energy Corporation | U.S. Energy Information Administration | http://www.eia.gov/electricity/data/browser/ | U.S. Energy Information Administration | 63849 | 2019 | 5.21 | 4.648 | 5.163 | 3.678 | 2.861 | 2.868 | 5.67 | U.S. Energy Information Administration | 5.31 | 4.58 | 5.59 | 4.74 | 4.33 | SOLAR-V1-NO-AGE | SOLAR-V1-NO-AGE | SOLAR-V1-NO-AGE | SOLAR-V1-NO-AGE | SOLAR-V1-NO-AGE
USA | United States of America | SR Houston |  | USA0060853 | 3.1 | 33.9267 | -88.9976 | Solar |  |  |  | 2016.9999999999998 | SR Houston Holdings LLC | U.S. Energy Information Administration | http://www.eia.gov/electricity/data/browser/ | U.S. Energy Information Administration |  | 2019 |  |  |  | 0.0 | 4.68 | 4.526 | 3.975 | U.S. Energy Information Administration |  |  |  |  | 6.38 | SOLAR-V1-NO-AGE | SOLAR-V1-NO-AGE | SOLAR-V1-NO-AGE | SOLAR-V1-NO-AGE | SOLAR-V1-NO-AGE
USA | United States of America | Otarre Solar Park |  | USA0061699 | 1.6 | 33.9324 | -81.0514 | Solar |  |  |  | 2018.0 | TIG Sun Energy IV LLC | U.S. Energy Information Administration | http://www.eia.gov/electricity/data/browser/ | U.S. Energy Information Administration |  | 2019 |  |  |  |  | 0.292 | 2.809 | 2.972 | U.S. Energy Information Administration |  |  |  |  | 2.6 | SOLAR-V1-NO-AGE | SOLAR-V1-NO-AGE | SOLAR-V1-NO-AGE | SOLAR-V1-NO-AGE | SOLAR-V1-NO-AGE
USA | United States of America | Marietta |  | USA0061616 | 3 | 33.9432 | -97.1086 | Solar |  |  |  | 2017.0 | Western Farmers Elec Coop Inc | U.S. Energy Information Administration | http://www.eia.gov/electricity/data/browser/ | U.S. Energy Information Administration |  | 2019 |  |  |  |  | 4.556 | 5.559 | 5.81 | U.S. Energy Information Administration |  |  |  |  | 4.88 | SOLAR-V1-NO-AGE | SOLAR-V1-NO-AGE | SOLAR-V1-NO-AGE | SOLAR-V1-NO-AGE | SOLAR-V1-NO-AGE
USA | United States of America | Goldenrod Solar |  | USA0061943 | 2 | 33.9629 | -79.5629 | Solar |  |  |  | 2019.0 | Goldenrod Solar LLC | U.S. Energy Information Administration | http://www.eia.gov/electricity/data/browser/ | U.S. Energy Information Administration |  | 2019 | [6 empty] | 3.334 | U.S. Energy Information Administration |  |  |  |  | 3.25 | SOLAR-V1-NO-AGE | SOLAR-V1-NO-AGE | SOLAR-V1-NO-AGE | SOLAR-V1-NO-AGE | SOLAR-V1-NO-AGE
USA | United States of America | San Antonio West Solar Rooftop |  | USA0057904 | 1.5 | 33.9656 | -117.6591 | Solar |  |  |  | 2012.0 | SS San Antonio West LLC | U.S. Energy Information Administration | http://www.eia.gov/electricity/data/browser/ | U.S. Energy Information Administration |  | 2019 | 3.211 | 3.055 | 2.949 | 2.657 | 2.862 | 2.827 | 1.738 | U.S. Energy Information Administration | 2.89 | 2.71 | 2.91 | 2.46 | 2.42 | SOLAR-V1-NO-AGE | SOLAR-V1-NO-AGE | SOLAR-V1-NO-AGE | SOLAR-V1-NO-AGE | SOLAR-V1-NO-AGE
USA | United States of America | Saluda Solar LLC |  | USA0060535 | 6.8 | 33.9684 | -81.7829 | Solar |  |  |  | 2017.0 | Cypress Creek Renewables | U.S. Energy Information Administration | http://www.eia.gov/electricity/data/browser/ | U.S. Energy Information Administration |  | 2019 |  |  |  | 0.28300000000000003 | 3.39 | 13.192 | 13.079 | U.S. Energy Information Administration |  |  |  |  | 11.08 | SOLAR-V1-NO-AGE | SOLAR-V1-NO-AGE | SOLAR-V1-NO-AGE | SOLAR-V1-NO-AGE | SOLAR-V1-NO-AGE
USA | United States of America | UC Riverside Lots 30 & 32 |  | USA0062016 | 4 | 33.9704 | -117.3310 | Solar |  |  |  | 2018.0 | Solar Star California LXVI LLC | U.S. Energy Information Administration | http://www.eia.gov/electricity/data/browser/ | U.S. Energy Information Administration |  | 2019 | [5 empty] | 6.924 | 6.271 | U.S. Energy Information Administration |  |  |  |  | 6.51 | SOLAR-V1-NO-AGE | SOLAR-V1-NO-AGE | SOLAR-V1-NO-AGE | SOLAR-V1-NO-AGE | SOLAR-V1-NO-AGE
USA | United States of America | USPS PV |  | USA0061250 | 10.7 | 33.9779 | -118.2587 | Solar |  |  |  | 2017.0 | USPS LA Solar FiT A & B | U.S. Energy Information Administration | http://www.eia.gov/electricity/data/browser/ | U.S. Energy Information Administration |  | 2019 |  |  |  |  | 8.064 | 16.925 | 16.449 | U.S. Energy Information Administration |  |  |  |  | 17.43 | SOLAR-V1-NO-AGE | SOLAR-V1-NO-AGE | SOLAR-V1-NO-AGE | SOLAR-V1-NO-AGE | SOLAR-V1-NO-AGE
USA | United States of America | Tequesquite Landfill Solar PV Project |  | USA0060035 | 7.3 | 33.9782 | -117.3851 | Solar |  |  |  | 2015.0 | Solar Star California XXXI LLC | U.S. Energy Information Administration | http://www.eia.gov/electricity/data/browser/ | U.S. Energy Information Administration | 69576 | 2019 |  |  | 6.589 | 15.367 | 14.684000000000001 | 14.85 | 14.487 | U.S. Energy Information Administration |  |  |  | 13.09 | 16.11 | SOLAR-V1-NO-AGE | SOLAR-V1-NO-AGE | SOLAR-V1-NO-AGE | SOLAR-V1-NO-AGE | SOLAR-V1-NO-AGE
USA | United States of America | Willis Solar |  | USA0061953 | 2 | 33.9846 | -79.5650 | Solar |  |  |  | 2019.0 | Willis Solar LLC | U.S. Energy Information Administration | http://www.eia.gov/electricity/data/browser/ | U.S. Energy Information Administration |  | 2019 | [5 empty] | 0.12 | 3.849 | U.S. Energy Information Administration |  |  |  |  | 3.25 | SOLAR-V1-NO-AGE | SOLAR-V1-NO-AGE | SOLAR-V1-NO-AGE | SOLAR-V1-NO-AGE | SOLAR-V1-NO-AGE
USA | United States of America | Solar Photovoltaic Project #02 |  | USA0056996 | 1 | 33.9852 | -117.7008 | Solar |  |  |  | 2010.0 | Southern California Edison Co | U.S. Energy Information Administration | http://www.eia.gov/electricity/data/browser/ | U.S. Energy Information Administration |  | 2019 | 0.9510000000000001 | 0.791 | 0.7030000000000001 | 0.899 | 0.58 | 0.365 | 0.661 | U.S. Energy Information Administration | 1.76 | 1.51 | 1.49 | 1.24 | 1.42 | SOLAR-V1-NO-AGE | SOLAR-V1-NO-AGE | SOLAR-V1-NO-AGE | SOLAR-V1-NO-AGE | SOLAR-V1-NO-AGE
USA | United States of America | South Solar |  | USA0061949 | 2 | 33.9954 | -79.6061 | Solar |  |  |  | 2019.0 | South Solar LLC | U.S. Energy Information Administration | http://www.eia.gov/electricity/data/browser/ | U.S. Energy Information Administration |  | 2019 | [5 empty] | 0.113 | 4.054 | U.S. Energy Information Administration |  |  |  |  | 3.25 | SOLAR-V1-NO-AGE | SOLAR-V1-NO-AGE | SOLAR-V1-NO-AGE | SOLAR-V1-NO-AGE | SOLAR-V1-NO-AGE
USA | United States of America | Industry MetroLink PV 1 |  | USA0057860 | 1.5 | 34.0087 | -117.8456 | Solar |  |  |  | 2012.0 | City of Industry | U.S. Energy Information Administration | http://www.eia.gov/electricity/data/browser/ | U.S. Energy Information Administration |  | 2019 | 3.1750000000000003 | 3.083 | 3.194 | 2.867 | 1.4454 | 2.853 | 2.775 | U.S. Energy Information Administration | 3.02 | 2.82 | 2.81 | 2.49 | 2.31 | SOLAR-V1-NO-AGE | SOLAR-V1-NO-AGE | SOLAR-V1-NO-AGE | SOLAR-V1-NO-AGE | SOLAR-V1-NO-AGE
USA | United States of America | Saluda Solar II |  | USA0061323 | 3.4 | 34.0110 | -81.7390 | Solar |  |  |  | 2017.0 | Saluda Solar II LLC | U.S. Energy Information Administration | http://www.eia.gov/electricity/data/browser/ | U.S. Energy Information Administration |  | 2019 |  |  |  |  | 3.625 | 6.6850000000000005 | 6.462 | U.S. Energy Information Administration |  |  |  |  | 5.54 | SOLAR-V1-NO-AGE | SOLAR-V1-NO-AGE | SOLAR-V1-NO-AGE | SOLAR-V1-NO-AGE | SOLAR-V1-NO-AGE
USA | United States of America | Mira Loma |  | USA0058698 | 3 | 34.0131 | -117.5375 | Solar |  |  |  | 2011.0 | Costco Wholesale | U.S. Energy Information Administration | http://www.eia.gov/electricity/data/browser/ | U.S. Energy Information Administration |  | 2019 | 4.138 | 4.343 | 3.474 | 3.908 | 3.852 | 3.2800000000000002 | 2.661 | U.S. Energy Information Administration | 5.37 | 5.16 | 5.33 | 4.34 | 4.79 | SOLAR-V1-NO-AGE | SOLAR-V1-NO-AGE | SOLAR-V1-NO-AGE | SOLAR-V1-NO-AGE | SOLAR-V1-NO-AGE
USA | United States of America | 2555 E Olympic Bl |  | USA0057871 | 1 | 34.0269 | -118.2242 | Solar |  |  |  | 2012.0 | Los Angeles Department of Water & Power | U.S. Energy Information Administration | http://www.eia.gov/electricity/data/browser/ | U.S. Energy Information Administration |  | 2019 | 1.8940000000000001 | 1.341 | 1.235 | 1.78 | 1.35 | 1.32 | 1.252 | U.S. Energy Information Administration | 1.83 | 1.59 | 1.70 | 1.43 | 1.45 | SOLAR-V1-NO-AGE | SOLAR-V1-NO-AGE | SOLAR-V1-NO-AGE | SOLAR-V1-NO-AGE | SOLAR-V1-NO-AGE
USA | United States of America | Dulles |  | USA0060182 | 2 | 34.0301 | -117.5178 | Solar |  |  |  | 2016.0 | Golden Springs Development Company LLC | U.S. Energy Information Administration | http://www.eia.gov/electricity/data/browser/ | U.S. Energy Information Administration |  | 2019 |  |  |  | 0.553 | 3.158 | 3.202 | 2.557 | U.S. Energy Information Administration |  |  |  |  | 4.27 | SOLAR-V1-NO-AGE | SOLAR-V1-NO-AGE | SOLAR-V1-NO-AGE | SOLAR-V1-NO-AGE | SOLAR-V1-NO-AGE
USA | United States of America | Solar Photovoltaic Project #32 |  | USA0057534 | 1.5 | 34.0317 | -117.5719 | Solar |  |  |  | 2015.0 | Southern California Edison Co | U.S. Energy Information Administration | http://www.eia.gov/electricity/data/browser/ | U.S. Energy Information Administration |  | 2019 |  |  | 2.468 | 2.443 | 2.351 | 2.245 | 1.366 | U.S. Energy Information Administration |  |  |  | 2.73 | 3.37 | SOLAR-V1-NO-AGE | SOLAR-V1-NO-AGE | SOLAR-V1-NO-AGE | SOLAR-V1-NO-AGE | SOLAR-V1-NO-AGE
USA | United States of America | Solar Photovoltaic Project #33 |  | USA0057535 | 1 | 34.0325 | -117.5692 | Solar |  |  |  | 2015.0 | Southern California Edison Co | U.S. Energy Information Administration | http://www.eia.gov/electricity/data/browser/ | U.S. Energy Information Administration |  | 2019 |  |  | 1.699 | 1.5070000000000001 | 1.6400000000000001 | 1.552 | 1.387 | U.S. Energy Information Administration |  |  |  | 1.66 | 2.11 | SOLAR-V1-NO-AGE | SOLAR-V1-NO-AGE | SOLAR-V1-NO-AGE | SOLAR-V1-NO-AGE | SOLAR-V1-NO-AGE
USA | United States of America | SunE- E Philadelphia Ontario |  | USA0059916 | 1 | 34.0353 | -117.5341 | Solar |  |  |  | 2016.0 | SunEdison LLC | U.S. Energy Information Administration | http://www.eia.gov/electricity/data/browser/ | U.S. Energy Information Administration |  | 2019 |  |  |  | 1.734 | 1.967 | 1.8900000000000001 | 1.719 | U.S. Energy Information Administration |  |  |  |  | 2.11 | SOLAR-V1-NO-AGE | SOLAR-V1-NO-AGE | SOLAR-V1-NO-AGE | SOLAR-V1-NO-AGE | SOLAR-V1-NO-AGE
USA | United States of America | PVN Milliken LLC |  | USA0060790 | 3 | 34.0384 | -117.5658 | Solar |  |  |  | 2017.0 | PVN Milliken LLC | U.S. Energy Information Administration | http://www.eia.gov/electricity/data/browser/ | U.S. Energy Information Administration |  | 2019 |  |  |  |  | 2.4 | 4.543 | 5.023 | U.S. Energy Information Administration |  |  |  |  | 4.88 | SOLAR-V1-NO-AGE | SOLAR-V1-NO-AGE | SOLAR-V1-NO-AGE | SOLAR-V1-NO-AGE | SOLAR-V1-NO-AGE
USA | United States of America | Terra Francesco |  | USA0059541 | 1.5 | 34.0397 | -117.6067 | Solar |  |  |  | 2015.0 | Kona Solar LLC | U.S. Energy Information Administration | http://www.eia.gov/electricity/data/browser/ | U.S. Energy Information Administration |  | 2019 |  |  | 2.556 | 3.121 | 3.047 | 2.428 | 2.846 | U.S. Energy Information Administration |  |  |  | 2.67 | 3.37 | SOLAR-V1-NO-AGE | SOLAR-V1-NO-AGE | SOLAR-V1-NO-AGE | SOLAR-V1-NO-AGE | SOLAR-V1-NO-AGE
USA | United States of America | ELACC Photovoltaic Power Facility |  | USA0056814 | 1 | 34.0403 | -118.1481 | Solar |  |  |  | 2008.0 | MMA LA Power LP | U.S. Energy Information Administration | http://www.eia.gov/electricity/data/browser/ | U.S. Energy Information Administration |  | 2019 | 1.674 | 1.432 | 1.426 | 0.521 |  |  |  | U.S. Energy Information Administration | 1.58 | 1.34 | 1.25 | 0.88 | 0.99 | SOLAR-V1-NO-AGE | SOLAR-V1-NO-AGE | SOLAR-V1-NO-AGE | SOLAR-V1-NO-AGE | SOLAR-V1-NO-AGE
USA | United States of America | Solar Photovoltaic Project #06 |  | USA0057220 | 2 | 34.0414 | -117.5731 | Solar |  |  |  | 2011.0 | Southern California Edison Co | U.S. Energy Information Administration | http://www.eia.gov/electricity/data/browser/ | U.S. Energy Information Administration |  | 2019 | 3.478 | 3.712 | 4.077 | 3.912 | 3.732 | 2.968 | 2.521 | U.S. Energy Information Administration | 3.62 | 3.45 | 3.63 | 2.95 | 3.28 | SOLAR-V1-NO-AGE | SOLAR-V1-NO-AGE | SOLAR-V1-NO-AGE | SOLAR-V1-NO-AGE | SOLAR-V1-NO-AGE
USA | United States of America | Solar Photovoltaic Project #08 |  | USA0057222 | 2 | 34.0419 | -117.5650 | Solar |  |  |  | 2011.0 | Southern California Edison Co | U.S. Energy Information Administration | http://www.eia.gov/electricity/data/browser/ | U.S. Energy Information Administration |  | 2019 | 3.494 | 3.996 | 3.964 | 3.58 | 3.519 | 2.545 | 1.336 | U.S. Energy Information Administration | 3.62 | 3.45 | 3.63 | 2.95 | 3.28 | NO-ESTIMATION | NO-ESTIMATION | NO-ESTIMATION | NO-ESTIMATION | CAPACITY-FACTOR-V1
USA | United States of America | Colton Solar Two LLC |  | USA0059598 | 1 | 34.0422 | -117.3617 | Solar |  |  |  | 2015.0 | Colton Solar Two LLC | U.S. Energy Information Administration | http://www.eia.gov/electricity/data/browser/ | U.S. Energy Information Administration |  | 2019 |  |  | 1.614 | 2.108 | 1.997 | 1.788 | 1.903 | U.S. Energy Information Administration |  |  |  | 1.59 | 2.08 | SOLAR-V1-NO-AGE | SOLAR-V1-NO-AGE | SOLAR-V1-NO-AGE | SOLAR-V1-NO-AGE | SOLAR-V1-NO-AGE
USA | United States of America | Solar Photovoltaic Project #09 |  | USA0057223 | 1 | 34.0428 | -117.5717 | Solar |  |  |  | 2011.0 | Southern California Edison Co | U.S. Energy Information Administration | http://www.eia.gov/electricity/data/browser/ | U.S. Energy Information Administration |  | 2019 | 1.837 | 1.3960000000000001 | 1.76 | 1.605 | 1.747 | 0.8270000000000001 | 0.911 | U.S. Energy Information Administration | 1.76 | 1.60 | 1.77 | 1.38 | 1.59 | SOLAR-V1-NO-AGE | SOLAR-V1-NO-AGE | SOLAR-V1-NO-AGE | SOLAR-V1-NO-AGE | SOLAR-V1-NO-AGE
USA | United States of America | Crafton Hills College Solar Farm |  | USA0058170 | 1.3 | 34.0431 | -117.0989 | Solar |  |  |  | 2011.9999999999998 | San Bernardino Comm College Dist | U.S. Energy Information Administration | http://www.eia.gov/electricity/data/browser/ | U.S. Energy Information Administration | 57304 | 2019 | 1.46 | 1.2550000000000001 | 2.09 | 1.80576 | -0.394 | 0.80289 | 1.5137 | U.S. Energy Information Administration | 2.76 | 2.32 | 2.85 | 2.13 | 2.37 | SOLAR-V1-NO-AGE | SOLAR-V1-NO-AGE | SOLAR-V1-NO-AGE | SOLAR-V1-NO-AGE | SOLAR-V1-NO-AGE
USA | United States of America | Oltmans SCE at Champagne |  | USA0058581 | 1 | 34.0439 | -117.5311 | Solar |  |  |  | 2014.0 | California PV Energy LLC | U.S. Energy Information Administration | http://www.eia.gov/electricity/data/browser/ | U.S. Energy Information Administration |  | 2019 | 0.062 | 2.184 | 1.975 | 1.858 | 2.05 | 1.887 | 1.559 | U.S. Energy Information Administration |  |  | 1.89 | 1.65 | 2.09 | SOLAR-V1-NO-AGE | SOLAR-V1-NO-AGE | SOLAR-V1-NO-AGE | SOLAR-V1-NO-AGE | SOLAR-V1-NO-AGE
USA | United States of America | Oltmans SCE at Jurupa |  | USA0058582 | 1.5 | 34.0500 | -117.5961 | Solar |  |  |  | 2014.0 | California PV Energy LLC | U.S. Energy Information Administration | http://www.eia.gov/electricity/data/browser/ | U.S. Energy Information Administration |  | 2019 | 0.10300000000000001 | 3.34 | 3.207 | 2.953 | 3.202 | 3.0580000000000003 | 2.837 | U.S. Energy Information Administration |  |  | 3.05 | 2.67 | 3.36 | SOLAR-V1-NO-AGE | SOLAR-V1-NO-AGE | SOLAR-V1-NO-AGE | SOLAR-V1-NO-AGE | SOLAR-V1-NO-AGE
USA | United States of America | Metro Support Services Center Solar |  | USA0057313 | 1.2 | 34.0578 | -118.2297 | Solar |  |  |  | 2005.0 | Metropolitan Transportation Authority | U.S. Energy Information Administration | http://www.eia.gov/electricity/data/browser/ | U.S. Energy Information Administration |  | 2019 | 1.325 | 1.667 | 1.6380000000000001 | 1.576 | 1.469 | 1.489 | 1.089 | U.S. Energy Information Administration | 2.12 | 0.87 | 2.29 | 1.58 | 2.33 | SOLAR-V1-NO-AGE | SOLAR-V1-NO-AGE | SOLAR-V1-NO-AGE | SOLAR-V1-NO-AGE | SOLAR-V1-NO-AGE
USA | United States of America | Forever 21 Retail Inc. |  | USA0059651 | 1.6 | 34.0714 | -118.1961 | Solar |  |  |  | 2015.0 | Los Angeles Department of Water & Power | U.S. Energy Information Administration | http://www.eia.gov/electricity/data/browser/ | U.S. Energy Information Administration |  | 2019 |  |  | 2.378 | 2.212 | 2.222 | 1.56 | 1.87 | U.S. Energy Information Administration |  |  |  | 2.72 | 3.01 | SOLAR-V1-NO-AGE | SOLAR-V1-NO-AGE | SOLAR-V1-NO-AGE | SOLAR-V1-NO-AGE | SOLAR-V1-NO-AGE
USA | United States of America | Solar Photovoltaic Project #17 |  | USA0057231 | 3.5 | 34.0728 | -117.5033 | Solar |  |  |  | 2015.0 | Southern California Edison Co | U.S. Energy Information Administration | http://www.eia.gov/electricity/data/browser/ | U.S. Energy Information Administration |  | 2019 |  |  | 5.924 | 5.257 | 3.9370000000000003 | 3.84 | 3.402 | U.S. Energy Information Administration |  |  |  | 5.37 | 7.18 | SOLAR-V1-NO-AGE | SOLAR-V1-NO-AGE | SOLAR-V1-NO-AGE | SOLAR-V1-NO-AGE | SOLAR-V1-NO-AGE
USA | United States of America | Solar Photovoltaic Project #10 |  | USA0057224 | 1.5 | 34.0750 | -117.5169 | Solar |  |  |  | 2013.0 | Southern California Edison Co | U.S. Energy Information Administration | http://www.eia.gov/electricity/data/browser/ | U.S. Energy Information Administration |  | 2019 | 3.02 | 2.761 | 2.699 | 2.394 | 1.624 | 0.8140000000000001 | 0.421 | U.S. Energy Information Administration |  | 2.71 | 3.05 | 2.59 | 3.09 | SOLAR-V1-NO-AGE | SOLAR-V1-NO-AGE | SOLAR-V1-NO-AGE | SOLAR-V1-NO-AGE | SOLAR-V1-NO-AGE
USA | United States of America | CBS Television City |  | USA0058253 | 2.8 | 34.0750 | -118.3600 | Solar | Gas |  |  | 2013.0 | Televison City Studios LLC. | U.S. Energy Information Administration | http://www.eia.gov/electricity/data/browser/ | U.S. Energy Information Administration |  | 2019 | 1.419 | 2.619 | 2.29 | 2.553 | 2.479 | 1.7650000000000001 | 9.455 | U.S. Energy Information Administration |  | 2.82 | 2.98 | 2.79 | 2.79 | SOLAR-V1-NO-AGE | SOLAR-V1-NO-AGE | SOLAR-V1-NO-AGE | SOLAR-V1-NO-AGE | SOLAR-V1-NO-AGE
USA | United States of America | Solar Photovoltaic Project #11 |  | USA0057225 | 3.5 | 34.0758 | -117.2414 | Solar |  |  |  | 2015.0 | Southern California Edison Co | U.S. Energy Information Administration | http://www.eia.gov/electricity/data/browser/ | U.S. Energy Information Administration |  | 2019 |  |  | 6.461 | 6.247 | 6.203 | 6.3660000000000005 | 4.63 | U.S. Energy Information Administration |  |  |  | 5.36 | 6.56 | SOLAR-V1-NO-AGE | SOLAR-V1-NO-AGE | SOLAR-V1-NO-AGE | SOLAR-V1-NO-AGE | SOLAR-V1-NO-AGE
USA | United States of America | Solar Photovoltaic Project #15 |  | USA0057229 | 3.5 | 34.0792 | -117.5167 | Solar |  |  |  | 2013.0 | Southern California Edison Co | U.S. Energy Information Administration | http://www.eia.gov/electricity/data/browser/ | U.S. Energy Information Administration |  | 2019 | 1.697 | 4.574 | 5.03 | 4.264 | 3.722 | 4.22 | 2.932 | U.S. Energy Information Administration |  | 5.74 | 6.43 | 5.35 | 6.69 | SOLAR-V1-NO-AGE | SOLAR-V1-NO-AGE | SOLAR-V1-NO-AGE | SOLAR-V1-NO-AGE | SOLAR-V1-NO-AGE
USA | United States of America | Solar Photovoltaic Project #22 |  | USA0057237 | 2 | 34.0800 | -117.2114 | Solar |  |  |  | 2011.0 | Southern California Edison Co | U.S. Energy Information Administration | http://www.eia.gov/electricity/data/browser/ | U.S. Energy Information Administration |  | 2019 | 3.62 | 3.059 | 3.4090000000000003 | 2.8000000000000003 | 2.754 | 2.547 | 1.719 | U.S. Energy Information Administration | 3.56 | 3.28 | 3.93 | 3.00 | 2.48 | SOLAR-V1-NO-AGE | SOLAR-V1-NO-AGE | SOLAR-V1-NO-AGE | SOLAR-V1-NO-AGE | SOLAR-V1-NO-AGE
USA | United States of America | Solar Photovoltaic Project #23 |  | USA0057236 | 2.5 | 34.0808 | -117.5203 | Solar |  |  |  | 2013.0 | Southern California Edison Co | U.S. Energy Information Administration | http://www.eia.gov/electricity/data/browser/ | U.S. Energy Information Administration |  | 2019 | 5.4270000000000005 | 4.849 | 4.846 | 4.516 | 3.837 | 4.305 | 3.123 | U.S. Energy Information Administration |  | 4.32 | 4.82 | 4.12 | 4.99 | SOLAR-V1-NO-AGE | SOLAR-V1-NO-AGE | SOLAR-V1-NO-AGE | SOLAR-V1-NO-AGE | SOLAR-V1-NO-AGE
USA | United States of America | Solar Photovoltaic Project #48 |  | USA0057900 | 5 | 34.0811 | -117.2281 | Solar |  |  |  | 2015.0 | Southern California Edison Co | U.S. Energy Information Administration | http://www.eia.gov/electricity/data/browser/ | U.S. Energy Information Administration |  | 2019 |  |  | 8.992 | 6.954 | 8.467 | 7.852 | 6.017 | U.S. Energy Information Administration |  |  |  | 8.47 | 11.14 | SOLAR-V1-NO-AGE | SOLAR-V1-NO-AGE | SOLAR-V1-NO-AGE | SOLAR-V1-NO-AGE | SOLAR-V1-NO-AGE
USA | United States of America | Solar Photovoltaic Project #18 |  | USA0057232 | 1.5 | 34.0833 | -117.5164 | Solar |  |  |  | 2012.0 | Southern California Edison Co | U.S. Energy Information Administration | http://www.eia.gov/electricity/data/browser/ | U.S. Energy Information Administration |  | 2019 | 2.839 | 2.2880000000000003 | 2.345 | 2.16 | 1.858 | 2.273 | 1.49 | U.S. Energy Information Administration | 2.89 | 2.71 | 3.04 | 2.43 | 2.53 | SOLAR-V1-NO-AGE | SOLAR-V1-NO-AGE | SOLAR-V1-NO-AGE | SOLAR-V1-NO-AGE | SOLAR-V1-NO-AGE
USA | United States of America | Solar Photovoltaic Project #13 |  | USA0057227 | 3.5 | 34.0835 | -117.2356 | Solar |  |  |  | 2015.0 | Southern California Edison Co | U.S. Energy Information Administration | http://www.eia.gov/electricity/data/browser/ | U.S. Energy Information Administration |  | 2019 |  |  | 6.651 | 6.178 | 5.897 | 4.838 | 3.494 | U.S. Energy Information Administration |  |  |  | 5.36 | 6.56 | SOLAR-V1-NO-AGE | SOLAR-V1-NO-AGE | SOLAR-V1-NO-AGE | SOLAR-V1-NO-AGE | SOLAR-V1-NO-AGE
USA | United States of America | Solar Photovoltaic Project #16 |  | USA0057230 | 1.5 | 34.0856 | -117.2336 | Solar |  |  |  | 2015.0 | Southern California Edison Co | U.S. Energy Information Administration | http://www.eia.gov/electricity/data/browser/ | U.S. Energy Information Administration |  | 2019 |  |  | 2.528 | 2.383 | 1.696 | 0.356 | 1.47 | U.S. Energy Information Administration |  |  |  | 2.59 | 3.1 | SOLAR-V1-NO-AGE | SOLAR-V1-NO-AGE | SOLAR-V1-NO-AGE | SOLAR-V1-NO-AGE | SOLAR-V1-NO-AGE
USA | United States of America | Solar Photovoltaic Project #07 |  | USA0057221 | 2.5 | 34.0861 | -117.2275 | Solar |  |  |  | 2012.0 | Southern California Edison Co | U.S. Energy Information Administration | http://www.eia.gov/electricity/data/browser/ | U.S. Energy Information Administration |  | 2019 | 3.636 | 4.566 | 4.471 | 3.995 | 4.143 | 3.853 | 3.229 | U.S. Energy Information Administration | 4.45 | 4.12 | 5.23 | 3.85 | 3.12 | SOLAR-V1-NO-AGE | SOLAR-V1-NO-AGE | SOLAR-V1-NO-AGE | SOLAR-V1-NO-AGE | SOLAR-V1-NO-AGE
USA | United States of America | Solar Photovoltaic Project #05 |  | USA0057219 | 2.5 | 34.0863 | -117.2306 | Solar |  |  |  | 2012.0 | Southern California Edison Co | U.S. Energy Information Administration | http://www.eia.gov/electricity/data/browser/ | U.S. Energy Information Administration |  | 2019 | 3.5700000000000003 | 3.99 | 4.371 | 3.967 | 4.231 | 2.338 | 2.985 | U.S. Energy Information Administration | 4.45 | 4.12 | 5.23 | 3.85 | 3.12 | SOLAR-V1-NO-AGE | SOLAR-V1-NO-AGE | SOLAR-V1-NO-AGE | SOLAR-V1-NO-AGE | SOLAR-V1-NO-AGE
USA | United States of America | Vincent Solar |  | USA0061950 | 2 | 34.0916 | -80.1083 | Solar |  |  |  | 2019.0 | Vincent Solar LLC | U.S. Energy Information Administration | http://www.eia.gov/electricity/data/browser/ | U.S. Energy Information Administration |  | 2019 | [6 empty] | 3.432 | U.S. Energy Information Administration |  |  |  |  | 3.25 | SOLAR-V1-NO-AGE | SOLAR-V1-NO-AGE | SOLAR-V1-NO-AGE | SOLAR-V1-NO-AGE | SOLAR-V1-NO-AGE
USA | United States of America | Colton Solar One LLC |  | USA0059597 | 2.5 | 34.0933 | -117.3194 | Solar |  |  |  | 2015.0 | Colton Solar One LLC | U.S. Energy Information Administration | http://www.eia.gov/electricity/data/browser/ | U.S. Energy Information Administration |  | 2019 |  |  | 2.412 | 4.94 | 4.4510000000000005 | 4.276 | 4.561 | U.S. Energy Information Administration |  |  |  | 4.07 | 4.91 | NO-ESTIMATION | NO-ESTIMATION | NO-ESTIMATION | NO-ESTIMATION | CAPACITY-FACTOR-V1
USA | United States of America | Solar Photovoltaic Project #28 |  | USA0057247 | 3.5 | 34.0942 | -117.2742 | Solar |  |  |  | 2015.0 | Southern California Edison Co | U.S. Energy Information Administration | http://www.eia.gov/electricity/data/browser/ | U.S. Energy Information Administration |  | 2019 |  |  | 6.4430000000000005 | 5.543 | 4.881 | 5.017 | 3.632 | U.S. Energy Information Administration |  |  |  | 5.36 | 6.56 | NO-ESTIMATION | NO-ESTIMATION | NO-ESTIMATION | NO-ESTIMATION | CAPACITY-FACTOR-V1
USA | United States of America | Comer Solar |  | USA0061554 | 2 | 34.0942 | -83.1439 | Solar |  |  |  | 2018.0 | Georgia Power Co | U.S. Energy Information Administration | http://www.eia.gov/electricity/data/browser/ | U.S. Energy Information Administration |  | 2019 | [5 empty] | 4.045 | 3.749 | U.S. Energy Information Administration |  |  |  |  | 3.25 | NO-ESTIMATION | NO-ESTIMATION | NO-ESTIMATION | NO-ESTIMATION | CAPACITY-FACTOR-V1
USA | United States of America | Solar Photovoltaic Project #03 |  | USA0057217 | 1 | 34.0943 | -117.4001 | Solar |  |  |  | 2011.0 | Southern California Edison Co | U.S. Energy Information Administration | http://www.eia.gov/electricity/data/browser/ | U.S. Energy Information Administration |  | 2019 | -0.116 | 0.38 | 1.2550000000000001 | 1.16 | 1.147 | 1.089 | 0.942 | U.S. Energy Information Administration | 1.73 | 1.60 | 1.72 | 1.31 | 1.56 | NO-ESTIMATION | NO-ESTIMATION | NO-ESTIMATION | NO-ESTIMATION | CAPACITY-FACTOR-V1
USA | United States of America | Kohls San Bernardino Solar Facility |  | USA0057009 | 1 | 34.0947 | -117.2668 | Solar |  |  |  | 2007.0 | Longroad Energy Services LLC | U.S. Energy Information Administration | http://www.eia.gov/electricity/data/browser/ | U.S. Energy Information Administration |  | 2019 | 1.762 | 1.61 | 1.9180000000000001 | 0.859 |  | 1.014 | 1.368 | U.S. Energy Information Administration | 1.38 | 1.12 | 1.50 | 0.92 | 2.07 | NO-ESTIMATION | NO-ESTIMATION | NO-ESTIMATION | NO-ESTIMATION | CAPACITY-FACTOR-V1
USA | United States of America | SunE Rochester |  | USA0060032 | 1 | 34.0977 | -117.5445 | Solar |  |  |  | 2016.0 | SunE Solar XVI Lessor LLC | U.S. Energy Information Administration | http://www.eia.gov/electricity/data/browser/ | U.S. Energy Information Administration |  | 2019 |  |  |  |  | 1.756 | 1.679 | 1.57 | U.S. Energy Information Administration |  |  |  |  | 2.07 | NO-ESTIMATION | NO-ESTIMATION | NO-ESTIMATION | NO-ESTIMATION | CAPACITY-FACTOR-V1
USA | United States of America | Rancho Cucamonga Dist #1 |  | USA0059540 | 1.8 | 34.1003 | -117.5528 | Solar |  |  |  | 2015.0 | Kona Solar LLC | U.S. Energy Information Administration | http://www.eia.gov/electricity/data/browser/ | U.S. Energy Information Administration |  | 2019 |  |  | 2.629 | 3.265 | 3.416 | 3.315 | 2.977 | U.S. Energy Information Administration |  |  |  | 3.00 | 3.81 | NO-ESTIMATION | NO-ESTIMATION | NO-ESTIMATION | NO-ESTIMATION | CAPACITY-FACTOR-V1
USA | United States of America | River Solar |  | USA0061947 | 2 | 34.1078 | -80.1281 | Solar |  |  |  | 2019.0 | River Solar LLC | U.S. Energy Information Administration | http://www.eia.gov/electricity/data/browser/ | U.S. Energy Information Administration |  | 2019 | [5 empty] | 0.097 | 4.038 | U.S. Energy Information Administration |  |  |  |  | 3.25 | NO-ESTIMATION | NO-ESTIMATION | NO-ESTIMATION | NO-ESTIMATION | NO-ESTIMATION
USA | United States of America | Weymouth Solar Plant |  | USA0060255 | 3 | 34.1086 | -117.7822 | Solar |  |  |  | 2016.0 | Metropolitan Water District of S CA | U.S. Energy Information Administration | http://www.eia.gov/electricity/data/browser/ | U.S. Energy Information Administration |  | 2019 |  |  |  | 2.832 | 6.095 | 5.7 | 4.987 | U.S. Energy Information Administration |  |  |  |  | 5.65 | NO-ESTIMATION | NO-ESTIMATION | NO-ESTIMATION | NO-ESTIMATION | NO-ESTIMATION
USA | United States of America | Target Shafter |  | USA0061824 | 3 | 34.1119 | -117.2733 | Solar |  |  |  | 2018.0 | Good Fellow Solar 1 PH1 LLC | U.S. Energy Information Administration | http://www.eia.gov/electricity/data/browser/ | U.S. Energy Information Administration |  | 2019 | [5 empty] | 5.805 | 3.217 | U.S. Energy Information Administration |  |  |  |  | 4.88 | HYDRO-V1 | HYDRO-V1 | HYDRO-V1 | HYDRO-V1 | HYDRO-V1
USA | United States of America | Occidental College Solar Project |  | USA0057311 | 1 | 34.1283 | -118.2069 | Solar |  |  |  | 2013.0 | Occidental College | U.S. Energy Information Administration | http://www.eia.gov/electricity/data/browser/ | U.S. Energy Information Administration | 66802 | 2019 | 1.566 | 1.811 | 1.796 | 1.858 | 1.848 | 1.833 | 1.767 | U.S. Energy Information Administration |  | 1.64 | 1.71 | 1.70 | 1.66 | NO-ESTIMATION | NO-ESTIMATION | NO-ESTIMATION | NO-ESTIMATION | CAPACITY-FACTOR-V1
USA | United States of America | Solar Photovoltaic Project #27 |  | USA0057246 | 2 | 34.1311 | -117.4217 | Solar |  |  |  | 2015.0 | Southern California Edison Co | U.S. Energy Information Administration | http://www.eia.gov/electricity/data/browser/ | U.S. Energy Information Administration |  | 2019 |  |  | 3.221 | 3.188 | 2.948 | 2.837 | 2.574 | U.S. Energy Information Administration |  |  |  | 3.28 | 4.32 | NO-ESTIMATION | NO-ESTIMATION | NO-ESTIMATION | NO-ESTIMATION | CAPACITY-FACTOR-V1
USA | United States of America | Solar Photovoltaic Project #26 |  | USA0057245 | 6 | 34.1312 | -117.4253 | Solar |  |  |  | 2015.0 | Southern California Edison Co | U.S. Energy Information Administration | http://www.eia.gov/electricity/data/browser/ | U.S. Energy Information Administration |  | 2019 |  |  | 10.790000000000001 | 10.271 | 10.192 | 7.518 | 6.184 | U.S. Energy Information Administration |  |  |  | 10.38 | 13.49 | HYDRO-V1 | HYDRO-V1 | HYDRO-V1 | HYDRO-V1 | HYDRO-V1
USA | United States of America | Las Virgenes Municipal Water District |  | USA0058963 | 1 | 34.1361 | -118.7019 | Solar |  |  |  | 2014.0 | Tesla Inc. | U.S. Energy Information Administration | http://www.eia.gov/electricity/data/browser/ | U.S. Energy Information Administration |  | 2019 |  | 1.88793 | 2.06712 | 2.068 | 2.0100000000000002 | 1.669 | 1.666 | U.S. Energy Information Administration |  |  | 1.88 | 1.78 | 1.8 | HYDRO-V1 | HYDRO-V1 | HYDRO-V1 | HYDRO-V1 | HYDRO-V1
USA | United States of America | Chaffey College Rancho Cucamonga Campus |  | USA0062150 | 4 | 34.1481 | -117.5704 | Solar |  |  |  | 2017.0 | Chaffey Community College District | U.S. Energy Information Administration | http://www.eia.gov/electricity/data/browser/ | U.S. Energy Information Administration |  | 2019 | [5 empty] | 6.3 | 6.893 | U.S. Energy Information Administration |  |  |  |  | 6.51 | NO-ESTIMATION | NO-ESTIMATION | NO-ESTIMATION | NO-ESTIMATION | CAPACITY-FACTOR-V1
USA | United States of America | Cascade Solar |  | USA0058590 | 18.5 | 34.1572 | -116.2344 | Solar |  |  |  | 2014.0 | Cascade Solar LLC | U.S. Energy Information Administration | http://www.eia.gov/electricity/data/browser/ | U.S. Energy Information Administration | 64680 | 2019 |  | 51.327 | 55.967 | 52.502 | 49.704 | 49.26 | 51.43 | U.S. Energy Information Administration |  |  | 45.49 | 44.27 | 46.65 | NO-ESTIMATION | NO-ESTIMATION | NO-ESTIMATION | NO-ESTIMATION | CAPACITY-FACTOR-V1
USA | United States of America | Arthur Solar LLC |  | USA0062136 | 5 | 34.1609 | -78.8466 | Solar |  |  |  | 2018.0 | Radian Generation | U.S. Energy Information Administration | http://www.eia.gov/electricity/data/browser/ | U.S. Energy Information Administration |  | 2019 | [5 empty] | 3.4210000000000003 | 9.598 | U.S. Energy Information Administration |  |  |  |  | 8.14 | HYDRO-V1 | HYDRO-V1 | HYDRO-V1 | HYDRO-V1 | HYDRO-V1
USA | United States of America | SEPV 8 |  | USA0058234 | 12 | 34.1719 | -116.1525 | Solar |  |  |  | 2013.0 | Highlander Solar 1 LLC | U.S. Energy Information Administration | http://www.eia.gov/electricity/data/browser/ | U.S. Energy Information Administration |  | 2019 | 20.024 | 33.065 | 34.141 | 33.115 | 32.973 | 34.047000000000004 | 32.603 | U.S. Energy Information Administration |  | 28.91 | 28.54 | 28.60 | 28.91 | NO-ESTIMATION | NO-ESTIMATION | NO-ESTIMATION | NO-ESTIMATION | CAPACITY-FACTOR-V1
USA | United States of America | SEPV 2 |  | USA0058074 | 2 | 34.1742 | -116.1528 | Solar |  |  |  | 2012.0 | CleanCapital | U.S. Energy Information Administration | http://www.eia.gov/electricity/data/browser/ | U.S. Energy Information Administration |  | 2019 | 4.557 |  | 3.974 | 5.344 | 4.3500000000000005 | 4.979 | 4.447 | U.S. Energy Information Administration | 4.18 | 4.25 | 4.35 | 4.05 | 3.29 | NO-ESTIMATION | NO-ESTIMATION | NO-ESTIMATION | NO-ESTIMATION | CAPACITY-FACTOR-V1
USA | United States of America | Pierce College |  | USA0058248 | 1.9 | 34.1836 | -118.5747 | Solar |  |  |  | 2013.0 | Los Angeles Community College District | U.S. Energy Information Administration | http://www.eia.gov/electricity/data/browser/ | U.S. Energy Information Administration | 69662 | 2019 | 3.594 | 1.419 | 3.456 |  | 2.515 | 3.017 |  | U.S. Energy Information Administration |  | 3.70 | 3.31 | 3.58 | 3.57 | NO-ESTIMATION | NO-ESTIMATION | NO-ESTIMATION | NO-ESTIMATION | CAPACITY-FACTOR-V1
USA | United States of America | Aerolease |  | USA0061718 | 1.5 | 34.1899 | -118.4514 | Solar |  |  |  | 2018.0 | PCS Energy LLC | U.S. Energy Information Administration | http://www.eia.gov/electricity/data/browser/ | U.S. Energy Information Administration |  | 2019 | [5 empty] | 0.5680000000000001 | 1.904 | U.S. Energy Information Administration |  |  |  |  | 2.44 | HYDRO-V1 | HYDRO-V1 | HYDRO-V1 | HYDRO-V1 | HYDRO-V1
USA | United States of America | SEPV9 Power Plant |  | USA0058227 | 9 | 34.1922 | -116.0903 | Solar |  |  |  | 2013.0 | Highlander Solar 2 LLC | U.S. Energy Information Administration | http://www.eia.gov/electricity/data/browser/ | U.S. Energy Information Administration |  | 2019 | 13.527000000000001 | 26.032 | 25.487000000000002 | 24.330000000000002 | 25.62 | 24.604 | 24.523 | U.S. Energy Information Administration |  | 19.45 | 19.93 | 19.65 | 19.29 | NO-ESTIMATION | NO-ESTIMATION | NO-ESTIMATION | NO-ESTIMATION | CAPACITY-FACTOR-V1
USA | United States of America | Gary Solar |  | USA0061942 | 2 | 34.1991 | -80.2217 | Solar |  |  |  | 2019.0 | Gary Solar LLC | U.S. Energy Information Administration | http://www.eia.gov/electricity/data/browser/ | U.S. Energy Information Administration |  | 2019 | [5 empty] | 0.0 | 4.099 | U.S. Energy Information Administration |  |  |  |  | 3.25 | NO-ESTIMATION | NO-ESTIMATION | NO-ESTIMATION | NO-ESTIMATION | NO-ESTIMATION
USA | United States of America | SunEdison Procter & Gamble Oxnard |  | USA0057008 | 1 | 34.2089 | -119.1300 | Solar |  |  |  | 2009.0 | SunE U6 Holdings LLC | U.S. Energy Information Administration | http://www.eia.gov/electricity/data/browser/ | U.S. Energy Information Administration |  | 2019 | 1.838 | 1.956 | 1.923 | 1.839 | 1.653 | 1.629 | 1.691 | U.S. Energy Information Administration | 1.73 | 1.64 | 1.85 | 1.55 | 1.84 | NO-ESTIMATION | NO-ESTIMATION | NO-ESTIMATION | NO-ESTIMATION | CAPACITY-FACTOR-V1
USA | United States of America | Xebec 1 |  | USA0062286 | 1.9 | 34.2240 | -118.3929 | Solar |  |  |  | 2019.0 | AES LA FiT Sun Valley LLC | U.S. Energy Information Administration | http://www.eia.gov/electricity/data/browser/ | U.S. Energy Information Administration |  | 2019 | [5 empty] | 0.07100000000000001 | 3.277 | U.S. Energy Information Administration |  |  |  |  | 3.09 | HYDRO-V1 | HYDRO-V1 | HYDRO-V1 | HYDRO-V1 | HYDRO-V1
USA | United States of America | Jessamine Solar |  | USA0061944 | 1.9 | 34.2305 | -79.3906 | Solar |  |  |  | 2019.0 | Jessamine Solar LLC | U.S. Energy Information Administration | http://www.eia.gov/electricity/data/browser/ | U.S. Energy Information Administration |  | 2019 | [5 empty] | 0.0 | 3.077 | U.S. Energy Information Administration |  |  |  |  | 3.09 | HYDRO-V1 | HYDRO-V1 | HYDRO-V1 | HYDRO-V1 | HYDRO-V1
USA | United States of America | Rankin Solar Center LLC |  | USA0061996 | 10 | 34.2345 | -79.6551 | Solar |  |  |  | 2020.0 | Rankin Solar Center LLC | U.S. Energy Information Administration | http://www.eia.gov/electricity/data/browser/ | U.S. Energy Information Administration |  | 2019 | [6 empty] | 0 | U.S. Energy Information Administration |  |  |  |  | 16.29 | HYDRO-V1 | HYDRO-V1 | HYDRO-V1 | HYDRO-V1 | HYDRO-V1
USA | United States of America | Nordhoff Place |  | USA0059652 | 1.2 | 34.2367 | -118.5658 | Solar |  |  |  | 2013.9999999999998 | Los Angeles Department of Water & Power | U.S. Energy Information Administration | http://www.eia.gov/electricity/data/browser/ | U.S. Energy Information Administration |  | 2019 |  | 0.332 | 1.837 | 1.7650000000000001 | 1.677 | 1.2710000000000001 | 1.071 | U.S. Energy Information Administration |  | 2.27 | 2.07 | 2.05 | 2.3 | NO-ESTIMATION | NO-ESTIMATION | NO-ESTIMATION | NO-ESTIMATION | NO-ESTIMATION
USA | United States of America | Otis Elevator Company Solar |  | USA0062228 | 1 | 34.2393 | -79.7923 | Solar |  |  |  | 2018.0 | Otis Elevator Company | U.S. Energy Information Administration | http://www.eia.gov/electricity/data/browser/ | U.S. Energy Information Administration |  | 2019 | [5 empty] | 1.3384800000000001 | 3.487 | U.S. Energy Information Administration |  |  |  |  | 1.62 | HYDRO-V1 | HYDRO-V1 | HYDRO-V1 | HYDRO-V1 | HYDRO-V1
USA | United States of America | VA Sepulveda Ambulatory Care Center |  | USA0058249 | 3.5 | 34.2489 | -118.4833 | Solar |  |  |  | 2014.0 | VA Sepulveda Ambulatory Care Center | U.S. Energy Information Administration | http://www.eia.gov/electricity/data/browser/ | U.S. Energy Information Administration |  | 2019 |  | 5.968 | 6.595 | 5.896 | 5.168 | 4.3180000000000005 | 4.879 | U.S. Energy Information Administration |  |  | 5.79 | 5.85 | 6.39 | NO-ESTIMATION | NO-ESTIMATION | NO-ESTIMATION | NO-ESTIMATION | CAPACITY-FACTOR-V1
USA | United States of America | AGA TAG Solar IV LLC |  | USA0063225 | 4.9 | 34.2736 | -78.0644 | Solar |  |  |  | 2019.9999999999998 | AGA TAG Solar IV LLC | U.S. Energy Information Administration | http://www.eia.gov/electricity/data/browser/ | U.S. Energy Information Administration |  | 2019 | [6 empty] | 0.252 | U.S. Energy Information Administration |  |  |  |  | 7.98 | NO-ESTIMATION | NO-ESTIMATION | NO-ESTIMATION | NO-ESTIMATION | CAPACITY-FACTOR-V1
USA | United States of America | Redwing Solar |  | USA0061946 | 2 | 34.2744 | -79.8875 | Solar |  |  |  | 2019.0 | Soltage LLC | U.S. Energy Information Administration | http://www.eia.gov/electricity/data/browser/ | U.S. Energy Information Administration |  | 2019 | [6 empty] | 3.574 | U.S. Energy Information Administration |  |  |  |  | 3.25 | NO-ESTIMATION | NO-ESTIMATION | NO-ESTIMATION | NO-ESTIMATION | CAPACITY-FACTOR-V1
USA | United States of America | ATOOD Solar IV LLC |  | USA0063383 | 5 | 34.2753 | -78.0610 | Solar |  |  |  | 2020.0 | Alchemy Renewable Energy | U.S. Energy Information Administration | http://www.eia.gov/electricity/data/browser/ | U.S. Energy Information Administration |  | 2019 | [6 empty] | 0.18315 | U.S. Energy Information Administration |  |  |  |  | 8.14 | SOLAR-V1-NO-AGE | SOLAR-V1-NO-AGE | SOLAR-V1-NO-AGE | SOLAR-V1-NO-AGE | SOLAR-V1-NO-AGE
USA | United States of America | CFW Solar X LLC - Vaughn |  | USA0062378 | 1.6 | 34.2774 | -118.4298 | Solar |  |  |  | 2019.0 | Valta Energy | U.S. Energy Information Administration | http://www.eia.gov/electricity/data/browser/ | U.S. Energy Information Administration |  | 2019 | [5 empty] | 0.08 | 2.686 | U.S. Energy Information Administration |  |  |  |  | 2.6 | SOLAR-V1-NO-AGE | SOLAR-V1-NO-AGE | SOLAR-V1-NO-AGE | SOLAR-V1-NO-AGE | SOLAR-V1-NO-AGE
USA | United States of America | SunEdison LV Sutton Plant Site |  | USA0056938 | 1.2 | 34.2867 | -77.9814 | Solar |  |  |  | 2008.9999999999998 | SunE NC Progress 1 LLC | U.S. Energy Information Administration | http://www.eia.gov/electricity/data/browser/ | U.S. Energy Information Administration |  | 2019 | 1.683 | 1.92 | 1.823 | 1.216 | 1.5190000000000001 | 0.936 | 1.736 | U.S. Energy Information Administration | 1.85 | 1.77 | 1.75 | 1.81 | 1.91 | SOLAR-V1-NO-AGE | SOLAR-V1-NO-AGE | SOLAR-V1-NO-AGE | SOLAR-V1-NO-AGE | SOLAR-V1-NO-AGE
USA | United States of America | Freedom Solar |  | USA0061833 | 5 | 34.2870 | -79.1480 | Solar |  |  |  | 2018.0 | Freedom Solar LLC | U.S. Energy Information Administration | http://www.eia.gov/electricity/data/browser/ | U.S. Energy Information Administration |  | 2019 |  |  |  |  | 0.024 | 9.200000000000001 | 9.668 | U.S. Energy Information Administration |  |  |  |  | 8.14 | SOLAR-V1-NO-AGE | SOLAR-V1-NO-AGE | SOLAR-V1-NO-AGE | SOLAR-V1-NO-AGE | SOLAR-V1-NO-AGE
USA | United States of America | South Atlantic Services Solar Farm I |  | USA0060798 | 1.6 | 34.2902 | -77.9757 | Solar |  |  |  | 2014.0 | South Atlantic Services Inc | U.S. Energy Information Administration | http://www.eia.gov/electricity/data/browser/ | U.S. Energy Information Administration |  | 2019 |  |  |  | 3.121 | 3.154 | 2.859 | 3.049 | U.S. Energy Information Administration |  |  | 2.78 | 3.15 | 3.16 | SOLAR-V1-NO-AGE | SOLAR-V1-NO-AGE | SOLAR-V1-NO-AGE | SOLAR-V1-NO-AGE | SOLAR-V1-NO-AGE
USA | United States of America | Dessie Solar Center LLC |  | USA0058952 | 4.8 | 34.3028 | -78.8358 | Solar |  |  |  | 2013.9999999999998 | Dessie Solar Center LLC | U.S. Energy Information Administration | http://www.eia.gov/electricity/data/browser/ | U.S. Energy Information Administration | 102157 | 2019 |  | 1.0030000000000001 | 9.209 | 14.516 | 8.989 | 8.378 | 8.722 | U.S. Energy Information Administration |  | 8.77 | 8.90 | 11.05 | 9.82 | SOLAR-V1-NO-AGE | SOLAR-V1-NO-AGE | SOLAR-V1-NO-AGE | SOLAR-V1-NO-AGE | SOLAR-V1-NO-AGE
USA | United States of America | Mill Pond Solar Farm LLC |  | USA0061196 | 5 | 34.3071 | -78.7015 | Solar |  |  |  | 2017.0 | Soltage LLC | U.S. Energy Information Administration | http://www.eia.gov/electricity/data/browser/ | U.S. Energy Information Administration |  | 2019 |  |  |  |  | 1.863 | 8.208 | 9.952 | U.S. Energy Information Administration |  |  |  |  | 8.14 | SOLAR-V1-NO-AGE | SOLAR-V1-NO-AGE | SOLAR-V1-NO-AGE | SOLAR-V1-NO-AGE | SOLAR-V1-NO-AGE
USA | United States of America | Heedeh Solar |  | USA0060157 | 4.5 | 34.3087 | -78.2215 | Solar |  |  |  | 2018.0 | Radian Generation | U.S. Energy Information Administration | http://www.eia.gov/electricity/data/browser/ | U.S. Energy Information Administration |  | 2019 | [5 empty] | 2.4050000000000002 | 7.368 | U.S. Energy Information Administration |  |  |  |  | 7.33 | SOLAR-V1-NO-AGE | SOLAR-V1-NO-AGE | SOLAR-V1-NO-AGE | SOLAR-V1-NO-AGE | SOLAR-V1-NO-AGE
USA | United States of America | Broadway Solar Center LLC |  | USA0059762 | 5 | 34.3093 | -78.8314 | Solar |  |  |  | 2015.0 | SRE Utility Solar 1 LLC | U.S. Energy Information Administration | http://www.eia.gov/electricity/data/browser/ | U.S. Energy Information Administration |  | 2019 |  | 0.035 | 9.26 | 9.661 | 9.715 | 9.114 | 9.048 | U.S. Energy Information Administration |  |  |  | 9.49 | 10.13 | SOLAR-V1-NO-AGE | SOLAR-V1-NO-AGE | SOLAR-V1-NO-AGE | SOLAR-V1-NO-AGE | SOLAR-V1-NO-AGE
USA | United States of America | Graham Solar Center LLC |  | USA0058957 | 4.8 | 34.3097 | -79.0144 | Solar |  |  |  | 2015.0 | Graham Solar Center LLC | U.S. Energy Information Administration | http://www.eia.gov/electricity/data/browser/ | U.S. Energy Information Administration |  | 2019 |  | 0.095 | 7.867 | 14.402000000000001 | 9.838000000000001 | 7.282 | 9.194 | U.S. Energy Information Administration |  |  |  | 11.05 | 9.87 | NO-ESTIMATION | NO-ESTIMATION | NO-ESTIMATION | NO-ESTIMATION | CAPACITY-FACTOR-V1
USA | United States of America | Delco Farm |  | USA0061088 | 5 | 34.3190 | -78.2091 | Solar |  |  |  | 2016.0 | Delco Farm LLC | U.S. Energy Information Administration | http://www.eia.gov/electricity/data/browser/ | U.S. Energy Information Administration | 67830 | 2019 |  |  |  | 5.554 | 9.386000000000001 | 8.286 | 8.696 | U.S. Energy Information Administration |  |  |  |  | 10.21 | SOLAR-V1-NO-AGE | SOLAR-V1-NO-AGE | SOLAR-V1-NO-AGE | SOLAR-V1-NO-AGE | SOLAR-V1-NO-AGE
USA | United States of America | Maclay Solar Project |  | USA0057308 | 2.2 | 34.3197 | -118.4308 | Solar |  |  |  | 2017.0 | Los Angeles Department of Water & Power | U.S. Energy Information Administration | http://www.eia.gov/electricity/data/browser/ | U.S. Energy Information Administration |  | 2019 |  |  |  |  | 3.6750000000000003 | 1.18 | 1.215 | U.S. Energy Information Administration |  |  |  |  | 3.58 | SOLAR-V1-NO-AGE | SOLAR-V1-NO-AGE | SOLAR-V1-NO-AGE | SOLAR-V1-NO-AGE | SOLAR-V1-NO-AGE
USA | United States of America | Darlington Solar LLC |  | USA0060993 | 10 | 34.3200 | -79.9170 | Solar |  |  |  | 2017.0 | Darlington Solar LLC | U.S. Energy Information Administration | http://www.eia.gov/electricity/data/browser/ | U.S. Energy Information Administration |  | 2019 |  |  |  | 0.0 | 20.69 | 19.762 | 18.791 | U.S. Energy Information Administration |  |  |  |  | 16.29 | SOLAR-V1-NO-AGE | SOLAR-V1-NO-AGE | SOLAR-V1-NO-AGE | SOLAR-V1-NO-AGE | SOLAR-V1-NO-AGE
USA | United States of America | McKenzie Farm |  | USA0058853 | 5 | 34.3239 | -78.6919 | Solar |  |  |  | 2014.0 | McKenzie Farm LLC | U.S. Energy Information Administration | http://www.eia.gov/electricity/data/browser/ | U.S. Energy Information Administration |  | 2019 |  | 9.911 | 9.808 | 8.287 | 9.932 | 8.096 | 9.225 | U.S. Energy Information Administration |  |  | 9.05 | 9.45 | 10.07 | SOLAR-V1-NO-AGE | SOLAR-V1-NO-AGE | SOLAR-V1-NO-AGE | SOLAR-V1-NO-AGE | SOLAR-V1-NO-AGE
USA | United States of America | Chadbourn Farm |  | USA0058311 | 5 | 34.3247 | -78.7649 | Solar |  |  |  | 2013.0 | Chadbourn Farm LLC | U.S. Energy Information Administration | http://www.eia.gov/electricity/data/browser/ | U.S. Energy Information Administration |  | 2019 | 9.870000000000001 | 9.726 | 9.585 | 9.426 | 9.758000000000001 | 9.304 | 9.325 | U.S. Energy Information Administration |  | 8.41 | 9.05 | 9.40 | 9.96 | SOLAR-V1-NO-AGE | SOLAR-V1-NO-AGE | SOLAR-V1-NO-AGE | SOLAR-V1-NO-AGE | SOLAR-V1-NO-AGE
USA | United States of America | Garrell Solar Farm |  | USA0058866 | 5 | 34.3253 | -78.7931 | Solar |  |  |  | 2013.0 | Garrell Solar Farm LLC | U.S. Energy Information Administration | http://www.eia.gov/electricity/data/browser/ | U.S. Energy Information Administration | 67850 | 2019 |  | 7.461 | 7.085 | 7.26 | 7.437 | 6.836 | 6.752 | U.S. Energy Information Administration |  | 8.41 | 9.05 | 9.40 | 9.96 | SOLAR-V1-NO-AGE | SOLAR-V1-NO-AGE | SOLAR-V1-NO-AGE | SOLAR-V1-NO-AGE | SOLAR-V1-NO-AGE
USA | United States of America | Chauncey Farm LLC |  | USA0059100 | 4.9 | 34.3375 | -78.5219 | Solar |  |  |  | 2014.0 | Chauncey Farm | U.S. Energy Information Administration | http://www.eia.gov/electricity/data/browser/ | U.S. Energy Information Administration | 68119 | 2019 |  | 4.4030000000000005 | 8.982 | 9.035 | 9.192 | 8.349 | 8.582 | U.S. Energy Information Administration |  |  | 8.86 | 9.26 | 9.87 | SOLAR-V1-NO-AGE | SOLAR-V1-NO-AGE | SOLAR-V1-NO-AGE | SOLAR-V1-NO-AGE | SOLAR-V1-NO-AGE
USA | United States of America | Panda Solar NC 6 LLC |  | USA0062124 | 1 | 34.3536 | -78.7874 | Solar |  |  |  | 2019.0 | Panda Solar NC 6 LLC | U.S. Energy Information Administration | http://www.eia.gov/electricity/data/browser/ | U.S. Energy Information Administration |  | 2019 | [6 empty] | 1.136 | U.S. Energy Information Administration |  |  |  |  | 1.62 | SOLAR-V1-NO-AGE | SOLAR-V1-NO-AGE | SOLAR-V1-NO-AGE | SOLAR-V1-NO-AGE | SOLAR-V1-NO-AGE
USA | United States of America | Lone Valley Solar Park I LLC |  | USA0058417 | 10 | 34.3981 | -116.8655 | Solar |  |  |  | 2015.0 | Lone Valley Solar Park I LLC | U.S. Energy Information Administration | http://www.eia.gov/electricity/data/browser/ | U.S. Energy Information Administration | 67908 | 2019 |  | 2.068 | 25.071 | 22.954 | 23.826 | 24.116 | 23.814 | U.S. Energy Information Administration |  |  |  | 21.33 | 23.29 | SOLAR-V1-NO-AGE | SOLAR-V1-NO-AGE | SOLAR-V1-NO-AGE | SOLAR-V1-NO-AGE | SOLAR-V1-NO-AGE
USA | United States of America | Lone Valley Solar Park II LLC |  | USA0059237 | 20 | 34.4083 | -116.8625 | Solar |  |  |  | 2015.0 | Lone Valley Solar Park II LLC | U.S. Energy Information Administration | http://www.eia.gov/electricity/data/browser/ | U.S. Energy Information Administration | 67908 | 2019 |  | 4.546 | 53.181000000000004 | 44.965 | 50.591 | 51.332 | 46.118 | U.S. Energy Information Administration |  |  |  | 46.83 | 51.5 | SOLAR-V1-NO-AGE | SOLAR-V1-NO-AGE | SOLAR-V1-NO-AGE | SOLAR-V1-NO-AGE | SOLAR-V1-NO-AGE
USA | United States of America | SCE-Snowline-White Road (South) |  | USA0059421 | 1.5 | 34.4131 | -117.4708 | Solar |  |  |  | 2014.0 | SunEdison LLC | U.S. Energy Information Administration | http://www.eia.gov/electricity/data/browser/ | U.S. Energy Information Administration | 68350 | 2019 |  | 0.217 | 2.668 | 4.086 | 4.015 | 3.972 | 3.834 | U.S. Energy Information Administration |  |  | 3.46 | 3.44 | 3.6 | SOLAR-V1-NO-AGE | SOLAR-V1-NO-AGE | SOLAR-V1-NO-AGE | SOLAR-V1-NO-AGE | SOLAR-V1-NO-AGE
USA | United States of America | SCE-Snowline-White Rd (Central) |  | USA0059423 | 1.5 | 34.4153 | -117.4700 | Solar |  |  |  | 2014.0 | SunEdison LLC | U.S. Energy Information Administration | http://www.eia.gov/electricity/data/browser/ | U.S. Energy Information Administration |  | 2019 |  | 0.228 | 4.13 | 3.948 | 3.603 | 4.119 | 3.923 | U.S. Energy Information Administration |  |  | 3.46 | 3.44 | 3.6 | NO-ESTIMATION | NO-ESTIMATION | NO-ESTIMATION | NO-ESTIMATION | CAPACITY-FACTOR-V1
USA | United States of America | SCE-Snowline-White Road (North) |  | USA0059422 | 1.5 | 34.4175 | -117.4697 | Solar |  |  |  | 2014.0 | SunEdison LLC | U.S. Energy Information Administration | http://www.eia.gov/electricity/data/browser/ | U.S. Energy Information Administration | 68350 | 2019 |  | 0.221 | 4.006 | 4.047 | 4.003 | 4.069 | 3.906 | U.S. Energy Information Administration |  |  | 3.53 | 3.44 | 3.6 | SOLAR-V1-NO-AGE | SOLAR-V1-NO-AGE | SOLAR-V1-NO-AGE | SOLAR-V1-NO-AGE | SOLAR-V1-NO-AGE
USA | United States of America | Castaic Lake Phase II |  | USA0063385 | 3.5 | 34.4333 | -118.5108 | Solar |  |  |  | 2015.0 | Solar Star California XXVIII LLC | U.S. Energy Information Administration | http://www.eia.gov/electricity/data/browser/ | U.S. Energy Information Administration |  | 2019 | [6 empty] | 6.37 | U.S. Energy Information Administration |  |  |  |  | 5.7 | SOLAR-V1-NO-AGE | SOLAR-V1-NO-AGE | SOLAR-V1-NO-AGE | SOLAR-V1-NO-AGE | SOLAR-V1-NO-AGE
USA | United States of America | Hesperia |  | USA0059182 | 1.5 | 34.4350 | -117.3781 | Solar |  |  |  | 2014.0 | SunEdison LLC | U.S. Energy Information Administration | http://www.eia.gov/electricity/data/browser/ | U.S. Energy Information Administration | 68748 | 2019 |  | 0.892 | 3.1990000000000003 | 3.197 | 3.161 | 3.2 | 3.012 | U.S. Energy Information Administration |  |  | 3.63 | 3.40 | 3.75 | SOLAR-V1-NO-AGE | SOLAR-V1-NO-AGE | SOLAR-V1-NO-AGE | SOLAR-V1-NO-AGE | SOLAR-V1-NO-AGE
USA | United States of America | Panda Solar NC 1 LLC |  | USA0062089 | 1 | 34.4367 | -79.0902 | Solar |  |  |  | 2019.0 | Panda Solar NC 1 LLC | U.S. Energy Information Administration | http://www.eia.gov/electricity/data/browser/ | U.S. Energy Information Administration |  | 2019 | [6 empty] | 1.226 | U.S. Energy Information Administration |  |  |  |  | 1.62 | SOLAR-V1-NO-AGE | SOLAR-V1-NO-AGE | SOLAR-V1-NO-AGE | SOLAR-V1-NO-AGE | SOLAR-V1-NO-AGE
USA | United States of America | Quarter Horse Solar |  | USA0062095 | 4.5 | 34.4370 | -77.6420 | Solar |  |  |  | 2018.0 | Quarter Horse Farm LLC | U.S. Energy Information Administration | http://www.eia.gov/electricity/data/browser/ | U.S. Energy Information Administration |  | 2019 | [5 empty] | 0.682 | 9.517 | U.S. Energy Information Administration |  |  |  |  | 7.33 | SOLAR-V1-NO-AGE | SOLAR-V1-NO-AGE | SOLAR-V1-NO-AGE | SOLAR-V1-NO-AGE | SOLAR-V1-NO-AGE
USA | United States of America | Panda Solar NC 2 LLC |  | USA0062120 | 2 | 34.4384 | -79.0847 | Solar |  |  |  | 2019.0 | Panda Solar NC 2 LLC | U.S. Energy Information Administration | http://www.eia.gov/electricity/data/browser/ | U.S. Energy Information Administration |  | 2019 | [6 empty] | 2.285 | U.S. Energy Information Administration |  |  |  |  | 3.25 | SOLAR-V1-NO-AGE | SOLAR-V1-NO-AGE | SOLAR-V1-NO-AGE | SOLAR-V1-NO-AGE | SOLAR-V1-NO-AGE
USA | United States of America | Stuttgart Solar |  | USA0061262 | 81 | 34.4397 | -91.4400 | Solar |  |  |  | 2018.0 | Stuttgart Solar LLC | U.S. Energy Information Administration | http://www.eia.gov/electricity/data/browser/ | U.S. Energy Information Administration |  | 2019 | [5 empty] | 162.934 | 162.317 | U.S. Energy Information Administration |  |  |  |  | 131.99 | SOLAR-V1-NO-AGE | SOLAR-V1-NO-AGE | SOLAR-V1-NO-AGE | SOLAR-V1-NO-AGE | SOLAR-V1-NO-AGE
USA | United States of America | Sadiebrook NC Solar |  | USA0062102 | 5 | 34.4400 | -78.6580 | Solar |  |  |  | 2018.0 | Sadiebrook Solar LLC | U.S. Energy Information Administration | http://www.eia.gov/electricity/data/browser/ | U.S. Energy Information Administration |  | 2019 | [5 empty] | 3.7030000000000003 | 8.354 | U.S. Energy Information Administration |  |  |  |  | 8.14 | SOLAR-V1-NO-AGE | SOLAR-V1-NO-AGE | SOLAR-V1-NO-AGE | SOLAR-V1-NO-AGE | SOLAR-V1-NO-AGE
USA | United States of America | Baltimore Church Solar LLC |  | USA0060144 | 5.4 | 34.4667 | -79.1524 | Solar |  |  |  | 2017.0 | Soltage LLC | U.S. Energy Information Administration | http://www.eia.gov/electricity/data/browser/ | U.S. Energy Information Administration |  | 2019 | [5 empty] | 7.83 | 7.874 | U.S. Energy Information Administration |  |  |  |  | 8.79 | SOLAR-V1-NO-AGE | SOLAR-V1-NO-AGE | SOLAR-V1-NO-AGE | SOLAR-V1-NO-AGE | SOLAR-V1-NO-AGE
USA | United States of America | SCE-Snowline-Duncan Road (South) |  | USA0059360 | 1 | 34.4714 | -117.5622 | Solar |  |  |  | 2014.0 | SunEdison LLC | U.S. Energy Information Administration | http://www.eia.gov/electricity/data/browser/ | U.S. Energy Information Administration |  | 2019 |  | 0.443 | 2.668 | 2.6590000000000003 | 2.6390000000000002 | 2.581 | 2.569 | U.S. Energy Information Administration |  |  | 2.28 | 2.24 | 2.29 | NO-ESTIMATION | NO-ESTIMATION | SOLAR-V1 | SOLAR-V1 | SOLAR-V1
USA | United States of America | SCE-Snowline-Duncan Road (North) |  | USA0059359 | 1.5 | 34.4739 | -117.5628 | Solar |  |  |  | 2014.0 | SunEdison LLC | U.S. Energy Information Administration | http://www.eia.gov/electricity/data/browser/ | U.S. Energy Information Administration |  | 2019 |  | 0.629 | 4.006 | 4.003 | 3.794 | 3.8200000000000003 | 3.393 | U.S. Energy Information Administration |  |  | 3.53 | 3.41 | 3.56 | SOLAR-V1-NO-AGE | SOLAR-V1-NO-AGE | SOLAR-V1-NO-AGE | SOLAR-V1-NO-AGE | SOLAR-V1-NO-AGE
USA | United States of America | Progress Solar II LLC |  | USA0058494 | 3.5 | 34.4761 | -79.0975 | Solar |  |  |  | 2012.0 | Oppidum Renewables USA LLC | U.S. Energy Information Administration | http://www.eia.gov/electricity/data/browser/ | U.S. Energy Information Administration |  | 2019 | 6.166 | 6.183 | 6.299 | 6.043 | 6.38 | 5.748 | 5.892 | U.S. Energy Information Administration | 5.47 | 5.61 | 5.74 | 6.27 | 5.85 | SOLAR-V1-NO-AGE | SOLAR-V1-NO-AGE | SOLAR-V1-NO-AGE | SOLAR-V1-NO-AGE | SOLAR-V1-NO-AGE
USA | United States of America | Victor Valley CC CPV Solar |  | USA0057254 | 1 | 34.4802 | -117.2579 | Solar |  |  |  | 2010.0 | Victor Valley Community College District | U.S. Energy Information Administration | http://www.eia.gov/electricity/data/browser/ | U.S. Energy Information Administration | 61725 | 2019 | 2.216 | 1.974 | 1.935 | 1.6540000000000001 | 1.086 | 1.115 | 1.206 | U.S. Energy Information Administration | 1.86 | 2.08 | 1.92 | 1.82 | 1.78 | SOLAR-V1-NO-AGE | SOLAR-V1-NO-AGE | SOLAR-V1-NO-AGE | SOLAR-V1-NO-AGE | SOLAR-V1-NO-AGE
USA | United States of America | Powhatan Solar Power Generation Station 1 LLC |  | USA0058611 | 1.5 | 34.4969 | -117.1450 | Solar |  |  |  | 2014.0 | Sustainable Power Group LLC | U.S. Energy Information Administration | http://www.eia.gov/electricity/data/browser/ | U.S. Energy Information Administration | 67815 | 2019 | 0.0 | 4.118 | 4.211 | 4.495 | 4.3500000000000005 | 4.453 | 4.343 | U.S. Energy Information Administration |  |  | 3.60 | 3.46 | 3.62 | NO-ESTIMATION | SOLAR-V1 | SOLAR-V1 | SOLAR-V1 | SOLAR-V1
USA | United States of America | Walters Solar (FLS 260) |  | USA0059603 | 5 | 34.4969 | -79.0489 | Solar |  |  |  | 2015.0 | Cypress Creek Renewables | U.S. Energy Information Administration | http://www.eia.gov/electricity/data/browser/ | U.S. Energy Information Administration |  | 2019 |  |  | 1.905 | 8.846 | 9.621 | 8.937 | 8.745 | U.S. Energy Information Administration |  |  |  | 9.46 | 9.96 | SOLAR-V1-NO-AGE | SOLAR-V1-NO-AGE | SOLAR-V1-NO-AGE | SOLAR-V1-NO-AGE | SOLAR-V1-NO-AGE
USA | United States of America | Victor Dry Farm Ranch B |  | USA0058419 | 5 | 34.4978 | -117.4711 | Solar |  |  |  | 2015.0 | Sustainable Power Group LLC | U.S. Energy Information Administration | http://www.eia.gov/electricity/data/browser/ | U.S. Energy Information Administration |  | 2019 |  |  | 4.857 | 10.188 | 10.071 | 10.163 | 9.86 | U.S. Energy Information Administration |  |  |  | 10.64 | 11.19 | SOLAR-V1-NO-AGE | SOLAR-V1-NO-AGE | SOLAR-V1-NO-AGE | SOLAR-V1-NO-AGE | SOLAR-V1-NO-AGE
USA | United States of America | Gainey Solar LLC |  | USA0060633 | 2 | 34.4990 | -78.6530 | Solar |  |  |  | 2016.0 | Cypress Creek Renewables | U.S. Energy Information Administration | http://www.eia.gov/electricity/data/browser/ | U.S. Energy Information Administration |  | 2019 |  |  |  | 0.559 | 4.224 | 3.97 | 4.006 | U.S. Energy Information Administration |  |  |  |  | 4.15 | SOLAR-V1-NO-AGE | SOLAR-V1-NO-AGE | SOLAR-V1-NO-AGE | SOLAR-V1-NO-AGE | SOLAR-V1-NO-AGE
USA | United States of America | Soluga Farms 2 LLC |  | USA0059192 | 5 | 34.5000 | -78.6892 | Solar |  |  |  | 2014.0 | Soluga Farms 2 LLC | U.S. Energy Information Administration | http://www.eia.gov/electricity/data/browser/ | U.S. Energy Information Administration | 68121 | 2019 |  | 3.11652 | 9.078 | 9.445 | 9.512 | 8.613 | 8.585 | U.S. Energy Information Administration |  |  | 8.63 | 9.46 | 10.54 | SOLAR-V1-NO-AGE | SOLAR-V1-NO-AGE | SOLAR-V1-NO-AGE | SOLAR-V1-NO-AGE | SOLAR-V1-NO-AGE
USA | United States of America | Victor Dry Farm Ranch A |  | USA0058418 | 5 | 34.5011 | -117.4667 | Solar |  |  |  | 2015.0 | Sustainable Power Group LLC | U.S. Energy Information Administration | http://www.eia.gov/electricity/data/browser/ | U.S. Energy Information Administration |  | 2019 |  |  | 4.906 | 10.665000000000001 | 10.043000000000001 | 10.079 | 9.994 | U.S. Energy Information Administration |  |  |  | 10.64 | 11.36 | SOLAR-V1-NO-AGE | SOLAR-V1-NO-AGE | SOLAR-V1-NO-AGE | SOLAR-V1-NO-AGE | SOLAR-V1-NO-AGE
USA | United States of America | Victor Mesa Linda E2 |  | USA0059272 | 1.5 | 34.5081 | -117.3872 | Solar |  |  |  | 2014.0 | Sustainable Power Group LLC | U.S. Energy Information Administration | http://www.eia.gov/electricity/data/browser/ | U.S. Energy Information Administration |  | 2019 |  | 0.358 | 3.7520000000000002 | 3.785 | 3.757 | 3.767 | 3.628 | U.S. Energy Information Administration |  |  | 3.69 | 3.43 | 3.75 | SOLAR-V1-NO-AGE | SOLAR-V1-NO-AGE | SOLAR-V1-NO-AGE | SOLAR-V1-NO-AGE | SOLAR-V1-NO-AGE
USA | United States of America | Floyd Solar LLC |  | USA0060147 | 6.5 | 34.5091 | -79.1359 | Solar |  |  |  | 2016.0 | Cypress Creek Renewables | U.S. Energy Information Administration | http://www.eia.gov/electricity/data/browser/ | U.S. Energy Information Administration |  | 2019 |  |  |  | 3.841 | 10.232000000000001 | 9.174 | 9.467 | U.S. Energy Information Administration |  |  |  |  | 13.19 | SOLAR-V1-NO-AGE | SOLAR-V1-NO-AGE | SOLAR-V1-NO-AGE | SOLAR-V1-NO-AGE | SOLAR-V1-NO-AGE
USA | United States of America | Nunn |  | USA0058448 | 1 | 34.5092 | -117.1544 | Solar |  |  |  | 2013.0 | CD US Solar MT 2 LLC | U.S. Energy Information Administration | http://www.eia.gov/electricity/data/browser/ | U.S. Energy Information Administration |  | 2019 | 1.02069 | 2.771 | 3.007 | 2.956 | 2.85 | 2.6350000000000002 | 2.664 | U.S. Energy Information Administration |  | 2.08 | 2.30 | 2.19 | 2.23 | SOLAR-V1-NO-AGE | SOLAR-V1-NO-AGE | SOLAR-V1-NO-AGE | SOLAR-V1-NO-AGE | SOLAR-V1-NO-AGE
USA | United States of America | Victor Mesa Linda D2 |  | USA0059271 | 1.5 | 34.5094 | -117.3872 | Solar |  |  |  | 2014.0 | Sustainable Power Group LLC | U.S. Energy Information Administration | http://www.eia.gov/electricity/data/browser/ | U.S. Energy Information Administration |  | 2019 |  | 0.371 | 3.849 | 3.789 | 3.686 | 3.822 | 3.684 | U.S. Energy Information Administration |  |  | 3.69 | 3.43 | 3.75 | HYDRO-V1 | HYDRO-V1 | HYDRO-V1 | HYDRO-V1 | HYDRO-V1
USA | United States of America | Victor Mesa Linda C2 |  | USA0059270 | 1.5 | 34.5114 | -117.3872 | Solar |  |  |  | 2014.0 | Sustainable Power Group LLC | U.S. Energy Information Administration | http://www.eia.gov/electricity/data/browser/ | U.S. Energy Information Administration |  | 2019 |  | 0.369 | 3.846 | 3.674 | 3.69 | 3.823 | 3.685 | U.S. Energy Information Administration |  |  | 3.69 | 3.43 | 3.75 | NO-ESTIMATION | NO-ESTIMATION | NO-ESTIMATION | NO-ESTIMATION | CAPACITY-FACTOR-V1
USA | United States of America | Solar Star California XLIV LLC |  | USA0060869 | 9.5 | 34.5119 | -117.9228 | Solar |  |  |  | 2017.0 | Solar Star California XLIV LLC | U.S. Energy Information Administration | http://www.eia.gov/electricity/data/browser/ | U.S. Energy Information Administration |  | 2019 |  |  |  | 0.913 | 26.457 | 25.027 | 26.343 | U.S. Energy Information Administration |  |  |  |  | 15.48 | NO-ESTIMATION | NO-ESTIMATION | NO-ESTIMATION | NO-ESTIMATION | CAPACITY-FACTOR-V1
USA | United States of America | RE Victor Phelan Solar One LLC |  | USA0058202 | 20 | 34.5123 | -117.4775 | Solar |  |  |  | 2014.0 | Gamma Genco CV II LLC | U.S. Energy Information Administration | http://www.eia.gov/electricity/data/browser/ | U.S. Energy Information Administration | 67783 | 2019 | 2.223 | 51.388 | 47.693 | 49.702 | 47.22 | 47.193 | 43.498 | U.S. Energy Information Administration |  |  | 48.76 | 45.68 | 50.41 | SOLAR-V1-NO-AGE | SOLAR-V1-NO-AGE | SOLAR-V1-NO-AGE | SOLAR-V1-NO-AGE | SOLAR-V1-NO-AGE
USA | United States of America | Victor Mesa Linda B2 |  | USA0059269 | 1.5 | 34.5128 | -117.3872 | Solar |  |  |  | 2014.0 | Sustainable Power Group LLC | U.S. Energy Information Administration | http://www.eia.gov/electricity/data/browser/ | U.S. Energy Information Administration |  | 2019 |  | 0.383 | 3.868 | 3.809 | 3.698 | 3.791 | 3.693 | U.S. Energy Information Administration |  |  | 3.69 | 3.43 | 3.75 | SOLAR-V1-NO-AGE | SOLAR-V1-NO-AGE | SOLAR-V1-NO-AGE | SOLAR-V1-NO-AGE | SOLAR-V1-NO-AGE
USA | United States of America | Panda Solar NC 4 LLC |  | USA0062122 | 2 | 34.5194 | -78.5243 | Solar |  |  |  | 2019.0 | Panda Solar NC 4 LLC | U.S. Energy Information Administration | http://www.eia.gov/electricity/data/browser/ | U.S. Energy Information Administration |  | 2019 | [6 empty] | 1.622 | U.S. Energy Information Administration |  |  |  |  | 3.25 | NO-ESTIMATION | NO-ESTIMATION | NO-ESTIMATION | NO-ESTIMATION | CAPACITY-FACTOR-V1
USA | United States of America | Fairmont-FLS 100 |  | USA0059052 | 4 | 34.5200 | -79.1300 | Solar |  |  |  | 2014.0 | Sustainable Power Group LLC | U.S. Energy Information Administration | http://www.eia.gov/electricity/data/browser/ | U.S. Energy Information Administration | 66657 | 2019 | 0.21780000000000002 | 7.355 | 6.114 | 6.668 | 7.311 | 6.505 | 6.855 | U.S. Energy Information Administration |  |  | 6.58 | 7.31 | 7.54 | NO-ESTIMATION | NO-ESTIMATION | NO-ESTIMATION | NO-ESTIMATION | CAPACITY-FACTOR-V1
USA | United States of America | Broadridge Solar LLC |  | USA0061218 | 5 | 34.5229 | -78.9572 | Solar |  |  |  | 2018.0 | Soltage LLC | U.S. Energy Information Administration | http://www.eia.gov/electricity/data/browser/ | U.S. Energy Information Administration |  | 2019 |  |  |  |  | 0.352 | 9.691 | 9.95 | U.S. Energy Information Administration |  |  |  |  | 8.14 | NO-ESTIMATION | NO-ESTIMATION | NO-ESTIMATION | NO-ESTIMATION | CAPACITY-FACTOR-V1
USA | United States of America | Watauga Solar |  | USA0061951 | 2 | 34.5239 | -79.8446 | Solar |  |  |  | 2019.0 | Watauga Solar LLC | U.S. Energy Information Administration | http://www.eia.gov/electricity/data/browser/ | U.S. Energy Information Administration |  | 2019 | [6 empty] | 3.162 | U.S. Energy Information Administration |  |  |  |  | 3.25 | SOLAR-V1-NO-AGE | SOLAR-V1-NO-AGE | SOLAR-V1-NO-AGE | SOLAR-V1-NO-AGE | SOLAR-V1-NO-AGE
USA | United States of America | Turkey Branch Solar LLC |  | USA0058670 | 5 | 34.5244 | -79.1044 | Solar |  |  |  | 2014.0 | Sustainable Power Group LLC | U.S. Energy Information Administration | http://www.eia.gov/electricity/data/browser/ | U.S. Energy Information Administration |  | 2019 |  | 2.06 | 7.691 | 9.24 | 9.702 | 8.839 | 8.804 | U.S. Energy Information Administration |  |  | 8.63 | 9.50 | 9.91 | NO-ESTIMATION | NO-ESTIMATION | NO-ESTIMATION | NO-ESTIMATION | CAPACITY-FACTOR-V1
USA | United States of America | Innovative Solar 43 LLC |  | USA0060149 | 50.8 | 34.5300 | -78.3048 | Solar |  |  |  | 2017.0 | Cypress Creek Renewables | U.S. Energy Information Administration | http://www.eia.gov/electricity/data/browser/ | U.S. Energy Information Administration |  | 2019 |  |  |  | 0.0 | 69.655 | 69.45700000000001 | 76.003 | U.S. Energy Information Administration |  |  |  |  | 82.78 | NO-ESTIMATION | NO-ESTIMATION | NO-ESTIMATION | NO-ESTIMATION | CAPACITY-FACTOR-V1
USA | United States of America | Bladenboro Farm |  | USA0058868 | 5 | 34.5350 | -78.8131 | Solar |  |  |  | 2013.0 | Blandenboro Farm LLC | U.S. Energy Information Administration | http://www.eia.gov/electricity/data/browser/ | U.S. Energy Information Administration | 67843 | 2019 |  | 9.345 | 9.083 | 9.014 | 8.892 | 8.326 | 8.243 | U.S. Energy Information Administration |  | 8.41 | 8.63 | 9.40 | 10.47 | SOLAR-V1-NO-AGE | SOLAR-V1-NO-AGE | SOLAR-V1-NO-AGE | SOLAR-V1-NO-AGE | SOLAR-V1-NO-AGE
USA | United States of America | Burgaw Solar LLC |  | USA0062240 | 5 | 34.5360 | -77.9117 | Solar |  |  |  | 2019.0 | CI-II Mitchell Holding LLC | U.S. Energy Information Administration | http://www.eia.gov/electricity/data/browser/ | U.S. Energy Information Administration |  | 2019 | [6 empty] | 0.89 | U.S. Energy Information Administration |  |  |  |  | 8.14 | SOLAR-V1-NO-AGE | SOLAR-V1-NO-AGE | SOLAR-V1-NO-AGE | SOLAR-V1-NO-AGE | SOLAR-V1-NO-AGE
USA | United States of America | Bladenboro Solar 2 |  | USA0062101 | 4.5 | 34.5360 | -78.7990 | Solar |  |  |  | 2018.0 | Bladenboro Farm 2 LLC | U.S. Energy Information Administration | http://www.eia.gov/electricity/data/browser/ | U.S. Energy Information Administration |  | 2019 | [5 empty] | 2.315 | 8.839 | U.S. Energy Information Administration |  |  |  |  | 7.33 | NO-ESTIMATION | NO-ESTIMATION | NO-ESTIMATION | NO-ESTIMATION | CAPACITY-FACTOR-V1
USA | United States of America | Innovative Solar 31 |  | USA0060540 | 35 | 34.5394 | -78.7554 | Solar |  |  |  | 2017.0 | Innovative Solar 31 LLC | U.S. Energy Information Administration | http://www.eia.gov/electricity/data/browser/ | U.S. Energy Information Administration |  | 2019 |  |  |  |  | 62.672000000000004 | 62.937000000000005 | 52.119 | U.S. Energy Information Administration |  |  |  |  | 57.03 | NO-ESTIMATION | NO-ESTIMATION | NO-ESTIMATION | NO-ESTIMATION | CAPACITY-FACTOR-V1
USA | United States of America | Longboat Solar LLC |  | USA0060485 | 20 | 34.5410 | -117.0610 | Solar |  |  |  | 2017.0 | Longboat Solar LLC | U.S. Energy Information Administration | http://www.eia.gov/electricity/data/browser/ | U.S. Energy Information Administration | 70769 | 2019 |  |  |  | 6.921 | 58.846000000000004 | 60.361000000000004 | 52.482 | U.S. Energy Information Administration |  |  |  |  | 32.59 | NO-ESTIMATION | NO-ESTIMATION | NO-ESTIMATION | NO-ESTIMATION | CAPACITY-FACTOR-V1
USA | United States of America | McCallum Farm |  | USA0058350 | 5 | 34.5439 | -79.3000 | Solar |  |  |  | 2013.0 | McCallum Farm LLC | U.S. Energy Information Administration | http://www.eia.gov/electricity/data/browser/ | U.S. Energy Information Administration | 67845 | 2019 | 2.299 | 9.239 | 9.1 | 9.279 | 9.501 | 8.473 | 8.393 | U.S. Energy Information Administration |  | 8.41 | 8.63 | 9.47 | 9.97 | NO-ESTIMATION | NO-ESTIMATION | NO-ESTIMATION | NO-ESTIMATION | CAPACITY-FACTOR-V1
USA | United States of America | Otoe Solar Power Generation Station 1 LLC |  | USA0058612 | 1.5 | 34.5450 | -117.1919 | Solar |  |  |  | 2014.0 | Sustainable Power Group LLC | U.S. Energy Information Administration | http://www.eia.gov/electricity/data/browser/ | U.S. Energy Information Administration | 67818 | 2019 | 0.0 | 3.629 | 3.6630000000000003 | 3.564 | 3.521 | 3.623 | 3.494 | U.S. Energy Information Administration |  |  | 3.66 | 3.55 | 3.49 | NO-ESTIMATION | NO-ESTIMATION | NO-ESTIMATION | NO-ESTIMATION | CAPACITY-FACTOR-V1
USA | United States of America | Bladenboro Solar LLC |  | USA0061283 | 4.8 | 34.5478 | -78.8177 | Solar |  |  |  | 2016.0 | Cypress Creek Renewables | U.S. Energy Information Administration | http://www.eia.gov/electricity/data/browser/ | U.S. Energy Information Administration | 67843 | 2019 |  |  |  | 9.359 | 10.179 | 9.51 | 9.481 | U.S. Energy Information Administration |  |  |  |  | 10.4 | HYDRO-V1 | HYDRO-V1 | HYDRO-V1 | HYDRO-V1 | HYDRO-V1
USA | United States of America | Coronus Adelanto West 1 |  | USA0059536 | 1.5 | 34.5481 | -117.4644 | Solar |  |  |  | 2015.0 | CF SBC Master Tenant One LLC | U.S. Energy Information Administration | http://www.eia.gov/electricity/data/browser/ | U.S. Energy Information Administration |  | 2019 |  |  | 3.198 | 3.126 | 3.331 | 1.219 | 2.48 | U.S. Energy Information Administration |  |  |  | 3.25 | 3.63 | NO-ESTIMATION | NO-ESTIMATION | NO-ESTIMATION | NO-ESTIMATION | CAPACITY-FACTOR-V1
USA | United States of America | Coronus Adelanto West 2 |  | USA0059537 | 1.5 | 34.5481 | -117.4644 | Solar |  |  |  | 2015.0 | CF SBC Master Tenant One LLC | U.S. Energy Information Administration | http://www.eia.gov/electricity/data/browser/ | U.S. Energy Information Administration |  | 2019 |  |  | 3.203 | 3.201 | 2.251 | 3.123 | 2.95 | U.S. Energy Information Administration |  |  |  | 3.25 | 3.63 | NO-ESTIMATION | NO-ESTIMATION | NO-ESTIMATION | NO-ESTIMATION | CAPACITY-FACTOR-V1
USA | United States of America | Adelanto Solar Project |  | USA0057305 | 10 | 34.5508 | -117.4353 | Solar |  |  |  | 2012.0 | Los Angeles Department of Water & Power | U.S. Energy Information Administration | http://www.eia.gov/electricity/data/browser/ | U.S. Energy Information Administration |  | 2019 | 21.154 | 19.937 | 18.18 | 16.245 | 17.226 | 15.634 | 12.751 | U.S. Energy Information Administration | 21.30 | 21.54 | 23.49 | 20.85 | 18.04 | HYDRO-V1 | HYDRO-V1 | HYDRO-V1 | HYDRO-V1 | HYDRO-V1
USA | United States of America | Navajo Solar Power Generation Station 1 LLC |  | USA0058610 | 1.5 | 34.5511 | -117.1911 | Solar |  |  |  | 2014.0 | Sustainable Power Group LLC | U.S. Energy Information Administration | http://www.eia.gov/electricity/data/browser/ | U.S. Energy Information Administration | 67816 | 2019 | 0.0 | 4.203 | 4.154 | 4.537 | 4.273 | 3.9650000000000003 | 4.314 | U.S. Energy Information Administration |  |  | 3.66 | 3.59 | 3.49 | NO-ESTIMATION | NO-ESTIMATION | NO-ESTIMATION | NO-ESTIMATION | CAPACITY-FACTOR-V1
USA | United States of America | Industry Solar Power Generation Station 1 LLC |  | USA0058609 | 1.5 | 34.5531 | -117.4569 | Solar |  |  |  | 2014.0 | Sustainable Power Group LLC | U.S. Energy Information Administration | http://www.eia.gov/electricity/data/browser/ | U.S. Energy Information Administration | 67817 | 2019 | 0.0 | 4.016 | 4.274 | 4.437 | 4.136 | 4.158 | 4.189 | U.S. Energy Information Administration |  |  | 3.64 | 3.48 | 3.62 | HYDRO-V1 | HYDRO-V1 | HYDRO-V1 | HYDRO-V1 | HYDRO-V1
USA | United States of America | Adelanto Solar LLC |  | USA0059441 | 20 | 34.5572 | -117.3775 | Solar |  |  |  | 2015.0 | Adelanto Solar LLC | U.S. Energy Information Administration | http://www.eia.gov/electricity/data/browser/ | U.S. Energy Information Administration |  | 2019 |  |  | 14.034 | 57.181000000000004 | 60.618 | 60.037 | 60.023 | U.S. Energy Information Administration |  |  |  | 47.53 | 54.15 | HYDRO-V1 | HYDRO-V1 | HYDRO-V1 | HYDRO-V1 | HYDRO-V1
USA | United States of America | Adelanto Solar II LLC |  | USA0059440 | 7 | 34.5572 | -117.3775 | Solar |  |  |  | 2015.0 | Adelanto Solar II LLC | U.S. Energy Information Administration | http://www.eia.gov/electricity/data/browser/ | U.S. Energy Information Administration |  | 2019 |  |  | 10.227 | 17.202 | 18.563 | 18.853 | 18.283 | U.S. Energy Information Administration |  |  |  | 15.45 | 17.04 | NO-ESTIMATION | NO-ESTIMATION | NO-ESTIMATION | NO-ESTIMATION | CAPACITY-FACTOR-V1
USA | United States of America | South Robeson Farm |  | USA0058273 | 5 | 34.5611 | -79.2810 | Solar |  |  |  | 2012.0 | Greenbacker Renewable Energy Corporation | U.S. Energy Information Administration | http://www.eia.gov/electricity/data/browser/ | U.S. Energy Information Administration | 66261 | 2019 | 9.32 | 9.162 | 8.918000000000001 | 8.847 | 9.519 | 8.544 | 8.364 | U.S. Energy Information Administration | 8.18 | 8.41 | 8.60 | 9.32 | 8.96 | NO-ESTIMATION | NO-ESTIMATION | NO-ESTIMATION | NO-ESTIMATION | CAPACITY-FACTOR-V1
USA | United States of America | Jersey Holdings |  | USA0060784 | 5 | 34.5643 | -79.0375 | Solar |  |  |  | 2018.0 | Heelstone Energy Holdings LLC | U.S. Energy Information Administration | http://www.eia.gov/electricity/data/browser/ | U.S. Energy Information Administration |  | 2019 |  |  |  |  | 0.111 | 9.512 | 8.823 | U.S. Energy Information Administration |  |  |  |  | 8.14 | NO-ESTIMATION | NO-ESTIMATION | NO-ESTIMATION | NO-ESTIMATION | CAPACITY-FACTOR-V1
USA | United States of America | Bolthouse S&P and Rowen Farms Solar |  | USA0056862 | 1.2 | 34.5644 | -117.6933 | Solar |  |  |  | 2008.0 | MMA WBF Power LP | U.S. Energy Information Administration | http://www.eia.gov/electricity/data/browser/ | U.S. Energy Information Administration | 61063 | 2019 | 4.053 | 4.089 | 2.259 | 3.778 | 3.27 | 1.8860000000000001 | 3.325 | U.S. Energy Information Administration | 1.96 | 2.07 | 2.26 | 2.67 | 2.26 | HYDRO-V1 | HYDRO-V1 | HYDRO-V1 | HYDRO-V1 | HYDRO-V1
USA | United States of America | Phelan Pinon Hills CSD Solar |  | USA0063376 | 1.2 | 34.5765 | -117.5828 | Solar |  |  |  | 2015.0 | Phelan Pinon Hills Community Services District | U.S. Energy Information Administration | http://www.eia.gov/electricity/data/browser/ | U.S. Energy Information Administration |  | 2019 | [6 empty] | 3.123 | U.S. Energy Information Administration |  |  |  |  | 1.95 | HYDRO-V1 | HYDRO-V1 | HYDRO-V1 | HYDRO-V1 | HYDRO-V1
USA | United States of America | FLS Solar 200 LLC |  | USA0059551 | 4.3 | 34.5819 | -78.9400 | Solar |  |  |  | 2013.9999999999998 | Sustainable Power Group LLC | U.S. Energy Information Administration | http://www.eia.gov/electricity/data/browser/ | U.S. Energy Information Administration |  | 2019 |  | 0.648 | 5.663 | 6.4 | 6.813 | 6.243 | 6.345 | U.S. Energy Information Administration |  | 6.89 | 7.08 | 7.82 | 8.59 | HYDRO-V1 | HYDRO-V1 | HYDRO-V1 | HYDRO-V1 | HYDRO-V1
USA | United States of America | Expressway Solar A |  | USA0058761 | 2 | 34.5822 | -117.3417 | Solar |  |  |  | 2014.0 | Sustainable Power Group LLC | U.S. Energy Information Administration | http://www.eia.gov/electricity/data/browser/ | U.S. Energy Information Administration |  | 2019 |  | 2.891 | 4.757 | 4.985 | 4.819 | 4.934 | 4.845 | U.S. Energy Information Administration |  |  | 4.54 | 4.05 | 4.79 | NO-ESTIMATION | NO-ESTIMATION | NO-ESTIMATION | NO-ESTIMATION | CAPACITY-FACTOR-V1
USA | United States of America | Rio Communities Solar Energy Center |  | USA0060198 | 10 | 34.5826 | -106.6830 | Solar |  |  |  | 2016.0 | PNM Resources | U.S. Energy Information Administration | http://www.eia.gov/electricity/data/browser/ | U.S. Energy Information Administration |  | 2019 |  |  | 0.273 | 23.59 | 24.101 | 23.515 | 24.138 | U.S. Energy Information Administration |  |  |  |  | 22.62 | NO-ESTIMATION | NO-ESTIMATION | NO-ESTIMATION | NO-ESTIMATION | CAPACITY-FACTOR-V1
USA | United States of America | Stone Solar |  | USA0061085 | 5 | 34.5831 | -79.0318 | Solar |  |  |  | 2016.0 | Stone Solar LLC | U.S. Energy Information Administration | http://www.eia.gov/electricity/data/browser/ | U.S. Energy Information Administration | 70351 | 2019 |  |  |  | 3.149 | 10.566 | 9.578 | 9.492 | U.S. Energy Information Administration |  |  |  |  | 9.96 | HYDRO-V1 | HYDRO-V1 | HYDRO-V1 | HYDRO-V1 | HYDRO-V1
USA | United States of America | Expressway Solar B |  | USA0058762 | 2 | 34.5833 | -117.3403 | Solar |  |  |  | 2014.0 | Sustainable Power Group LLC | U.S. Energy Information Administration | http://www.eia.gov/electricity/data/browser/ | U.S. Energy Information Administration |  | 2019 |  | 2.603 | 4.301 | 4.4270000000000005 | 4.301 | 4.358 | 4.269 | U.S. Energy Information Administration |  |  | 4.54 | 4.18 | 4.79 | NO-ESTIMATION | NO-ESTIMATION | NO-ESTIMATION | NO-ESTIMATION | CAPACITY-FACTOR-V1
USA | United States of America | Expressway Solar C2 |  | USA0058763 | 1.5 | 34.5844 | -117.3414 | Solar |  |  |  | 2014.0 | Sustainable Power Group LLC | U.S. Energy Information Administration | http://www.eia.gov/electricity/data/browser/ | U.S. Energy Information Administration |  | 2019 |  | 0.223 | 3.736 | 3.737 | 3.525 | 3.713 | 3.579 | U.S. Energy Information Administration |  |  | 3.61 | 3.34 | 3.8 | NO-ESTIMATION | NO-ESTIMATION | NO-ESTIMATION | NO-ESTIMATION | CAPACITY-FACTOR-V1
USA | United States of America | RE Bagdad Solar I LLC |  | USA0057790 | 16.6 | 34.5858 | -113.1772 | Solar |  |  |  | 2012.0 | RE Bagdad Solar 1 LLC | U.S. Energy Information Administration | http://www.eia.gov/electricity/data/browser/ | U.S. Energy Information Administration | 64770 | 2019 | 34.349000000000004 | 35.365 | 34.116 | 34.86 | 34.132 | 34.344 | 32.686 | U.S. Energy Information Administration | 39.03 | 39.18 | 42.29 | 37.01 | 36.1 | NO-ESTIMATION | NO-ESTIMATION | NO-ESTIMATION | NO-ESTIMATION | CAPACITY-FACTOR-V1
USA | United States of America | Green Beanworks C PV |  | USA0061215 | 3 | 34.5970 | -117.9310 | Solar |  |  |  | 2018.0 | Sustainable Power Group LLC | U.S. Energy Information Administration | http://www.eia.gov/electricity/data/browser/ | U.S. Energy Information Administration |  | 2019 | [5 empty] | 2.654 | 7.672 | U.S. Energy Information Administration |  |  |  |  | 4.88 | NO-ESTIMATION | NO-ESTIMATION | NO-ESTIMATION | NO-ESTIMATION | CAPACITY-FACTOR-V1
USA | United States of America | SunEdison Walmart Apple Valley DC |  | USA0057012 | 1 | 34.5975 | -117.2000 | Solar |  |  |  | 2009.0 | SunE M5 Holdings LLC | U.S. Energy Information Administration | http://www.eia.gov/electricity/data/browser/ | U.S. Energy Information Administration |  | 2019 | 2.619 | 2.588 | 2.402 | 2.398 | 1.6280000000000001 | 2.33 | 2.236 | U.S. Energy Information Administration | 2.00 | 1.73 | 1.90 | 1.87 | 1.9 | NO-ESTIMATION | NO-ESTIMATION | NO-ESTIMATION | NO-ESTIMATION | CAPACITY-FACTOR-V1
USA | United States of America | Lancaster Little Rock |  | USA0059262 | 5 | 34.5994 | -117.9328 | Solar |  |  |  | 2015.0 | Sustainable Power Group LLC | U.S. Energy Information Administration | http://www.eia.gov/electricity/data/browser/ | U.S. Energy Information Administration |  | 2019 |  | 0.0 | 12.376 | 12.934000000000001 | 12.841000000000001 | 13.013 | 12.671 | U.S. Energy Information Administration |  |  |  | 11.71 | 11.37 | NO-ESTIMATION | NO-ESTIMATION | NO-ESTIMATION | NO-ESTIMATION | CAPACITY-FACTOR-V1
USA | United States of America | FLS Solar 170 LLC |  | USA0059552 | 2 | 34.6000 | -78.9700 | Solar |  |  |  | 2014.0 | Sustainable Power Group LLC | U.S. Energy Information Administration | http://www.eia.gov/electricity/data/browser/ | U.S. Energy Information Administration |  | 2019 |  | 0.41000000000000003 | 3.033 | 3.3120000000000003 | 3.362 | 3.592 | 3.603 | U.S. Energy Information Administration |  |  | 3.37 | 3.74 | 4.12 | SOLAR-V1-NO-AGE | SOLAR-V1-NO-AGE | SOLAR-V1-NO-AGE | SOLAR-V1-NO-AGE | SOLAR-V1-NO-AGE
USA | United States of America | Little Rock Pham Solar |  | USA0060026 | 3 | 34.6002 | -117.9475 | Solar |  |  |  | 2016.0 | Terraform Arcadia | U.S. Energy Information Administration | http://www.eia.gov/electricity/data/browser/ | U.S. Energy Information Administration |  | 2019 |  |  | 0.0 | 9.038 | 9.13 | 8.522 | 7.762 | U.S. Energy Information Administration |  |  |  |  | 6.62 | NO-ESTIMATION | NO-ESTIMATION | NO-ESTIMATION | NO-ESTIMATION | CAPACITY-FACTOR-V1
USA | United States of America | Watts 3115 |  | USA0058454 | 2 | 34.6008 | -117.6422 | Solar |  |  |  | 2013.25 | CD US Solar MT 2 LLC | U.S. Energy Information Administration | http://www.eia.gov/electricity/data/browser/ | U.S. Energy Information Administration |  | 2019 | 1.591 | 3.017 | 4.292 | 4.423 | 4.088 | 3.854 | 4.118 | U.S. Energy Information Administration |  | 4.35 | 4.64 | 4.34 | 4.56 | HYDRO-V1 | HYDRO-V1 | HYDRO-V1 | HYDRO-V1 | HYDRO-V1
USA | United States of America | Bearford Farm Solar Project |  | USA0059567 | 5 | 34.6100 | -77.9242 | Solar |  |  |  | 2017.0 | Bearford Farm LLC | U.S. Energy Information Administration | http://www.eia.gov/electricity/data/browser/ | U.S. Energy Information Administration |  | 2019 |  |  |  |  | 9.457 | 9.102 | 9.117 | U.S. Energy Information Administration |  |  |  |  | 8.14 | NO-ESTIMATION | NO-ESTIMATION | NO-ESTIMATION | NO-ESTIMATION | CAPACITY-FACTOR-V1
USA | United States of America | Redstone Arsenal Hybrid |  | USA0061901 | 11 | 34.6110 | -86.6116 | Solar | Storage |  |  | 2018.0 | Redstone Solar I LLC | U.S. Energy Information Administration | http://www.eia.gov/electricity/data/browser/ | U.S. Energy Information Administration |  | 2019 |  |  |  |  | 0.87124 | 17.621000000000002 | 18.111 | U.S. Energy Information Administration |  |  |  |  | 17.92 | SOLAR-V1-NO-AGE | SOLAR-V1-NO-AGE | SOLAR-V1-NO-AGE | SOLAR-V1-NO-AGE | SOLAR-V1-NO-AGE
USA | United States of America | Bearford Solar II |  | USA0059488 | 4.9 | 34.6119 | -77.9289 | Solar |  |  |  | 2018.0 | Bearford Solar II LLC | U.S. Energy Information Administration | http://www.eia.gov/electricity/data/browser/ | U.S. Energy Information Administration |  | 2019 |  |  |  | 0.0 | 0.0 | 7.365 | 9.621 | U.S. Energy Information Administration |  |  |  |  | 7.98 | SOLAR-V1-NO-AGE | SOLAR-V1-NO-AGE | SOLAR-V1-NO-AGE | SOLAR-V1-NO-AGE | SOLAR-V1-NO-AGE
USA | United States of America | SEPV Palmdale East |  | USA0059273 | 10 | 34.6131 | -117.9389 | Solar |  |  |  | 2015.0 | Sustainable Power Group LLC | U.S. Energy Information Administration | http://www.eia.gov/electricity/data/browser/ | U.S. Energy Information Administration | 70107 | 2019 |  |  | 11.06 | 27.371000000000002 | 26.41 | 27.019000000000002 | 25.982 | U.S. Energy Information Administration |  |  |  | 24.31 | 22.74 | SOLAR-V1-NO-AGE | SOLAR-V1-NO-AGE | SOLAR-V1-NO-AGE | SOLAR-V1-NO-AGE | SOLAR-V1-NO-AGE
USA | United States of America | SEPV 18 |  | USA0059730 | 2 | 34.6136 | -117.9344 | Solar |  |  |  | 2016.0 | Sustainable Power Group LLC | U.S. Energy Information Administration | http://www.eia.gov/electricity/data/browser/ | U.S. Energy Information Administration |  | 2019 |  |  |  | 6.352 | 5.703 | 5.678 | 5.323 | U.S. Energy Information Administration |  |  |  |  | 4.46 | SOLAR-V1-NO-AGE | SOLAR-V1-NO-AGE | SOLAR-V1-NO-AGE | SOLAR-V1-NO-AGE | SOLAR-V1-NO-AGE
USA | United States of America | One Ten Partners PV |  | USA0061419 | 2 | 34.6156 | -117.9366 | Solar |  |  |  | 2017.0 | One Ten Partners LLC | U.S. Energy Information Administration | http://www.eia.gov/electricity/data/browser/ | U.S. Energy Information Administration |  | 2019 |  |  |  |  | 1.227 | 6.13 | 5.833 | U.S. Energy Information Administration |  |  |  |  | 3.25 | SOLAR-V1-NO-AGE | SOLAR-V1-NO-AGE | SOLAR-V1-NO-AGE | SOLAR-V1-NO-AGE | SOLAR-V1-NO-AGE
USA | United States of America | SEPV 1 |  | USA0058073 | 2 | 34.6189 | -117.9394 | Solar |  |  |  | 2012.0 | CleanCapital | U.S. Energy Information Administration | http://www.eia.gov/electricity/data/browser/ | U.S. Energy Information Administration |  | 2019 | 5.398 |  | 5.18 | 5.329 | 4.947 | 5.307 | 4.823 | U.S. Energy Information Administration | 3.87 | 3.75 | 4.36 | 4.13 | 3.47 | SOLAR-V1-NO-AGE | SOLAR-V1-NO-AGE | SOLAR-V1-NO-AGE | SOLAR-V1-NO-AGE | SOLAR-V1-NO-AGE
USA | United States of America | Innovative Solar 67 |  | USA0059678 | 33.3 | 34.6233 | -78.0054 | Solar |  |  |  | 2019.0 | John Laing US Solar Corp. | U.S. Energy Information Administration | http://www.eia.gov/electricity/data/browser/ | U.S. Energy Information Administration |  | 2019 | [5 empty] | 0.222 | 73.3168 | U.S. Energy Information Administration |  |  |  |  | 54.26 | SOLAR-V1-NO-AGE | SOLAR-V1-NO-AGE | SOLAR-V1-NO-AGE | SOLAR-V1-NO-AGE | SOLAR-V1-NO-AGE
USA | United States of America | Panda Solar NC 3 LLC |  | USA0062121 | 2 | 34.6318 | -79.0907 | Solar |  |  |  | 2019.0 | Panda Solar NC 3 LLC | U.S. Energy Information Administration | http://www.eia.gov/electricity/data/browser/ | U.S. Energy Information Administration |  | 2019 | [6 empty] | 1.679 | U.S. Energy Information Administration |  |  |  |  | 3.25 | SOLAR-V1-NO-AGE | SOLAR-V1-NO-AGE | SOLAR-V1-NO-AGE | SOLAR-V1-NO-AGE | SOLAR-V1-NO-AGE
USA | United States of America | Barker Solar LLC |  | USA0061194 | 5 | 34.6356 | -78.9287 | Solar |  |  |  | 2018.0 | Soltage LLC | U.S. Energy Information Administration | http://www.eia.gov/electricity/data/browser/ | U.S. Energy Information Administration |  | 2019 |  |  |  |  | 0.156 | 9.185 | 9.229 | U.S. Energy Information Administration |  |  |  |  | 8.14 | SOLAR-V1-NO-AGE | SOLAR-V1-NO-AGE | SOLAR-V1-NO-AGE | SOLAR-V1-NO-AGE | SOLAR-V1-NO-AGE
USA | United States of America | FECC Solar Benton |  | USA0061839 | 1 | 34.6384 | -92.5783 | Solar |  |  |  | 2017.0 | Today's Power Inc. | U.S. Energy Information Administration | http://www.eia.gov/electricity/data/browser/ | U.S. Energy Information Administration |  | 2019 | [5 empty] | 1.54 | 1.457 | U.S. Energy Information Administration |  |  |  |  | 1.62 | SOLAR-V1-NO-AGE | SOLAR-V1-NO-AGE | SOLAR-V1-NO-AGE | SOLAR-V1-NO-AGE | SOLAR-V1-NO-AGE
USA | United States of America | Rutan |  | USA0058449 | 4 | 34.6439 | -118.1631 | Solar |  |  |  | 2014.0 | CD US Solar MT 2 LLC | U.S. Energy Information Administration | http://www.eia.gov/electricity/data/browser/ | U.S. Energy Information Administration |  | 2019 |  | 10.043000000000001 | 4.229 | 4.204 | 4.091 | 3.987 | 3.863 | U.S. Energy Information Administration |  |  | 8.34 | 6.57 | 8.99 | SOLAR-V1-NO-AGE | SOLAR-V1-NO-AGE | SOLAR-V1-NO-AGE | SOLAR-V1-NO-AGE | SOLAR-V1-NO-AGE
USA | United States of America | Arrache 8083 |  | USA0058447 | 4 | 34.6478 | -118.0611 | Solar |  |  |  | 2013.0 | CD US Solar MT 2 LLC | U.S. Energy Information Administration | http://www.eia.gov/electricity/data/browser/ | U.S. Energy Information Administration |  | 2019 | 2.76309 | 11.588000000000001 | 4.445 | 3.567 | 2.32 | 4.272 | 2.325 | U.S. Energy Information Administration |  | 7.89 | 9.07 | 5.84 | 7.98 | SOLAR-V1-NO-AGE | SOLAR-V1-NO-AGE | SOLAR-V1-NO-AGE | SOLAR-V1-NO-AGE | SOLAR-V1-NO-AGE
USA | United States of America | Solar Oasis LLC |  | USA0059528 | 20 | 34.6489 | -118.0767 | Solar |  |  |  | 2016.0 | NRG Solar Oasis LLC | U.S. Energy Information Administration | http://www.eia.gov/electricity/data/browser/ | U.S. Energy Information Administration | 70188 | 2019 |  |  |  | 59.114000000000004 | 57.911 | 57.119 | 55.282 | U.S. Energy Information Administration |  |  |  |  | 53.77 | SOLAR-V1-NO-AGE | SOLAR-V1-NO-AGE | SOLAR-V1-NO-AGE | SOLAR-V1-NO-AGE | SOLAR-V1-NO-AGE
USA | United States of America | Prescott Solar Plant |  | USA0058147 | 10.8 | 34.6494 | -112.4275 | Solar |  |  |  | 2012.0 | SunE AZ1 LLC | U.S. Energy Information Administration | http://www.eia.gov/electricity/data/browser/ | U.S. Energy Information Administration |  | 2019 | 26.61 | 26.611 | 25.573 | 26.142 | 25.266000000000002 | 14.562000000000001 | 23.469 | U.S. Energy Information Administration | 23.68 | 22.98 | 25.00 | 24.25 | 23.79 | SOLAR-V1-NO-AGE | SOLAR-V1-NO-AGE | SOLAR-V1-NO-AGE | SOLAR-V1-NO-AGE | SOLAR-V1-NO-AGE
USA | United States of America | Arrache 4013 |  | USA0058446 | 1.5 | 34.6506 | -118.0519 | Solar |  |  |  | 2013.0 | CD US Solar MT 2 LLC | U.S. Energy Information Administration | http://www.eia.gov/electricity/data/browser/ | U.S. Energy Information Administration |  | 2019 | 0.11682 | 3.21 | 4.293 | 4.41 | 4.312 | 4.256 | 4.109 | U.S. Energy Information Administration |  | 3.09 | 3.71 | 3.41 | 3.28 | SOLAR-V1-NO-AGE | SOLAR-V1-NO-AGE | SOLAR-V1-NO-AGE | SOLAR-V1-NO-AGE | SOLAR-V1-NO-AGE
USA | United States of America | Heliocentric |  | USA0057831 | 1.5 | 34.6543 | -117.9710 | Solar |  |  |  | 2012.0 | Heliocentric LLC | U.S. Energy Information Administration | http://www.eia.gov/electricity/data/browser/ | U.S. Energy Information Administration |  | 2019 | 3.36204 | 3.128 | 3.016 | 2.7920000000000003 | 2.982 | 2.95 | 2.327 | U.S. Energy Information Administration | 3.04 | 2.98 | 3.70 | 2.74 | 3.03 | SOLAR-V1-NO-AGE | SOLAR-V1-NO-AGE | SOLAR-V1-NO-AGE | SOLAR-V1-NO-AGE | SOLAR-V1-NO-AGE
USA | United States of America | L-8 Solar Project |  | USA0057836 | 1.5 | 34.6543 | -117.9731 | Solar |  |  |  | 2012.0 | L-8 Solar Project LLC | U.S. Energy Information Administration | http://www.eia.gov/electricity/data/browser/ | U.S. Energy Information Administration |  | 2019 | 3.3927300000000002 | 2.692 | 2.716 | 2.1750000000000003 | 2.868 | 2.79 | 2.692 | U.S. Energy Information Administration | 3.04 | 2.98 | 3.70 | 2.74 | 3.03 | SOLAR-V1-NO-AGE | SOLAR-V1-NO-AGE | SOLAR-V1-NO-AGE | SOLAR-V1-NO-AGE | SOLAR-V1-NO-AGE
USA | United States of America | Arrache 4006 |  | USA0058445 | 2 | 34.6550 | -118.0511 | Solar |  |  |  | 2013.0 | CD US Solar MT 2 LLC | U.S. Energy Information Administration | http://www.eia.gov/electricity/data/browser/ | U.S. Energy Information Administration |  | 2019 | 0.5910299999999999 | 4.862 | 2.867 | 2.835 | 2.767 | 2.771 | 2.45 | U.S. Energy Information Administration |  | 3.93 | 4.67 | 3.94 | 4.19 | SOLAR-V1-NO-AGE | SOLAR-V1-NO-AGE | SOLAR-V1-NO-AGE | SOLAR-V1-NO-AGE | SOLAR-V1-NO-AGE
USA | United States of America | Green Beanworks D PV |  | USA0061216 | 3 | 34.6550 | -118.0821 | Solar |  |  |  | 2018.0 | Sustainable Power Group LLC | U.S. Energy Information Administration | http://www.eia.gov/electricity/data/browser/ | U.S. Energy Information Administration |  | 2019 | [5 empty] | 2.428 | 7.413 | U.S. Energy Information Administration |  |  |  |  | 4.88 | SOLAR-V1-NO-AGE | SOLAR-V1-NO-AGE | SOLAR-V1-NO-AGE | SOLAR-V1-NO-AGE | SOLAR-V1-NO-AGE
USA | United States of America | Antelope DSR 1 |  | USA0060186 | 50 | 34.6556 | -118.2807 | Solar |  |  |  | 2017.0 | Sustainable Power Group LLC | U.S. Energy Information Administration | http://www.eia.gov/electricity/data/browser/ | U.S. Energy Information Administration | 102142 | 2019 |  |  |  | 6.69 | 131.882 | 132.459 | 128.08 | U.S. Energy Information Administration |  |  |  |  | 81.47 | SOLAR-V1-NO-AGE | SOLAR-V1-NO-AGE | SOLAR-V1-NO-AGE | SOLAR-V1-NO-AGE | SOLAR-V1-NO-AGE
USA | United States of America | Solverde 1 |  | USA0060185 | 85 | 34.6557 | -118.2982 | Solar |  |  |  | 2017.0 | Sustainable Power Group LLC | U.S. Energy Information Administration | http://www.eia.gov/electricity/data/browser/ | U.S. Energy Information Administration |  | 2019 |  |  |  | 3.104 | 223.227 | 223.91400000000002 | 218.852 | U.S. Energy Information Administration |  |  |  |  | 138.51 | SOLAR-V1-NO-AGE | SOLAR-V1-NO-AGE | SOLAR-V1-NO-AGE | SOLAR-V1-NO-AGE | SOLAR-V1-NO-AGE
USA | United States of America | Pelzer Solar I |  | USA0061945 | 1 | 34.6576 | -82.5020 | Solar |  |  |  | 2019.0 | Pelzer Solar I LLC | U.S. Energy Information Administration | http://www.eia.gov/electricity/data/browser/ | U.S. Energy Information Administration |  | 2019 | [6 empty] | 1.896 | U.S. Energy Information Administration |  |  |  |  | 1.62 | SOLAR-V1-NO-AGE | SOLAR-V1-NO-AGE | SOLAR-V1-NO-AGE | SOLAR-V1-NO-AGE | SOLAR-V1-NO-AGE
USA | United States of America | Prescott Airport |  | USA0056228 | 3 | 34.6584 | -112.4008 | Solar |  |  |  | 2002.0 | Arizona Public Service Co | U.S. Energy Information Administration | http://www.eia.gov/electricity/data/browser/ | U.S. Energy Information Administration | 62813 | 2019 | 4.692 | 4.926 | 4.392 | 5.432 | 4.518 | 5.542 | 5.21 | U.S. Energy Information Administration | 4.34 | 4.37 | 4.94 | 4.88 | 5.26 | SOLAR-V1-NO-AGE | SOLAR-V1-NO-AGE | SOLAR-V1-NO-AGE | SOLAR-V1-NO-AGE | SOLAR-V1-NO-AGE
USA | United States of America | US-TOPCO (Soccer Center) |  | USA0060086 | 3 | 34.6607 | -118.0812 | Solar |  |  |  | 2017.0 | Tesla Inc. | U.S. Energy Information Administration | http://www.eia.gov/electricity/data/browser/ | U.S. Energy Information Administration |  | 2019 |  |  |  | 0.0 | 7.301 | 10.896 | 6.604 | U.S. Energy Information Administration |  |  |  |  | 4.88 | SOLAR-V1-NO-AGE | SOLAR-V1-NO-AGE | SOLAR-V1-NO-AGE | SOLAR-V1-NO-AGE | SOLAR-V1-NO-AGE
USA | United States of America | Morgan Lancaster 1 |  | USA0059942 | 1.5 | 34.6608 | -118.0836 | Solar |  |  |  | 2015.0 | Terraform Arcadia | U.S. Energy Information Administration | http://www.eia.gov/electricity/data/browser/ | U.S. Energy Information Administration |  | 2019 |  |  | 0.68 | 4.272 | 3.9290000000000003 | 3.813 | 2.93 | U.S. Energy Information Administration |  |  |  | 3.79 | 3.55 | SOLAR-V1-NO-AGE | SOLAR-V1-NO-AGE | SOLAR-V1-NO-AGE | SOLAR-V1-NO-AGE | SOLAR-V1-NO-AGE
USA | United States of America | Radiance Solar 5 |  | USA0058355 | 1.5 | 34.6656 | -118.2869 | Solar |  |  |  | 2013.0 | Greenbacker Renewable Energy Corporation | U.S. Energy Information Administration | http://www.eia.gov/electricity/data/browser/ | U.S. Energy Information Administration |  | 2019 | 1.742 | 3.475 | 3.435 | 3.34917 | 3.24918 | 3.332 | 3.211 | U.S. Energy Information Administration |  | 3.19 | 3.70 | 3.22 | 3.47 | NO-ESTIMATION | SOLAR-V1 | SOLAR-V1 | SOLAR-V1 | SOLAR-V1
USA | United States of America | Radiance Solar 4 |  | USA0058354 | 1.5 | 34.6656 | -118.2881 | Solar |  |  |  | 2013.0 | Greenbacker Renewable Energy Corporation | U.S. Energy Information Administration | http://www.eia.gov/electricity/data/browser/ | U.S. Energy Information Administration |  | 2019 | 1.739 | 3.451 | 3.4250000000000003 | 3.36699 | 3.30264 | 3.31 | 3.219 | U.S. Energy Information Administration |  | 3.19 | 3.70 | 3.22 | 3.47 | SOLAR-V1-NO-AGE | SOLAR-V1-NO-AGE | SOLAR-V1-NO-AGE | SOLAR-V1-NO-AGE | SOLAR-V1-NO-AGE
USA | United States of America | Bayshore Solar A LLC |  | USA0060481 | 20 | 34.6678 | -118.2981 | Solar |  |  |  | 2018.0 | Sustainable Power Group LLC | U.S. Energy Information Administration | http://www.eia.gov/electricity/data/browser/ | U.S. Energy Information Administration |  | 2019 |  |  |  |  | 3.6470000000000002 | 55.219 | 54.353 | U.S. Energy Information Administration |  |  |  |  | 32.59 | SOLAR-V1-NO-AGE | SOLAR-V1-NO-AGE | SOLAR-V1-NO-AGE | SOLAR-V1-NO-AGE | SOLAR-V1-NO-AGE
USA | United States of America | Vinam |  | USA0058450 | 1.5 | 34.6689 | -118.0614 | Solar |  |  |  | 2013.0 | CD US Solar MT 2 LLC | U.S. Energy Information Administration | http://www.eia.gov/electricity/data/browser/ | U.S. Energy Information Administration |  | 2019 | 1.80873 | 4.16 | 4.478 | 4.418 | 3.782 | 4.156 | 4.076 | U.S. Energy Information Administration |  | 3.09 | 3.71 | 3.45 | 3.28 | SOLAR-V1-NO-AGE | SOLAR-V1-NO-AGE | SOLAR-V1-NO-AGE | SOLAR-V1-NO-AGE | SOLAR-V1-NO-AGE
USA | United States of America | Three Bridge |  | USA0062540 | 2 | 34.6705 | -79.2001 | Solar |  |  |  | 2019.0 | Three Bridge Farm LLC | U.S. Energy Information Administration | http://www.eia.gov/electricity/data/browser/ | U.S. Energy Information Administration |  | 2019 | [5 empty] | 0.0 | 3.289 | U.S. Energy Information Administration |  |  |  |  | 3.25 | NO-ESTIMATION | NO-ESTIMATION | NO-ESTIMATION | NO-ESTIMATION | CAPACITY-FACTOR-V1
USA | United States of America | Deep Branch Farm |  | USA0061403 | 5 | 34.6708 | -79.1994 | Solar |  |  |  | 2017.0 | Deep Branch Farm LLC | U.S. Energy Information Administration | http://www.eia.gov/electricity/data/browser/ | U.S. Energy Information Administration |  | 2019 |  |  |  |  | 9.191 | 8.596 | 9.35 | U.S. Energy Information Administration |  |  |  |  | 8.14 | SOLAR-V1-NO-AGE | SOLAR-V1-NO-AGE | SOLAR-V1-NO-AGE | SOLAR-V1-NO-AGE | SOLAR-V1-NO-AGE
USA | United States of America | Crooked Run |  | USA0062678 | 70.1 | 34.6770 | -77.9775 | Solar |  |  |  | 2020.0000000000002 | Cypress Creek Renewables | U.S. Energy Information Administration | http://www.eia.gov/electricity/data/browser/ | U.S. Energy Information Administration |  | 2019 | [6 empty] | 2.664 | U.S. Energy Information Administration |  |  |  |  | 114.23 | SOLAR-V1-NO-AGE | SOLAR-V1-NO-AGE | SOLAR-V1-NO-AGE | SOLAR-V1-NO-AGE | SOLAR-V1-NO-AGE
USA | United States of America | Bayshore Solar B LLC |  | USA0060474 | 20 | 34.6783 | -118.3026 | Solar |  |  |  | 2018.0 | Sustainable Power Group LLC | U.S. Energy Information Administration | http://www.eia.gov/electricity/data/browser/ | U.S. Energy Information Administration |  | 2019 |  |  |  |  | 4.579 | 55.574 | 53.746 | U.S. Energy Information Administration |  |  |  |  | 32.59 | SOLAR-V1-NO-AGE | SOLAR-V1-NO-AGE | SOLAR-V1-NO-AGE | SOLAR-V1-NO-AGE | SOLAR-V1-NO-AGE
USA | United States of America | Railroad Solar Farm LLC |  | USA0063381 | 4.1 | 34.6806 | -79.1850 | Solar |  |  |  | 2017.0 | Alchemy Renewable Energy | U.S. Energy Information Administration | http://www.eia.gov/electricity/data/browser/ | U.S. Energy Information Administration |  | 2019 | [6 empty] | 6.479 | U.S. Energy Information Administration |  |  |  |  | 6.68 | SOLAR-V1-NO-AGE | SOLAR-V1-NO-AGE | SOLAR-V1-NO-AGE | SOLAR-V1-NO-AGE | SOLAR-V1-NO-AGE
USA | United States of America | Bayshore Solar C LLC |  | USA0060475 | 20 | 34.6813 | -118.3141 | Solar |  |  |  | 2018.0 | Sustainable Power Group LLC | U.S. Energy Information Administration | http://www.eia.gov/electricity/data/browser/ | U.S. Energy Information Administration |  | 2019 |  |  |  |  | 3.8930000000000002 | 54.085 | 53.543 | U.S. Energy Information Administration |  |  |  |  | 32.59 | SOLAR-V1-NO-AGE | SOLAR-V1-NO-AGE | SOLAR-V1-NO-AGE | SOLAR-V1-NO-AGE | SOLAR-V1-NO-AGE
USA | United States of America | Western Antelope Blue Sky Ranch A |  | USA0058626 | 20 | 34.6817 | -118.3247 | Solar |  |  |  | 2014.0 | Sustainable Power Group LLC | U.S. Energy Information Administration | http://www.eia.gov/electricity/data/browser/ | U.S. Energy Information Administration | 69520 | 2019 |  | 2.084 | 52.141 | 52.202 | 52.725 | 53.209 | 51.434 | U.S. Energy Information Administration |  |  | 51.45 | 47.06 | 53.65 | SOLAR-V1-NO-AGE | SOLAR-V1-NO-AGE | SOLAR-V1-NO-AGE | SOLAR-V1-NO-AGE | SOLAR-V1-NO-AGE
USA | United States of America | Alamo Solar |  | USA0059469 | 20 | 34.6822 | -117.3475 | Solar |  |  |  | 2015.0 | Dominion Renewable Energy | U.S. Energy Information Administration | http://www.eia.gov/electricity/data/browser/ | U.S. Energy Information Administration |  | 2019 |  |  | 34.449 | 52.591 | 51.002 | 52.281 | 41.82 | U.S. Energy Information Administration |  |  |  | 46.57 | 51.53 | SOLAR-V1-NO-AGE | SOLAR-V1-NO-AGE | SOLAR-V1-NO-AGE | SOLAR-V1-NO-AGE | SOLAR-V1-NO-AGE
USA | United States of America | Antelope DSR 2 |  | USA0060187 | 5 | 34.6869 | -118.3117 | Solar |  |  |  | 2017.0 | Sustainable Power Group LLC | U.S. Energy Information Administration | http://www.eia.gov/electricity/data/browser/ | U.S. Energy Information Administration | 102142 | 2019 |  |  |  | 1.3880000000000001 | 14.248000000000001 | 14.562000000000001 | 11.112 | U.S. Energy Information Administration |  |  |  |  | 8.14 | SOLAR-V1-NO-AGE | SOLAR-V1-NO-AGE | SOLAR-V1-NO-AGE | SOLAR-V1-NO-AGE | SOLAR-V1-NO-AGE
USA | United States of America | Green Beanworks B PV |  | USA0061339 | 3 | 34.6880 | -117.9895 | Solar |  |  |  | 2019.0 | Sustainable Power Group LLC | U.S. Energy Information Administration | http://www.eia.gov/electricity/data/browser/ | U.S. Energy Information Administration |  | 2019 | [5 empty] | 0.045 | 7.651 | U.S. Energy Information Administration |  |  |  |  | 4.88 | SOLAR-V1-NO-AGE | SOLAR-V1-NO-AGE | SOLAR-V1-NO-AGE | SOLAR-V1-NO-AGE | SOLAR-V1-NO-AGE
USA | United States of America | Western Antelope Dry Ranch |  | USA0058627 | 10 | 34.6889 | -118.3203 | Solar |  |  |  | 2017.0 | Sustainable Power Group LLC | U.S. Energy Information Administration | http://www.eia.gov/electricity/data/browser/ | U.S. Energy Information Administration | 69520 | 2019 |  |  |  | 1.83 | 27.138 | 26.416 | 26.629 | U.S. Energy Information Administration |  |  |  |  | 16.29 | SOLAR-V1-NO-AGE | SOLAR-V1-NO-AGE | SOLAR-V1-NO-AGE | SOLAR-V1-NO-AGE | SOLAR-V1-NO-AGE
USA | United States of America | TA-Acacia LLC |  | USA0059443 | 20 | 34.6892 | -118.3247 | Solar |  |  |  | 2014.0 | Dominion Renewable Energy | U.S. Energy Information Administration | http://www.eia.gov/electricity/data/browser/ | U.S. Energy Information Administration |  | 2019 |  | 3.609 | 62.489000000000004 | 62.028 | 59.142 | 38.876 | 57.8 | U.S. Energy Information Administration |  |  | 50.86 | 47.59 | 53.65 | SOLAR-V1-NO-AGE | SOLAR-V1-NO-AGE | SOLAR-V1-NO-AGE | SOLAR-V1-NO-AGE | SOLAR-V1-NO-AGE
USA | United States of America | Rio De Oro Solar Energy Center |  | USA0062597 | 10 | 34.6920 | -106.6880 | Solar |  |  |  | 2019.0 | PNM Resources | U.S. Energy Information Administration | http://www.eia.gov/electricity/data/browser/ | U.S. Energy Information Administration |  | 2019 | [6 empty] | 12.083 | U.S. Energy Information Administration |  |  |  |  | 16.29 | SOLAR-V1-NO-AGE | SOLAR-V1-NO-AGE | SOLAR-V1-NO-AGE | SOLAR-V1-NO-AGE | SOLAR-V1-NO-AGE
USA | United States of America | Antelope Big Sky Ranch |  | USA0060279 | 20 | 34.6948 | -118.2877 | Solar |  |  |  | 2016.0 | Sustainable Power Group LLC | U.S. Energy Information Administration | http://www.eia.gov/electricity/data/browser/ | U.S. Energy Information Administration |  | 2019 |  |  |  | 17.07 | 56.416000000000004 | 57.292 | 55.178 | U.S. Energy Information Administration |  |  |  |  | 53.77 | SOLAR-V1-NO-AGE | SOLAR-V1-NO-AGE | SOLAR-V1-NO-AGE | SOLAR-V1-NO-AGE | SOLAR-V1-NO-AGE
USA | United States of America | Innovative Solar 55 |  | USA0059676 | 6.5 | 34.6950 | -79.2160 | Solar |  |  |  | 2018.0 | Cypress Creek Renewables | U.S. Energy Information Administration | http://www.eia.gov/electricity/data/browser/ | U.S. Energy Information Administration |  | 2019 |  |  |  |  | 0.0 | 4.2090000000000005 | 8.877 | U.S. Energy Information Administration |  |  |  |  | 10.59 | SOLAR-V1-NO-AGE | SOLAR-V1-NO-AGE | SOLAR-V1-NO-AGE | SOLAR-V1-NO-AGE | SOLAR-V1-NO-AGE
USA | United States of America | Ma |  | USA0058451 | 1.5 | 34.6953 | -118.0625 | Solar |  |  |  | 2013.0 | CD US Solar MT 2 LLC | U.S. Energy Information Administration | http://www.eia.gov/electricity/data/browser/ | U.S. Energy Information Administration |  | 2019 | 0.77319 | 4.045 | 4.465 | 4.344 | 4.257 | 4.343 | 3.617 | U.S. Energy Information Administration |  | 3.09 | 3.63 | 3.45 | 3.59 | SOLAR-V1-NO-AGE | SOLAR-V1-NO-AGE | SOLAR-V1-NO-AGE | SOLAR-V1-NO-AGE | SOLAR-V1-NO-AGE
USA | United States of America | Lancaster Baptist Church |  | USA0058634 | 1 | 34.6958 | -118.0589 | Solar |  |  |  | 2012.0 | Tesla Inc. | U.S. Energy Information Administration | http://www.eia.gov/electricity/data/browser/ | U.S. Energy Information Administration |  | 2019 | 2.22255 | 2.13345 | 2.14533 | 2.148 | 1.832 | 2.052 | 2.053 | U.S. Energy Information Administration | 1.88 | 1.83 | 2.41 | 1.98 | 1.96 | SOLAR-V1-NO-AGE | SOLAR-V1-NO-AGE | SOLAR-V1-NO-AGE | SOLAR-V1-NO-AGE | SOLAR-V1-NO-AGE
USA | United States of America | Kettering Solar 1 |  | USA0059098 | 1 | 34.7003 | -118.1236 | Solar |  |  |  | 2014.0 | Tesla Inc. | U.S. Energy Information Administration | http://www.eia.gov/electricity/data/browser/ | U.S. Energy Information Administration |  | 2019 |  | 0.8969400000000001 | 2.1235500000000003 | 2.094 | 2.015 | 2.024 | 2.058 | U.S. Energy Information Administration |  |  | 2.45 | 2.02 | 2.23 | NO-ESTIMATION | NO-ESTIMATION | NO-ESTIMATION | NO-ESTIMATION | CAPACITY-FACTOR-V1
USA | United States of America | Kettering Solar 2 |  | USA0059099 | 1 | 34.7003 | -118.1236 | Solar |  |  |  | 2014.0 | Tesla Inc. | U.S. Energy Information Administration | http://www.eia.gov/electricity/data/browser/ | U.S. Energy Information Administration |  | 2019 |  | 0.87318 | 2.00475 | 1.956 | 1.814 | 2.0420000000000003 | 1.901 | U.S. Energy Information Administration |  |  | 2.45 | 2.02 | 2.23 | HYDRO-V1 | HYDRO-V1 | HYDRO-V1 | HYDRO-V1 | HYDRO-V1
USA | United States of America | Sierra Solar Greenworks |  | USA0059431 | 20 | 34.7036 | -118.3342 | Solar |  |  |  | 2015.0 | Sustainable Power Group LLC | U.S. Energy Information Administration | http://www.eia.gov/electricity/data/browser/ | U.S. Energy Information Administration | 68459 | 2019 |  |  | 2.988 | 44.723 | 44.033 | 45.038000000000004 | 42.635 | U.S. Energy Information Administration |  |  |  | 47.13 | 53.77 | NO-ESTIMATION | NO-ESTIMATION | NO-ESTIMATION | NO-ESTIMATION | NO-ESTIMATION
USA | United States of America | North Carolina Solar Bethea I |  | USA0058531 | 1 | 34.7047 | -79.5258 | Solar |  |  |  | 2012.5 | Greenbacker Renewable Energy Corporation | U.S. Energy Information Administration | http://www.eia.gov/electricity/data/browser/ | U.S. Energy Information Administration |  | 2019 | 1.822 | 3.354 | 3.64 | 2.983 | 3.662 | 3.043 | 3.31 | U.S. Energy Information Administration | 1.62 | 1.65 | 1.71 | 1.89 | 1.92 | HYDRO-V1 | HYDRO-V1 | HYDRO-V1 | HYDRO-V1 | HYDRO-V1
USA | United States of America | Central Antelope Dry Ranch B LLC |  | USA0060281 | 3 | 34.7055 | -118.3014 | Solar |  |  |  | 2017.0 | Central Antelope Dry Ranch B LLC | U.S. Energy Information Administration | http://www.eia.gov/electricity/data/browser/ | U.S. Energy Information Administration |  | 2019 |  |  |  |  | 1.478 | 8.397 | 8.368 | U.S. Energy Information Administration |  |  |  |  | 4.88 | NO-ESTIMATION | NO-ESTIMATION | NO-ESTIMATION | NO-ESTIMATION | NO-ESTIMATION
USA | United States of America | Laurinburg Solar LLC (Heelstone) |  | USA0060200 | 2 | 34.7076 | -79.2954 | Solar |  |  |  | 2016.0 | SRE Utility Solar 1 LLC | U.S. Energy Information Administration | http://www.eia.gov/electricity/data/browser/ | U.S. Energy Information Administration | 60377 | 2019 |  |  | 0.098 | 4.1770000000000005 | 4.23 | 3.998 | 3.927 | U.S. Energy Information Administration |  |  |  |  | 4.15 | NO-ESTIMATION | NO-ESTIMATION | NO-ESTIMATION | NO-ESTIMATION | CAPACITY-FACTOR-V1
USA | United States of America | Division 1 |  | USA0059094 | 1.5 | 34.7083 | -118.1306 | Solar |  |  |  | 2014.0 | Tesla Inc. | U.S. Energy Information Administration | http://www.eia.gov/electricity/data/browser/ | U.S. Energy Information Administration |  | 2019 |  | 1.6087500000000001 | 3.05118 | 3.223 | 3.09 | 2.7640000000000002 | 3.095 | U.S. Energy Information Administration |  |  | 3.67 | 3.27 | 3.54 | NO-ESTIMATION | NO-ESTIMATION | NO-ESTIMATION | NO-ESTIMATION | CAPACITY-FACTOR-V1
USA | United States of America | Division 2 |  | USA0059095 | 1 | 34.7083 | -118.1306 | Solar |  |  |  | 2014.0 | Tesla Inc. | U.S. Energy Information Administration | http://www.eia.gov/electricity/data/browser/ | U.S. Energy Information Administration |  | 2019 |  | 1.06326 | 2.0908800000000003 | 2.058 | 1.93 | 1.947 | 1.938 | U.S. Energy Information Administration |  |  | 2.45 | 2.02 | 2.23 | NO-ESTIMATION | NO-ESTIMATION | NO-ESTIMATION | NO-ESTIMATION | NO-ESTIMATION
USA | United States of America | Division 3 |  | USA0059096 | 1 | 34.7083 | -118.1306 | Solar |  |  |  | 2014.0 | Tesla Inc. | U.S. Energy Information Administration | http://www.eia.gov/electricity/data/browser/ | U.S. Energy Information Administration |  | 2019 |  | 1.0197 | 1.94733 | 2.072 | 2.0020000000000002 | 2.063 | 2.013 | U.S. Energy Information Administration |  |  | 2.45 | 2.02 | 2.23 | HYDRO-V1 | HYDRO-V1 | HYDRO-V1 | HYDRO-V1 | HYDRO-V1
USA | United States of America | Horn |  | USA0058452 | 1.5 | 34.7089 | -118.2742 | Solar |  |  |  | 2013.0 | CD US Solar MT 2 LLC | U.S. Energy Information Administration | http://www.eia.gov/electricity/data/browser/ | U.S. Energy Information Administration |  | 2019 | 0.7573500000000001 | 4.046 | 4.268 | 4.406 | 4.264 | 4.158 | 3.593 | U.S. Energy Information Administration |  | 3.19 | 3.65 | 3.46 | 3.47 | NO-ESTIMATION | NO-ESTIMATION | NO-ESTIMATION | NO-ESTIMATION | NO-ESTIMATION
USA | United States of America | TA-High Desert LLC |  | USA0058149 | 20 | 34.7089 | -118.3047 | Solar |  |  |  | 2013.0 | TA-High Desert LLC | U.S. Energy Information Administration | http://www.eia.gov/electricity/data/browser/ | U.S. Energy Information Administration | 67141 | 2019 | 44.395 | 57.733000000000004 | 57.212 | 55.872 | 55.251 | 56.152 | 49.82 | U.S. Energy Information Administration |  | 46.08 | 50.86 | 47.44 | 51.55 | NO-ESTIMATION | NO-ESTIMATION | NO-ESTIMATION | NO-ESTIMATION | CAPACITY-FACTOR-V1
USA | United States of America | Lancaster Solar 2 |  | USA0059169 | 1.5 | 34.7106 | -118.1661 | Solar |  |  |  | 2014.0 | PsomasFMG Lancaster Solar Crest LLC | U.S. Energy Information Administration | http://www.eia.gov/electricity/data/browser/ | U.S. Energy Information Administration |  | 2019 |  | 0.10593000000000001 | 3.6470000000000002 | 3.58 | 3.392 | 3.596 | 3.354 | U.S. Energy Information Administration |  |  | 3.67 | 3.48 | 3.54 | NO-ESTIMATION | NO-ESTIMATION | NO-ESTIMATION | NO-ESTIMATION | CAPACITY-FACTOR-V1
USA | United States of America | Innovative Solar 48 |  | USA0059667 | 4.9 | 34.7116 | -79.3024 | Solar |  |  |  | 2014.9999999999998 | Cypress Creek Renewables | U.S. Energy Information Administration | http://www.eia.gov/electricity/data/browser/ | U.S. Energy Information Administration |  | 2019 |  |  | 0.249 | 9.214 | 9.707 | 8.711 | 8.569 | U.S. Energy Information Administration |  |  | 8.46 | 9.31 | 10.4 | NO-ESTIMATION | NO-ESTIMATION | NO-ESTIMATION | NO-ESTIMATION | CAPACITY-FACTOR-V1
USA | United States of America | Rodeo Solar C2 |  | USA0058751 | 1.5 | 34.7133 | -118.2894 | Solar |  |  |  | 2014.0 | Sustainable Power Group LLC | U.S. Energy Information Administration | http://www.eia.gov/electricity/data/browser/ | U.S. Energy Information Administration |  | 2019 |  | 1.998 | 3.866 | 3.715 | 3.774 | 3.791 | 3.688 | U.S. Energy Information Administration |  |  | 3.65 | 3.47 | 3.73 | NO-ESTIMATION | NO-ESTIMATION | NO-ESTIMATION | NO-ESTIMATION | CAPACITY-FACTOR-V1
USA | United States of America | Rodeo Solar D2 |  | USA0058752 | 1.5 | 34.7133 | -118.2894 | Solar |  |  |  | 2014.0 | Sustainable Power Group LLC | U.S. Energy Information Administration | http://www.eia.gov/electricity/data/browser/ | U.S. Energy Information Administration |  | 2019 |  | 1.983 | 3.923 | 3.7880000000000003 | 3.779 | 3.826 | 3.504 | U.S. Energy Information Administration |  |  | 3.65 | 3.47 | 3.73 | NO-ESTIMATION | NO-ESTIMATION | NO-ESTIMATION | NO-ESTIMATION | CAPACITY-FACTOR-V1
USA | United States of America | Portal Ridge Solar C LLC |  | USA0060311 | 11.4 | 34.7141 | -118.2739 | Solar |  |  |  | 2016.9999999999998 | Portal Ridge Solar LLC | U.S. Energy Information Administration | http://www.eia.gov/electricity/data/browser/ | U.S. Energy Information Administration |  | 2019 |  |  |  |  | 23.67 | 30.239 | 30.566 | U.S. Energy Information Administration |  |  |  |  | 30.55 | NO-ESTIMATION | NO-ESTIMATION | NO-ESTIMATION | NO-ESTIMATION | CAPACITY-FACTOR-V1
USA | United States of America | Progress Solar III LLC |  | USA0058495 | 3.5 | 34.7142 | -79.3539 | Solar |  |  |  | 2012.0 | Oppidum Renewables USA LLC | U.S. Energy Information Administration | http://www.eia.gov/electricity/data/browser/ | U.S. Energy Information Administration |  | 2019 | 6.312 | 6.439 | 6.058 | 6.325 | 6.291 | 5.896 | 6.087 | U.S. Energy Information Administration | 5.45 | 5.61 | 5.74 | 6.24 | 6.26 | SOLAR-V1-NO-AGE | SOLAR-V1-NO-AGE | SOLAR-V1-NO-AGE | SOLAR-V1-NO-AGE | SOLAR-V1-NO-AGE
USA | United States of America | Summer Solar LLC |  | USA0060280 | 20 | 34.7147 | -118.3110 | Solar |  |  |  | 2016.0 | Sustainable Power Group LLC | U.S. Energy Information Administration | http://www.eia.gov/electricity/data/browser/ | U.S. Energy Information Administration | 65305 | 2019 |  |  |  | 23.385 | 56.063 | 57.081 | 54.614 | U.S. Energy Information Administration |  |  |  |  | 53.77 | SOLAR-V1-NO-AGE | SOLAR-V1-NO-AGE | SOLAR-V1-NO-AGE | SOLAR-V1-NO-AGE | SOLAR-V1-NO-AGE
USA | United States of America | Maxton Solar LLC |  | USA0060416 | 4.9 | 34.7147 | -79.3146 | Solar |  |  |  | 2016.0000000000002 | Cypress Creek Renewables | U.S. Energy Information Administration | http://www.eia.gov/electricity/data/browser/ | U.S. Energy Information Administration | 66658 | 2019 |  |  |  | 2.0180000000000002 | 10.337 | 9.397 | 9.457 | U.S. Energy Information Administration |  |  |  |  | 10.4 | SOLAR-V1-NO-AGE | SOLAR-V1-NO-AGE | SOLAR-V1-NO-AGE | SOLAR-V1-NO-AGE | SOLAR-V1-NO-AGE
USA | United States of America | Lancaster Solar 1 |  | USA0059167 | 1.5 | 34.7150 | -118.0950 | Solar |  |  |  | 2014.0 | PsomasFMG Lancaster Solar Crest LLC | U.S. Energy Information Administration | http://www.eia.gov/electricity/data/browser/ | U.S. Energy Information Administration |  | 2019 |  | 0.13068000000000002 | 3.557 | 3.58 | 3.209 | 3.527 | 3.358 | U.S. Energy Information Administration |  |  | 3.63 | 3.42 | 3.78 | SOLAR-V1-NO-AGE | SOLAR-V1-NO-AGE | SOLAR-V1-NO-AGE | SOLAR-V1-NO-AGE | SOLAR-V1-NO-AGE
USA | United States of America | Portal Ridge Solar B LLC |  | USA0060310 | 20 | 34.7165 | -118.2821 | Solar |  |  |  | 2017.0 | Portal Ridge Solar LLC | U.S. Energy Information Administration | http://www.eia.gov/electricity/data/browser/ | U.S. Energy Information Administration |  | 2019 |  |  |  |  | 49.188 | 55.137 | 53.693 | U.S. Energy Information Administration |  |  |  |  | 32.59 | SOLAR-V1-NO-AGE | SOLAR-V1-NO-AGE | SOLAR-V1-NO-AGE | SOLAR-V1-NO-AGE | SOLAR-V1-NO-AGE
USA | United States of America | Lancaster Dry Farm Ranch B |  | USA0058750 | 5 | 34.7169 | -118.2894 | Solar |  |  |  | 2014.0 | Sustainable Power Group LLC | U.S. Energy Information Administration | http://www.eia.gov/electricity/data/browser/ | U.S. Energy Information Administration |  | 2019 |  | 0.879 | 13.258000000000001 | 12.98 | 12.836 | 12.892 | 12.975 | U.S. Energy Information Administration |  |  | 11.71 | 11.27 | 11.97 | SOLAR-V1-NO-AGE | SOLAR-V1-NO-AGE | SOLAR-V1-NO-AGE | SOLAR-V1-NO-AGE | SOLAR-V1-NO-AGE
USA | United States of America | Dalton 2 |  | USA0059556 | 6.5 | 34.7181 | -84.9319 | Solar |  |  |  | 2015.0 | Georgia Power Co | U.S. Energy Information Administration | http://www.eia.gov/electricity/data/browser/ | U.S. Energy Information Administration | 69237 | 2019 |  | 0.504 | 0.9490000000000001 | 11.071 | 10.503 | 9.564 | 9.949 | U.S. Energy Information Administration |  |  |  | 12.47 | 13.45 | SOLAR-V1-NO-AGE | SOLAR-V1-NO-AGE | SOLAR-V1-NO-AGE | SOLAR-V1-NO-AGE | SOLAR-V1-NO-AGE
USA | United States of America | Chino Solar Valley |  | USA0057560 | 19 | 34.7184 | -112.4290 | Solar |  |  |  | 2013.0 | Arizona Public Service Co | U.S. Energy Information Administration | http://www.eia.gov/electricity/data/browser/ | U.S. Energy Information Administration | 62814 | 2019 | 49.479 | 47.09 | 46.476 | 45.734 | 41.738 | 44.578 | 44.826 | U.S. Energy Information Administration |  | 37.82 | 44.73 | 39.91 | 48.92 | SOLAR-V1-NO-AGE | SOLAR-V1-NO-AGE | SOLAR-V1-NO-AGE | SOLAR-V1-NO-AGE | SOLAR-V1-NO-AGE
USA | United States of America | North Lancaster Ranch |  | USA0059962 | 20 | 34.7195 | -118.3130 | Solar |  |  |  | 2017.0 | Sustainable Power Group LLC | U.S. Energy Information Administration | http://www.eia.gov/electricity/data/browser/ | U.S. Energy Information Administration |  | 2019 |  |  |  | 0.969 | 39.524 | 38.558 | 38.878 | U.S. Energy Information Administration |  |  |  |  | 32.59 | SOLAR-V1-NO-AGE | SOLAR-V1-NO-AGE | SOLAR-V1-NO-AGE | SOLAR-V1-NO-AGE | SOLAR-V1-NO-AGE
USA | United States of America | Central Antelope Dry Ranch C |  | USA0059963 | 20 | 34.7205 | -118.3005 | Solar |  |  |  | 2016.0 | Sustainable Power Group LLC | U.S. Energy Information Administration | http://www.eia.gov/electricity/data/browser/ | U.S. Energy Information Administration |  | 2019 |  |  |  | 28.606 | 37.166000000000004 | 39.449 | 38.332 | U.S. Energy Information Administration |  |  |  |  | 53.77 | SOLAR-V1-NO-AGE | SOLAR-V1-NO-AGE | SOLAR-V1-NO-AGE | SOLAR-V1-NO-AGE | SOLAR-V1-NO-AGE
USA | United States of America | Whitt Solar |  | USA0061952 | 2 | 34.7216 | -82.5243 | Solar |  |  |  | 2019.0 | Whitt Solar LLC | U.S. Energy Information Administration | http://www.eia.gov/electricity/data/browser/ | U.S. Energy Information Administration |  | 2019 | [5 empty] | 0.0 | 4.087 | U.S. Energy Information Administration |  |  |  |  | 3.25 | SOLAR-V1-NO-AGE | SOLAR-V1-NO-AGE | SOLAR-V1-NO-AGE | SOLAR-V1-NO-AGE | SOLAR-V1-NO-AGE
USA | United States of America | Summer North Solar |  | USA0058757 | 6.5 | 34.7231 | -118.2897 | Solar |  |  |  | 2015.0 | Sustainable Power Group LLC | U.S. Energy Information Administration | http://www.eia.gov/electricity/data/browser/ | U.S. Energy Information Administration | 65305 | 2019 |  | 0.552 | 14.35 | 16.543 | 15.752 | 16.245 | 14.346 | U.S. Energy Information Administration |  |  |  | 14.65 | 15.6 | SOLAR-V1-NO-AGE | SOLAR-V1-NO-AGE | SOLAR-V1-NO-AGE | SOLAR-V1-NO-AGE | SOLAR-V1-NO-AGE
USA | United States of America | Summer Solar A2 |  | USA0058753 | 1.5 | 34.7231 | -118.2897 | Solar |  |  |  | 2014.0 | Sustainable Power Group LLC | U.S. Energy Information Administration | http://www.eia.gov/electricity/data/browser/ | U.S. Energy Information Administration | 65305 | 2019 |  | 1.52 | 3.9090000000000003 | 3.751 | 3.729 | 3.841 | 3.729 | U.S. Energy Information Administration |  |  | 3.65 | 3.47 | 3.73 | NO-ESTIMATION | NO-ESTIMATION | NO-ESTIMATION | NO-ESTIMATION | CAPACITY-FACTOR-V1
USA | United States of America | Summer Solar B2 |  | USA0058754 | 1.5 | 34.7231 | -118.2897 | Solar |  |  |  | 2014.0 | Sustainable Power Group LLC | U.S. Energy Information Administration | http://www.eia.gov/electricity/data/browser/ | U.S. Energy Information Administration | 65305 | 2019 |  | 1.516 | 3.927 | 3.8200000000000003 | 3.773 | 3.8320000000000003 | 3.737 | U.S. Energy Information Administration |  |  | 3.65 | 3.47 | 3.73 | SOLAR-V1-NO-AGE | SOLAR-V1-NO-AGE | SOLAR-V1-NO-AGE | SOLAR-V1-NO-AGE | SOLAR-V1-NO-AGE
USA | United States of America | Summer Solar C2 |  | USA0058755 | 1.5 | 34.7231 | -118.2897 | Solar |  |  |  | 2014.0 | Sustainable Power Group LLC | U.S. Energy Information Administration | http://www.eia.gov/electricity/data/browser/ | U.S. Energy Information Administration | 65305 | 2019 |  | 1.548 | 3.9410000000000003 | 3.841 | 3.637 | 3.863 | 3.486 | U.S. Energy Information Administration |  |  | 3.65 | 3.47 | 3.73 | SOLAR-V1-NO-AGE | SOLAR-V1-NO-AGE | SOLAR-V1-NO-AGE | SOLAR-V1-NO-AGE | SOLAR-V1-NO-AGE
USA | United States of America | Summer Solar D2 |  | USA0058756 | 1 | 34.7231 | -118.2897 | Solar |  |  |  | 2014.0 | Sustainable Power Group LLC | U.S. Energy Information Administration | http://www.eia.gov/electricity/data/browser/ | U.S. Energy Information Administration | 65305 | 2019 |  | 0.505 | 2.352 | 2.328 | 2.227 | 2.3000000000000003 | 2.253 | U.S. Energy Information Administration |  |  | 2.31 | 2.15 | 2.35 | SOLAR-V1-NO-AGE | SOLAR-V1-NO-AGE | SOLAR-V1-NO-AGE | SOLAR-V1-NO-AGE | SOLAR-V1-NO-AGE
USA | United States of America | San Pablo Raceway |  | USA0062004 | 100 | 34.7237 | -118.2803 | Solar |  |  |  | 2019.0 | Sustainable Power Group LLC | U.S. Energy Information Administration | http://www.eia.gov/electricity/data/browser/ | U.S. Energy Information Administration |  | 2019 | [6 empty] | 89.681 | U.S. Energy Information Administration |  |  |  |  | 162.95 | SOLAR-V1-NO-AGE | SOLAR-V1-NO-AGE | SOLAR-V1-NO-AGE | SOLAR-V1-NO-AGE | SOLAR-V1-NO-AGE
USA | United States of America | Camp Lejeune Solar |  | USA0059966 | 12.8 | 34.7257 | -77.3503 | Solar |  |  |  | 2016.0000000000002 | Duke Energy Progress - (NC) | U.S. Energy Information Administration | http://www.eia.gov/electricity/data/browser/ | U.S. Energy Information Administration | 68876 | 2019 |  |  | 0.583 | 23.652 | 22.352 | 19.769000000000002 | 21.742 | U.S. Energy Information Administration |  |  |  |  | 28.64 | SOLAR-V1-NO-AGE | SOLAR-V1-NO-AGE | SOLAR-V1-NO-AGE | SOLAR-V1-NO-AGE | SOLAR-V1-NO-AGE
USA | United States of America | Watts Farm |  | USA0058317 | 5 | 34.7269 | -79.3353 | Solar |  |  |  | 2012.0 | Palmetto Power Management LLC | U.S. Energy Information Administration | http://www.eia.gov/electricity/data/browser/ | U.S. Energy Information Administration | 68437 | 2019 | 9.665000000000001 | 8.993 | 8.58 | 8.875 | 9.318 | 8.398 | 8.06 | U.S. Energy Information Administration | 8.31 | 8.41 | 8.60 | 9.32 | 9.48 | SOLAR-V1-NO-AGE | SOLAR-V1-NO-AGE | SOLAR-V1-NO-AGE | SOLAR-V1-NO-AGE | SOLAR-V1-NO-AGE
USA | United States of America | Elevation Solar C |  | USA0059964 | 40 | 34.7303 | -118.3042 | Solar |  |  |  | 2017.0 | Sustainable Power Group LLC | U.S. Energy Information Administration | http://www.eia.gov/electricity/data/browser/ | U.S. Energy Information Administration |  | 2019 |  |  |  | 9.046 | 110.367 | 115.937 | 110.729 | U.S. Energy Information Administration |  |  |  |  | 65.18 | SOLAR-V1-NO-AGE | SOLAR-V1-NO-AGE | SOLAR-V1-NO-AGE | SOLAR-V1-NO-AGE | SOLAR-V1-NO-AGE
USA | United States of America | Sierra SunTower Solar Gen Station |  | USA0057323 | 7.5 | 34.7306 | -118.1350 | Solar |  |  |  | 2009.0 | Sierra SunTower LLC | U.S. Energy Information Administration | http://www.eia.gov/electricity/data/browser/ | U.S. Energy Information Administration | 60281 | 2019 | 0.094 | 0.0 | [5 empty] | U.S. Energy Information Administration | 14.31 | 14.16 | 13.75 | 12.91 | 16.97 | SOLAR-V1-NO-AGE | SOLAR-V1-NO-AGE | SOLAR-V1-NO-AGE | SOLAR-V1-NO-AGE | SOLAR-V1-NO-AGE
USA | United States of America | Western Antelope Blue Sky B |  | USA0059961 | 20 | 34.7321 | -118.3136 | Solar |  |  |  | 2017.0 | Sustainable Power Group LLC | U.S. Energy Information Administration | http://www.eia.gov/electricity/data/browser/ | U.S. Energy Information Administration | 68621 | 2019 |  |  |  | 4.135 | 53.958 | 57.215 | 54.954 | U.S. Energy Information Administration |  |  |  |  | 32.59 | SOLAR-V1-NO-AGE | SOLAR-V1-NO-AGE | SOLAR-V1-NO-AGE | SOLAR-V1-NO-AGE | SOLAR-V1-NO-AGE
USA | United States of America | Antelope DSR 3 |  | USA0061265 | 20 | 34.7369 | -118.3041 | Solar |  |  |  | 2019.0 | Sustainable Power Group LLC | U.S. Energy Information Administration | http://www.eia.gov/electricity/data/browser/ | U.S. Energy Information Administration |  | 2019 | [6 empty] | 9.307 | U.S. Energy Information Administration |  |  |  |  | 32.59 | NO-ESTIMATION | NO-ESTIMATION | NO-ESTIMATION | NO-ESTIMATION | CAPACITY-FACTOR-V1
USA | United States of America | Vista Solar Energy Center |  | USA0062467 | 10 | 34.7410 | -106.6550 | Solar |  |  |  | 2019.0 | PNM Resources | U.S. Energy Information Administration | http://www.eia.gov/electricity/data/browser/ | U.S. Energy Information Administration |  | 2019 | [6 empty] | 22.967 | U.S. Energy Information Administration |  |  |  |  | 16.29 | NO-ESTIMATION | NO-ESTIMATION | NO-ESTIMATION | NO-ESTIMATION | CAPACITY-FACTOR-V1
USA | United States of America | Eastover Farm |  | USA0059562 | 5 | 34.7422 | -79.4631 | Solar |  |  |  | 2014.0 | Eastover Farm LLC | U.S. Energy Information Administration | http://www.eia.gov/electricity/data/browser/ | U.S. Energy Information Administration | 68441 | 2019 |  | 2.843 | 9.265 | 9.709 | 9.822000000000001 | 8.948 | 8.763 | U.S. Energy Information Administration |  |  | 8.63 | 9.50 | 10.56 | HYDRO-V1 | HYDRO-V1 | HYDRO-V1 | HYDRO-V1 | HYDRO-V1
USA | United States of America | Lancaster |  | USA0062056 | 3 | 34.7434 | -117.9722 | Solar |  |  |  | 2018.0 | AVS Phase 2 LLC | U.S. Energy Information Administration | http://www.eia.gov/electricity/data/browser/ | U.S. Energy Information Administration |  | 2019 | [5 empty] | 0.0 | 7.641 | U.S. Energy Information Administration |  |  |  |  | 4.88 | HYDRO-V1 | HYDRO-V1 | HYDRO-V1 | HYDRO-V1 | HYDRO-V1
USA | United States of America | Antelope Expansion 2 |  | USA0061264 | 105 | 34.7450 | -118.3092 | Solar |  |  |  | 2019.0 | Sustainable Power Group LLC | U.S. Energy Information Administration | http://www.eia.gov/electricity/data/browser/ | U.S. Energy Information Administration |  | 2019 | [5 empty] | 10.259 | 232.562 | U.S. Energy Information Administration |  |  |  |  | 171.1 | NO-ESTIMATION | NO-ESTIMATION | NO-ESTIMATION | NO-ESTIMATION | CAPACITY-FACTOR-V1
USA | United States of America | Tamworth Holdings |  | USA0060394 | 5 | 34.7456 | -78.4212 | Solar |  |  |  | 2020.0 | Tamworth Holdings LLC | U.S. Energy Information Administration | http://www.eia.gov/electricity/data/browser/ | U.S. Energy Information Administration |  | 2019 | [6 empty] | 11.746 | U.S. Energy Information Administration |  |  |  |  | 8.14 | NO-ESTIMATION | NO-ESTIMATION | NO-ESTIMATION | NO-ESTIMATION | CAPACITY-FACTOR-V1
USA | United States of America | Manway Solar Farm |  | USA0059575 | 5 | 34.7458 | -78.4294 | Solar |  |  |  | 2016.0 | Manway Solar LLC | U.S. Energy Information Administration | http://www.eia.gov/electricity/data/browser/ | U.S. Energy Information Administration |  | 2019 |  |  | 0.464 | 8.822000000000001 | 10.272 | 7.931 | 9.376 | U.S. Energy Information Administration |  |  |  |  | 10.13 | NO-ESTIMATION | NO-ESTIMATION | NO-ESTIMATION | NO-ESTIMATION | CAPACITY-FACTOR-V1
USA | United States of America | Manzano Solar |  | USA0058521 | 8.4 | 34.7467 | -106.6544 | Solar |  |  |  | 2013.0 | PNM Resources | U.S. Energy Information Administration | http://www.eia.gov/electricity/data/browser/ | U.S. Energy Information Administration |  | 2019 | 3.508 | 18.826 | 18.078 | 18.799 | 18.901 | 18.631 | 18.061 | U.S. Energy Information Administration |  | 18.34 | 18.41 | 17.87 | 18.32 | NO-ESTIMATION | NO-ESTIMATION | NO-ESTIMATION | NO-ESTIMATION | CAPACITY-FACTOR-V1
USA | United States of America | Nickelson Solar LLC |  | USA0062205 | 5.3 | 34.7471 | -77.9874 | Solar |  |  |  | 2018.9999999999998 | Sol Systems | U.S. Energy Information Administration | http://www.eia.gov/electricity/data/browser/ | U.S. Energy Information Administration |  | 2019 | [5 empty] | 0.191 | 9.161 | U.S. Energy Information Administration |  |  |  |  | 8.63 | HYDRO-V1 | HYDRO-V1 | HYDRO-V1 | HYDRO-V1 | HYDRO-V1
USA | United States of America | AVS Lancaster 1 |  | USA0060085 | 3.7 | 34.7489 | -117.9736 | Solar |  |  |  | 2017.0 | Tesla Inc. | U.S. Energy Information Administration | http://www.eia.gov/electricity/data/browser/ | U.S. Energy Information Administration | 70684 | 2019 |  |  |  | 0.0 | 8.472 | 8.752 | 8.117 | U.S. Energy Information Administration |  |  |  |  | 6.02 | NO-ESTIMATION | NO-ESTIMATION | NO-ESTIMATION | NO-ESTIMATION | CAPACITY-FACTOR-V1
USA | United States of America | Vandenberg Solar Project |  | USA0061463 | 22.5 | 34.7497 | -120.5100 | Solar |  |  |  | 2018.0 | Vandenberg Solar I LLC | U.S. Energy Information Administration | http://www.eia.gov/electricity/data/browser/ | U.S. Energy Information Administration |  | 2019 |  |  |  |  | 1.514 | 45.665 | 42.899 | U.S. Energy Information Administration |  |  |  |  | 36.66 | NO-ESTIMATION | NO-ESTIMATION | NO-ESTIMATION | NO-ESTIMATION | CAPACITY-FACTOR-V1
USA | United States of America | Progress Manis I |  | USA0058529 | 1 | 34.7564 | -79.4472 | Solar |  |  |  | 2012.0 | Greenbacker Renewable Energy Corporation | U.S. Energy Information Administration | http://www.eia.gov/electricity/data/browser/ | U.S. Energy Information Administration |  | 2019 | 3.548 | 3.336 | 3.464 | 2.528 | 3.415 | 3.043 | 3.159 | U.S. Energy Information Administration | 1.65 | 1.67 | 1.66 | 1.85 | 1.79 | SOLAR-V1-NO-AGE | SOLAR-V1-NO-AGE | SOLAR-V1-NO-AGE | SOLAR-V1-NO-AGE | SOLAR-V1-NO-AGE
USA | United States of America | Laurinburg Solar |  | USA0059833 | 5 | 34.7565 | -79.4302 | Solar |  |  |  | 2015.0 | Cypress Creek Renewables | U.S. Energy Information Administration | http://www.eia.gov/electricity/data/browser/ | U.S. Energy Information Administration | 60377 | 2019 |  |  | 1.804 | 9.442 | 9.819 | 9.054 | 9.061 | U.S. Energy Information Administration |  |  |  | 9.53 | 10.2 | SOLAR-V1-NO-AGE | SOLAR-V1-NO-AGE | SOLAR-V1-NO-AGE | SOLAR-V1-NO-AGE | SOLAR-V1-NO-AGE
USA | United States of America | Wallace |  | USA0059050 | 2 | 34.7581 | -77.9717 | Solar |  |  |  | 2014.0 | Sustainable Power Group LLC | U.S. Energy Information Administration | http://www.eia.gov/electricity/data/browser/ | U.S. Energy Information Administration | 68258 | 2019 | 0.15938999999999998 | 3.6350000000000002 | 2.952 | 3.5 | 3.465 | 3.34 | 3.366 | U.S. Energy Information Administration |  |  | 3.27 | 3.63 | 3.26 | SOLAR-V1-NO-AGE | SOLAR-V1-NO-AGE | SOLAR-V1-NO-AGE | SOLAR-V1-NO-AGE | SOLAR-V1-NO-AGE
USA | United States of America | Innovative Solar 65 |  | USA0060398 | 4.9 | 34.7587 | -79.5000 | Solar |  |  |  | 2016.0000000000002 | Cypress Creek Renewables | U.S. Energy Information Administration | http://www.eia.gov/electricity/data/browser/ | U.S. Energy Information Administration |  | 2019 |  |  |  | 0.084 | 8.122 | 9.029 | 8.825 | U.S. Energy Information Administration |  |  |  |  | 10 | SOLAR-V1-NO-AGE | SOLAR-V1-NO-AGE | SOLAR-V1-NO-AGE | SOLAR-V1-NO-AGE | SOLAR-V1-NO-AGE
USA | United States of America | Laurinburg Farm |  | USA0061091 | 5 | 34.7644 | -79.4430 | Solar |  |  |  | 2016.0 | Laurinburg Farm LLC | U.S. Energy Information Administration | http://www.eia.gov/electricity/data/browser/ | U.S. Energy Information Administration | 60377 | 2019 |  |  |  | 10.162 | 10.082 | 9.327 | 8.032 | U.S. Energy Information Administration |  |  |  |  | 10.2 | SOLAR-V1-NO-AGE | SOLAR-V1-NO-AGE | SOLAR-V1-NO-AGE | SOLAR-V1-NO-AGE | SOLAR-V1-NO-AGE
USA | United States of America | Mitchell Solar LLC |  | USA0059411 | 1.5 | 34.7650 | -117.3236 | Solar |  |  |  | 2015.0 | CD US Solar PO 3 LLC | U.S. Energy Information Administration | http://www.eia.gov/electricity/data/browser/ | U.S. Energy Information Administration |  | 2019 |  | 0.09 | 4.107 | 4.484 | 4.2940000000000005 | 3.943 | 3.962 | U.S. Energy Information Administration |  |  |  | 3.67 | 3.38 | SOLAR-V1-NO-AGE | SOLAR-V1-NO-AGE | SOLAR-V1-NO-AGE | SOLAR-V1-NO-AGE | SOLAR-V1-NO-AGE
USA | United States of America | Rudy Solar LLC |  | USA0059410 | 1.5 | 34.7664 | -117.3236 | Solar |  |  |  | 2015.0 | CD US Solar PO 3 LLC | U.S. Energy Information Administration | http://www.eia.gov/electricity/data/browser/ | U.S. Energy Information Administration |  | 2019 |  | 0.154 | 4.246 | 4.456 | 4.287 | 4.21 | 3.996 | U.S. Energy Information Administration |  |  |  | 3.67 | 3.38 | NO-ESTIMATION | NO-ESTIMATION | NO-ESTIMATION | NO-ESTIMATION | CAPACITY-FACTOR-V1
USA | United States of America | North Carolina Solar III LLC |  | USA0058880 | 4.9 | 34.7667 | -79.5597 | Solar |  |  |  | 2014.0 | SRE Utility Solar 1 LLC | U.S. Energy Information Administration | http://www.eia.gov/electricity/data/browser/ | U.S. Energy Information Administration |  | 2019 | 0.445 | 9.216000000000001 | 8.941 | 9.137 | 9.487 | 8.69 | 8.817 | U.S. Energy Information Administration |  |  | 8.47 | 9.33 | 9.94 | SOLAR-V1-NO-AGE | SOLAR-V1-NO-AGE | SOLAR-V1-NO-AGE | SOLAR-V1-NO-AGE | SOLAR-V1-NO-AGE
USA | United States of America | Madelyn Solar LLC |  | USA0059409 | 1 | 34.7683 | -117.3236 | Solar |  |  |  | 2015.0 | CD US Solar PO 3 LLC | U.S. Energy Information Administration | http://www.eia.gov/electricity/data/browser/ | U.S. Energy Information Administration |  | 2019 |  | 0.15 | 2.983 | 2.859 | 2.773 | 2.903 | 2.559 | U.S. Energy Information Administration |  |  |  | 2.35 | 2.15 | SOLAR-V1-NO-AGE | SOLAR-V1-NO-AGE | SOLAR-V1-NO-AGE | SOLAR-V1-NO-AGE | SOLAR-V1-NO-AGE
USA | United States of America | St. Pauls Solar 2 |  | USA0061156 | 5 | 34.7691 | -78.9810 | Solar |  |  |  | 2017.0 | CD Global Solar Holdings LLC | U.S. Energy Information Administration | http://www.eia.gov/electricity/data/browser/ | U.S. Energy Information Administration |  | 2019 |  |  |  |  | 3.851 | 9.322000000000001 | 9.564 | U.S. Energy Information Administration |  |  |  |  | 8.14 | SOLAR-V1-NO-AGE | SOLAR-V1-NO-AGE | SOLAR-V1-NO-AGE | SOLAR-V1-NO-AGE | SOLAR-V1-NO-AGE
USA | United States of America | St. Pauls Solar 1 LLC |  | USA0060396 | 4.9 | 34.7716 | -78.9836 | Solar |  |  |  | 2017.0 | Cypress Creek Renewables | U.S. Energy Information Administration | http://www.eia.gov/electricity/data/browser/ | U.S. Energy Information Administration |  | 2019 |  |  |  |  | 8.269 | 9.319 | 9.076 | U.S. Energy Information Administration |  |  |  |  | 7.98 | SOLAR-V1-NO-AGE | SOLAR-V1-NO-AGE | SOLAR-V1-NO-AGE | SOLAR-V1-NO-AGE | SOLAR-V1-NO-AGE
USA | United States of America | Holstein Plant |  | USA0058623 | 20 | 34.7742 | -79.3408 | Solar |  |  |  | 2016.0 | Holstein Holdings LLC | U.S. Energy Information Administration | http://www.eia.gov/electricity/data/browser/ | U.S. Energy Information Administration |  | 2019 |  |  | 0.6970000000000001 | 32.938 | 39.041000000000004 | 34.027 | 34.591 | U.S. Energy Information Administration |  |  |  |  | 44.26 | SOLAR-V1-NO-AGE | SOLAR-V1-NO-AGE | SOLAR-V1-NO-AGE | SOLAR-V1-NO-AGE | SOLAR-V1-NO-AGE
USA | United States of America | Lancaster WAD B |  | USA0059739 | 3 | 34.7802 | -118.1933 | Solar |  |  |  | 2017.0 | Sustainable Power Group LLC | U.S. Energy Information Administration | http://www.eia.gov/electricity/data/browser/ | U.S. Energy Information Administration |  | 2019 |  |  |  |  | 6.481 | 8.227 | 7.403 | U.S. Energy Information Administration |  |  |  |  | 4.88 | SOLAR-V1-NO-AGE | SOLAR-V1-NO-AGE | SOLAR-V1-NO-AGE | SOLAR-V1-NO-AGE | SOLAR-V1-NO-AGE
USA | United States of America | AV Solar Ranch One |  | USA0057378 | 253 | 34.7803 | -118.4244 | Solar |  |  |  | 2014.0 | AV Solar Ranch 1 LLC | U.S. Energy Information Administration | http://www.eia.gov/electricity/data/browser/ | U.S. Energy Information Administration |  | 2019 |  | 243.697 | 619.408 | 614.294 | 607.9490000000001 | 606.235 | 575.634 | U.S. Energy Information Administration |  |  | 605.39 | 566.18 | 649.52 | HYDRO-V1 | HYDRO-V1 | HYDRO-V1 | HYDRO-V1 | HYDRO-V1
USA | United States of America | CNMEC Solar Energy Center |  | USA0062191 | 2 | 34.7832 | -106.0511 | Solar |  |  |  | 2018.0 | New Mexico Renewable Development LLC | U.S. Energy Information Administration | http://www.eia.gov/electricity/data/browser/ | U.S. Energy Information Administration |  | 2019 | [5 empty] | 1.206 | 5.217 | U.S. Energy Information Administration |  |  |  |  | 3.25 | NO-ESTIMATION | NO-ESTIMATION | NO-ESTIMATION | NO-ESTIMATION | NO-ESTIMATION
USA | United States of America | Hew Fulton Farm LLC |  | USA0060778 | 5 | 34.7840 | -79.4745 | Solar |  |  |  | 2016.0 | Hew Fulton Farm LLC | U.S. Energy Information Administration | http://www.eia.gov/electricity/data/browser/ | U.S. Energy Information Administration |  | 2019 |  |  |  | 9.137 | 9.977 | 9.208 | 9.015 | U.S. Energy Information Administration |  |  |  |  | 10.2 | HYDRO-V1 | HYDRO-V1 | HYDRO-V1 | HYDRO-V1 | HYDRO-V1
USA | United States of America | Alpine Solar |  | USA0057295 | 66 | 34.7892 | -118.5047 | Solar |  |  |  | 2013.0 | NRG Solar Alpine | U.S. Energy Information Administration | http://www.eia.gov/electricity/data/browser/ | U.S. Energy Information Administration | 59930 | 2019 | 170.25900000000001 | 167.054 | 166.796 | 165.117 | 162.936 | 161.643 | 154.939 | U.S. Energy Information Administration |  | 146.16 | 160.27 | 151.82 | 155.97 | NO-ESTIMATION | NO-ESTIMATION | NO-ESTIMATION | NO-ESTIMATION | CAPACITY-FACTOR-V1
USA | United States of America | Aspen Solar LLC |  | USA0059694 | 5 | 34.7912 | -78.0121 | Solar |  |  |  | 2015.0 | SRE Utility Solar 1 LLC | U.S. Energy Information Administration | http://www.eia.gov/electricity/data/browser/ | U.S. Energy Information Administration |  | 2019 |  |  | 0.918 | 9.984 | 9.82 | 8.89 | 9.288 | U.S. Energy Information Administration |  |  |  | 9.45 | 9.69 | NO-ESTIMATION | NO-ESTIMATION | NO-ESTIMATION | NO-ESTIMATION | CAPACITY-FACTOR-V1
USA | United States of America | Oakboro Farm |  | USA0058851 | 5 | 34.7958 | -79.5383 | Solar |  |  |  | 2014.0 | Palmetto Power Management LLC | U.S. Energy Information Administration | http://www.eia.gov/electricity/data/browser/ | U.S. Energy Information Administration | 68439 | 2019 |  | 2.2600000000000002 | 9.245000000000001 | 9.358 | 9.746 | 8.372 | 7 | U.S. Energy Information Administration |  |  | 8.64 | 9.53 | 10.14 | NO-ESTIMATION | NO-ESTIMATION | NO-ESTIMATION | NO-ESTIMATION | CAPACITY-FACTOR-V1
USA | United States of America | ZV Solar 1 |  | USA0060980 | 5 | 34.8000 | -79.2000 | Solar |  |  |  | 2016.0 | Cypress Creek Renewables | U.S. Energy Information Administration | http://www.eia.gov/electricity/data/browser/ | U.S. Energy Information Administration |  | 2019 |  |  |  | 4.902 | 4.141 | 9.678 | 9.791 | U.S. Energy Information Administration |  |  |  |  | 10.19 | NO-ESTIMATION | NO-ESTIMATION | NO-ESTIMATION | NO-ESTIMATION | CAPACITY-FACTOR-V1
USA | United States of America | Hanover Solar LLC |  | USA0061877 | 4.9 | 34.8009 | -77.2138 | Solar |  |  |  | 2018.0 | Radian Generation | U.S. Energy Information Administration | http://www.eia.gov/electricity/data/browser/ | U.S. Energy Information Administration |  | 2019 | [5 empty] | 6.413 | 9.552 | U.S. Energy Information Administration |  |  |  |  | 7.98 | NO-ESTIMATION | NO-ESTIMATION | NO-ESTIMATION | NO-ESTIMATION | CAPACITY-FACTOR-V1
USA | United States of America | Innovative Solar 47 |  | USA0059666 | 33.8 | 34.8019 | -79.3324 | Solar |  |  |  | 2017.0 | Innovative Solar 47 LLC | U.S. Energy Information Administration | http://www.eia.gov/electricity/data/browser/ | U.S. Energy Information Administration |  | 2019 |  |  |  |  | 55.147 | 72.75 | 70.617 | U.S. Energy Information Administration |  |  |  |  | 55.07 | NO-ESTIMATION | NO-ESTIMATION | NO-ESTIMATION | NO-ESTIMATION | CAPACITY-FACTOR-V1
USA | United States of America | Hickory |  | USA0059829 | 5 | 34.8022 | -78.0092 | Solar |  |  |  | 2020.0 | Current Energy Group | U.S. Energy Information Administration | http://www.eia.gov/electricity/data/browser/ | U.S. Energy Information Administration |  | 2019 | [6 empty] | 0.235 | U.S. Energy Information Administration |  |  |  |  | 8.14 | HYDRO-V1 | HYDRO-V1 | HYDRO-V1 | HYDRO-V1 | HYDRO-V1
USA | United States of America | Railroad Farm 2 |  | USA0061095 | 5 | 34.8079 | -78.9505 | Solar |  |  |  | 2014.0 | Railroad Farm 2 LLC | U.S. Energy Information Administration | http://www.eia.gov/electricity/data/browser/ | U.S. Energy Information Administration |  | 2019 |  |  |  | 10.056000000000001 | 10.364 | 9.419 | 9.473 | U.S. Energy Information Administration |  |  | 8.71 | 9.40 | 9.93 | NO-ESTIMATION | NO-ESTIMATION | NO-ESTIMATION | NO-ESTIMATION | CAPACITY-FACTOR-V1
USA | United States of America | Meadow Lake Solar Energy Center |  | USA0059618 | 9.1 | 34.8100 | -106.5200 | Solar |  |  |  | 2015.0 | PNM Resources | U.S. Energy Information Administration | http://www.eia.gov/electricity/data/browser/ | U.S. Energy Information Administration |  | 2019 |  |  | 21.121 | 24.628 | 24.794 | 24.828 | 23.748 | U.S. Energy Information Administration |  |  |  | 19.65 | 20.95 | HYDRO-V1 | HYDRO-V1 | HYDRO-V1 | HYDRO-V1 | HYDRO-V1
USA | United States of America | Catalina Solar 2 LLC |  | USA0059334 | 18 | 34.8122 | -118.3528 | Solar |  |  |  | 2015.0 | Dominion Renewable Energy | U.S. Energy Information Administration | http://www.eia.gov/electricity/data/browser/ | U.S. Energy Information Administration | 63728 | 2019 |  |  | 23.722 | 56.517 | 55.397 | 56.028 | 52.435 | U.S. Energy Information Administration |  |  |  | 42.29 | 45.78 | NO-ESTIMATION | NO-ESTIMATION | NO-ESTIMATION | NO-ESTIMATION | CAPACITY-FACTOR-V1
USA | United States of America | ZV Solar 2 LLC |  | USA0061257 | 4.9 | 34.8160 | -79.2000 | Solar |  |  |  | 2017.0 | CD Global Solar Holdings LLC | U.S. Energy Information Administration | http://www.eia.gov/electricity/data/browser/ | U.S. Energy Information Administration |  | 2019 |  |  |  |  | 4.165 | 9.024000000000001 | 9.575 | U.S. Energy Information Administration |  |  |  |  | 7.98 | SOLAR-V1-NO-AGE | SOLAR-V1-NO-AGE | SOLAR-V1-NO-AGE | SOLAR-V1-NO-AGE | SOLAR-V1-NO-AGE
USA | United States of America | ZV Solar 3 LLC |  | USA0060549 | 5 | 34.8162 | -79.2002 | Solar |  |  |  | 2016.0 | SRE Utility Solar 1 LLC | U.S. Energy Information Administration | http://www.eia.gov/electricity/data/browser/ | U.S. Energy Information Administration |  | 2019 |  |  |  | 8.204 | 10.379 | 9.396 | 9.364 | U.S. Energy Information Administration |  |  |  |  | 10.2 | SOLAR-V1-NO-AGE | SOLAR-V1-NO-AGE | SOLAR-V1-NO-AGE | SOLAR-V1-NO-AGE | SOLAR-V1-NO-AGE
USA | United States of America | Pate Farm |  | USA0058856 | 5 | 34.8167 | -79.1994 | Solar |  |  |  | 2013.0 | Pate Farm LLC | U.S. Energy Information Administration | http://www.eia.gov/electricity/data/browser/ | U.S. Energy Information Administration | 67844 | 2019 |  | 9.344 | 9.211 | 9.31 | 9.685 | 8.587 | 8.53 | U.S. Energy Information Administration |  | 8.48 | 8.64 | 9.50 | 10.07 | SOLAR-V1-NO-AGE | SOLAR-V1-NO-AGE | SOLAR-V1-NO-AGE | SOLAR-V1-NO-AGE | SOLAR-V1-NO-AGE
USA | United States of America | Old Wire Farm |  | USA0061094 | 5 | 34.8178 | -79.5139 | Solar |  |  |  | 2017.0 | Old Wire Farm LLC | U.S. Energy Information Administration | http://www.eia.gov/electricity/data/browser/ | U.S. Energy Information Administration |  | 2019 |  |  |  | 0.445 | 11.058 | 9.767 | 10.147 | U.S. Energy Information Administration |  |  |  |  | 8.14 | SOLAR-V1-NO-AGE | SOLAR-V1-NO-AGE | SOLAR-V1-NO-AGE | SOLAR-V1-NO-AGE | SOLAR-V1-NO-AGE
USA | United States of America | Solar Star 1 |  | USA0058388 | 318 | 34.8181 | -118.4036 | Solar |  |  |  | 2014.4433962264152 | Solar Star California XIX LLC | U.S. Energy Information Administration | http://www.eia.gov/electricity/data/browser/ | U.S. Energy Information Administration | 62891 | 2019 |  | 325.345 | 821.889 | 679.158 | 905.5310000000001 | 906.341 | 861.867 | U.S. Energy Information Administration |  |  | 719.96 | 654.92 | 711.1 | SOLAR-V1-NO-AGE | SOLAR-V1-NO-AGE | SOLAR-V1-NO-AGE | SOLAR-V1-NO-AGE | SOLAR-V1-NO-AGE
USA | United States of America | Kingbird A Solar LLC |  | USA0059868 | 20 | 34.8190 | -118.4320 | Solar |  |  |  | 2016.0 | CD Arevon USA Inc. | U.S. Energy Information Administration | http://www.eia.gov/electricity/data/browser/ | U.S. Energy Information Administration | 67553 | 2019 |  |  |  | 42.079 | 59.398 | 60.695 | 57.448 | U.S. Energy Information Administration |  |  |  |  | 52.37 | SOLAR-V1-NO-AGE | SOLAR-V1-NO-AGE | SOLAR-V1-NO-AGE | SOLAR-V1-NO-AGE | SOLAR-V1-NO-AGE
USA | United States of America | Railroad Farm |  | USA0058316 | 5 | 34.8200 | -78.9708 | Solar |  |  |  | 2012.0 | Palmetto Power Management LLC | U.S. Energy Information Administration | http://www.eia.gov/electricity/data/browser/ | U.S. Energy Information Administration |  | 2019 | 9.186 | 8.998 | 8.783 | 9.25 | 9.038 | 8.501 | 8.495 | U.S. Energy Information Administration | 8.48 | 8.21 | 8.68 | 9.19 | 8.95 | SOLAR-V1-NO-AGE | SOLAR-V1-NO-AGE | SOLAR-V1-NO-AGE | SOLAR-V1-NO-AGE | SOLAR-V1-NO-AGE
USA | United States of America | RE Garland A |  | USA0060386 | 20.2 | 34.8215 | -118.4974 | Solar |  |  |  | 2016.0 | Southern Power Co | U.S. Energy Information Administration | http://www.eia.gov/electricity/data/browser/ | U.S. Energy Information Administration |  | 2019 |  |  |  | 21.784 | 58.853 | 74.122 | 57.637 | U.S. Energy Information Administration |  |  |  |  | 51.96 | NO-ESTIMATION | NO-ESTIMATION | NO-ESTIMATION | NO-ESTIMATION | CAPACITY-FACTOR-V1
USA | United States of America | CB Bladen Solar LLC |  | USA0060402 | 5.2 | 34.8229 | -78.6243 | Solar |  |  |  | 2016.0 | Cypress Creek Renewables | U.S. Energy Information Administration | http://www.eia.gov/electricity/data/browser/ | U.S. Energy Information Administration | 102223 | 2019 |  |  |  | 7.303 | 10.11 | 9.364 | 9.394 | U.S. Energy Information Administration |  |  |  |  | 10.26 | NO-ESTIMATION | NO-ESTIMATION | NO-ESTIMATION | NO-ESTIMATION | CAPACITY-FACTOR-V1
USA | United States of America | Bladen Solar |  | USA0061561 | 50 | 34.8235 | -78.6235 | Solar |  |  |  | 2018.0 | Cypress Creek Renewables | U.S. Energy Information Administration | http://www.eia.gov/electricity/data/browser/ | U.S. Energy Information Administration |  | 2019 |  |  |  |  | 2.813 | 103.95172000000001 | 101.767 | U.S. Energy Information Administration |  |  |  |  | 81.47 | SOLAR-V1-NO-AGE | SOLAR-V1-NO-AGE | SOLAR-V1-NO-AGE | SOLAR-V1-NO-AGE | SOLAR-V1-NO-AGE
USA | United States of America | Rose Hill |  | USA0059375 | 2 | 34.8239 | -77.9697 | Solar |  |  |  | 2013.0 | Cypress Creek Renewables | U.S. Energy Information Administration | http://www.eia.gov/electricity/data/browser/ | U.S. Energy Information Administration | 68264 | 2019 | 3.4056 | 3.552 | 3.275 | 3.686 | 3.646 | 3.461 | 3.431 | U.S. Energy Information Administration |  | 3.24 | 3.25 | 3.70 | 3.72 | SOLAR-V1-NO-AGE | SOLAR-V1-NO-AGE | SOLAR-V1-NO-AGE | SOLAR-V1-NO-AGE | SOLAR-V1-NO-AGE
USA | United States of America | Town of Cary |  | USA0059377 | 1.5 | 34.8239 | -77.9697 | Solar |  |  |  | 2013.0 | Cypress Creek Renewables | U.S. Energy Information Administration | http://www.eia.gov/electricity/data/browser/ | U.S. Energy Information Administration |  | 2019 | 2.35521 | 2.433 | 2.265 | 2.49 | 2.4210000000000003 | 2.234 | 2.382 | U.S. Energy Information Administration |  | 2.52 | 2.53 | 2.85 | 2.82 | NO-ESTIMATION | NO-ESTIMATION | NO-ESTIMATION | NO-ESTIMATION | CAPACITY-FACTOR-V1
USA | United States of America | Kingbird B Solar LLC |  | USA0060091 | 20 | 34.8242 | -118.4385 | Solar |  |  |  | 2016.0 | CD Arevon USA Inc. | U.S. Energy Information Administration | http://www.eia.gov/electricity/data/browser/ | U.S. Energy Information Administration | 67553 | 2019 |  |  |  | 39.681 | 59.275 | 59.15 | 54.746 | U.S. Energy Information Administration |  |  |  |  | 51.65 | SOLAR-V1-NO-AGE | SOLAR-V1-NO-AGE | SOLAR-V1-NO-AGE | SOLAR-V1-NO-AGE | SOLAR-V1-NO-AGE
USA | United States of America | RE Garland |  | USA0060233 | 185.1 | 34.8253 | -118.5250 | Solar |  |  |  | 2016.0 | Southern Power Co | U.S. Energy Information Administration | http://www.eia.gov/electricity/data/browser/ | U.S. Energy Information Administration | 70113 | 2019 |  |  |  | 54.915 | 547.392 | 526.335 | 475.44 | U.S. Energy Information Administration |  |  |  |  | 478.5 | NO-ESTIMATION | NO-ESTIMATION | NO-ESTIMATION | NO-ESTIMATION | CAPACITY-FACTOR-V1
USA | United States of America | Willow Spring Solar LLC |  | USA0060324 | 107.9 | 34.8267 | -118.3352 | Solar |  |  |  | 2019.0 | Willow Spring Solar LLC | U.S. Energy Information Administration | http://www.eia.gov/electricity/data/browser/ | U.S. Energy Information Administration |  | 2019 | [6 empty] | 288.115 | U.S. Energy Information Administration |  |  |  |  | 175.82 | SOLAR-V1-NO-AGE | SOLAR-V1-NO-AGE | SOLAR-V1-NO-AGE | SOLAR-V1-NO-AGE | SOLAR-V1-NO-AGE
USA | United States of America | Ajax Solar |  | USA0060288 | 5 | 34.8309 | -79.1194 | Solar |  |  |  | 2017.0 | Cypress Creek Renewables | U.S. Energy Information Administration | http://www.eia.gov/electricity/data/browser/ | U.S. Energy Information Administration |  | 2019 |  |  |  |  | 1.3940000000000001 | 3.947 | 4.072 | U.S. Energy Information Administration |  |  |  |  | 8.14 | NO-ESTIMATION | NO-ESTIMATION | NO-ESTIMATION | NO-ESTIMATION | CAPACITY-FACTOR-V1
USA | United States of America | Facebook 1 Solar Energy Center |  | USA0061556 | 10 | 34.8310 | -106.7620 | Solar |  |  |  | 2018.0 | NMRD Data Center LLC | U.S. Energy Information Administration | http://www.eia.gov/electricity/data/browser/ | U.S. Energy Information Administration |  | 2019 |  |  |  |  | 0.658 | 26.553 | 23.609 | U.S. Energy Information Administration |  |  |  |  | 16.29 | HYDRO-V1 | HYDRO-V1 | HYDRO-V1 | HYDRO-V1 | HYDRO-V1
USA | United States of America | River Bend Solar LLC |  | USA0060058 | 75 | 34.8315 | -87.8422 | Solar |  |  |  | 2016.0 | River Bend Solar LLC | U.S. Energy Information Administration | http://www.eia.gov/electricity/data/browser/ | U.S. Energy Information Administration | 68915 | 2019 |  |  |  | 31.261 | 150.174 | 148.016 | 149.488 | U.S. Energy Information Administration |  |  |  |  | 139.52 | HYDRO-V1 | HYDRO-V1 | HYDRO-V1 | HYDRO-V1 | HYDRO-V1
USA | United States of America | Gaskell West 1 Solar Facility |  | USA0061445 | 20 | 34.8328 | -118.5636 | Solar |  |  |  | 2018.0 | Southern Power Co | U.S. Energy Information Administration | http://www.eia.gov/electricity/data/browser/ | U.S. Energy Information Administration |  | 2019 | [5 empty] | 51.319 | 52.494 | U.S. Energy Information Administration |  |  |  |  | 32.59 | HYDRO-V1 | HYDRO-V1 | HYDRO-V1 | HYDRO-V1 | HYDRO-V1
USA | United States of America | Los Lunas Solar Energy Center |  | USA0057571 | 7 | 34.8331 | -106.7724 | Solar |  |  |  | 2011.5714285714287 | PNM Resources | U.S. Energy Information Administration | http://www.eia.gov/electricity/data/browser/ | U.S. Energy Information Administration | 66155 | 2019 | 12.09 | 16.275 | 15.274000000000001 | 15.436 | 13.438 | 14.973 | 15.075 | U.S. Energy Information Administration | 14.98 | 14.56 | 14.55 | 13.37 | 12.73 | NO-ESTIMATION | NO-ESTIMATION | NO-ESTIMATION | NO-ESTIMATION | CAPACITY-FACTOR-V1
USA | United States of America | DD Fayetteville Solar NC LLC |  | USA0059117 | 23.1 | 34.8344 | -78.8436 | Solar |  |  |  | 2014.9999999999998 | Duke Energy Progress - (NC) | U.S. Energy Information Administration | http://www.eia.gov/electricity/data/browser/ | U.S. Energy Information Administration | 68568 | 2019 |  |  | 0.98 | 35.95 | 35.583 | 23.122 | 32.606 | U.S. Energy Information Administration |  |  | 41.29 | 43.10 | 49.02 | NO-ESTIMATION | NO-ESTIMATION | NO-ESTIMATION | NO-ESTIMATION | CAPACITY-FACTOR-V1
USA | United States of America | RE Astoria 2 |  | USA0059977 | 75 | 34.8366 | -118.4802 | Solar |  |  |  | 2017.0 | RE Astoria 2 LLC | U.S. Energy Information Administration | http://www.eia.gov/electricity/data/browser/ | U.S. Energy Information Administration |  | 2019 |  |  |  | 53.897 | 211.397 | 229.29 | 215.285 | U.S. Energy Information Administration |  |  |  |  | 122.21 | NO-ESTIMATION | NO-ESTIMATION | NO-ESTIMATION | NO-ESTIMATION | CAPACITY-FACTOR-V1
USA | United States of America | Innovative Solar 37 |  | USA0059665 | 100 | 34.8383 | -79.9439 | Solar |  |  |  | 2017.0 | Dominion Renewable Energy | U.S. Energy Information Administration | http://www.eia.gov/electricity/data/browser/ | U.S. Energy Information Administration |  | 2019 |  |  |  |  | 91.069 | 154.02100000000002 | 150.567 | U.S. Energy Information Administration |  |  |  |  | 162.95 | HYDRO-V1 | HYDRO-V1 | HYDRO-V1 | HYDRO-V1 | HYDRO-V1
USA | United States of America | Golden Fields Solar I LLC |  | USA0060590 | 54 | 34.8390 | -118.3868 | Solar |  |  |  | 2017.0 | Golden Fields Solar I LLC | U.S. Energy Information Administration | http://www.eia.gov/electricity/data/browser/ | U.S. Energy Information Administration |  | 2019 |  |  |  | 14.88674 | 150.342 | 152.651 | 148.94 | U.S. Energy Information Administration |  |  |  |  | 87.99 | NO-ESTIMATION | NO-ESTIMATION | NO-ESTIMATION | NO-ESTIMATION | CAPACITY-FACTOR-V1
USA | United States of America | Solar Star California XLI LLC |  | USA0060591 | 54 | 34.8390 | -118.3868 | Solar |  |  |  | 2017.0 | Solar Star California XLI LLC | U.S. Energy Information Administration | http://www.eia.gov/electricity/data/browser/ | U.S. Energy Information Administration | 62891 | 2019 |  |  |  | 15.42798 | 151.68 | 156.857 | 155.729 | U.S. Energy Information Administration |  |  |  |  | 87.99 | HYDRO-V1 | HYDRO-V1 | HYDRO-V1 | HYDRO-V1 | HYDRO-V1
USA | United States of America | Badger |  | USA0062603 | 5 | 34.8390 | -77.2288 | Solar |  |  |  | 2019.0 | Badger Farm LLC | U.S. Energy Information Administration | http://www.eia.gov/electricity/data/browser/ | U.S. Energy Information Administration |  | 2019 | [6 empty] | 6.944 | U.S. Energy Information Administration |  |  |  |  | 8.14 | HYDRO-V1 | HYDRO-V1 | HYDRO-V1 | HYDRO-V1 | HYDRO-V1
USA | United States of America | RE Astoria |  | USA0059976 | 100 | 34.8442 | -118.4585 | Solar |  |  |  | 2017.0 | RE Astoria LLC | U.S. Energy Information Administration | http://www.eia.gov/electricity/data/browser/ | U.S. Energy Information Administration |  | 2019 |  |  |  | 103.305 | 270.962 | 287.883 | 282.607 | U.S. Energy Information Administration |  |  |  |  | 162.95 | NO-ESTIMATION | NO-ESTIMATION | NO-ESTIMATION | NO-ESTIMATION | CAPACITY-FACTOR-V1
USA | United States of America | Shoe Creek Solar LLC |  | USA0060380 | 65 | 34.8449 | -79.3847 | Solar |  |  |  | 2018.0 | Cypress Creek Renewables | U.S. Energy Information Administration | http://www.eia.gov/electricity/data/browser/ | U.S. Energy Information Administration |  | 2019 |  |  |  |  | 0.0 | 119.437 | 142.241 | U.S. Energy Information Administration |  |  |  |  | 105.92 | HYDRO-V1 | HYDRO-V1 | HYDRO-V1 | HYDRO-V1 | HYDRO-V1
USA | United States of America | Shannon Farm |  | USA0058323 | 5 | 34.8475 | -79.1289 | Solar |  |  |  | 2012.0 | Strata Fund 2 Lessee LLC | U.S. Energy Information Administration | http://www.eia.gov/electricity/data/browser/ | U.S. Energy Information Administration | 65069 | 2019 | 9.555 | 9.163 | 8.766 | 9.169 | 9.546 | 8.513 | 8.349 | U.S. Energy Information Administration | 8.25 | 8.44 | 8.61 | 9.27 | 9.06 | NO-ESTIMATION | NO-ESTIMATION | NO-ESTIMATION | NO-ESTIMATION | CAPACITY-FACTOR-V1
USA | United States of America | Innovative Solar 42 |  | USA0060539 | 71 | 34.8476 | -78.8774 | Solar |  |  |  | 2017.0 | Innovative Solar 42 LLC | U.S. Energy Information Administration | http://www.eia.gov/electricity/data/browser/ | U.S. Energy Information Administration |  | 2019 |  |  |  |  | 27.748 | 133.352 | 131.685 | U.S. Energy Information Administration |  |  |  |  | 115.69 | NO-ESTIMATION | NO-ESTIMATION | NO-ESTIMATION | NO-ESTIMATION | CAPACITY-FACTOR-V1
USA | United States of America | Solar Star 2 |  | USA0058389 | 279 | 34.8486 | -118.3528 | Solar |  |  |  | 2014.52688172043 | Solar Star California XX LLC | U.S. Energy Information Administration | http://www.eia.gov/electricity/data/browser/ | U.S. Energy Information Administration | 62891 | 2019 |  | 380.056 | 798.402 | 767.8480000000001 | 768.189 | 790.09 | 756.373 | U.S. Energy Information Administration |  |  | 687.35 | 623.17 | 690.62 | NO-ESTIMATION | NO-ESTIMATION | NO-ESTIMATION | NO-ESTIMATION | CAPACITY-FACTOR-V1
USA | United States of America | Newberry Solar 1 LLC |  | USA0058226 | 1.5 | 34.8536 | -116.6831 | Solar |  |  |  | 2014.0 | Newberry Solar 1 LLC | U.S. Energy Information Administration | http://www.eia.gov/electricity/data/browser/ | U.S. Energy Information Administration | 67097 | 2019 | 0.157 | 3.464 | 2.625 | 2.5460000000000003 | 2.966 | 2.974 | 2.966 | U.S. Energy Information Administration |  |  | 3.28 | 3.14 | 3.35 | HYDRO-V1 | HYDRO-V1 | HYDRO-V1 | HYDRO-V1 | HYDRO-V1
USA | United States of America | Innovative Solar 44 |  | USA0059675 | 4.9 | 34.8590 | -79.1080 | Solar |  |  |  | 2014.9999999999998 | Cypress Creek Renewables | U.S. Energy Information Administration | http://www.eia.gov/electricity/data/browser/ | U.S. Energy Information Administration | 68171 | 2019 |  |  | 0.218 | 8.8 | 9.503 | 8.324 | 8.21 | U.S. Energy Information Administration |  |  | 8.47 | 9.30 | 9.99 | NO-ESTIMATION | NO-ESTIMATION | NO-ESTIMATION | NO-ESTIMATION | NO-ESTIMATION
USA | United States of America | North Rosamond Solar LLC |  | USA0059879 | 151.1 | 34.8620 | -118.3800 | Solar |  |  |  | 2018.9999999999998 | North Rosamond Solar LLC | U.S. Energy Information Administration | http://www.eia.gov/electricity/data/browser/ | U.S. Energy Information Administration |  | 2019 | [6 empty] | 234.168 | U.S. Energy Information Administration |  |  |  |  | 246.22 | NO-ESTIMATION | NO-ESTIMATION | NO-ESTIMATION | NO-ESTIMATION | CAPACITY-FACTOR-V1
USA | United States of America | Sunray 2 |  | USA0010437 | 20 | 34.8634 | -116.8276 | Solar |  |  |  | 2017.0 | Sunray Energy 2 LLC | U.S. Energy Information Administration | http://www.eia.gov/electricity/data/browser/ | U.S. Energy Information Administration |  | 2019 | 11.982000000000001 | 11.04 | 15.203999999999999 |  | 33.317 | 59.838 | 58.923 | U.S. Energy Information Administration |  |  |  |  | 32.59 | HYDRO-V1 | HYDRO-V1 | HYDRO-V1 | HYDRO-V1 | HYDRO-V1
USA | United States of America | Sunray 3 |  | USA0010438 | 13.8 | 34.8634 | -116.8276 | Solar |  |  |  | 2017.0 | Sunray Energy 3 LLC | U.S. Energy Information Administration | http://www.eia.gov/electricity/data/browser/ | U.S. Energy Information Administration |  | 2019 | 36.424 | 9.190999999999999 |  |  | 20.615000000000002 | 37.303 | 39.125 | U.S. Energy Information Administration |  |  |  |  | 22.48 | HYDRO-V1 | HYDRO-V1 | HYDRO-V1 | HYDRO-V1 | HYDRO-V1
USA | United States of America | McGoogan Farm LLC |  | USA0060779 | 5 | 34.8887 | -79.0627 | Solar |  |  |  | 2015.0 | McGoogan Farm LLC | U.S. Energy Information Administration | http://www.eia.gov/electricity/data/browser/ | U.S. Energy Information Administration |  | 2019 |  |  |  | 9.9 | 10.278 | 9.417 | 9.376 | U.S. Energy Information Administration |  |  |  | 9.48 | 10.2 | HYDRO-V1 | HYDRO-V1 | HYDRO-V1 | HYDRO-V1 | HYDRO-V1
USA | United States of America | Atkinson Solar II |  | USA0062096 | 1.9 | 34.8970 | -77.7920 | Solar |  |  |  | 2018.0 | Atkinson Solar II LLC | U.S. Energy Information Administration | http://www.eia.gov/electricity/data/browser/ | U.S. Energy Information Administration |  | 2019 | [5 empty] | 0.8300000000000001 | 3.797 | U.S. Energy Information Administration |  |  |  |  | 3.09 | NO-ESTIMATION | NO-ESTIMATION | NO-ESTIMATION | NO-ESTIMATION | CAPACITY-FACTOR-V1
USA | United States of America | Atkinson Farm Solar |  | USA0060982 | 5 | 34.8970 | -77.7952 | Solar |  |  |  | 2016.0 | Atkinson Farm LLC | U.S. Energy Information Administration | http://www.eia.gov/electricity/data/browser/ | U.S. Energy Information Administration |  | 2019 |  |  |  | 9.629 | 9.692 | 8.257 | 9.03 | U.S. Energy Information Administration |  |  |  |  | 10.1 | NO-ESTIMATION | NO-ESTIMATION | NO-ESTIMATION | NO-ESTIMATION | CAPACITY-FACTOR-V1
USA | United States of America | Cyril |  | USA0061614 | 5 | 34.8981 | -98.2279 | Solar |  |  |  | 2017.0 | Western Farmers Elec Coop Inc | U.S. Energy Information Administration | http://www.eia.gov/electricity/data/browser/ | U.S. Energy Information Administration |  | 2019 |  |  |  |  | 7.238 | 10.098 | 9.965 | U.S. Energy Information Administration |  |  |  |  | 8.14 | NO-ESTIMATION | NO-ESTIMATION | NO-ESTIMATION | NO-ESTIMATION | CAPACITY-FACTOR-V1
USA | United States of America | Lanier Solar |  | USA0059486 | 4.9 | 34.8989 | -77.8089 | Solar |  |  |  | 2016.0000000000002 | Cypress Creek Renewables | U.S. Energy Information Administration | http://www.eia.gov/electricity/data/browser/ | U.S. Energy Information Administration |  | 2019 |  |  |  | 2.8080000000000003 | 10.051 | 9.206 | 9.544 | U.S. Energy Information Administration |  |  |  |  | 9.9 | NO-ESTIMATION | NO-ESTIMATION | NO-ESTIMATION | NO-ESTIMATION | CAPACITY-FACTOR-V1
USA | United States of America | RE Rosamond One LLC |  | USA0058498 | 20 | 34.9000 | -118.2469 | Solar |  |  |  | 2014.0 | Gamma Genco CV II LLC | U.S. Energy Information Administration | http://www.eia.gov/electricity/data/browser/ | U.S. Energy Information Administration |  | 2019 |  | 59.52 | 49.364000000000004 | 59.218 | 57.672000000000004 | 59.791000000000004 | 57.203 | U.S. Energy Information Administration |  |  | 49.33 | 45.86 | 52.71 | NO-ESTIMATION | NO-ESTIMATION | NO-ESTIMATION | NO-ESTIMATION | CAPACITY-FACTOR-V1
USA | United States of America | Beulaville |  | USA0059039 | 2 | 34.9000 | -77.7800 | Solar |  |  |  | 2014.0 | Sustainable Power Group LLC | U.S. Energy Information Administration | http://www.eia.gov/electricity/data/browser/ | U.S. Energy Information Administration | 68256 | 2019 | 0.12276000000000001 | 3.656 | 2.972 | 3.2760000000000002 | 3.5 | 3.374 | 3.446 | U.S. Energy Information Administration |  |  | 3.37 | 3.72 | 3.93 | NO-ESTIMATION | NO-ESTIMATION | NO-ESTIMATION | NO-ESTIMATION | CAPACITY-FACTOR-V1
USA | United States of America | RE Rosamond Two LLC |  | USA0058499 | 20 | 34.9003 | -118.2383 | Solar |  |  |  | 2014.0 | Gamma Genco CV II LLC | U.S. Energy Information Administration | http://www.eia.gov/electricity/data/browser/ | U.S. Energy Information Administration |  | 2019 |  | 51.088 | 58.343 | 50.132 | 49.550000000000004 | 49.073 | 44.718 | U.S. Energy Information Administration |  |  | 49.33 | 44.39 | 52.71 | NO-ESTIMATION | NO-ESTIMATION | NO-ESTIMATION | NO-ESTIMATION | CAPACITY-FACTOR-V1
USA | United States of America | Cuyama Solar LLC |  | USA0060043 | 40 | 34.9010 | -119.5960 | Solar |  |  |  | 2017.0 | Cuyama Solar LLC | U.S. Energy Information Administration | http://www.eia.gov/electricity/data/browser/ | U.S. Energy Information Administration |  | 2019 |  |  |  |  | 6.259 | 116.575 | 103.234 | U.S. Energy Information Administration |  |  |  |  | 65.18 | NO-ESTIMATION | NO-ESTIMATION | NO-ESTIMATION | NO-ESTIMATION | CAPACITY-FACTOR-V1
USA | United States of America | Harvest Beulaville LLC |  | USA0063299 | 2 | 34.9039 | -77.7842 | Solar |  |  |  | 2017.0 | Alchemy Renewable Energy | U.S. Energy Information Administration | http://www.eia.gov/electricity/data/browser/ | U.S. Energy Information Administration |  | 2019 | [6 empty] | 3.762 | U.S. Energy Information Administration |  |  |  |  | 3.25 | NO-ESTIMATION | NO-ESTIMATION | NO-ESTIMATION | NO-ESTIMATION | NO-ESTIMATION
USA | United States of America | Valentine Solar LLC |  | USA0062288 | 111.2 | 34.9042 | -118.3843 | Solar |  |  |  | 2019.0 | EDF Renewable Asset Holdings Inc. | U.S. Energy Information Administration | http://www.eia.gov/electricity/data/browser/ | U.S. Energy Information Administration |  | 2019 | [6 empty] | 22.707 | U.S. Energy Information Administration |  |  |  |  | 181.2 | HYDRO-V1 | HYDRO-V1 | HYDRO-V1 | HYDRO-V1 | HYDRO-V1
USA | United States of America | Edwards Air Force Base |  | USA0058076 | 3 | 34.9077 | -117.9206 | Solar |  |  |  | 2012.0 | Ahana Renewables LLC | U.S. Energy Information Administration | http://www.eia.gov/electricity/data/browser/ | U.S. Energy Information Administration |  | 2019 | 2.557 | 2.592 | 1.998 | 2.79 | 2.741 | 2.24 | 2.481 | U.S. Energy Information Administration | 6.05 | 6.42 | 6.78 | 5.91 | 5.4 | NO-ESTIMATION | NO-ESTIMATION | NO-ESTIMATION | NO-ESTIMATION | CAPACITY-FACTOR-V1
USA | United States of America | Panda Solar NC 11 LLC |  | USA0062129 | 2 | 34.9086 | -78.9125 | Solar |  |  |  | 2019.0 | Panda Solar NC 11 LLC | U.S. Energy Information Administration | http://www.eia.gov/electricity/data/browser/ | U.S. Energy Information Administration |  | 2019 | [6 empty] | 1.629 | U.S. Energy Information Administration |  |  |  |  | 3.25 | HYDRO-V1 | HYDRO-V1 | HYDRO-V1 | HYDRO-V1 | HYDRO-V1
USA | United States of America | Pecan PV1 |  | USA0059157 | 5 | 34.9092 | -79.8294 | Solar |  |  |  | 2015.0 | Ecoplexus Inc | U.S. Energy Information Administration | http://www.eia.gov/electricity/data/browser/ | U.S. Energy Information Administration |  | 2019 |  | 0.0 | 9.75 | 9.542 | 10.272 | 9.096 | 8.878 | U.S. Energy Information Administration |  |  |  | 9.53 | 10.49 | HYDRO-V1 | HYDRO-V1 | HYDRO-V1 | HYDRO-V1 | HYDRO-V1
USA | United States of America | Panda Solar NC 10 LLC |  | USA0062128 | 2 | 34.9096 | -78.9130 | Solar |  |  |  | 2019.0 | Panda Solar NC 10 LLC | U.S. Energy Information Administration | http://www.eia.gov/electricity/data/browser/ | U.S. Energy Information Administration |  | 2019 | [6 empty] | 1.681 | U.S. Energy Information Administration |  |  |  |  | 3.25 | HYDRO-V1 | HYDRO-V1 | HYDRO-V1 | HYDRO-V1 | HYDRO-V1
USA | United States of America | Panda Solar NC 9 LLC |  | USA0062127 | 2 | 34.9109 | -78.9136 | Solar |  |  |  | 2019.0 | Panda Solar NC 9 LLC | U.S. Energy Information Administration | http://www.eia.gov/electricity/data/browser/ | U.S. Energy Information Administration |  | 2019 | [6 empty] | 1.911 | U.S. Energy Information Administration |  |  |  |  | 3.25 | HYDRO-V1 | HYDRO-V1 | HYDRO-V1 | HYDRO-V1 | HYDRO-V1
USA | United States of America | Cedar Solar LLC |  | USA0060135 | 5 | 34.9158 | -77.7757 | Solar |  |  |  | 2015.0 | SRE Utility Solar 1 LLC | U.S. Energy Information Administration | http://www.eia.gov/electricity/data/browser/ | U.S. Energy Information Administration |  | 2019 |  |  | 0.807 | 9.865 | 9.838000000000001 | 9.034 | 9.371 | U.S. Energy Information Administration |  |  |  | 9.40 | 10.1 | HYDRO-V1 | HYDRO-V1 | HYDRO-V1 | HYDRO-V1 | HYDRO-V1
USA | United States of America | EAFB - South Base |  | USA0059133 | 1.1 | 34.9172 | -117.9003 | Solar |  |  |  | 2012.0 | Ahana Renewables LLC | U.S. Energy Information Administration | http://www.eia.gov/electricity/data/browser/ | U.S. Energy Information Administration |  | 2019 | 2.474 | 2.158 | 2.117 | 2.556 | 2.437 | 2.453 | 2.475 | U.S. Energy Information Administration | 2.19 | 2.38 | 2.49 | 2.15 | 2.03 | NO-ESTIMATION | NO-ESTIMATION | NO-ESTIMATION | NO-ESTIMATION | CAPACITY-FACTOR-V1
USA | United States of America | Innovative Solar 46 |  | USA0059671 | 78.5 | 34.9182 | -78.9436 | Solar |  |  |  | 2017.0 | Cypress Creek Renewables | U.S. Energy Information Administration | http://www.eia.gov/electricity/data/browser/ | U.S. Energy Information Administration | 68171 | 2019 |  |  |  | 1.8920000000000001 | 155.978 | 146.28381 | 149.85 | U.S. Energy Information Administration |  |  |  |  | 127.91 | HYDRO-V1 | HYDRO-V1 | HYDRO-V1 | HYDRO-V1 | HYDRO-V1
USA | United States of America | County Home Solar LLC |  | USA0062167 | 7.5 | 34.9255 | -79.7229 | Solar |  |  |  | 2018.0 | Radian Generation | U.S. Energy Information Administration | http://www.eia.gov/electricity/data/browser/ | U.S. Energy Information Administration |  | 2019 | [5 empty] | 2.242 | 10.245 | U.S. Energy Information Administration |  |  |  |  | 12.22 | NO-ESTIMATION | NO-ESTIMATION | NO-ESTIMATION | NO-ESTIMATION | NO-ESTIMATION
USA | United States of America | Monroe Solar Facility |  | USA0060383 | 54.6 | 34.9299 | -80.6256 | Solar |  |  |  | 2017.0 | Duke Energy Carolinas LLC | U.S. Energy Information Administration | http://www.eia.gov/electricity/data/browser/ | U.S. Energy Information Administration |  | 2019 |  |  |  |  | 87.404 | 93.06 | 96.863 | U.S. Energy Information Administration |  |  |  |  | 88.97 | HYDRO-V1 | HYDRO-V1 | HYDRO-V1 | HYDRO-V1 | HYDRO-V1
USA | United States of America | EAFB - North Base |  | USA0059132 | 1.1 | 34.9325 | -117.9072 | Solar |  |  |  | 2012.0 | Ahana Renewables LLC | U.S. Energy Information Administration | http://www.eia.gov/electricity/data/browser/ | U.S. Energy Information Administration |  | 2019 | 2.39 | 2.592 | 2.493 | 2.666 | 2.391 | 2.535 | 2.482 | U.S. Energy Information Administration | 2.19 | 2.38 | 2.36 | 2.17 | 2.03 | HYDRO-V1 | HYDRO-V1 | HYDRO-V1 | HYDRO-V1 | HYDRO-V1
USA | United States of America | Viper Solar |  | USA0060920 | 2 | 34.9349 | -78.9622 | Solar |  |  |  | 2017.0 | Cypress Creek Renewables | U.S. Energy Information Administration | http://www.eia.gov/electricity/data/browser/ | U.S. Energy Information Administration |  | 2019 |  |  |  |  | 0.59 | 3.811 | 3.946 | U.S. Energy Information Administration |  |  |  |  | 3.25 | NO-ESTIMATION | NO-ESTIMATION | NO-ESTIMATION | NO-ESTIMATION | CAPACITY-FACTOR-V1
USA | United States of America | Catalina Solar LLC |  | USA0057708 | 110 | 34.9383 | -118.3345 | Solar |  |  |  | 2013.0 | EDF Renewable Asset Holdings Inc. | U.S. Energy Information Administration | http://www.eia.gov/electricity/data/browser/ | U.S. Energy Information Administration | 63728 | 2019 | 204.23600000000002 | 287.983 | 279.89300000000003 | 269.368 | 269.22 | 265.28000000000003 | 247.126 | U.S. Energy Information Administration |  | 260.91 | 269.43 | 248.08 | 276.1 | NO-ESTIMATION | NO-ESTIMATION | NO-ESTIMATION | NO-ESTIMATION | CAPACITY-FACTOR-V1
USA | United States of America | Shankle Solar Center LLC |  | USA0058956 | 4.8 | 34.9439 | -79.1958 | Solar |  |  |  | 2015.0 | Shankle Solar Center LLC | U.S. Energy Information Administration | http://www.eia.gov/electricity/data/browser/ | U.S. Energy Information Administration |  | 2019 |  |  | 8.579 | 14.873000000000001 | 9.713000000000001 | 8.517 | 7.932 | U.S. Energy Information Administration |  |  |  | 11.08 | 10.01 | NO-ESTIMATION | NO-ESTIMATION | NO-ESTIMATION | NO-ESTIMATION | CAPACITY-FACTOR-V1
USA | United States of America | Cumblerland Land Holdings LLC |  | USA0061924 | 14.7 | 34.9497 | -86.8681 | Solar |  |  |  | 2019.0 | Cumberland Land Holdings LLC | U.S. Energy Information Administration | http://www.eia.gov/electricity/data/browser/ | U.S. Energy Information Administration |  | 2019 | [5 empty] | 0.076 | 27.084 | U.S. Energy Information Administration |  |  |  |  | 23.95 | HYDRO-V1 | HYDRO-V1 | HYDRO-V1 | HYDRO-V1 | HYDRO-V1
USA | United States of America | Old Pageland Monroe Road Solar Farm |  | USA0060600 | 5.3 | 34.9523 | -80.4819 | Solar |  |  |  | 2015.0 | Cypress Creek Renewables | U.S. Energy Information Administration | http://www.eia.gov/electricity/data/browser/ | U.S. Energy Information Administration |  | 2019 |  |  |  | 10.062 | 10.211 | 9.347 | 9.256 | U.S. Energy Information Administration |  |  |  | 10.15 | 10.88 | NO-ESTIMATION | NO-ESTIMATION | NO-ESTIMATION | NO-ESTIMATION | NO-ESTIMATION
USA | United States of America | Kenansville Solar 2 LLC |  | USA0058803 | 2 | 34.9578 | -77.9817 | Solar |  |  |  | 2016.0 | Cypress Creek Renewables | U.S. Energy Information Administration | http://www.eia.gov/electricity/data/browser/ | U.S. Energy Information Administration | 68257 | 2019 |  |  |  | 3.724 | 3.673 | 3.511 | 3.507 | U.S. Energy Information Administration |  |  |  |  | 3.46 | NO-ESTIMATION | NO-ESTIMATION | NO-ESTIMATION | NO-ESTIMATION | NO-ESTIMATION
USA | United States of America | Kenansville |  | USA0059051 | 2 | 34.9600 | -78.0400 | Solar |  |  |  | 2014.0 | Sustainable Power Group LLC | U.S. Energy Information Administration | http://www.eia.gov/electricity/data/browser/ | U.S. Energy Information Administration | 68257 | 2019 | 0.16632 | 3.726 | 3.0340000000000003 | 3.6470000000000002 | 3.533 | 3.477 | 3.384 | U.S. Energy Information Administration |  |  | 3.27 | 3.71 | 3.45 | NO-ESTIMATION | NO-ESTIMATION | NO-ESTIMATION | NO-ESTIMATION | NO-ESTIMATION
USA | United States of America | Duplin Solar I LLC (160 Houston Lane) |  | USA0060599 | 5 | 34.9601 | -77.9804 | Solar |  |  |  | 2014.0 | Soltage LLC | U.S. Energy Information Administration | http://www.eia.gov/electricity/data/browser/ | U.S. Energy Information Administration | 67701 | 2019 |  |  |  | 9.24 | 9.092 | 8.056000000000001 | 8.026 | U.S. Energy Information Administration |  |  | 8.41 | 9.40 | 9.05 | NO-ESTIMATION | NO-ESTIMATION | NO-ESTIMATION | NO-ESTIMATION | NO-ESTIMATION
USA | United States of America | Sampson Solar |  | USA0061096 | 2 | 34.9610 | -78.4705 | Solar |  |  |  | 2015.0 | Sampson Solar LLC | U.S. Energy Information Administration | http://www.eia.gov/electricity/data/browser/ | U.S. Energy Information Administration | 69684 | 2019 |  |  |  | 4.097 | 4.143 | 3.686 | 3.861 | U.S. Energy Information Administration |  |  |  | 3.71 | 3.76 | NO-ESTIMATION | NO-ESTIMATION | NO-ESTIMATION | NO-ESTIMATION | CAPACITY-FACTOR-V1
USA | United States of America | Rock Farm |  | USA0058347 | 5 | 34.9656 | -79.6097 | Solar |  |  |  | 2013.0 | Rock Farm LLC | U.S. Energy Information Administration | http://www.eia.gov/electricity/data/browser/ | U.S. Energy Information Administration | 67856 | 2019 | 5.865 | 9.33 | 9.146 | 9.325000000000001 | 9.626 | 8.849 | 9.088 | U.S. Energy Information Administration |  | 8.47 | 8.71 | 9.50 | 10.09 | NO-ESTIMATION | NO-ESTIMATION | NO-ESTIMATION | NO-ESTIMATION | CAPACITY-FACTOR-V1
USA | United States of America | Clipperton Holdings |  | USA0059213 | 5 | 34.9669 | -78.3544 | Solar |  |  |  | 2017.0 | Dominion Renewable Energy - Clipperton | U.S. Energy Information Administration | http://www.eia.gov/electricity/data/browser/ | U.S. Energy Information Administration |  | 2019 |  |  |  |  | 0.774 | 9.450000000000001 | 9.888 | U.S. Energy Information Administration |  |  |  |  | 8.14 | HYDRO-V1 | HYDRO-V1 | HYDRO-V1 | HYDRO-V1 | HYDRO-V1
USA | United States of America | Mills Anson Farm |  | USA0061093 | 5 | 34.9681 | -79.9358 | Solar |  |  |  | 2016.0 | Mills Anson Farm LLC | U.S. Energy Information Administration | http://www.eia.gov/electricity/data/browser/ | U.S. Energy Information Administration |  | 2019 |  |  |  | 5.6160000000000005 | 9.697000000000001 | 8.677 | 8.689 | U.S. Energy Information Administration |  |  |  |  | 10.28 | NO-ESTIMATION | NO-ESTIMATION | NO-ESTIMATION | NO-ESTIMATION | NO-ESTIMATION
USA | United States of America | Raeford Farm |  | USA0058274 | 5 | 34.9689 | -79.2119 | Solar |  |  |  | 2013.0 | SRE Utility Solar 1 LLC | U.S. Energy Information Administration | http://www.eia.gov/electricity/data/browser/ | U.S. Energy Information Administration | 66262 | 2019 | 9.019 | 9.037 | 8.994 | 9.275 | 9.527000000000001 | 8.8 | 8.932 | U.S. Energy Information Administration |  | 8.48 | 8.71 | 9.50 | 10.09 | NO-ESTIMATION | NO-ESTIMATION | NO-ESTIMATION | NO-ESTIMATION | CAPACITY-FACTOR-V1
USA | United States of America | Wadesboro Farm 3 |  | USA0060576 | 5 | 34.9694 | -80.0510 | Solar |  |  |  | 2016.0 | Wadesboro Farm 3 LLC | U.S. Energy Information Administration | http://www.eia.gov/electricity/data/browser/ | U.S. Energy Information Administration |  | 2019 |  |  |  | 7.0 | 10.294 | 9.435 | 9.603 | U.S. Energy Information Administration |  |  |  |  | 10.28 | NO-ESTIMATION | NO-ESTIMATION | NO-ESTIMATION | NO-ESTIMATION | CAPACITY-FACTOR-V1
USA | United States of America | Kenansville Solar Farm LLC |  | USA0058840 | 4.5 | 34.9700 | -77.9761 | Solar |  |  |  | 2015.0 | SRE Utility Solar 1 LLC | U.S. Energy Information Administration | http://www.eia.gov/electricity/data/browser/ | U.S. Energy Information Administration | 68257 | 2019 |  | 0.001 | 7.219 | 8.002 | 7.727 | 7.389 | 7.488 | U.S. Energy Information Administration |  |  |  | 8.11 | 7.68 | NO-ESTIMATION | NO-ESTIMATION | NO-ESTIMATION | NO-ESTIMATION | CAPACITY-FACTOR-V1
USA | United States of America | BG Stewart Solar Farm LLC |  | USA0059930 | 5 | 34.9705 | -80.3896 | Solar |  |  |  | 2015.0 | Cypress Creek Renewables | U.S. Energy Information Administration | http://www.eia.gov/electricity/data/browser/ | U.S. Energy Information Administration |  | 2019 |  |  | 0.454 | 9.575000000000001 | 9.891 | 9.027000000000001 | 8.95 | U.S. Energy Information Administration |  |  |  | 9.57 | 10.19 | NO-ESTIMATION | NO-ESTIMATION | NO-ESTIMATION | NO-ESTIMATION | CAPACITY-FACTOR-V1
USA | United States of America | Monroe Moore Farm |  | USA0059578 | 5 | 34.9719 | -80.6019 | Solar |  |  |  | 2017.0 | Heelstone Energy Holdings LLC | U.S. Energy Information Administration | http://www.eia.gov/electricity/data/browser/ | U.S. Energy Information Administration | 67832 | 2019 |  |  |  | 0.229 | 9.852 | 8.754 | 9.33 | U.S. Energy Information Administration |  |  |  |  | 8.14 | NO-ESTIMATION | NO-ESTIMATION | NO-ESTIMATION | NO-ESTIMATION | CAPACITY-FACTOR-V1
USA | United States of America | Wadesboro Solar |  | USA0061129 | 5 | 34.9739 | -80.0290 | Solar |  |  |  | 2018.0 | Oppidum Renewables USA LLC | U.S. Energy Information Administration | http://www.eia.gov/electricity/data/browser/ | U.S. Energy Information Administration |  | 2019 |  |  |  |  | 0.039 | 3.9170000000000003 | 10.103 | U.S. Energy Information Administration |  |  |  |  | 8.14 | HYDRO-V1 | HYDRO-V1 | HYDRO-V1 | HYDRO-V1 | HYDRO-V1
USA | United States of America | IKEA Tejon 345 |  | USA0058028 | 1.5 | 34.9753 | -118.9469 | Solar |  |  |  | 2011.0 | IKEA Property Inc | U.S. Energy Information Administration | http://www.eia.gov/electricity/data/browser/ | U.S. Energy Information Administration | 63037 | 2019 | 3.01752 | 3.07989 | 3.00069 | 2.951 | 2.984 | 2.873 | 2.241 | U.S. Energy Information Administration | 2.78 | 3.25 | 3.32 | 2.56 | 2.76 | NO-ESTIMATION | NO-ESTIMATION | NO-ESTIMATION | NO-ESTIMATION | CAPACITY-FACTOR-V1
USA | United States of America | Anderson Farm LLC |  | USA0059115 | 1.9 | 34.9756 | -78.5167 | Solar |  |  |  | 2014.0 | Anderson Farm LLC | U.S. Energy Information Administration | http://www.eia.gov/electricity/data/browser/ | U.S. Energy Information Administration |  | 2019 |  | 0.499 | 4.095 | 4.158 | 3.9530000000000003 | 3.952 | 3.889 | U.S. Energy Information Administration |  |  | 3.11 | 3.53 | 3.56 | NO-ESTIMATION | NO-ESTIMATION | NO-ESTIMATION | NO-ESTIMATION | CAPACITY-FACTOR-V1
USA | United States of America | Rockingham Solar LLC |  | USA0060106 | 5 | 34.9807 | -79.6037 | Solar |  |  |  | 2015.0 | SRE Utility Solar 1 LLC | U.S. Energy Information Administration | http://www.eia.gov/electricity/data/browser/ | U.S. Energy Information Administration |  | 2019 |  |  | 1.041 | 9.751 | 10.253 | 9.384 | 9.405 | U.S. Energy Information Administration |  |  |  | 9.53 | 10.21 | HYDRO-V1 | HYDRO-V1 | HYDRO-V1 | HYDRO-V1 | HYDRO-V1
USA | United States of America | Caprock Solar 1 LLC |  | USA0059251 | 25 | 34.9828 | -103.3783 | Solar |  |  |  | 2017.0 | Caprock Solar 1 LLC | U.S. Energy Information Administration | http://www.eia.gov/electricity/data/browser/ | U.S. Energy Information Administration | 70770 | 2019 |  |  |  | 3.053 | 68.987 | 67.811 | 64.316 | U.S. Energy Information Administration |  |  |  |  | 40.73 | HYDRO-V1 | HYDRO-V1 | HYDRO-V1 | HYDRO-V1 | HYDRO-V1
USA | United States of America | Shelter Solar |  | USA0060156 | 5 | 34.9838 | -79.2680 | Solar |  |  |  | 2019.0 | Sol Systems | U.S. Energy Information Administration | http://www.eia.gov/electricity/data/browser/ | U.S. Energy Information Administration |  | 2019 | [5 empty] | 0.03 | 9.109 | U.S. Energy Information Administration |  |  |  |  | 8.14 | NO-ESTIMATION | NO-ESTIMATION | NO-ESTIMATION | NO-ESTIMATION | CAPACITY-FACTOR-V1
USA | United States of America | Mohave Electric Cooperative at Joy Lane |  | USA0063554 | 10 | 34.9843 | -114.5565 | Solar |  |  |  | 2016.0 | Constellation Solar Arizona 2 LLC | U.S. Energy Information Administration | http://www.eia.gov/electricity/data/browser/ | U.S. Energy Information Administration |  | 2019 | [6 empty] | 29.723 | U.S. Energy Information Administration |  |  |  |  | 16.29 | HYDRO-V1 | HYDRO-V1 | HYDRO-V1 | HYDRO-V1 | HYDRO-V1
USA | United States of America | Mohave Electric at Fort Mohave |  | USA0059819 | 4.4 | 34.9843 | -114.5565 | Solar |  |  |  | 2014.9999999999998 | Mohave Sunrise Solar I LLC | U.S. Energy Information Administration | http://www.eia.gov/electricity/data/browser/ | U.S. Energy Information Administration |  | 2019 |  |  | 7.37 | 14.636000000000001 | 39.336 | 39.871 | 9.649 | U.S. Energy Information Administration |  |  |  | 34.52 | 36.9 | NO-ESTIMATION | NO-ESTIMATION | NO-ESTIMATION | NO-ESTIMATION | CAPACITY-FACTOR-V1
USA | United States of America | South Valley Solar Energy Center |  | USA0060195 | 10 | 34.9861 | -106.7361 | Solar |  |  |  | 2016.0 | PNM Resources | U.S. Energy Information Administration | http://www.eia.gov/electricity/data/browser/ | U.S. Energy Information Administration |  | 2019 |  |  | 0.745 | 24.725 | 19.0 | 25.253 | 24.17 | U.S. Energy Information Administration |  |  |  |  | 23.01 | NO-ESTIMATION | NO-ESTIMATION | NO-ESTIMATION | NO-ESTIMATION | CAPACITY-FACTOR-V1
USA | United States of America | Kirkwall Holdings |  | USA0058791 | 5 | 34.9889 | -78.1375 | Solar |  |  |  | 2016.0 | Cypress Creek Renewables | U.S. Energy Information Administration | http://www.eia.gov/electricity/data/browser/ | U.S. Energy Information Administration |  | 2019 |  |  |  | 8.907 | 9.751 | 9.195 | 9.341 | U.S. Energy Information Administration |  |  |  |  | 9.15 | HYDRO-V1 | HYDRO-V1 | HYDRO-V1 | HYDRO-V1 | HYDRO-V1
USA | United States of America | Marshville Farm |  | USA0058335 | 5 | 34.9889 | -80.3836 | Solar |  |  |  | 2013.0 | Marshville Farm LLC | U.S. Energy Information Administration | http://www.eia.gov/electricity/data/browser/ | U.S. Energy Information Administration | 67839 | 2019 | 1.147 | 8.878 | 8.479000000000001 | 8.867 | 8.459 | 7.001 | 7.651 | U.S. Energy Information Administration |  | 8.48 | 9.15 | 9.50 | 10.1 | SOLAR-V1-NO-AGE | SOLAR-V1-NO-AGE | SOLAR-V1-NO-AGE | SOLAR-V1-NO-AGE | SOLAR-V1-NO-AGE
USA | United States of America | CS Murphy Point LLC |  | USA0057687 | 1 | 34.9895 | -84.1662 | Solar |  |  |  | 2011.0 | CS Murphy Point LLC | U.S. Energy Information Administration | http://www.eia.gov/electricity/data/browser/ | U.S. Energy Information Administration |  | 2019 | 1.315 | 1.405 | 1.316 | 1.485 | 1.345 | 1.231 | 1.328 | U.S. Energy Information Administration | 1.60 | 1.84 | 1.65 | 1.50 | 1.74 | SOLAR-V1-NO-AGE | SOLAR-V1-NO-AGE | SOLAR-V1-NO-AGE | SOLAR-V1-NO-AGE | SOLAR-V1-NO-AGE
USA | United States of America | Wadesboro Farm 1 |  | USA0061087 | 5 | 34.9911 | -80.0973 | Solar |  |  |  | 2015.0 | Wadesboro Farm 1 LLC | U.S. Energy Information Administration | http://www.eia.gov/electricity/data/browser/ | U.S. Energy Information Administration |  | 2019 |  |  |  | 9.843 | 9.734 | 9.062 | 8.905 | U.S. Energy Information Administration |  |  |  | 9.53 | 10.28 | SOLAR-V1-NO-AGE | SOLAR-V1-NO-AGE | SOLAR-V1-NO-AGE | SOLAR-V1-NO-AGE | SOLAR-V1-NO-AGE
USA | United States of America | Limelight Solar II LLC |  | USA0063241 | 2 | 34.9939 | -81.8782 | Solar |  |  |  | 2020.0 | Limelight Solar II LLC | U.S. Energy Information Administration | http://www.eia.gov/electricity/data/browser/ | U.S. Energy Information Administration |  | 2019 | [6 empty] | 0.019 | U.S. Energy Information Administration |  |  |  |  | 3.25 | SOLAR-V1-NO-AGE | SOLAR-V1-NO-AGE | SOLAR-V1-NO-AGE | SOLAR-V1-NO-AGE | SOLAR-V1-NO-AGE
USA | United States of America | ATOOD Solar III LLC |  | USA0063242 | 2 | 34.9965 | -82.0421 | Solar |  |  |  | 2020.0 | ATOOD Solar III LLC | U.S. Energy Information Administration | http://www.eia.gov/electricity/data/browser/ | U.S. Energy Information Administration |  | 2019 | [6 empty] | 0.05 | U.S. Energy Information Administration |  |  |  |  | 3.25 | SOLAR-V1-NO-AGE | SOLAR-V1-NO-AGE | SOLAR-V1-NO-AGE | SOLAR-V1-NO-AGE | SOLAR-V1-NO-AGE
USA | United States of America | Pollocksville Solar |  | USA0059917 | 5 | 34.9980 | -77.2190 | Solar |  |  |  | 2017.0 | Cypress Creek Renewables | U.S. Energy Information Administration | http://www.eia.gov/electricity/data/browser/ | U.S. Energy Information Administration |  | 2019 |  |  |  | 0.018000000000000002 | 9.969 | 9.181000000000001 | 9.767 | U.S. Energy Information Administration |  |  |  |  | 8.14 | SOLAR-V1-NO-AGE | SOLAR-V1-NO-AGE | SOLAR-V1-NO-AGE | SOLAR-V1-NO-AGE | SOLAR-V1-NO-AGE
USA | United States of America | Murphy Farm Power LLC |  | USA0057677 | 1 | 34.9992 | -84.1573 | Solar |  |  |  | 2011.0 | Murphy Farm Power LLC | U.S. Energy Information Administration | http://www.eia.gov/electricity/data/browser/ | U.S. Energy Information Administration |  | 2019 | 1.27 | 1.3860000000000001 | 1.27 | 1.358 | 1.25 | 1.208 | 1.275 | U.S. Energy Information Administration | 1.60 | 1.84 | 1.65 | 1.50 | 1.74 | SOLAR-V1-NO-AGE | SOLAR-V1-NO-AGE | SOLAR-V1-NO-AGE | SOLAR-V1-NO-AGE | SOLAR-V1-NO-AGE
USA | United States of America | Warsaw Farm |  | USA0058848 | 65 | 35.0056 | -78.1258 | Solar |  |  |  | 2016.0 | Duke Energy Progress - (NC) | U.S. Energy Information Administration | http://www.eia.gov/electricity/data/browser/ | U.S. Energy Information Administration | 66571 | 2019 |  |  | 4.182 | 61.102000000000004 | 115.98100000000001 | 112.927 | 118.516 | U.S. Energy Information Administration |  |  |  |  | 114.91 | SOLAR-V1-NO-AGE | SOLAR-V1-NO-AGE | SOLAR-V1-NO-AGE | SOLAR-V1-NO-AGE | SOLAR-V1-NO-AGE
USA | United States of America | SEGS III |  | USA0010439 | 34.2 | 35.0069 | -117.5558 | Solar | Gas |  |  | 1987.0 | FPL Energy Operating Services Inc - SEGS | U.S. Energy Information Administration | http://www.eia.gov/electricity/data/browser/ | U.S. Energy Information Administration | 18000 | 2019 | 62.178 | 58.830000000000005 | 58.981 | 55.882000000000005 | 44.783 | 0.0 | 38.242 | U.S. Energy Information Administration | 72.38 | 73.20 | 69.89 | 74.07 | 77.51 | SOLAR-V1-NO-AGE | SOLAR-V1-NO-AGE | SOLAR-V1-NO-AGE | SOLAR-V1-NO-AGE | SOLAR-V1-NO-AGE
USA | United States of America | RE Rio Grande Solar LLC |  | USA0058500 | 5 | 35.0074 | -118.1645 | Solar |  |  |  | 2014.0 | Gamma Genco CV II LLC | U.S. Energy Information Administration | http://www.eia.gov/electricity/data/browser/ | U.S. Energy Information Administration | 67786 | 2019 | 0.325 | 11.845 | 11.364 | 11.591000000000001 | 11.718 | 11.414 | 10.505 | U.S. Energy Information Administration |  |  | 11.43 | 11.02 | 11.57 | SOLAR-V1-NO-AGE | SOLAR-V1-NO-AGE | SOLAR-V1-NO-AGE | SOLAR-V1-NO-AGE | SOLAR-V1-NO-AGE
USA | United States of America | Warsaw II |  | USA0059120 | 2 | 35.0100 | -78.0500 | Solar |  |  |  | 2014.0 | Sustainable Power Group LLC | U.S. Energy Information Administration | http://www.eia.gov/electricity/data/browser/ | U.S. Energy Information Administration |  | 2019 | 0.15642 | 3.66 | 3.084 | 3.458 | 3.592 | 3.464 | 3.528 | U.S. Energy Information Administration |  |  | 3.27 | 3.71 | 3.43 | SOLAR-V1-NO-AGE | SOLAR-V1-NO-AGE | SOLAR-V1-NO-AGE | SOLAR-V1-NO-AGE | SOLAR-V1-NO-AGE
USA | United States of America | Warsaw I |  | USA0059119 | 2 | 35.0100 | -78.1100 | Solar |  |  |  | 2014.0 | Sustainable Power Group LLC | U.S. Energy Information Administration | http://www.eia.gov/electricity/data/browser/ | U.S. Energy Information Administration |  | 2019 | 0.16533 | 3.638 | 3.0180000000000002 | 3.563 | 3.593 | 3.3850000000000002 | 3.493 | U.S. Energy Information Administration |  |  | 3.25 | 3.63 | 3.46 | SOLAR-V1-NO-AGE | SOLAR-V1-NO-AGE | SOLAR-V1-NO-AGE | SOLAR-V1-NO-AGE | SOLAR-V1-NO-AGE
USA | United States of America | Duplin Solar LLC |  | USA0058879 | 5 | 35.0119 | -78.0783 | Solar |  |  |  | 2014.0 | SRE Utility Solar 1 LLC | U.S. Energy Information Administration | http://www.eia.gov/electricity/data/browser/ | U.S. Energy Information Administration | 67701 | 2019 | 0.28800000000000003 | 9.315 | 9.244 | 9.589 | 9.484 | 8.870000000000001 | 8.923 | U.S. Energy Information Administration |  |  | 8.48 | 9.40 | 9.05 | SOLAR-V1-NO-AGE | SOLAR-V1-NO-AGE | SOLAR-V1-NO-AGE | SOLAR-V1-NO-AGE | SOLAR-V1-NO-AGE
USA | United States of America | SEGS IV |  | USA0010440 | 34.2 | 35.0122 | -117.5557 | Solar | Gas |  |  | 1987.0 | FPL Energy Operating Services Inc - SEGS | U.S. Energy Information Administration | http://www.eia.gov/electricity/data/browser/ | U.S. Energy Information Administration | 18000 | 2019 | 63.299 | 58.369 | 59.24700000000001 | 55.330999999999996 | 43.752 | 0.0 | 41.865 | U.S. Energy Information Administration | 72.38 | 73.20 | 69.89 | 74.07 | 77.51 | SOLAR-V1-NO-AGE | SOLAR-V1-NO-AGE | SOLAR-V1-NO-AGE | SOLAR-V1-NO-AGE | SOLAR-V1-NO-AGE
USA | United States of America | Kennedy Solar LLC |  | USA0060397 | 4.9 | 35.0123 | -78.0922 | Solar |  |  |  | 2017.0 | Cypress Creek Renewables | U.S. Energy Information Administration | http://www.eia.gov/electricity/data/browser/ | U.S. Energy Information Administration |  | 2019 |  |  |  |  | 5.243 | 9.132 | 8.895 | U.S. Energy Information Administration |  |  |  |  | 7.98 | HYDRO-V1 | HYDRO-V1 | HYDRO-V1 | HYDRO-V1 | HYDRO-V1
USA | United States of America | Pine Ridge |  | USA0061617 | 3 | 35.0134 | -98.4447 | Solar |  |  |  | 2017.0 | Western Farmers Elec Coop Inc | U.S. Energy Information Administration | http://www.eia.gov/electricity/data/browser/ | U.S. Energy Information Administration |  | 2019 |  |  |  |  | 4.421 | 5.4670000000000005 | 4.781 | U.S. Energy Information Administration |  |  |  |  | 4.88 | NO-ESTIMATION | NO-ESTIMATION | NO-ESTIMATION | NO-ESTIMATION | CAPACITY-FACTOR-V1
USA | United States of America | SEGS VII |  | USA0010443 | 35 | 35.0148 | -117.5659 | Solar | Gas |  |  | 1989.0 | FPL Energy Operating Services Inc - SEGS | U.S. Energy Information Administration | http://www.eia.gov/electricity/data/browser/ | U.S. Energy Information Administration | 18000 | 2019 | 54.473 | 52.488 | 47.456 | 41.926 | 43.65 | 39.662 | 0 | U.S. Energy Information Administration | 85.18 | 74.91 | 71.52 | 75.81 | 79.91 | NO-ESTIMATION | NO-ESTIMATION | NO-ESTIMATION | NO-ESTIMATION | NO-ESTIMATION
USA | United States of America | Starr |  | USA0062602 | 5 | 35.0154 | -78.3508 | Solar |  |  |  | 2019.0 | Starr Farm LLC | U.S. Energy Information Administration | http://www.eia.gov/electricity/data/browser/ | U.S. Energy Information Administration |  | 2019 | [6 empty] | 7.039 | U.S. Energy Information Administration |  |  |  |  | 8.14 | NO-ESTIMATION | NO-ESTIMATION | NO-ESTIMATION | NO-ESTIMATION | CAPACITY-FACTOR-V1
USA | United States of America | Britton Solar Energy Center |  | USA0063579 | 50 | 35.0160 | -106.0980 | Solar |  |  |  | 2020.0 | NMRD Data Center LLC | U.S. Energy Information Administration | http://www.eia.gov/electricity/data/browser/ | U.S. Energy Information Administration |  | 2019 | [6 empty] | 6.865 | U.S. Energy Information Administration |  |  |  |  | 81.47 | NO-ESTIMATION | NO-ESTIMATION | NO-ESTIMATION | NO-ESTIMATION | CAPACITY-FACTOR-V1
USA | United States of America | FLS Solar 230 (Warren) |  | USA0059646 | 4.8 | 35.0161 | -77.8219 | Solar |  |  |  | 2015.0 | Cypress Creek Renewables | U.S. Energy Information Administration | http://www.eia.gov/electricity/data/browser/ | U.S. Energy Information Administration |  | 2019 |  |  | 4.926 | 8.92 | 9.119 | 8.587 | 8.621 | U.S. Energy Information Administration |  |  |  | 9.77 | 9.53 | HYDRO-V1 | HYDRO-V1 | HYDRO-V1 | HYDRO-V1 | HYDRO-V1
USA | United States of America | Mojave Solar Project |  | USA0057331 | 280 | 35.0177 | -117.3391 | Solar |  |  |  | 2015.0 | Mojave Solar LLC | U.S. Energy Information Administration | http://www.eia.gov/electricity/data/browser/ | U.S. Energy Information Administration | 60753 | 2019 |  |  | 503.576 | 624.907 | 594.03 | 605.1800000000001 | 514.484 | U.S. Energy Information Administration |  |  |  | 600.86 | 683.46 | NO-ESTIMATION | NO-ESTIMATION | NO-ESTIMATION | NO-ESTIMATION | CAPACITY-FACTOR-V1
USA | United States of America | SEGS V |  | USA0010441 | 34.2 | 35.0195 | -117.5555 | Solar | Gas |  |  | 1987.0 | FPL Energy Operating Services Inc - SEGS | U.S. Energy Information Administration | http://www.eia.gov/electricity/data/browser/ | U.S. Energy Information Administration | 18000 | 2019 | 62.533 | 60.197 | 58.634 | 55.842000000000006 | 51.641999999999996 | 0.0 | 41.424 | U.S. Energy Information Administration | 72.38 | 73.20 | 69.89 | 74.07 | 77.51 | HYDRO-V1 | HYDRO-V1 | HYDRO-V1 | HYDRO-V1 | HYDRO-V1
USA | United States of America | McGrigor Farm Solar |  | USA0060440 | 5 | 35.0198 | -78.3501 | Solar |  |  |  | 2019.0 | Carolina Solar Energy LLC | U.S. Energy Information Administration | http://www.eia.gov/electricity/data/browser/ | U.S. Energy Information Administration |  | 2019 | [6 empty] | 0.404 | U.S. Energy Information Administration |  |  |  |  | 8.14 | HYDRO-V1 | HYDRO-V1 | HYDRO-V1 | HYDRO-V1 | HYDRO-V1
USA | United States of America | Windhub Solar A LLC |  | USA0059878 | 20 | 35.0199 | -118.2879 | Solar |  |  |  | 2020.0 | EDP Renewables North America LLC | U.S. Energy Information Administration | http://www.eia.gov/electricity/data/browser/ | U.S. Energy Information Administration |  | 2019 | [6 empty] | 1.241 | U.S. Energy Information Administration |  |  |  |  | 32.59 | NO-ESTIMATION | NO-ESTIMATION | NO-ESTIMATION | NO-ESTIMATION | CAPACITY-FACTOR-V1
USA | United States of America | Martins Creek Solar NC LLC |  | USA0057461 | 1 | 35.0204 | -84.0157 | Solar |  |  |  | 2011.0 | Martins Creek Solar NC LLC | U.S. Energy Information Administration | http://www.eia.gov/electricity/data/browser/ | U.S. Energy Information Administration | 63411 | 2019 | 1.307 | 1.364 | 1.282 | 1.3980000000000001 | 1.239 | 1.145 | 1.312 | U.S. Energy Information Administration | 1.60 | 1.84 | 1.65 | 1.53 | 1.72 | HYDRO-V1 | HYDRO-V1 | HYDRO-V1 | HYDRO-V1 | HYDRO-V1
USA | United States of America | SEGS VI |  | USA0010442 | 35 | 35.0210 | -117.5661 | Solar | Gas |  |  | 1989.0 | FPL Energy Operating Services Inc - SEGS | U.S. Energy Information Administration | http://www.eia.gov/electricity/data/browser/ | U.S. Energy Information Administration | 18000 | 2019 | 58.667 | 55.827000000000005 | 54.712999999999994 | 50.7 | 45.893 | 43.423 | 0 | U.S. Energy Information Administration | 84.21 | 74.91 | 71.52 | 75.81 | 79.91 | NO-ESTIMATION | NO-ESTIMATION | NO-ESTIMATION | NO-ESTIMATION | CAPACITY-FACTOR-V1
USA | United States of America | Carter PV1 |  | USA0059156 | 5 | 35.0211 | -78.7875 | Solar |  |  |  | 2015.0 | Ecoplexus Inc | U.S. Energy Information Administration | http://www.eia.gov/electricity/data/browser/ | U.S. Energy Information Administration | 68843 | 2019 |  | 0.0 | 9.238 | 10.024000000000001 | 10.036 | 8.686 | 9.38 | U.S. Energy Information Administration |  |  |  | 9.42 | 9.87 | NO-ESTIMATION | NO-ESTIMATION | NO-ESTIMATION | NO-ESTIMATION | CAPACITY-FACTOR-V1
USA | United States of America | Black Mountain Solar LLC |  | USA0058042 | 9 | 35.0227 | -114.1627 | Solar |  |  |  | 2013.0 | Black Mountain Solar LLC | U.S. Energy Information Administration | http://www.eia.gov/electricity/data/browser/ | U.S. Energy Information Administration | 64597 | 2019 | 22.468 | 22.326 | 21.945 | 20.652 | 21.143 | 21.080000000000002 | 20.828 | U.S. Energy Information Administration |  | 19.65 | 21.29 | 19.46 | 20.06 | NO-ESTIMATION | NO-ESTIMATION | NO-ESTIMATION | NO-ESTIMATION | CAPACITY-FACTOR-V1
USA | United States of America | SEPV Mojave West |  | USA0059740 | 20 | 35.0229 | -118.2827 | Solar |  |  |  | 2016.0 | Sustainable Power Group LLC | U.S. Energy Information Administration | http://www.eia.gov/electricity/data/browser/ | U.S. Energy Information Administration |  | 2019 |  |  |  | 21.637 | 57.114000000000004 | 57.242000000000004 | 54.686 | U.S. Energy Information Administration |  |  |  |  | 52.66 | SOLAR-V1-NO-AGE | SOLAR-V1-NO-AGE | SOLAR-V1-NO-AGE | SOLAR-V1-NO-AGE | SOLAR-V1-NO-AGE
USA | United States of America | Wadesboro Farm 2 |  | USA0060575 | 5 | 35.0234 | -80.0932 | Solar |  |  |  | 2016.0 | Wadesboro Farm 2 LLC | U.S. Energy Information Administration | http://www.eia.gov/electricity/data/browser/ | U.S. Energy Information Administration |  | 2019 |  |  |  | 4.7 | 10.005 | 9.439 | 9.525 | U.S. Energy Information Administration |  |  |  |  | 10.28 | SOLAR-V1-NO-AGE | SOLAR-V1-NO-AGE | SOLAR-V1-NO-AGE | SOLAR-V1-NO-AGE | SOLAR-V1-NO-AGE
USA | United States of America | Chattanooga Metropolitan Airport Solar |  | USA0058515 | 2.7 | 35.0246 | -85.2086 | Solar |  |  |  | 2013.9629629629628 | Chattanooga Metropolitan Airport | U.S. Energy Information Administration | http://www.eia.gov/electricity/data/browser/ | U.S. Energy Information Administration | 66550 | 2019 | 1.997 | 2.735 | 2.744 | 2.983 | 2.461 | 2.347 | 3.118 | U.S. Energy Information Administration | 3.29 | 3.80 | 3.41 | 3.86 | 3.75 | SOLAR-V1-NO-AGE | SOLAR-V1-NO-AGE | SOLAR-V1-NO-AGE | SOLAR-V1-NO-AGE | SOLAR-V1-NO-AGE
USA | United States of America | RE Columbia 3 LLC |  | USA0058502 | 10 | 35.0247 | -118.1642 | Solar |  |  |  | 2014.0 | Gamma Genco CV II LLC | U.S. Energy Information Administration | http://www.eia.gov/electricity/data/browser/ | U.S. Energy Information Administration | 67785 | 2019 |  | 26.586000000000002 | 25.794 | 26.45 | 25.247 | 25.18 | 22.88 | U.S. Energy Information Administration |  |  | 22.86 | 22.04 | 23.14 | SOLAR-V1-NO-AGE | SOLAR-V1-NO-AGE | SOLAR-V1-NO-AGE | SOLAR-V1-NO-AGE | SOLAR-V1-NO-AGE
USA | United States of America | RE Camelot LLC |  | USA0058983 | 45 | 35.0267 | -118.1856 | Solar |  |  |  | 2015.0 | Dominion Renewable Energy | U.S. Energy Information Administration | http://www.eia.gov/electricity/data/browser/ | U.S. Energy Information Administration |  | 2019 |  |  | 129.017 | 131.769 | 126.81 | 130.206 | 123.688 | U.S. Energy Information Administration |  |  |  | 104.88 | 117.13 | SOLAR-V1-NO-AGE | SOLAR-V1-NO-AGE | SOLAR-V1-NO-AGE | SOLAR-V1-NO-AGE | SOLAR-V1-NO-AGE
USA | United States of America | RE Columbia Two LLC |  | USA0058990 | 15 | 35.0267 | -118.1856 | Solar |  |  |  | 2015.0 | Dominion Renewable Energy | U.S. Energy Information Administration | http://www.eia.gov/electricity/data/browser/ | U.S. Energy Information Administration |  | 2019 |  | 1.858 | 43.141 | 44.24 | 42.068 | 41.08 | 41.974 | U.S. Energy Information Administration |  |  |  | 35.28 | 39.36 | SOLAR-V1-NO-AGE | SOLAR-V1-NO-AGE | SOLAR-V1-NO-AGE | SOLAR-V1-NO-AGE | SOLAR-V1-NO-AGE
USA | United States of America | Santolina Solar Energy Center |  | USA0060197 | 10.5 | 35.0297 | -106.8555 | Solar |  |  |  | 2016.0 | PNM Resources | U.S. Energy Information Administration | http://www.eia.gov/electricity/data/browser/ | U.S. Energy Information Administration |  | 2019 |  |  | 1.55 | 25.331 | 26.382 | 26.573 | 24.706 | U.S. Energy Information Administration |  |  |  |  | 25.84 | SOLAR-V1-NO-AGE | SOLAR-V1-NO-AGE | SOLAR-V1-NO-AGE | SOLAR-V1-NO-AGE | SOLAR-V1-NO-AGE
USA | United States of America | Atood II |  | USA0061960 | 2 | 35.0303 | -81.8085 | Solar |  |  |  | 2019.0 | Cypress Creek Renewables | U.S. Energy Information Administration | http://www.eia.gov/electricity/data/browser/ | U.S. Energy Information Administration |  | 2019 | [5 empty] | 0.0 | 1.612 | U.S. Energy Information Administration |  |  |  |  | 3.25 | SOLAR-V1-NO-AGE | SOLAR-V1-NO-AGE | SOLAR-V1-NO-AGE | SOLAR-V1-NO-AGE | SOLAR-V1-NO-AGE
USA | United States of America | SEGS VIII |  | USA0010444 | 92 | 35.0308 | -117.3563 | Solar | Gas |  |  | 1990.0 | Terra-Gen Operating Co-Solar | U.S. Energy Information Administration | http://www.eia.gov/electricity/data/browser/ | U.S. Energy Information Administration |  | 2019 | 158.026 | 159.038 | 157.195 | 156.267 | 143.752 | 148.275 | 137.478 | U.S. Energy Information Administration | 236.24 | 195.59 | 191.77 | 197.93 | 208.73 | SOLAR-V1-NO-AGE | SOLAR-V1-NO-AGE | SOLAR-V1-NO-AGE | SOLAR-V1-NO-AGE | SOLAR-V1-NO-AGE
USA | United States of America | SEGS IX |  | USA0010446 | 92 | 35.0330 | -117.3380 | Solar | Gas |  |  | 1990.0 | Terra-Gen Operating Co-Solar | U.S. Energy Information Administration | http://www.eia.gov/electricity/data/browser/ | U.S. Energy Information Administration |  | 2019 | 168.856 | 159.803 | 163.276 | 157.969 | 151.663 | 152.022 | 140.268 | U.S. Energy Information Administration | 214.30 | 195.59 | 191.77 | 197.93 | 208.73 | SOLAR-V1-NO-AGE | SOLAR-V1-NO-AGE | SOLAR-V1-NO-AGE | SOLAR-V1-NO-AGE | SOLAR-V1-NO-AGE
USA | United States of America | Daystar Solar |  | USA0060179 | 5 | 35.0356 | -77.2025 | Solar |  |  |  | 2017.0 | Soltage LLC | U.S. Energy Information Administration | http://www.eia.gov/electricity/data/browser/ | U.S. Energy Information Administration |  | 2019 |  |  |  |  | 1.8940000000000001 | 9.238 | 9.719 | U.S. Energy Information Administration |  |  |  |  | 8.14 | NO-ESTIMATION | NO-ESTIMATION | NO-ESTIMATION | NO-ESTIMATION | CAPACITY-FACTOR-V1
USA | United States of America | Innovative Solar 64 |  | USA0059677 | 4.9 | 35.0410 | -78.3297 | Solar |  |  |  | 2016.0000000000002 | Cypress Creek Renewables | U.S. Energy Information Administration | http://www.eia.gov/electricity/data/browser/ | U.S. Energy Information Administration | 68171 | 2019 |  |  |  | 9.15 | 9.461 | 8.685 | 9.099 | U.S. Energy Information Administration |  |  |  |  | 9.5 | SOLAR-V1-NO-AGE | SOLAR-V1-NO-AGE | SOLAR-V1-NO-AGE | SOLAR-V1-NO-AGE | SOLAR-V1-NO-AGE
USA | United States of America | Innovative Solar 35 LLC |  | USA0061258 | 1.9 | 35.0460 | -77.8250 | Solar |  |  |  | 2017.0 | CD Global Solar Holdings LLC | U.S. Energy Information Administration | http://www.eia.gov/electricity/data/browser/ | U.S. Energy Information Administration |  | 2019 |  |  |  |  | 3.5260000000000002 | 3.712 | 3.51 | U.S. Energy Information Administration |  |  |  |  | 3.09 | SOLAR-V1-NO-AGE | SOLAR-V1-NO-AGE | SOLAR-V1-NO-AGE | SOLAR-V1-NO-AGE | SOLAR-V1-NO-AGE
USA | United States of America | Panda Solar NC 5 LLC |  | USA0062123 | 1 | 35.0472 | -78.8105 | Solar |  |  |  | 2019.0 | Panda Solar NC 5 LLC | U.S. Energy Information Administration | http://www.eia.gov/electricity/data/browser/ | U.S. Energy Information Administration |  | 2019 | [6 empty] | 1.074 | U.S. Energy Information Administration |  |  |  |  | 1.62 | SOLAR-V1-NO-AGE | SOLAR-V1-NO-AGE | SOLAR-V1-NO-AGE | SOLAR-V1-NO-AGE | SOLAR-V1-NO-AGE
USA | United States of America | Eubank Landfill Solar Array |  | USA0059393 | 2 | 35.0492 | -106.5300 | Solar |  |  |  | 2013.0 | Suncore Photovoltaics Inc | U.S. Energy Information Administration | http://www.eia.gov/electricity/data/browser/ | U.S. Energy Information Administration |  | 2019 |  | 3.853 | 3.786 | 3.735 | 2.874 | 2.519 | 3.293 | U.S. Energy Information Administration |  | 4.11 | 4.28 | 4.10 | 4.23 | SOLAR-V1-NO-AGE | SOLAR-V1-NO-AGE | SOLAR-V1-NO-AGE | SOLAR-V1-NO-AGE | SOLAR-V1-NO-AGE
USA | United States of America | Wildberry |  | USA0062775 | 15 | 35.0582 | -89.3686 | Solar |  |  |  | 2018.0 | Wildberry Solar Center | U.S. Energy Information Administration | http://www.eia.gov/electricity/data/browser/ | U.S. Energy Information Administration |  | 2019 | [5 empty] | 11.693 | 28.274 | U.S. Energy Information Administration |  |  |  |  | 24.44 | SOLAR-V1-NO-AGE | SOLAR-V1-NO-AGE | SOLAR-V1-NO-AGE | SOLAR-V1-NO-AGE | SOLAR-V1-NO-AGE
USA | United States of America | Woodland Church Farm |  | USA0059586 | 5 | 35.0583 | -77.8536 | Solar |  |  |  | 2016.0 | Woodland Church Farm LLC | U.S. Energy Information Administration | http://www.eia.gov/electricity/data/browser/ | U.S. Energy Information Administration |  | 2019 |  |  | 0.3 | 9.234 | 9.579 | 8.771 | 8.795 | U.S. Energy Information Administration |  |  |  |  | 9.08 | SOLAR-V1-NO-AGE | SOLAR-V1-NO-AGE | SOLAR-V1-NO-AGE | SOLAR-V1-NO-AGE | SOLAR-V1-NO-AGE
USA | United States of America | Pecan Grove Solar LLC |  | USA0062659 | 5 | 35.0677 | -77.1852 | Solar |  |  |  | 2019.0 | CI-II Mitchell Holding LLC | U.S. Energy Information Administration | http://www.eia.gov/electricity/data/browser/ | U.S. Energy Information Administration |  | 2019 | [6 empty] | 1.123 | U.S. Energy Information Administration |  |  |  |  | 8.14 | SOLAR-V1-NO-AGE | SOLAR-V1-NO-AGE | SOLAR-V1-NO-AGE | SOLAR-V1-NO-AGE | SOLAR-V1-NO-AGE
USA | United States of America | Faison Solar |  | USA0059333 | 2 | 35.0697 | -78.1161 | Solar |  |  |  | 2015.0 | USF Surry LLC | U.S. Energy Information Administration | http://www.eia.gov/electricity/data/browser/ | U.S. Energy Information Administration | 69684 | 2019 |  |  | 1.657 | 3.568 | 0.993 | 2.712 | 3.224 | U.S. Energy Information Administration |  |  |  | 3.71 | 3.44 | SOLAR-V1-NO-AGE | SOLAR-V1-NO-AGE | SOLAR-V1-NO-AGE | SOLAR-V1-NO-AGE | SOLAR-V1-NO-AGE
USA | United States of America | Quincy Solar |  | USA0059506 | 4 | 35.0717 | -78.8078 | Solar |  |  |  | 2015.0 | Cypress Creek Renewables | U.S. Energy Information Administration | http://www.eia.gov/electricity/data/browser/ | U.S. Energy Information Administration |  | 2019 |  |  | 0.091 | 5.997 | 5.284 | 5.364 | 5.626 | U.S. Energy Information Administration |  |  |  | 7.22 | 7.45 | SOLAR-V1-NO-AGE | SOLAR-V1-NO-AGE | SOLAR-V1-NO-AGE | SOLAR-V1-NO-AGE | SOLAR-V1-NO-AGE
USA | United States of America | Facebook 3 Solar Energy Center |  | USA0061558 | 10 | 35.0750 | -106.8650 | Solar |  |  |  | 2018.0 | NMRD Data Center LLC | U.S. Energy Information Administration | http://www.eia.gov/electricity/data/browser/ | U.S. Energy Information Administration |  | 2019 | [5 empty] | 22.87 | 24.649 | U.S. Energy Information Administration |  |  |  |  | 16.29 | SOLAR-V1-NO-AGE | SOLAR-V1-NO-AGE | SOLAR-V1-NO-AGE | SOLAR-V1-NO-AGE | SOLAR-V1-NO-AGE
USA | United States of America | Facebook 2 Solar Energy Center |  | USA0061557 | 10 | 35.0800 | -106.8650 | Solar |  |  |  | 2018.0 | NMRD Data Center LLC | U.S. Energy Information Administration | http://www.eia.gov/electricity/data/browser/ | U.S. Energy Information Administration |  | 2019 | [5 empty] | 24.949 | 24.181 | U.S. Energy Information Administration |  |  |  |  | 16.29 | SOLAR-V1-NO-AGE | SOLAR-V1-NO-AGE | SOLAR-V1-NO-AGE | SOLAR-V1-NO-AGE | SOLAR-V1-NO-AGE
USA | United States of America | Albertson Solar LLC |  | USA0059901 | 5 | 35.0930 | -77.8127 | Solar |  |  |  | 2015.0 | Albertson Solar LLC | U.S. Energy Information Administration | http://www.eia.gov/electricity/data/browser/ | U.S. Energy Information Administration |  | 2019 |  |  | 5.32 | 11.104000000000001 | 11.613 | 10.788 | 10.476 | U.S. Energy Information Administration |  |  |  | 9.45 | 9.08 | SOLAR-V1-NO-AGE | SOLAR-V1-NO-AGE | SOLAR-V1-NO-AGE | SOLAR-V1-NO-AGE | SOLAR-V1-NO-AGE
USA | United States of America | Volkswagen Solar System |  | USA0058401 | 9.6 | 35.0975 | -85.1269 | Solar |  |  |  | 2012.0000000000002 | SR Enterprise South LLC | U.S. Energy Information Administration | http://www.eia.gov/electricity/data/browser/ | U.S. Energy Information Administration |  | 2019 | 13.302 | 13.951 | 12.931000000000001 | 14.305 | 12.864 | 11.63 | 12.382 | U.S. Energy Information Administration | 15.77 | 17.80 | 16.33 | 17.76 | 17.31 | SOLAR-V1-NO-AGE | SOLAR-V1-NO-AGE | SOLAR-V1-NO-AGE | SOLAR-V1-NO-AGE | SOLAR-V1-NO-AGE
USA | United States of America | Ellerbe |  | USA0059042 | 2 | 35.1000 | -79.7300 | Solar |  |  |  | 2014.0 | Sustainable Power Group LLC | U.S. Energy Information Administration | http://www.eia.gov/electricity/data/browser/ | U.S. Energy Information Administration | 68261 | 2019 | 0.0891 | 3.2720000000000002 | 2.7680000000000002 | 3.277 | 3.363 | 3.201 | 3.233 | U.S. Energy Information Administration |  |  | 3.36 | 3.75 | 3.89 | SOLAR-V1-NO-AGE | SOLAR-V1-NO-AGE | SOLAR-V1-NO-AGE | SOLAR-V1-NO-AGE | SOLAR-V1-NO-AGE
USA | United States of America | Wadesboro 4 |  | USA0062627 | 2.2 | 35.1022 | -80.1220 | Solar |  |  |  | 2019.0 | Wadesboro Farm 4 LLC | U.S. Energy Information Administration | http://www.eia.gov/electricity/data/browser/ | U.S. Energy Information Administration |  | 2019 | [6 empty] | 3.607 | U.S. Energy Information Administration |  |  |  |  | 3.58 | SOLAR-V1-NO-AGE | SOLAR-V1-NO-AGE | SOLAR-V1-NO-AGE | SOLAR-V1-NO-AGE | SOLAR-V1-NO-AGE
USA | United States of America | Adobe Solar |  | USA0057651 | 20 | 35.1028 | -118.9544 | Solar |  |  |  | 2014.0 | Southern Power Co | U.S. Energy Information Administration | http://www.eia.gov/electricity/data/browser/ | U.S. Energy Information Administration |  | 2019 |  | 36.312 | 50.068 | 50.282000000000004 | 49.616 | 50.262 | 47.763 | U.S. Energy Information Administration |  |  | 49.25 | 46.47 | 51.44 | SOLAR-V1-NO-AGE | SOLAR-V1-NO-AGE | SOLAR-V1-NO-AGE | SOLAR-V1-NO-AGE | SOLAR-V1-NO-AGE
USA | United States of America | Rio Rancho Solar Energy Center |  | USA0063184 | 10 | 35.1048 | -106.4824 | Solar |  |  |  | 2020.0 | PNM Resources | U.S. Energy Information Administration | http://www.eia.gov/electricity/data/browser/ | U.S. Energy Information Administration |  | 2019 | [6 empty] | 1.3464 | U.S. Energy Information Administration |  |  |  |  | 16.29 | SOLAR-V1-NO-AGE | SOLAR-V1-NO-AGE | SOLAR-V1-NO-AGE | SOLAR-V1-NO-AGE | SOLAR-V1-NO-AGE
USA | United States of America | Maricopa West Solar PV LLC |  | USA0059607 | 20 | 35.1153 | -119.3178 | Solar |  |  |  | 2016.0 | Dominion Renewable Energy | U.S. Energy Information Administration | http://www.eia.gov/electricity/data/browser/ | U.S. Energy Information Administration | 69539 | 2019 |  |  | 2.985 | 52.566 | 47.739000000000004 | 49.449 | 45.108 | U.S. Energy Information Administration |  |  |  |  | 52.81 | SOLAR-V1-NO-AGE | SOLAR-V1-NO-AGE | SOLAR-V1-NO-AGE | SOLAR-V1-NO-AGE | SOLAR-V1-NO-AGE
USA | United States of America | Panda Solar NC 7 LLC |  | USA0062125 | 1.5 | 35.1212 | -78.2055 | Solar |  |  |  | 2019.0 | Panda Solar NC 7 LLC | U.S. Energy Information Administration | http://www.eia.gov/electricity/data/browser/ | U.S. Energy Information Administration |  | 2019 | [6 empty] | 0.895 | U.S. Energy Information Administration |  |  |  |  | 2.44 | SOLAR-V1-NO-AGE | SOLAR-V1-NO-AGE | SOLAR-V1-NO-AGE | SOLAR-V1-NO-AGE | SOLAR-V1-NO-AGE
USA | United States of America | Algonquin SKIC20 Solar LLC |  | USA0059412 | 20 | 35.1261 | -119.2433 | Solar |  |  |  | 2015.0 | Algonquin Power Co | U.S. Energy Information Administration | http://www.eia.gov/electricity/data/browser/ | U.S. Energy Information Administration |  | 2019 |  |  | 27.082 | 45.907000000000004 | 48.28 | 48.246 | 47.961 | U.S. Energy Information Administration |  |  |  | 46.88 | 52.81 | SOLAR-V1-NO-AGE | SOLAR-V1-NO-AGE | SOLAR-V1-NO-AGE | SOLAR-V1-NO-AGE | SOLAR-V1-NO-AGE
USA | United States of America | Algonquin SKIC 10 Solar LLC |  | USA0060242 | 10 | 35.1261 | -119.2434 | Solar |  |  |  | 2017.0 | Algonquin Power Co | U.S. Energy Information Administration | http://www.eia.gov/electricity/data/browser/ | U.S. Energy Information Administration |  | 2019 |  |  |  |  | 22.211000000000002 | 21.766000000000002 | 20.82 | U.S. Energy Information Administration |  |  |  |  | 16.29 | SOLAR-V1-NO-AGE | SOLAR-V1-NO-AGE | SOLAR-V1-NO-AGE | SOLAR-V1-NO-AGE | SOLAR-V1-NO-AGE
USA | United States of America | Mulberry Farm LLC |  | USA0059184 | 15.8 | 35.1319 | -88.5867 | Solar |  |  |  | 2015.0 | Dominion Renewable Energy | U.S. Energy Information Administration | http://www.eia.gov/electricity/data/browser/ | U.S. Energy Information Administration | 67633 | 2019 |  | 1.108 | 27.362000000000002 | 27.333000000000002 | 25.603 | 25.483 | 23.039 | U.S. Energy Information Administration |  |  |  | 27.47 | 30.32 | SOLAR-V1-NO-AGE | SOLAR-V1-NO-AGE | SOLAR-V1-NO-AGE | SOLAR-V1-NO-AGE | SOLAR-V1-NO-AGE
USA | United States of America | Bondi Solar |  | USA0061352 | 5 | 35.1341 | -77.5385 | Solar |  |  |  | 2018.0 | Cypress Creek Renewables | U.S. Energy Information Administration | http://www.eia.gov/electricity/data/browser/ | U.S. Energy Information Administration |  | 2019 |  |  |  |  | 0.0 | 6.739 | 10.253 | U.S. Energy Information Administration |  |  |  |  | 8.14 | SOLAR-V1-NO-AGE | SOLAR-V1-NO-AGE | SOLAR-V1-NO-AGE | SOLAR-V1-NO-AGE | SOLAR-V1-NO-AGE
USA | United States of America | HCE Moore I |  | USA0062539 | 2 | 35.1343 | -79.4195 | Solar |  |  |  | 2019.0 | HCE Moore I LLC | U.S. Energy Information Administration | http://www.eia.gov/electricity/data/browser/ | U.S. Energy Information Administration |  | 2019 | [5 empty] | 0.003 | 2.811 | U.S. Energy Information Administration |  |  |  |  | 3.25 | SOLAR-V1-NO-AGE | SOLAR-V1-NO-AGE | SOLAR-V1-NO-AGE | SOLAR-V1-NO-AGE | SOLAR-V1-NO-AGE
USA | United States of America | Grants CDEC 2 |  | USA0062995 | 4.5 | 35.1400 | -107.8210 | Solar |  |  |  | 2020.0 | Lightsource Renewable Energy Asset Management LLC | U.S. Energy Information Administration | http://www.eia.gov/electricity/data/browser/ | U.S. Energy Information Administration |  | 2019 | [6 empty] | 0.092 | U.S. Energy Information Administration |  |  |  |  | 7.33 | SOLAR-V1-NO-AGE | SOLAR-V1-NO-AGE | SOLAR-V1-NO-AGE | SOLAR-V1-NO-AGE | SOLAR-V1-NO-AGE
USA | United States of America | Selmer I |  | USA0060555 | 16 | 35.1406 | -88.5511 | Solar |  |  |  | 2017.0 | Selmer North Solar I LLC | U.S. Energy Information Administration | http://www.eia.gov/electricity/data/browser/ | U.S. Energy Information Administration | 67632 | 2019 |  |  |  | 0.0 | 4.781 | 29.531000000000002 | 30.519 | U.S. Energy Information Administration |  |  |  |  | 26.07 | SOLAR-V1-NO-AGE | SOLAR-V1-NO-AGE | SOLAR-V1-NO-AGE | SOLAR-V1-NO-AGE | SOLAR-V1-NO-AGE
USA | United States of America | CalCity Solar 1 |  | USA0063054 | 3 | 35.1414 | -117.9657 | Solar |  |  |  | 2019.0 | CalCity Solar 1 LLC | U.S. Energy Information Administration | http://www.eia.gov/electricity/data/browser/ | U.S. Energy Information Administration |  | 2019 | [6 empty] | 0.594 | U.S. Energy Information Administration |  |  |  |  | 4.88 | SOLAR-V1-NO-AGE | SOLAR-V1-NO-AGE | SOLAR-V1-NO-AGE | SOLAR-V1-NO-AGE | SOLAR-V1-NO-AGE
USA | United States of America | Bayboro Solar Farm |  | USA0061528 | 5 | 35.1483 | -76.8102 | Solar |  |  |  | 2018.0 | Cypress Creek Renewables | U.S. Energy Information Administration | http://www.eia.gov/electricity/data/browser/ | U.S. Energy Information Administration |  | 2019 |  |  |  |  | 0.0 | 5.68 | 9.294 | U.S. Energy Information Administration |  |  |  |  | 8.14 | SOLAR-V1-NO-AGE | SOLAR-V1-NO-AGE | SOLAR-V1-NO-AGE | SOLAR-V1-NO-AGE | SOLAR-V1-NO-AGE
USA | United States of America | Eden Solar LLC |  | USA0059778 | 47.7 | 35.1485 | -79.6364 | Solar |  |  |  | 2016.0000000000002 | Sustainable Power Group LLC | U.S. Energy Information Administration | http://www.eia.gov/electricity/data/browser/ | U.S. Energy Information Administration | 68610 | 2019 |  |  | 2.273 | 84.057 | 92.991 | 85.098 | 85.58 | U.S. Energy Information Administration |  |  |  |  | 105.6 | SOLAR-V1-NO-AGE | SOLAR-V1-NO-AGE | SOLAR-V1-NO-AGE | SOLAR-V1-NO-AGE | SOLAR-V1-NO-AGE
USA | United States of America | Selmer Farm LLC |  | USA0059188 | 15.8 | 35.1497 | -88.5553 | Solar |  |  |  | 2014.0 | Dominion Renewable Energy | U.S. Energy Information Administration | http://www.eia.gov/electricity/data/browser/ | U.S. Energy Information Administration |  | 2019 |  | 3.8930000000000002 | 27.292 | 27.795 | 27.509 | 25.642 | 25.92 | U.S. Energy Information Administration |  |  | 29.10 | 27.47 | 30.22 | SOLAR-V1-NO-AGE | SOLAR-V1-NO-AGE | SOLAR-V1-NO-AGE | SOLAR-V1-NO-AGE | SOLAR-V1-NO-AGE
USA | United States of America | Orion Solar I |  | USA0058718 | 12 | 35.1507 | -118.8750 | Solar |  |  |  | 2014.0 | Orion Solar I LLC | U.S. Energy Information Administration | http://www.eia.gov/electricity/data/browser/ | U.S. Energy Information Administration |  | 2019 |  | 18.182 | 30.684 | 30.567 | 28.127 | 25.633 | 27.156 | U.S. Energy Information Administration |  |  | 29.65 | 27.88 | 31.05 | SOLAR-V1-NO-AGE | SOLAR-V1-NO-AGE | SOLAR-V1-NO-AGE | SOLAR-V1-NO-AGE | SOLAR-V1-NO-AGE
USA | United States of America | Orion Solar II |  | USA0058721 | 8 | 35.1507 | -118.8753 | Solar |  |  |  | 2014.0 | Orion Solar II LLC | U.S. Energy Information Administration | http://www.eia.gov/electricity/data/browser/ | U.S. Energy Information Administration |  | 2019 |  | 9.541 | 20.57 | 19.668 | 17.272000000000002 | 17.577 | 7.718 | U.S. Energy Information Administration |  |  | 18.33 | 17.42 | 18.28 | NO-ESTIMATION | NO-ESTIMATION | NO-ESTIMATION | NO-ESTIMATION | CAPACITY-FACTOR-V1
USA | United States of America | RC Energy AA LLC Solar Facility |  | USA0062756 | 1 | 35.1527 | -106.5472 | Solar |  |  |  | 2011.0 | RC Energy AA LLC | U.S. Energy Information Administration | http://www.eia.gov/electricity/data/browser/ | U.S. Energy Information Administration |  | 2019 | [6 empty] | 1.959 | U.S. Energy Information Administration |  |  |  |  | 1.62 | SOLAR-V1-NO-AGE | SOLAR-V1-NO-AGE | SOLAR-V1-NO-AGE | SOLAR-V1-NO-AGE | SOLAR-V1-NO-AGE
USA | United States of America | TWE New Bern Solar Project LLC |  | USA0060191 | 4 | 35.1543 | -77.1343 | Solar |  |  |  | 2016.0 | Cypress Creek Renewables | U.S. Energy Information Administration | http://www.eia.gov/electricity/data/browser/ | U.S. Energy Information Administration | 67828 | 2019 |  |  |  | 1.74 | 6.506 | 6.237 | 6.154 | U.S. Energy Information Administration |  |  |  |  | 7.04 | SOLAR-V1-NO-AGE | SOLAR-V1-NO-AGE | SOLAR-V1-NO-AGE | SOLAR-V1-NO-AGE | SOLAR-V1-NO-AGE
USA | United States of America | California City |  | USA0063516 | 1.9 | 35.1570 | -117.9810 | Solar |  |  |  | 2018.0 | GSRP | U.S. Energy Information Administration | http://www.eia.gov/electricity/data/browser/ | U.S. Energy Information Administration |  | 2019 | [6 empty] | 5.35 | U.S. Energy Information Administration |  |  |  |  | 3.09 | SOLAR-V1-NO-AGE | SOLAR-V1-NO-AGE | SOLAR-V1-NO-AGE | SOLAR-V1-NO-AGE | SOLAR-V1-NO-AGE
USA | United States of America | Andrew Solar |  | USA0059497 | 5 | 35.1608 | -77.1099 | Solar |  |  |  | 2016.0 | Cypress Creek Renewables | U.S. Energy Information Administration | http://www.eia.gov/electricity/data/browser/ | U.S. Energy Information Administration | 102143 | 2019 |  |  | 2.5500000000000003 | 9.942 | 9.844 | 9.388 | 9.464 | U.S. Energy Information Administration |  |  |  |  | 9.34 | SOLAR-V1-NO-AGE | SOLAR-V1-NO-AGE | SOLAR-V1-NO-AGE | SOLAR-V1-NO-AGE | SOLAR-V1-NO-AGE
USA | United States of America | Selmer II |  | USA0060556 | 8 | 35.1661 | -88.6467 | Solar |  |  |  | 2017.0 | Selmer North Solar II LLC | U.S. Energy Information Administration | http://www.eia.gov/electricity/data/browser/ | U.S. Energy Information Administration |  | 2019 |  |  |  | 0.0 | 8.229000000000001 | 15.535 | 15.426 | U.S. Energy Information Administration |  |  |  |  | 13.03 | SOLAR-V1-NO-AGE | SOLAR-V1-NO-AGE | SOLAR-V1-NO-AGE | SOLAR-V1-NO-AGE | SOLAR-V1-NO-AGE
USA | United States of America | Albuquerque Solar Energy Center |  | USA0057567 | 2 | 35.1690 | -106.6000 | Solar |  |  |  | 2011.0 | PNM Resources | U.S. Energy Information Administration | http://www.eia.gov/electricity/data/browser/ | U.S. Energy Information Administration |  | 2019 | 3.715 | 4.458 | 4.1850000000000005 | 4.37 | 4.3100000000000005 | 4.28 | 4.173 | U.S. Energy Information Administration | 4.14 | 4.16 | 4.13 | 3.31 | 3.49 | SOLAR-V1-NO-AGE | SOLAR-V1-NO-AGE | SOLAR-V1-NO-AGE | SOLAR-V1-NO-AGE | SOLAR-V1-NO-AGE
USA | United States of America | Grove Solar |  | USA0060181 | 5 | 35.1692 | -77.1182 | Solar |  |  |  | 2020.0 | Sol Systems | U.S. Energy Information Administration | http://www.eia.gov/electricity/data/browser/ | U.S. Energy Information Administration |  | 2019 | [6 empty] | 13.458 | U.S. Energy Information Administration |  |  |  |  | 8.14 | SOLAR-V1-NO-AGE | SOLAR-V1-NO-AGE | SOLAR-V1-NO-AGE | SOLAR-V1-NO-AGE | SOLAR-V1-NO-AGE
USA | United States of America | Springbok 3 Solar Farm Hybrid |  | USA0060491 | 91.5 | 35.1712 | -118.0017 | Solar | Storage |  |  | 2019.0 | 64KT 8me LLC | U.S. Energy Information Administration | http://www.eia.gov/electricity/data/browser/ | U.S. Energy Information Administration |  | 2019 | [6 empty] | 112.586 | U.S. Energy Information Administration |  |  |  |  | 149.1 | SOLAR-V1-NO-AGE | SOLAR-V1-NO-AGE | SOLAR-V1-NO-AGE | SOLAR-V1-NO-AGE | SOLAR-V1-NO-AGE
USA | United States of America | Beetle Solar |  | USA0059511 | 4 | 35.1785 | -81.6650 | Solar |  |  |  | 2017.0 | Cypress Creek Renewables | U.S. Energy Information Administration | http://www.eia.gov/electricity/data/browser/ | U.S. Energy Information Administration |  | 2019 |  |  |  | 0.0 | 6.5520000000000005 | 6.7780000000000005 | 6.965 | U.S. Energy Information Administration |  |  |  |  | 6.51 | SOLAR-V1-NO-AGE | SOLAR-V1-NO-AGE | SOLAR-V1-NO-AGE | SOLAR-V1-NO-AGE | SOLAR-V1-NO-AGE
USA | United States of America | City of Rio Rancho WWTP |  | USA0063391 | 1.2 | 35.1799 | -106.8066 | Solar |  |  |  | 2018.9999999999998 | New Mexico Renewable Development LLC | U.S. Energy Information Administration | http://www.eia.gov/electricity/data/browser/ | U.S. Energy Information Administration |  | 2019 | [6 empty] | 0.618 | U.S. Energy Information Administration |  |  |  |  | 1.95 | SOLAR-V1-NO-AGE | SOLAR-V1-NO-AGE | SOLAR-V1-NO-AGE | SOLAR-V1-NO-AGE | SOLAR-V1-NO-AGE
USA | United States of America | Mount Olive Solar |  | USA0059908 | 2 | 35.1800 | -78.0980 | Solar |  |  |  | 2017.0 | Mount Olive Solar LLC | U.S. Energy Information Administration | http://www.eia.gov/electricity/data/browser/ | U.S. Energy Information Administration |  | 2019 |  |  |  | 0.0 | 4.0440000000000005 | 3.706 | 3.856 | U.S. Energy Information Administration |  |  |  |  | 3.25 | SOLAR-V1-NO-AGE | SOLAR-V1-NO-AGE | SOLAR-V1-NO-AGE | SOLAR-V1-NO-AGE | SOLAR-V1-NO-AGE
USA | United States of America | Mt Olive Solar 1 |  | USA0059645 | 5 | 35.1811 | -78.0969 | Solar |  |  |  | 2015.0 | Cypress Creek Renewables | U.S. Energy Information Administration | http://www.eia.gov/electricity/data/browser/ | U.S. Energy Information Administration |  | 2019 |  |  | 5.038 | 9.401 | 8.738 | 8.39 | 8.701 | U.S. Energy Information Administration |  |  |  | 9.40 | 9.08 | SOLAR-V1-NO-AGE | SOLAR-V1-NO-AGE | SOLAR-V1-NO-AGE | SOLAR-V1-NO-AGE | SOLAR-V1-NO-AGE
USA | United States of America | Roper Farm LLC |  | USA0060761 | 5 | 35.1875 | -81.4407 | Solar |  |  |  | 2015.0 | Roper Farm LLC | U.S. Energy Information Administration | http://www.eia.gov/electricity/data/browser/ | U.S. Energy Information Administration |  | 2019 |  |  |  | 10.514 | 10.031 | 9.48 | 9.604 | U.S. Energy Information Administration |  |  |  | 9.59 | 10.22 | SOLAR-V1-NO-AGE | SOLAR-V1-NO-AGE | SOLAR-V1-NO-AGE | SOLAR-V1-NO-AGE | SOLAR-V1-NO-AGE
USA | United States of America | IKEA Memphis 508 |  | USA0061211 | 1.1 | 35.1900 | -89.7993 | Solar |  |  |  | 2017.0 | IKEA Property Inc | U.S. Energy Information Administration | http://www.eia.gov/electricity/data/browser/ | U.S. Energy Information Administration |  | 2019 |  |  |  | 0.15 | 2.0060000000000002 | 1.7910000000000001 | 1.473 | U.S. Energy Information Administration |  |  |  |  | 1.79 | SOLAR-V1-NO-AGE | SOLAR-V1-NO-AGE | SOLAR-V1-NO-AGE | SOLAR-V1-NO-AGE | SOLAR-V1-NO-AGE
USA | United States of America | Long Henry Solar |  | USA0061347 | 2 | 35.1953 | -77.8951 | Solar |  |  |  | 2017.0 | Cypress Creek Renewables | U.S. Energy Information Administration | http://www.eia.gov/electricity/data/browser/ | U.S. Energy Information Administration |  | 2019 |  |  |  |  | 1.157 | 3.928 | 4.035 | U.S. Energy Information Administration |  |  |  |  | 3.25 | SOLAR-V1-NO-AGE | SOLAR-V1-NO-AGE | SOLAR-V1-NO-AGE | SOLAR-V1-NO-AGE | SOLAR-V1-NO-AGE
USA | United States of America | Lang Solar Farm |  | USA0063449 | 5 | 35.1959 | -77.5028 | Solar |  |  |  | 2016.0 | Lang Solar Farm LLC | U.S. Energy Information Administration | http://www.eia.gov/electricity/data/browser/ | U.S. Energy Information Administration |  | 2019 | [6 empty] | 9.123 | U.S. Energy Information Administration |  |  |  |  | 8.14 | SOLAR-V1-NO-AGE | SOLAR-V1-NO-AGE | SOLAR-V1-NO-AGE | SOLAR-V1-NO-AGE | SOLAR-V1-NO-AGE
USA | United States of America | Dixon Dairy Road Solar |  | USA0058453 | 4 | 35.1992 | -81.4108 | Solar |  |  |  | 2012.0 | Palmetto Power Management LLC | U.S. Energy Information Administration | http://www.eia.gov/electricity/data/browser/ | U.S. Energy Information Administration | 69211 | 2019 | 7.087 | 7.426 | 6.829 | 7.305 | 7.029 | 6.784 | 6.935 | U.S. Energy Information Administration | 6.52 | 7.12 | 7.39 | 7.20 | 6.67 | SOLAR-V1-NO-AGE | SOLAR-V1-NO-AGE | SOLAR-V1-NO-AGE | SOLAR-V1-NO-AGE | SOLAR-V1-NO-AGE
USA | United States of America | Cibola |  | USA0059619 | 7.6 | 35.2011 | -107.2452 | Solar |  |  |  | 2015.0 | PNM Resources | U.S. Energy Information Administration | http://www.eia.gov/electricity/data/browser/ | U.S. Energy Information Administration | 68509 | 2019 |  |  | 17.284 | 19.150000000000002 | 19.983 | 19.678 | 19.768 | U.S. Energy Information Administration |  |  |  | 15.92 | 17.06 | SOLAR-V1-NO-AGE | SOLAR-V1-NO-AGE | SOLAR-V1-NO-AGE | SOLAR-V1-NO-AGE | SOLAR-V1-NO-AGE
USA | United States of America | Mount Olive Farm |  | USA0059107 | 5 | 35.2019 | -78.0817 | Solar |  |  |  | 2015.0 | Mount Olive Farm LLC | U.S. Energy Information Administration | http://www.eia.gov/electricity/data/browser/ | U.S. Energy Information Administration |  | 2019 |  | 0.423 | 9.924 | 10.477 | 9.978 | 9.595 | 9.488 | U.S. Energy Information Administration |  |  |  | 9.40 | 9.08 | SOLAR-V1-NO-AGE | SOLAR-V1-NO-AGE | SOLAR-V1-NO-AGE | SOLAR-V1-NO-AGE | SOLAR-V1-NO-AGE
USA | United States of America | Tart Farm |  | USA0059583 | 5 | 35.2044 | -78.6811 | Solar |  |  |  | 2016.0 | Tart Farm LLC | U.S. Energy Information Administration | http://www.eia.gov/electricity/data/browser/ | U.S. Energy Information Administration |  | 2019 |  |  |  | 5.46 | 9.373 | 8.887 | 8.912 | U.S. Energy Information Administration |  |  |  |  | 9.87 | SOLAR-V1-NO-AGE | SOLAR-V1-NO-AGE | SOLAR-V1-NO-AGE | SOLAR-V1-NO-AGE | SOLAR-V1-NO-AGE
USA | United States of America | RE Barren Ridge 1 |  | USA0060389 | 60 | 35.2047 | -118.0687 | Solar |  |  |  | 2016.0 | RE Barren Ridge 1 LLC | U.S. Energy Information Administration | http://www.eia.gov/electricity/data/browser/ | U.S. Energy Information Administration | 68524 | 2019 |  |  |  | 92.126 | 177.969 | 177.061 | 163.388 | U.S. Energy Information Administration |  |  |  |  | 154.07 | SOLAR-V1-NO-AGE | SOLAR-V1-NO-AGE | SOLAR-V1-NO-AGE | SOLAR-V1-NO-AGE | SOLAR-V1-NO-AGE
USA | United States of America | Hood Farm Solar LLC |  | USA0061256 | 4.9 | 35.2050 | -77.4970 | Solar |  |  |  | 2017.0 | CD Global Solar Holdings LLC | U.S. Energy Information Administration | http://www.eia.gov/electricity/data/browser/ | U.S. Energy Information Administration |  | 2019 |  |  |  |  | 3.69 | 9.258000000000001 | 9.402 | U.S. Energy Information Administration |  |  |  |  | 7.98 | SOLAR-V1-NO-AGE | SOLAR-V1-NO-AGE | SOLAR-V1-NO-AGE | SOLAR-V1-NO-AGE | SOLAR-V1-NO-AGE
USA | United States of America | New Bern Farm |  | USA0058339 | 5 | 35.2096 | -77.0567 | Solar |  |  |  | 2014.0 | New Bern Farm LLC | U.S. Energy Information Administration | http://www.eia.gov/electricity/data/browser/ | U.S. Energy Information Administration | 67828 | 2019 |  | 6.84387 | 9.191 | 9.152000000000001 | 9.155 | 7.855 | 8.557 | U.S. Energy Information Administration |  |  | 8.54 | 9.52 | 9.56 | SOLAR-V1-NO-AGE | SOLAR-V1-NO-AGE | SOLAR-V1-NO-AGE | SOLAR-V1-NO-AGE | SOLAR-V1-NO-AGE
USA | United States of America | Castor Solar |  | USA0060277 | 1.5 | 35.2110 | -119.3873 | Solar |  |  |  | 2016.0 | ZGlobal Inc | U.S. Energy Information Administration | http://www.eia.gov/electricity/data/browser/ | U.S. Energy Information Administration |  | 2019 |  |  |  | 1.457 | 2.782 | 2.637 | 2.132 | U.S. Energy Information Administration |  |  |  |  | 3.79 | SOLAR-V1-NO-AGE | SOLAR-V1-NO-AGE | SOLAR-V1-NO-AGE | SOLAR-V1-NO-AGE | SOLAR-V1-NO-AGE
USA | United States of America | Harrell's Hill Solar Center LLC |  | USA0059337 | 5 | 35.2119 | -78.1008 | Solar |  |  |  | 2016.0 | SRE Utility Solar 1 LLC | U.S. Energy Information Administration | http://www.eia.gov/electricity/data/browser/ | U.S. Energy Information Administration | 69639 | 2019 |  |  | 0.004 | 9.871 | 9.708 | 8.92 | 9.193 | U.S. Energy Information Administration |  |  |  |  | 9.08 | SOLAR-V1-NO-AGE | SOLAR-V1-NO-AGE | SOLAR-V1-NO-AGE | SOLAR-V1-NO-AGE | SOLAR-V1-NO-AGE
USA | United States of America | Innovative Solar 54 |  | USA0059669 | 50 | 35.2137 | -77.7124 | Solar |  |  |  | 2019.0 | John Laing US Solar Corp. | U.S. Energy Information Administration | http://www.eia.gov/electricity/data/browser/ | U.S. Energy Information Administration |  | 2019 | [5 empty] | 0.74 | 99.7572 | U.S. Energy Information Administration |  |  |  |  | 81.47 | SOLAR-V1-NO-AGE | SOLAR-V1-NO-AGE | SOLAR-V1-NO-AGE | SOLAR-V1-NO-AGE | SOLAR-V1-NO-AGE
USA | United States of America | Eagle Creek |  | USA0063078 | 3 | 35.2140 | -119.3952 | Solar |  |  |  | 2020.0 | ZGlobal Inc | U.S. Energy Information Administration | http://www.eia.gov/electricity/data/browser/ | U.S. Energy Information Administration |  | 2019 | [6 empty] | 0.066 | U.S. Energy Information Administration |  |  |  |  | 4.88 | NO-ESTIMATION | NO-ESTIMATION | NO-ESTIMATION | NO-ESTIMATION | CAPACITY-FACTOR-V1
USA | United States of America | Royal Solar |  | USA0059831 | 4.9 | 35.2160 | -78.6890 | Solar |  |  |  | 2014.9999999999998 | Cypress Creek Renewables | U.S. Energy Information Administration | http://www.eia.gov/electricity/data/browser/ | U.S. Energy Information Administration |  | 2019 |  |  | 1.728 | 8.913 | 9.097 | 8.904 | 8.775 | U.S. Energy Information Administration |  |  | 8.30 | 9.23 | 9.67 | SOLAR-V1-NO-AGE | SOLAR-V1-NO-AGE | SOLAR-V1-NO-AGE | SOLAR-V1-NO-AGE | SOLAR-V1-NO-AGE
USA | United States of America | Porter Solar |  | USA0059504 | 5 | 35.2167 | -77.0743 | Solar |  |  |  | 2015.0 | Cypress Creek Renewables | U.S. Energy Information Administration | http://www.eia.gov/electricity/data/browser/ | U.S. Energy Information Administration |  | 2019 |  |  | 1.5130000000000001 | 8.513 | 8.637 | 7.698 | 8.549 | U.S. Energy Information Administration |  |  |  | 9.52 | 9.59 | SOLAR-V1-NO-AGE | SOLAR-V1-NO-AGE | SOLAR-V1-NO-AGE | SOLAR-V1-NO-AGE | SOLAR-V1-NO-AGE
USA | United States of America | Mt Olive Farm 2 |  | USA0058345 | 5 | 35.2181 | -78.0697 | Solar |  |  |  | 2013.0 | Mt Olive Farm 2 LLC | U.S. Energy Information Administration | http://www.eia.gov/electricity/data/browser/ | U.S. Energy Information Administration | 67854 | 2019 | 6.0440000000000005 | 9.009 | 8.912 | 9.111 | 9.302 | 8.835 | 8.926 | U.S. Energy Information Administration |  | 8.25 | 8.48 | 9.34 | 8.98 | SOLAR-V1-NO-AGE | SOLAR-V1-NO-AGE | SOLAR-V1-NO-AGE | SOLAR-V1-NO-AGE | SOLAR-V1-NO-AGE
USA | United States of America | Kinston Davis Farm |  | USA0061090 | 5 | 35.2184 | -77.6426 | Solar |  |  |  | 2015.0 | Kinston Davis Farm LLC | U.S. Energy Information Administration | http://www.eia.gov/electricity/data/browser/ | U.S. Energy Information Administration | 69344 | 2019 |  |  |  | 9.584 | 9.422 | 8.784 | 8.918 | U.S. Energy Information Administration |  |  |  | 9.38 | 9.07 | SOLAR-V1-NO-AGE | SOLAR-V1-NO-AGE | SOLAR-V1-NO-AGE | SOLAR-V1-NO-AGE | SOLAR-V1-NO-AGE
USA | United States of America | Soluga Farms IV |  | USA0059934 | 3.4 | 35.2187 | -78.6695 | Solar |  |  |  | 2018.0 | Pine Gate Renewables | U.S. Energy Information Administration | http://www.eia.gov/electricity/data/browser/ | U.S. Energy Information Administration |  | 2019 | [5 empty] | 1.792 | 6.039 | U.S. Energy Information Administration |  |  |  |  | 5.54 | SOLAR-V1-NO-AGE | SOLAR-V1-NO-AGE | SOLAR-V1-NO-AGE | SOLAR-V1-NO-AGE | SOLAR-V1-NO-AGE
USA | United States of America | Soluga Farms III |  | USA0060580 | 5 | 35.2193 | -78.6733 | Solar |  |  |  | 2015.0 | Soluga Farms III LLC | U.S. Energy Information Administration | http://www.eia.gov/electricity/data/browser/ | U.S. Energy Information Administration | 68121 | 2019 |  |  |  | 10.3 | 9.883000000000001 | 9.425 | 9.585 | U.S. Energy Information Administration |  |  |  | 9.42 | 9.87 | SOLAR-V1-NO-AGE | SOLAR-V1-NO-AGE | SOLAR-V1-NO-AGE | SOLAR-V1-NO-AGE | SOLAR-V1-NO-AGE
USA | United States of America | Battleground |  | USA0059038 | 3.5 | 35.2200 | -81.3300 | Solar |  |  |  | 2014.0 | Sustainable Power Group LLC | U.S. Energy Information Administration | http://www.eia.gov/electricity/data/browser/ | U.S. Energy Information Administration | 68255 | 2019 | 0.23562 | 6.277 | 5.006 | 6.199 | 5.9350000000000005 | 5.615 | 5.749 | U.S. Energy Information Administration |  |  | 6.49 | 6.42 | 6.7 | SOLAR-V1-NO-AGE | SOLAR-V1-NO-AGE | SOLAR-V1-NO-AGE | SOLAR-V1-NO-AGE | SOLAR-V1-NO-AGE
USA | United States of America | Foxfire Solar Farm |  | USA0059563 | 5 | 35.2206 | -79.5519 | Solar |  |  |  | 2015.0 | Foxfire Farm LLC | U.S. Energy Information Administration | http://www.eia.gov/electricity/data/browser/ | U.S. Energy Information Administration |  | 2019 |  |  | 3.5420000000000003 | 10.14 | 10.143 | 9.462 | 9.605 | U.S. Energy Information Administration |  |  |  | 9.53 | 10.21 | SOLAR-V1-NO-AGE | SOLAR-V1-NO-AGE | SOLAR-V1-NO-AGE | SOLAR-V1-NO-AGE | SOLAR-V1-NO-AGE
USA | United States of America | Pinesage |  | USA0061978 | 5 | 35.2208 | -79.5191 | Solar |  |  |  | 2019.0 | Cypress Creek Renewables | U.S. Energy Information Administration | http://www.eia.gov/electricity/data/browser/ | U.S. Energy Information Administration |  | 2019 | [5 empty] | 0.0 | 5.187 | U.S. Energy Information Administration |  |  |  |  | 8.14 | NO-ESTIMATION | NO-ESTIMATION | NO-ESTIMATION | NO-ESTIMATION | CAPACITY-FACTOR-V1
USA | United States of America | Wayne Solar I LLC |  | USA0060602 | 5 | 35.2211 | -78.0190 | Solar |  |  |  | 2014.0 | Soltage LLC | U.S. Energy Information Administration | http://www.eia.gov/electricity/data/browser/ | U.S. Energy Information Administration | 67698 | 2019 |  |  |  | 9.234 | 9.193 | 8.525 | 6.33 | U.S. Energy Information Administration |  |  | 8.48 | 9.40 | 9.05 | SOLAR-V1-NO-AGE | SOLAR-V1-NO-AGE | SOLAR-V1-NO-AGE | SOLAR-V1-NO-AGE | SOLAR-V1-NO-AGE
USA | United States of America | York Road Solar I LLC |  | USA0060107 | 2 | 35.2222 | -81.3337 | Solar |  |  |  | 2015.0 | SRE Utility Solar 1 LLC | U.S. Energy Information Administration | http://www.eia.gov/electricity/data/browser/ | U.S. Energy Information Administration |  | 2019 |  |  | 0.6970000000000001 | 3.84 | 3.747 | 3.5500000000000003 | 3.597 | U.S. Energy Information Administration |  |  |  | 3.77 | 3.95 | SOLAR-V1-NO-AGE | SOLAR-V1-NO-AGE | SOLAR-V1-NO-AGE | SOLAR-V1-NO-AGE | SOLAR-V1-NO-AGE
USA | United States of America | RE Old River One LLC |  | USA0058986 | 20 | 35.2233 | -119.0889 | Solar |  |  |  | 2015.0 | Dominion Renewable Energy | U.S. Energy Information Administration | http://www.eia.gov/electricity/data/browser/ | U.S. Energy Information Administration | 68152 | 2019 |  | 0.9 | 50.834 | 51.088 | 51.117000000000004 | 49.959 | 49.619 | U.S. Energy Information Administration |  |  |  | 46.57 | 53.49 | SOLAR-V1-NO-AGE | SOLAR-V1-NO-AGE | SOLAR-V1-NO-AGE | SOLAR-V1-NO-AGE | SOLAR-V1-NO-AGE
USA | United States of America | Somerville Solar |  | USA0062900 | 2.3 | 35.2249 | -89.3508 | Solar |  |  |  | 2019.0 | Somerville Solar LLC | U.S. Energy Information Administration | http://www.eia.gov/electricity/data/browser/ | U.S. Energy Information Administration |  | 2019 | [6 empty] | 1.266 | U.S. Energy Information Administration |  |  |  |  | 3.74 | SOLAR-V1-NO-AGE | SOLAR-V1-NO-AGE | SOLAR-V1-NO-AGE | SOLAR-V1-NO-AGE | SOLAR-V1-NO-AGE
USA | United States of America | Howell Midland Farm LLC |  | USA0060312 | 4.9 | 35.2257 | -80.5431 | Solar |  |  |  | 2016.0000000000002 | Howell Midland Farm LLC | U.S. Energy Information Administration | http://www.eia.gov/electricity/data/browser/ | U.S. Energy Information Administration | 69554 | 2019 |  |  | 0.431 | 8.955 | 9.414 | 8.874 | 8.938 | U.S. Energy Information Administration |  |  |  |  | 10.14 | SOLAR-V1-NO-AGE | SOLAR-V1-NO-AGE | SOLAR-V1-NO-AGE | SOLAR-V1-NO-AGE | SOLAR-V1-NO-AGE
USA | United States of America | Gastonia Solar Center |  | USA0060359 | 4.3 | 35.2290 | -81.1891 | Solar |  |  |  | 2018.9999999999998 | Enerparc Inc. | U.S. Energy Information Administration | http://www.eia.gov/electricity/data/browser/ | U.S. Energy Information Administration |  | 2019 | [5 empty] | 0.17400000000000002 | 4.411 | U.S. Energy Information Administration |  |  |  |  | 7 | SOLAR-V1-NO-AGE | SOLAR-V1-NO-AGE | SOLAR-V1-NO-AGE | SOLAR-V1-NO-AGE | SOLAR-V1-NO-AGE
USA | United States of America | Pine Tree Solar Project |  | USA0057306 | 8.5 | 35.2296 | -118.1957 | Solar |  |  |  | 2013.0 | Los Angeles Department of Water & Power | U.S. Energy Information Administration | http://www.eia.gov/electricity/data/browser/ | U.S. Energy Information Administration | 50746 | 2019 | 13.573 | 16.675 | 10.329 | 11.443 | 14.733 | 14.661 | 12.708 | U.S. Energy Information Administration |  | 18.71 | 19.51 | 17.35 | 19.32 | SOLAR-V1-NO-AGE | SOLAR-V1-NO-AGE | SOLAR-V1-NO-AGE | SOLAR-V1-NO-AGE | SOLAR-V1-NO-AGE
USA | United States of America | Crockett Farm |  | USA0059561 | 5 | 35.2308 | -77.5525 | Solar |  |  |  | 2015.0 | Crockett Farm LLC | U.S. Energy Information Administration | http://www.eia.gov/electricity/data/browser/ | U.S. Energy Information Administration |  | 2019 |  | 0.168 | 9.621 | 9.33 | 8.878 | 8.956 | 8.468 | U.S. Energy Information Administration |  |  |  | 9.38 | 9.07 | NO-ESTIMATION | NO-ESTIMATION | NO-ESTIMATION | NO-ESTIMATION | CAPACITY-FACTOR-V1
USA | United States of America | 232 Long Branch 29 Solar I LLC |  | USA0063296 | 2 | 35.2322 | -81.5597 | Solar |  |  |  | 2018.0 | Alchemy Renewable Energy | U.S. Energy Information Administration | http://www.eia.gov/electricity/data/browser/ | U.S. Energy Information Administration |  | 2019 | [6 empty] | 2.491 | U.S. Energy Information Administration |  |  |  |  | 3.25 | SOLAR-V1-NO-AGE | SOLAR-V1-NO-AGE | SOLAR-V1-NO-AGE | SOLAR-V1-NO-AGE | SOLAR-V1-NO-AGE
USA | United States of America | Lafayette Solar I LLC |  | USA0060105 | 2 | 35.2324 | -81.5642 | Solar |  |  |  | 2015.0 | SRE Utility Solar 1 LLC | U.S. Energy Information Administration | http://www.eia.gov/electricity/data/browser/ | U.S. Energy Information Administration | 70452 | 2019 |  |  | 0.707 | 3.716 | 3.513 | 3.34 | 3.327 | U.S. Energy Information Administration |  |  |  | 3.71 | 3.95 | SOLAR-V1-NO-AGE | SOLAR-V1-NO-AGE | SOLAR-V1-NO-AGE | SOLAR-V1-NO-AGE | SOLAR-V1-NO-AGE
USA | United States of America | Bluewater CDEC 1 |  | USA0062994 | 2.4 | 35.2400 | -107.9460 | Solar |  |  |  | 2020.0 | Lightsource Renewable Energy Asset Management LLC | U.S. Energy Information Administration | http://www.eia.gov/electricity/data/browser/ | U.S. Energy Information Administration |  | 2019 | [6 empty] | 0.011 | U.S. Energy Information Administration |  |  |  |  | 3.91 | SOLAR-V1-NO-AGE | SOLAR-V1-NO-AGE | SOLAR-V1-NO-AGE | SOLAR-V1-NO-AGE | SOLAR-V1-NO-AGE
USA | United States of America | Lux Solar LLC |  | USA0061284 | 2 | 35.2411 | -81.4294 | Solar |  |  |  | 2016.0 | Cypress Creek Renewables | U.S. Energy Information Administration | http://www.eia.gov/electricity/data/browser/ | U.S. Energy Information Administration |  | 2019 |  |  |  | 0.273 | 4.01 | 3.939 | 3.993 | U.S. Energy Information Administration |  |  |  |  | 3.95 | NO-ESTIMATION | NO-ESTIMATION | NO-ESTIMATION | NO-ESTIMATION | CAPACITY-FACTOR-V1
USA | United States of America | Fisher Solar Farm - NC |  | USA0061089 | 5 | 35.2413 | -80.0346 | Solar |  |  |  | 2015.0 | Fisher Solar Farm LLC | U.S. Energy Information Administration | http://www.eia.gov/electricity/data/browser/ | U.S. Energy Information Administration |  | 2019 |  |  |  | 9.601 | 9.746 | 8.907 | 8.347 | U.S. Energy Information Administration |  |  |  | 9.53 | 10.49 | NO-ESTIMATION | NO-ESTIMATION | NO-ESTIMATION | NO-ESTIMATION | CAPACITY-FACTOR-V1
USA | United States of America | La Senita |  | USA0057556 | 1 | 35.2417 | -114.0046 | Solar |  |  |  | 2011.0 | UNS Electric Inc | U.S. Energy Information Administration | http://www.eia.gov/electricity/data/browser/ | U.S. Energy Information Administration |  | 2019 | 1.387 | 1.68 | 2.097 | 2.511 | 2.1670000000000003 | 2.188 | 1.981 | U.S. Energy Information Administration | 2.19 | 2.06 | 2.17 | 1.63 | 1.72 | SOLAR-V1-NO-AGE | SOLAR-V1-NO-AGE | SOLAR-V1-NO-AGE | SOLAR-V1-NO-AGE | SOLAR-V1-NO-AGE
USA | United States of America | Soluga Farms 1 |  | USA0059191 | 5 | 35.2431 | -78.3869 | Solar |  |  |  | 2014.0 | Soluga Farms 1 LLC | U.S. Energy Information Administration | http://www.eia.gov/electricity/data/browser/ | U.S. Energy Information Administration | 68121 | 2019 |  | 5.218 | 9.111 | 9.35 | 9.215 | 8.825000000000001 | 8.939 | U.S. Energy Information Administration |  |  | 8.48 | 9.40 | 9.67 | SOLAR-V1-NO-AGE | SOLAR-V1-NO-AGE | SOLAR-V1-NO-AGE | SOLAR-V1-NO-AGE | SOLAR-V1-NO-AGE
USA | United States of America | Sedberry Farm |  | USA0059592 | 5 | 35.2439 | -79.3217 | Solar |  |  |  | 2017.0 | Heelstone Energy Holdings LLC | U.S. Energy Information Administration | http://www.eia.gov/electricity/data/browser/ | U.S. Energy Information Administration |  | 2019 |  |  |  | 0.275 | 9.5 | 8.892 | 8.997 | U.S. Energy Information Administration |  |  |  |  | 8.14 | NO-ESTIMATION | NO-ESTIMATION | NO-ESTIMATION | NO-ESTIMATION | CAPACITY-FACTOR-V1
USA | United States of America | 231 Dixon 74 Solar I LLC |  | USA0061195 | 2 | 35.2441 | -81.4304 | Solar |  |  |  | 2017.0 | Soltage LLC | U.S. Energy Information Administration | http://www.eia.gov/electricity/data/browser/ | U.S. Energy Information Administration |  | 2019 |  |  |  |  | 1.207 | 3.972 | 4.025 | U.S. Energy Information Administration |  |  |  |  | 3.25 | SOLAR-V1-NO-AGE | SOLAR-V1-NO-AGE | SOLAR-V1-NO-AGE | SOLAR-V1-NO-AGE | SOLAR-V1-NO-AGE
USA | United States of America | DE Solar 10240 Old Dowd Rd |  | USA0057334 | 1.9 | 35.2458 | -80.9967 | Solar |  |  |  | 2010.0 | Duke Energy Carolinas LLC | U.S. Energy Information Administration | http://www.eia.gov/electricity/data/browser/ | U.S. Energy Information Administration |  | 2019 | 2.847 | 2.713 | 2.712 | 2.477 | 2.541 | 1.978 | 1.661 | U.S. Energy Information Administration | 3.07 | 3.27 | 3.29 | 3.13 | 3.26 | SOLAR-V1-NO-AGE | SOLAR-V1-NO-AGE | SOLAR-V1-NO-AGE | SOLAR-V1-NO-AGE | SOLAR-V1-NO-AGE
USA | United States of America | Beacon Solar Plant Site 5 |  | USA0059308 | 37.8 | 35.2489 | -118.0344 | Solar |  |  |  | 2018.0 | CD Global Solar Holdings LLC | U.S. Energy Information Administration | http://www.eia.gov/electricity/data/browser/ | U.S. Energy Information Administration |  | 2019 |  |  |  |  | 3.8850000000000002 | 100.039 | 97.626 | U.S. Energy Information Administration |  |  |  |  | 61.59 | SOLAR-V1-NO-AGE | SOLAR-V1-NO-AGE | SOLAR-V1-NO-AGE | SOLAR-V1-NO-AGE | SOLAR-V1-NO-AGE
USA | United States of America | Springbok Solar Farm 1 |  | USA0059532 | 105 | 35.2492 | -117.9553 | Solar |  |  |  | 2016.0 | 62SK 8me LLC | U.S. Energy Information Administration | http://www.eia.gov/electricity/data/browser/ | U.S. Energy Information Administration | 68525 | 2019 |  |  |  | 125.68 | 299.242 | 297.993 | 290.089 | U.S. Energy Information Administration |  |  |  |  | 272 | SOLAR-V1-NO-AGE | SOLAR-V1-NO-AGE | SOLAR-V1-NO-AGE | SOLAR-V1-NO-AGE | SOLAR-V1-NO-AGE
USA | United States of America | Springbok Solar Farm 2 |  | USA0059840 | 155 | 35.2500 | -117.9768 | Solar |  |  |  | 2016.0 | 63SU 8me LLC | U.S. Energy Information Administration | http://www.eia.gov/electricity/data/browser/ | U.S. Energy Information Administration | 68525 | 2019 |  |  |  | 79.19200000000001 | 417.618 | 406.986 | 408.661 | U.S. Energy Information Administration |  |  |  |  | 398.9 | SOLAR-V1-NO-AGE | SOLAR-V1-NO-AGE | SOLAR-V1-NO-AGE | SOLAR-V1-NO-AGE | SOLAR-V1-NO-AGE
USA | United States of America | Newton Grove |  | USA0059835 | 1.9 | 35.2516 | -78.3674 | Solar |  |  |  | 2015.0 | SRE Utility Solar 1 LLC | U.S. Energy Information Administration | http://www.eia.gov/electricity/data/browser/ | U.S. Energy Information Administration |  | 2019 |  |  | 0.6980000000000001 | 3.521 | 3.499 | 3.247 | 2.949 | U.S. Energy Information Administration |  |  |  | 3.50 | 3.56 | SOLAR-V1-NO-AGE | SOLAR-V1-NO-AGE | SOLAR-V1-NO-AGE | SOLAR-V1-NO-AGE | SOLAR-V1-NO-AGE
USA | United States of America | Warren Solar Farm LLC |  | USA0062223 | 5 | 35.2520 | -78.3690 | Solar |  |  |  | 2019.0 | Sol Systems | U.S. Energy Information Administration | http://www.eia.gov/electricity/data/browser/ | U.S. Energy Information Administration |  | 2019 | [6 empty] | 4.323 | U.S. Energy Information Administration |  |  |  |  | 8.14 | SOLAR-V1-NO-AGE | SOLAR-V1-NO-AGE | SOLAR-V1-NO-AGE | SOLAR-V1-NO-AGE | SOLAR-V1-NO-AGE
USA | United States of America | Hecate Energy Beacon Solar 3 |  | USA0059316 | 56 | 35.2531 | -118.0147 | Solar |  |  |  | 2017.0 | Sustainable Power Group LLC | U.S. Energy Information Administration | http://www.eia.gov/electricity/data/browser/ | U.S. Energy Information Administration | 60780 | 2019 |  |  |  | 3.013 | 132.004 | 143.037 | 138.199 | U.S. Energy Information Administration |  |  |  |  | 91.25 | SOLAR-V1-NO-AGE | SOLAR-V1-NO-AGE | SOLAR-V1-NO-AGE | SOLAR-V1-NO-AGE | SOLAR-V1-NO-AGE
USA | United States of America | Hecate Energy Beacon Solar 4 |  | USA0059317 | 50 | 35.2536 | -118.0269 | Solar |  |  |  | 2017.0 | Sustainable Power Group LLC | U.S. Energy Information Administration | http://www.eia.gov/electricity/data/browser/ | U.S. Energy Information Administration | 60780 | 2019 |  |  |  | 9.137 | 115.791 | 125.337 | 122.915 | U.S. Energy Information Administration |  |  |  |  | 81.47 | SOLAR-V1-NO-AGE | SOLAR-V1-NO-AGE | SOLAR-V1-NO-AGE | SOLAR-V1-NO-AGE | SOLAR-V1-NO-AGE
USA | United States of America | Shelby Solar Energy Generation Facility |  | USA0057200 | 1 | 35.2536 | -81.5956 | Solar |  |  |  | 2010.0 | Solar Star North Carolina I LLC | U.S. Energy Information Administration | http://www.eia.gov/electricity/data/browser/ | U.S. Energy Information Administration |  | 2019 | 1.725 | 1.7770000000000001 | 1.622 | 1.599 | 1.725 | 1.691 | 1.332 | U.S. Energy Information Administration | 1.61 | 1.76 | 1.61 | 1.63 | 1.75 | NO-ESTIMATION | NO-ESTIMATION | NO-ESTIMATION | NO-ESTIMATION | CAPACITY-FACTOR-V1
USA | United States of America | Rutherford Farm |  | USA0059589 | 74.8 | 35.2578 | -81.8306 | Solar |  |  |  | 2017.0000000000002 | Southern Power Co | U.S. Energy Information Administration | http://www.eia.gov/electricity/data/browser/ | U.S. Energy Information Administration |  | 2019 |  |  |  | 3.4 | 139.196 | 131.764 | 137.995 | U.S. Energy Information Administration |  |  |  |  | 121.88 | NO-ESTIMATION | NO-ESTIMATION | NO-ESTIMATION | NO-ESTIMATION | CAPACITY-FACTOR-V1
USA | United States of America | SID Solar I LLC |  | USA0060108 | 5 | 35.2586 | -81.5056 | Solar |  |  |  | 2015.0 | SRE Utility Solar 1 LLC | U.S. Energy Information Administration | http://www.eia.gov/electricity/data/browser/ | U.S. Energy Information Administration | 69639 | 2019 |  |  | 1.0230000000000001 | 9.241 | 8.862 | 8.446 | 8.454 | U.S. Energy Information Administration |  |  |  | 9.71 | 10.5 | NO-ESTIMATION | NO-ESTIMATION | NO-ESTIMATION | NO-ESTIMATION | CAPACITY-FACTOR-V1
USA | United States of America | Innovative Solar 23 |  | USA0059670 | 1.9 | 35.2598 | -81.4190 | Solar |  |  |  | 2016.0 | SRE Utility Solar 1 LLC | U.S. Energy Information Administration | http://www.eia.gov/electricity/data/browser/ | U.S. Energy Information Administration |  | 2019 |  |  | 0.007 | 3.939 | 3.904 | 3.741 | 3.748 | U.S. Energy Information Administration |  |  |  |  | 3.86 | NO-ESTIMATION | NO-ESTIMATION | NO-ESTIMATION | NO-ESTIMATION | CAPACITY-FACTOR-V1
USA | United States of America | Hutchinson Farm |  | USA0059564 | 5 | 35.2608 | -81.5158 | Solar |  |  |  | 2015.0 | Hutchinson Solar LLC | U.S. Energy Information Administration | http://www.eia.gov/electricity/data/browser/ | U.S. Energy Information Administration |  | 2019 |  | 0.451 | 9.556000000000001 | 10.685 | 10.141 | 6.806 | 9.043 | U.S. Energy Information Administration |  |  |  | 9.71 | 10.5 | HYDRO-V1 | HYDRO-V1 | HYDRO-V1 | HYDRO-V1 | HYDRO-V1
USA | United States of America | Charlotte Solar |  | USA0058722 | 5 | 35.2619 | -81.8217 | Solar |  |  |  | 2015.0 | Cypress Creek Renewables | U.S. Energy Information Administration | http://www.eia.gov/electricity/data/browser/ | U.S. Energy Information Administration |  | 2019 |  |  | 0.053 | 9.986 | 9.697000000000001 | 9.284 | 9.437 | U.S. Energy Information Administration |  |  |  | 9.62 | 10.29 | HYDRO-V1 | HYDRO-V1 | HYDRO-V1 | HYDRO-V1 | HYDRO-V1
USA | United States of America | County Home Solar Center LLC |  | USA0060199 | 2 | 35.2633 | -81.5087 | Solar |  |  |  | 2016.0 | Heelstone Energy Holdings LLC | U.S. Energy Information Administration | http://www.eia.gov/electricity/data/browser/ | U.S. Energy Information Administration |  | 2019 |  |  |  | 0.879 | 3.79 | 3.629 | 3.579 | U.S. Energy Information Administration |  |  |  |  | 4.05 | NO-ESTIMATION | NO-ESTIMATION | NO-ESTIMATION | NO-ESTIMATION | CAPACITY-FACTOR-V1
USA | United States of America | Rio Rancho High School |  | USA0058589 | 1 | 35.2644 | -106.6678 | Solar |  |  |  | 2013.0 | Terraform Arcadia | U.S. Energy Information Administration | http://www.eia.gov/electricity/data/browser/ | U.S. Energy Information Administration | 67484 | 2019 | 0.135 | 2.339 | 2.1470000000000002 | 2.488 | 2.162 | 2.424 | 2.286 | U.S. Energy Information Administration |  | 1.95 | 2.07 | 2.06 | 2.18 | NO-ESTIMATION | NO-ESTIMATION | NO-ESTIMATION | NO-ESTIMATION | CAPACITY-FACTOR-V1
USA | United States of America | Beacon Solar Plant Site 2 |  | USA0059309 | 47.3 | 35.2658 | -117.9992 | Solar |  |  |  | 2018.0 | CD Global Solar Holdings LLC | U.S. Energy Information Administration | http://www.eia.gov/electricity/data/browser/ | U.S. Energy Information Administration |  | 2019 |  |  |  |  | 4.901 | 127.915 | 122.83 | U.S. Energy Information Administration |  |  |  |  | 77.07 | NO-ESTIMATION | NO-ESTIMATION | NO-ESTIMATION | NO-ESTIMATION | CAPACITY-FACTOR-V1
USA | United States of America | Tuttle |  | USA0061618 | 4 | 35.2666 | -97.8465 | Solar |  |  |  | 2017.0 | Western Farmers Elec Coop Inc | U.S. Energy Information Administration | http://www.eia.gov/electricity/data/browser/ | U.S. Energy Information Administration |  | 2019 |  |  |  |  | 7.471 | 8.41 | 7.086 | U.S. Energy Information Administration |  |  |  |  | 6.51 | NO-ESTIMATION | NO-ESTIMATION | NO-ESTIMATION | NO-ESTIMATION | NO-ESTIMATION
USA | United States of America | Hecate Energy Beacon Solar 1 |  | USA0059315 | 56 | 35.2694 | -118.0144 | Solar |  |  |  | 2017.0 | Sustainable Power Group LLC | U.S. Energy Information Administration | http://www.eia.gov/electricity/data/browser/ | U.S. Energy Information Administration |  | 2019 |  |  |  |  | 101.652 | 143.041 | 137.922 | U.S. Energy Information Administration |  |  |  |  | 91.25 | HYDRO-V1 | HYDRO-V1 | HYDRO-V1 | HYDRO-V1 | HYDRO-V1
USA | United States of America | Ruskin Solar |  | USA0060922 | 2 | 35.2740 | -78.0220 | Solar |  |  |  | 2017.0 | Cypress Creek Renewables | U.S. Energy Information Administration | http://www.eia.gov/electricity/data/browser/ | U.S. Energy Information Administration |  | 2019 |  |  |  |  | 0.54 | 3.932 | 4.006 | U.S. Energy Information Administration |  |  |  |  | 3.25 | HYDRO-V1 | HYDRO-V1 | HYDRO-V1 | HYDRO-V1 | HYDRO-V1
USA | United States of America | Ayrshire |  | USA0058792 | 19.4 | 35.2831 | -81.6153 | Solar |  |  |  | 2017.0 | CD Global Solar Holdings LLC | U.S. Energy Information Administration | http://www.eia.gov/electricity/data/browser/ | U.S. Energy Information Administration |  | 2019 |  |  |  |  | 9.46 | 35.331 | 34.506 | U.S. Energy Information Administration |  |  |  |  | 31.61 | HYDRO-V1 | HYDRO-V1 | HYDRO-V1 | HYDRO-V1 | HYDRO-V1
USA | United States of America | Sandoval Solar Energy Center |  | USA0059558 | 6.1 | 35.2836 | -106.8128 | Solar |  |  |  | 2015.0000000000002 | PNM Resources | U.S. Energy Information Administration | http://www.eia.gov/electricity/data/browser/ | U.S. Energy Information Administration | 67100 | 2019 |  | 0.034 | 15.357000000000001 | 16.243000000000002 | 16.354 | 16.289 | 15.325 | U.S. Energy Information Administration |  |  |  | 13.17 | 13.66 | HYDRO-V1 | HYDRO-V1 | HYDRO-V1 | HYDRO-V1 | HYDRO-V1
USA | United States of America | Scarlet Solar |  | USA0060921 | 2 | 35.2878 | -77.7951 | Solar |  |  |  | 2017.0 | Cypress Creek Renewables | U.S. Energy Information Administration | http://www.eia.gov/electricity/data/browser/ | U.S. Energy Information Administration |  | 2019 |  |  |  |  | 1.414 | 3.968 | 3.931 | U.S. Energy Information Administration |  |  |  |  | 3.25 | HYDRO-V1 | HYDRO-V1 | HYDRO-V1 | HYDRO-V1 | HYDRO-V1
USA | United States of America | Neisler Street Solar |  | USA0060072 | 2 | 35.2898 | -81.5689 | Solar |  |  |  | 2015.0 | Neisler Street Solar I LLC | U.S. Energy Information Administration | http://www.eia.gov/electricity/data/browser/ | U.S. Energy Information Administration |  | 2019 |  |  | 1.19 | 3.817 | 3.13 | 3.7070000000000003 | 3.789 | U.S. Energy Information Administration |  |  |  | 3.79 | 4.03 | HYDRO-V1 | HYDRO-V1 | HYDRO-V1 | HYDRO-V1 | HYDRO-V1
USA | United States of America | NC 102 Project LLC |  | USA0061610 | 74.8 | 35.2925 | -80.4975 | Solar |  |  |  | 2018.0 | NC 102 Project LLC | U.S. Energy Information Administration | http://www.eia.gov/electricity/data/browser/ | U.S. Energy Information Administration |  | 2019 | [5 empty] | 16.81 | 129.094 | U.S. Energy Information Administration |  |  |  |  | 121.88 | NO-ESTIMATION | NO-ESTIMATION | NO-ESTIMATION | NO-ESTIMATION | CAPACITY-FACTOR-V1
USA | United States of America | Albemarle Solar Center LLC |  | USA0058806 | 5 | 35.2931 | -77.5569 | Solar |  |  |  | 2015.0 | SRE Utility Solar 1 LLC | U.S. Energy Information Administration | http://www.eia.gov/electricity/data/browser/ | U.S. Energy Information Administration |  | 2019 |  | 0.002 | 9.155 | 9.678 | 9.677 | 9.157 | 9.227 | U.S. Energy Information Administration |  |  |  | 9.22 | 8.64 | SOLAR-V1-NO-AGE | SOLAR-V1-NO-AGE | SOLAR-V1-NO-AGE | SOLAR-V1-NO-AGE | SOLAR-V1-NO-AGE
USA | United States of America | Old Caroleen Solar Farm |  | USA0061534 | 2 | 35.2977 | -81.8120 | Solar |  |  |  | 2018.0 | Cypress Creek Renewables | U.S. Energy Information Administration | http://www.eia.gov/electricity/data/browser/ | U.S. Energy Information Administration |  | 2019 | [5 empty] | 1.062 | 3.528 | U.S. Energy Information Administration |  |  |  |  | 3.25 | SOLAR-V1-NO-AGE | SOLAR-V1-NO-AGE | SOLAR-V1-NO-AGE | SOLAR-V1-NO-AGE | SOLAR-V1-NO-AGE
USA | United States of America | Regulus Solar Project |  | USA0057650 | 60 | 35.3000 | -118.8519 | Solar |  |  |  | 2014.0 | Regulus Solar LLC | U.S. Energy Information Administration | http://www.eia.gov/electricity/data/browser/ | U.S. Energy Information Administration | 63006 | 2019 |  | 11.168000000000001 | 166.017 | 150.982 | 154.393 | 162.555 | 157.475 | U.S. Energy Information Administration |  |  | 145.48 | 131.33 | 154.12 | SOLAR-V1-NO-AGE | SOLAR-V1-NO-AGE | SOLAR-V1-NO-AGE | SOLAR-V1-NO-AGE | SOLAR-V1-NO-AGE
USA | United States of America | Spicewood Solar Farm LLC |  | USA0059109 | 5 | 35.3025 | -79.7017 | Solar |  |  |  | 2014.0 | Spicewood Solar Farm LLC | U.S. Energy Information Administration | http://www.eia.gov/electricity/data/browser/ | U.S. Energy Information Administration | 68122 | 2019 |  | 3.59667 | 8.83 | 8.8 | 8.296 | 8.416 | 8.46 | U.S. Energy Information Administration |  |  | 8.67 | 9.53 | 10.16 | SOLAR-V1-NO-AGE | SOLAR-V1-NO-AGE | SOLAR-V1-NO-AGE | SOLAR-V1-NO-AGE | SOLAR-V1-NO-AGE
USA | United States of America | Jacobson 5 MW Solar |  | USA0060603 | 4.4 | 35.3045 | -114.0118 | Solar |  |  |  | 2017.0 | UNS Electric Inc | U.S. Energy Information Administration | http://www.eia.gov/electricity/data/browser/ | U.S. Energy Information Administration |  | 2019 |  |  |  |  | 7.863 | 7.79 | 9.46 | U.S. Energy Information Administration |  |  |  |  | 7.16 | SOLAR-V1-NO-AGE | SOLAR-V1-NO-AGE | SOLAR-V1-NO-AGE | SOLAR-V1-NO-AGE | SOLAR-V1-NO-AGE
USA | United States of America | Auten Road Farm LLC |  | USA0060634 | 5 | 35.3050 | -81.1373 | Solar |  |  |  | 2018.0 | Cypress Creek Renewables | U.S. Energy Information Administration | http://www.eia.gov/electricity/data/browser/ | U.S. Energy Information Administration |  | 2019 |  |  |  |  | 0.0 | 7.566 | 10.008 | U.S. Energy Information Administration |  |  |  |  | 8.14 | NO-ESTIMATION | NO-ESTIMATION | NO-ESTIMATION | NO-ESTIMATION | CAPACITY-FACTOR-V1
USA | United States of America | Sophie Solar |  | USA0058745 | 4.5 | 35.3050 | -81.6969 | Solar |  |  |  | 2016.0 | Sophie Solar LLC | U.S. Energy Information Administration | http://www.eia.gov/electricity/data/browser/ | U.S. Energy Information Administration | 69343 | 2019 |  |  |  | 5.19 | 8.182 | 7.62 | 8.06 | U.S. Energy Information Administration |  |  |  |  | 9.01 | SOLAR-V1-NO-AGE | SOLAR-V1-NO-AGE | SOLAR-V1-NO-AGE | SOLAR-V1-NO-AGE | SOLAR-V1-NO-AGE
USA | United States of America | Pumpjack Solar I |  | USA0059322 | 20 | 35.3056 | -119.6225 | Solar |  |  |  | 2015.0 | Pumpjack Solar I LLC | U.S. Energy Information Administration | http://www.eia.gov/electricity/data/browser/ | U.S. Energy Information Administration | 67715 | 2019 |  |  | 50.118 | 49.814 | 49.685 | 50.444 | 51.037 | U.S. Energy Information Administration |  |  |  | 46.95 | 54.31 | SOLAR-V1-NO-AGE | SOLAR-V1-NO-AGE | SOLAR-V1-NO-AGE | SOLAR-V1-NO-AGE | SOLAR-V1-NO-AGE
USA | United States of America | Moorings Farm 2 |  | USA0061405 | 5 | 35.3057 | -77.8289 | Solar |  |  |  | 2017.0 | Moorings Farm 2 LLC | U.S. Energy Information Administration | http://www.eia.gov/electricity/data/browser/ | U.S. Energy Information Administration |  | 2019 |  |  |  |  | 2.4170000000000003 | 9.487 | 9.293 | U.S. Energy Information Administration |  |  |  |  | 8.14 | NO-ESTIMATION | NO-ESTIMATION | NO-ESTIMATION | NO-ESTIMATION | CAPACITY-FACTOR-V1
USA | United States of America | Moorings Farm |  | USA0058338 | 5 | 35.3058 | -77.8292 | Solar |  |  |  | 2013.0 | Moorings Farm LLC | U.S. Energy Information Administration | http://www.eia.gov/electricity/data/browser/ | U.S. Energy Information Administration |  | 2019 | 2.335 | 8.738 | 8.49 | 8.73 | 8.086 | 7.75 | 7.953 | U.S. Energy Information Administration |  | 8.25 | 8.44 | 9.19 | 9.05 | SOLAR-V1-NO-AGE | SOLAR-V1-NO-AGE | SOLAR-V1-NO-AGE | SOLAR-V1-NO-AGE | SOLAR-V1-NO-AGE
USA | United States of America | Latitude Solar Center |  | USA0061412 | 15 | 35.3064 | -89.1675 | Solar |  |  |  | 2019.0 | Latitude Solar Center LLC | U.S. Energy Information Administration | http://www.eia.gov/electricity/data/browser/ | U.S. Energy Information Administration |  | 2019 | [5 empty] | 0.704 | 31.422 | U.S. Energy Information Administration |  |  |  |  | 24.44 | SOLAR-V1-NO-AGE | SOLAR-V1-NO-AGE | SOLAR-V1-NO-AGE | SOLAR-V1-NO-AGE | SOLAR-V1-NO-AGE
USA | United States of America | Bunn Level Farm LLC |  | USA0060636 | 5 | 35.3086 | -78.7743 | Solar |  |  |  | 2017.0 | Bunn Level Farm LLC | U.S. Energy Information Administration | http://www.eia.gov/electricity/data/browser/ | U.S. Energy Information Administration |  | 2019 |  |  |  | 0.154 | 10.126 | 9.503 | 9.49 | U.S. Energy Information Administration |  |  |  |  | 8.14 | SOLAR-V1-NO-AGE | SOLAR-V1-NO-AGE | SOLAR-V1-NO-AGE | SOLAR-V1-NO-AGE | SOLAR-V1-NO-AGE
USA | United States of America | Shelby Randolph Road Solar 1 LLC |  | USA0060101 | 2 | 35.3092 | -81.5884 | Solar |  |  |  | 2015.0 | SRE Utility Solar 1 LLC | U.S. Energy Information Administration | http://www.eia.gov/electricity/data/browser/ | U.S. Energy Information Administration |  | 2019 |  |  | 0.394 | 3.723 | 3.653 | 3.479 | 3.525 | U.S. Energy Information Administration |  |  |  | 3.76 | 3.89 | SOLAR-V1-NO-AGE | SOLAR-V1-NO-AGE | SOLAR-V1-NO-AGE | SOLAR-V1-NO-AGE | SOLAR-V1-NO-AGE
USA | United States of America | Samarcand Solar Farm LLC |  | USA0058805 | 5 | 35.3117 | -79.6950 | Solar |  |  |  | 2015.0 | SRE Utility Solar 1 LLC | U.S. Energy Information Administration | http://www.eia.gov/electricity/data/browser/ | U.S. Energy Information Administration |  | 2019 |  | 0.002 | 9.064 | 9.627 | 9.371 | 8.485 | 8.428 | U.S. Energy Information Administration |  |  |  | 9.53 | 10.22 | SOLAR-V1-NO-AGE | SOLAR-V1-NO-AGE | SOLAR-V1-NO-AGE | SOLAR-V1-NO-AGE | SOLAR-V1-NO-AGE
USA | United States of America | Sue Cleveland High School |  | USA0058588 | 1 | 35.3133 | -106.6578 | Solar |  |  |  | 2013.0 | Terraform Arcadia | U.S. Energy Information Administration | http://www.eia.gov/electricity/data/browser/ | U.S. Energy Information Administration | 67485 | 2019 | 0.117 | 2.44 | 2.219 | 2.265 | 2.315 | 2.275 | 2.207 | U.S. Energy Information Administration |  | 2.08 | 1.95 | 2.05 | 2.18 | SOLAR-V1-NO-AGE | SOLAR-V1-NO-AGE | SOLAR-V1-NO-AGE | SOLAR-V1-NO-AGE | SOLAR-V1-NO-AGE
USA | United States of America | Blueberry One |  | USA0058605 | 5 | 35.3139 | -78.1542 | Solar |  |  |  | 2016.0 | Cypress Creek Renewables | U.S. Energy Information Administration | http://www.eia.gov/electricity/data/browser/ | U.S. Energy Information Administration |  | 2019 |  |  |  | 9.215 | 9.906 | 9.499 | 9.411 | U.S. Energy Information Administration |  |  |  |  | 9.1 | NO-ESTIMATION | NO-ESTIMATION | NO-ESTIMATION | NO-ESTIMATION | CAPACITY-FACTOR-V1
USA | United States of America | Redwood 4 Solar Farm |  | USA0060490 | 20 | 35.3142 | -118.8119 | Solar |  |  |  | 2018.0 | 54 KR 8me LLC | U.S. Energy Information Administration | http://www.eia.gov/electricity/data/browser/ | U.S. Energy Information Administration |  | 2019 |  |  |  |  | 0.38 | 101.965 | 50.469 | U.S. Energy Information Administration |  |  |  |  | 32.59 | HYDRO-V1 | HYDRO-V1 | HYDRO-V1 | HYDRO-V1 | HYDRO-V1
USA | United States of America | Wayne Solar II LLC |  | USA0060598 | 5 | 35.3156 | -78.0795 | Solar |  |  |  | 2014.0 | Soltage LLC | U.S. Energy Information Administration | http://www.eia.gov/electricity/data/browser/ | U.S. Energy Information Administration | 67699 | 2019 |  |  |  | 9.704 | 9.156 | 8.673 | 8.649 | U.S. Energy Information Administration |  |  | 8.44 | 9.08 | 9.07 | HYDRO-V1 | HYDRO-V1 | HYDRO-V1 | HYDRO-V1 | HYDRO-V1
USA | United States of America | Amethyst Solar |  | USA0058730 | 3 | 35.3169 | -81.9264 | Solar |  |  |  | 2016.0 | Amethyst Solar LLC | U.S. Energy Information Administration | http://www.eia.gov/electricity/data/browser/ | U.S. Energy Information Administration | 102167 | 2019 |  |  |  | 3.734 | 5.916 | 5.839 | 5.924 | U.S. Energy Information Administration |  |  |  |  | 5.86 | HYDRO-V1 | HYDRO-V1 | HYDRO-V1 | HYDRO-V1 | HYDRO-V1
USA | United States of America | Bakersfield 111 |  | USA0059948 | 1.4 | 35.3176 | -118.9899 | Solar |  |  |  | 2015.0000000000002 | Bakersfield 111 LLC | U.S. Energy Information Administration | http://www.eia.gov/electricity/data/browser/ | U.S. Energy Information Administration | 69006 | 2019 |  |  | 1.3860000000000001 | 3.323 | 3.295 | 2.973 | 3.303 | U.S. Energy Information Administration |  |  |  | 2.99 | 3.18 | NO-ESTIMATION | NO-ESTIMATION | NO-ESTIMATION | NO-ESTIMATION | CAPACITY-FACTOR-V1
USA | United States of America | Innovative Solar 15 LLC |  | USA0059554 | 2 | 35.3194 | -81.7642 | Solar |  |  |  | 2014.0 | Sustainable Power Group LLC | U.S. Energy Information Administration | http://www.eia.gov/electricity/data/browser/ | U.S. Energy Information Administration |  | 2019 |  | 1.186 | 3.21 | 3.9170000000000003 | 3.39 | 3.306 | 3.346 | U.S. Energy Information Administration |  |  | 3.52 | 3.74 | 3.87 | NO-ESTIMATION | NO-ESTIMATION | NO-ESTIMATION | NO-ESTIMATION | CAPACITY-FACTOR-V1
USA | United States of America | Stenner Creek Solar |  | USA0061607 | 4.5 | 35.3200 | -120.6910 | Solar |  |  |  | 2018.0 | Stenner Creek Solar LLC | U.S. Energy Information Administration | http://www.eia.gov/electricity/data/browser/ | U.S. Energy Information Administration |  | 2019 | [5 empty] | 6.78 | 9.675 | U.S. Energy Information Administration |  |  |  |  | 7.33 | NO-ESTIMATION | NO-ESTIMATION | NO-ESTIMATION | NO-ESTIMATION | CAPACITY-FACTOR-V1
USA | United States of America | Redcrest Solar Farm |  | USA0058831 | 16.6 | 35.3219 | -118.8128 | Solar |  |  |  | 2014.9999999999998 | Sustainable Power Group LLC | U.S. Energy Information Administration | http://www.eia.gov/electricity/data/browser/ | U.S. Energy Information Administration |  | 2019 |  |  | 1.59 | 40.454 | 40.42 | 38.51 | 40.481 | U.S. Energy Information Administration |  |  | 40.43 | 37.17 | 43.29 | NO-ESTIMATION | NO-ESTIMATION | NO-ESTIMATION | NO-ESTIMATION | NO-ESTIMATION
USA | United States of America | Woodmere Solar Farm |  | USA0059008 | 15 | 35.3231 | -118.8214 | Solar |  |  |  | 2016.0 | Sustainable Power Group LLC | U.S. Energy Information Administration | http://www.eia.gov/electricity/data/browser/ | U.S. Energy Information Administration |  | 2019 |  |  | 2.602 | 35.917 | 36.550000000000004 | 35.084 | 36.444 | U.S. Energy Information Administration |  |  |  |  | 39.12 | HYDRO-V1 | HYDRO-V1 | HYDRO-V1 | HYDRO-V1 | HYDRO-V1
USA | United States of America | California Valley Solar Ranch |  | USA0057439 | 249.8 | 35.3237 | -119.9166 | Solar |  |  |  | 2012.9159327461969 | NRG Renew Operation & Maintenance LLC | U.S. Energy Information Administration | http://www.eia.gov/electricity/data/browser/ | U.S. Energy Information Administration |  | 2019 | 399.36400000000003 | 684.403 | 688.253 | 679.796 | 647.541 | 676.633 | 584.795 | U.S. Energy Information Administration | 581.55 | 588.87 | 622.15 | 588.76 | 629.11 | NO-ESTIMATION | NO-ESTIMATION | NO-ESTIMATION | NO-ESTIMATION | CAPACITY-FACTOR-V1
USA | United States of America | Wayne Solar III LLC |  | USA0060597 | 5 | 35.3244 | -77.8712 | Solar |  |  |  | 2014.0 | Soltage LLC | U.S. Energy Information Administration | http://www.eia.gov/electricity/data/browser/ | U.S. Energy Information Administration | 67700 | 2019 |  |  |  | 8.872 | 9.043000000000001 | 8.035 | 8.434 | U.S. Energy Information Administration |  |  | 8.44 | 9.22 | 9.12 | NO-ESTIMATION | NO-ESTIMATION | NO-ESTIMATION | NO-ESTIMATION | CAPACITY-FACTOR-V1
USA | United States of America | Bakersfield PV 1 |  | USA0061117 | 5.3 | 35.3250 | -118.9815 | Solar |  |  |  | 2018.0 | Bakersfield PV 1 LLC | U.S. Energy Information Administration | http://www.eia.gov/electricity/data/browser/ | U.S. Energy Information Administration |  | 2019 |  |  |  |  | 0.152 | 10.813 | 10.134 | U.S. Energy Information Administration |  |  |  |  | 8.63 | HYDRO-V1 | HYDRO-V1 | HYDRO-V1 | HYDRO-V1 | HYDRO-V1
USA | United States of America | Hayworth Solar |  | USA0059009 | 27 | 35.3253 | -118.8786 | Solar |  |  |  | 2016.0 | Sustainable Power Group LLC | U.S. Energy Information Administration | http://www.eia.gov/electricity/data/browser/ | U.S. Energy Information Administration |  | 2019 |  |  | 2.265 | 59.224000000000004 | 61.267 | 60.864000000000004 | 64.022 | U.S. Energy Information Administration |  |  |  |  | 68.66 | NO-ESTIMATION | NO-ESTIMATION | NO-ESTIMATION | NO-ESTIMATION | CAPACITY-FACTOR-V1
USA | United States of America | DE Solar 1725 Drywall Dr |  | USA0057336 | 1 | 35.3261 | -80.9967 | Solar |  |  |  | 2010.0 | Duke Energy Carolinas LLC | U.S. Energy Information Administration | http://www.eia.gov/electricity/data/browser/ | U.S. Energy Information Administration |  | 2019 | 1.543 | 1.545 | 1.545 | 1.666 | 1.546 | 1.3800000000000001 | 1.286 | U.S. Energy Information Administration | 1.61 | 1.72 | 1.64 | 1.61 | 1.74 | HYDRO-V1 | HYDRO-V1 | HYDRO-V1 | HYDRO-V1 | HYDRO-V1
USA | United States of America | Audrey Solar |  | USA0058732 | 3 | 35.3281 | -81.6219 | Solar |  |  |  | 2016.0 | Audrey Solar LLC | U.S. Energy Information Administration | http://www.eia.gov/electricity/data/browser/ | U.S. Energy Information Administration |  | 2019 |  |  |  | 3.169 | 5.098 | 4.89 | 4.923 | U.S. Energy Information Administration |  |  |  |  | 5.86 | HYDRO-V1 | HYDRO-V1 | HYDRO-V1 | HYDRO-V1 | HYDRO-V1
USA | United States of America | Bakersfield Industrial PV 1 |  | USA0061118 | 1 | 35.3300 | -118.9931 | Solar |  |  |  | 2018.0 | Bakersfield Industrial PV 1 LLC | U.S. Energy Information Administration | http://www.eia.gov/electricity/data/browser/ | U.S. Energy Information Administration |  | 2019 |  |  |  |  | 0.152 | 2.1470000000000002 | 2.139 | U.S. Energy Information Administration |  |  |  |  | 1.62 | HYDRO-V1 | HYDRO-V1 | HYDRO-V1 | HYDRO-V1 | HYDRO-V1
USA | United States of America | Lenoir Farm |  | USA0058333 | 5 | 35.3317 | -77.6664 | Solar |  |  |  | 2013.0 | Lenoir Farm LLC | U.S. Energy Information Administration | http://www.eia.gov/electricity/data/browser/ | U.S. Energy Information Administration |  | 2019 | 4.243 | 8.725 | 8.541 | 8.626 | 8.574 | 8.348 | 8.215 | U.S. Energy Information Administration |  | 8.24 | 8.44 | 8.77 | 8.61 | NO-ESTIMATION | NO-ESTIMATION | NO-ESTIMATION | NO-ESTIMATION | CAPACITY-FACTOR-V1
USA | United States of America | Erwin Farm |  | USA0058859 | 5 | 35.3333 | -78.6614 | Solar |  |  |  | 2014.0 | Erwin Farm LLC | U.S. Energy Information Administration | http://www.eia.gov/electricity/data/browser/ | U.S. Energy Information Administration |  | 2019 |  | 2.665 | 7.437 | 7.715 | 7.684 | 6.372 | 7.333 | U.S. Energy Information Administration |  |  | 8.67 | 9.28 | 9.86 | NO-ESTIMATION | NO-ESTIMATION | NO-ESTIMATION | NO-ESTIMATION | CAPACITY-FACTOR-V1
USA | United States of America | Copperfield |  | USA0061882 | 2 | 35.3401 | -79.9912 | Solar |  |  |  | 2019.0 | Cypress Creek Renewables | U.S. Energy Information Administration | http://www.eia.gov/electricity/data/browser/ | U.S. Energy Information Administration |  | 2019 | [5 empty] | 0.0 | 3.686 | U.S. Energy Information Administration |  |  |  |  | 3.25 | NO-ESTIMATION | NO-ESTIMATION | NO-ESTIMATION | NO-ESTIMATION | CAPACITY-FACTOR-V1
USA | United States of America | Haywood Farm Solar LLC |  | USA0061255 | 4.9 | 35.3430 | -79.9150 | Solar |  |  |  | 2017.0 | CD Global Solar Holdings LLC | U.S. Energy Information Administration | http://www.eia.gov/electricity/data/browser/ | U.S. Energy Information Administration |  | 2019 |  |  |  |  | 3.446 | 9.282 | 9.17 | U.S. Energy Information Administration |  |  |  |  | 7.98 | HYDRO-V1 | HYDRO-V1 | HYDRO-V1 | HYDRO-V1 | HYDRO-V1
USA | United States of America | Montgomery Solar LLC |  | USA0058649 | 20 | 35.3444 | -79.7683 | Solar |  |  |  | 2016.0 | Oppidum Renewables USA LLC | U.S. Energy Information Administration | http://www.eia.gov/electricity/data/browser/ | U.S. Energy Information Administration | 101991 | 2019 |  |  | 0.512 | 40.223 | 40.815 | 38.199 | 38.493 | U.S. Energy Information Administration |  |  |  |  | 44.32 | HYDRO-V1 | HYDRO-V1 | HYDRO-V1 | HYDRO-V1 | HYDRO-V1
USA | United States of America | Boulder Solar Power LLC |  | USA0060352 | 100 | 35.3480 | -114.9700 | Solar |  |  |  | 2017.0 | Southern Power Co | U.S. Energy Information Administration | http://www.eia.gov/electricity/data/browser/ | U.S. Energy Information Administration | 71006 | 2019 |  |  |  | 10.74 | 271.503 | 280.103 | 268.134 | U.S. Energy Information Administration |  |  |  |  | 162.95 | NO-ESTIMATION | NO-ESTIMATION | NO-ESTIMATION | NO-ESTIMATION | CAPACITY-FACTOR-V1
USA | United States of America | Gamble Solar |  | USA0061127 | 3 | 35.3484 | -81.8174 | Solar |  |  |  | 2020.0 | Gamble Solar LLC | U.S. Energy Information Administration | http://www.eia.gov/electricity/data/browser/ | U.S. Energy Information Administration |  | 2019 | [6 empty] | 0.15 | U.S. Energy Information Administration |  |  |  |  | 4.88 | HYDRO-V1 | HYDRO-V1 | HYDRO-V1 | HYDRO-V1 | HYDRO-V1
USA | United States of America | Lenoir Farm 2 |  | USA0058334 | 5 | 35.3500 | -77.4750 | Solar |  |  |  | 2013.0 | Lenoir Farm 2 LLC | U.S. Energy Information Administration | http://www.eia.gov/electricity/data/browser/ | U.S. Energy Information Administration | 67852 | 2019 | 4.511 | 8.642 | 8.413 | 7.186 | 8.755 | 8.093 | 8.009 | U.S. Energy Information Administration |  | 8.24 | 8.44 | 9.02 | 8.54 | NO-ESTIMATION | NO-ESTIMATION | NO-ESTIMATION | NO-ESTIMATION | CAPACITY-FACTOR-V1
USA | United States of America | Kinston Solar |  | USA0059832 | 5 | 35.3514 | -77.4723 | Solar |  |  |  | 2015.0 | Cypress Creek Renewables | U.S. Energy Information Administration | http://www.eia.gov/electricity/data/browser/ | U.S. Energy Information Administration | 67858 | 2019 |  |  | 1.814 | 7.839 | 9.506 | 8.845 | 8.782 | U.S. Energy Information Administration |  |  |  | 9.05 | 8.64 | NO-ESTIMATION | NO-ESTIMATION | NO-ESTIMATION | NO-ESTIMATION | CAPACITY-FACTOR-V1
USA | United States of America | Millington Solar Farm |  | USA0060560 | 53 | 35.3515 | -89.8547 | Solar |  |  |  | 2019.0 | SR Millington LLC | U.S. Energy Information Administration | http://www.eia.gov/electricity/data/browser/ | U.S. Energy Information Administration |  | 2019 | [5 empty] | 0.029 | 104.4701 | U.S. Energy Information Administration |  |  |  |  | 86.36 | HYDRO-V1 | HYDRO-V1 | HYDRO-V1 | HYDRO-V1 | HYDRO-V1
USA | United States of America | Waco Farm |  | USA0058863 | 5 | 35.3522 | -81.4261 | Solar |  |  |  | 2013.0 | Waco Farm LLC | U.S. Energy Information Administration | http://www.eia.gov/electricity/data/browser/ | U.S. Energy Information Administration | 68437 | 2019 |  | 9.67 | 8.982 | 9.73 | 9.133000000000001 | 8.703 | 8.444 | U.S. Energy Information Administration |  | 9.10 | 9.13 | 9.62 | 10.12 | NO-ESTIMATION | NO-ESTIMATION | NO-ESTIMATION | NO-ESTIMATION | CAPACITY-FACTOR-V1
USA | United States of America | Achilles Solar |  | USA0062621 | 5 | 35.3597 | -79.9114 | Solar |  |  |  | 2019.0 | Achilles Farm LLC | U.S. Energy Information Administration | http://www.eia.gov/electricity/data/browser/ | U.S. Energy Information Administration |  | 2019 | [6 empty] | 9.367 | U.S. Energy Information Administration |  |  |  |  | 8.14 | NO-ESTIMATION | NO-ESTIMATION | NO-ESTIMATION | NO-ESTIMATION | CAPACITY-FACTOR-V1
USA | United States of America | Gray Hawk Solar |  | USA0061272 | 55 | 35.3635 | -113.8978 | Solar |  |  |  | 2018.0 | Gray Hawk Solar LLC | U.S. Energy Information Administration | http://www.eia.gov/electricity/data/browser/ | U.S. Energy Information Administration |  | 2019 | [5 empty] | 76.07600000000001 | 139.943 | U.S. Energy Information Administration |  |  |  |  | 89.62 | NO-ESTIMATION | NO-ESTIMATION | NO-ESTIMATION | NO-ESTIMATION | CAPACITY-FACTOR-V1
USA | United States of America | Highland Solar Center LLC |  | USA0059163 | 5 | 35.3639 | -77.4519 | Solar |  |  |  | 2016.0 | SRE Utility Solar 1 LLC | U.S. Energy Information Administration | http://www.eia.gov/electricity/data/browser/ | U.S. Energy Information Administration | 102159 | 2019 |  |  | 0.07 | 8.039 | 9.8 | 9.195 | 9.28 | U.S. Energy Information Administration |  |  |  |  | 8.64 | NO-ESTIMATION | NO-ESTIMATION | NO-ESTIMATION | NO-ESTIMATION | CAPACITY-FACTOR-V1
USA | United States of America | Innovative Solar 16 |  | USA0060055 | 2 | 35.3639 | -82.3500 | Solar |  |  |  | 2015.0 | Cypress Creek Renewables | U.S. Energy Information Administration | http://www.eia.gov/electricity/data/browser/ | U.S. Energy Information Administration |  | 2019 |  |  | 0.317 | 3.838 | 2.968 | 2.754 | 3.589 | U.S. Energy Information Administration |  |  |  | 3.76 | 3.89 | NO-ESTIMATION | NO-ESTIMATION | NO-ESTIMATION | NO-ESTIMATION | CAPACITY-FACTOR-V1
USA | United States of America | Liberty HS Solar Project |  | USA0062274 | 1.5 | 35.3644 | -119.1275 | Solar |  |  |  | 2019.0 | Kern Highschool District Solar LLC | U.S. Energy Information Administration | http://www.eia.gov/electricity/data/browser/ | U.S. Energy Information Administration |  | 2019 | [5 empty] | 0.07100000000000001 | 2.651 | U.S. Energy Information Administration |  |  |  |  | 2.44 | HYDRO-V1 | HYDRO-V1 | HYDRO-V1 | HYDRO-V1 | HYDRO-V1
USA | United States of America | Lillington Solar |  | USA0059921 | 5 | 35.3680 | -78.8010 | Solar |  |  |  | 2017.0 | Soltage LLC | U.S. Energy Information Administration | http://www.eia.gov/electricity/data/browser/ | U.S. Energy Information Administration |  | 2019 |  |  |  |  | 1.368 | 7.636 | 9.719 | U.S. Energy Information Administration |  |  |  |  | 8.14 | NO-ESTIMATION | NO-ESTIMATION | NO-ESTIMATION | NO-ESTIMATION | CAPACITY-FACTOR-V1
USA | United States of America | Innovative Solar 14 LLC |  | USA0059553 | 2 | 35.3689 | -82.3575 | Solar |  |  |  | 2014.0 | Sustainable Power Group LLC | U.S. Energy Information Administration | http://www.eia.gov/electricity/data/browser/ | U.S. Energy Information Administration |  | 2019 |  | 0.964 | 3.009 | 4.013 | 3.607 | 3.479 | 3.514 | U.S. Energy Information Administration |  |  | 3.49 | 3.74 | 3.87 | NO-ESTIMATION | NO-ESTIMATION | NO-ESTIMATION | NO-ESTIMATION | CAPACITY-FACTOR-V1
USA | United States of America | Exum Farm Solar LLC |  | USA0060400 | 4.9 | 35.3704 | -77.4549 | Solar |  |  |  | 2017.0 | Cypress Creek Renewables | U.S. Energy Information Administration | http://www.eia.gov/electricity/data/browser/ | U.S. Energy Information Administration |  | 2019 |  |  |  | 0.11800000000000001 | 9.103 | 9.148 | 9.429 | U.S. Energy Information Administration |  |  |  |  | 7.98 | NO-ESTIMATION | NO-ESTIMATION | NO-ESTIMATION | NO-ESTIMATION | CAPACITY-FACTOR-V1
USA | United States of America | Kinston |  | USA0059125 | 2 | 35.3706 | -77.6083 | Solar |  |  |  | 2014.0 | Kinston Solar LLC | U.S. Energy Information Administration | http://www.eia.gov/electricity/data/browser/ | U.S. Energy Information Administration |  | 2019 |  | 3.075 | 3.823 | 3.908 | 3.856 | 3.66 | 3.73 | U.S. Energy Information Administration |  |  | 3.25 | 3.56 | 3.29 | NO-ESTIMATION | NO-ESTIMATION | NO-ESTIMATION | NO-ESTIMATION | CAPACITY-FACTOR-V1
USA | United States of America | Mariposa Solar Center LLC |  | USA0059162 | 5 | 35.3739 | -81.0869 | Solar |  |  |  | 2016.0 | Heelstone Energy Holdings LLC | U.S. Energy Information Administration | http://www.eia.gov/electricity/data/browser/ | U.S. Energy Information Administration |  | 2019 |  |  |  | 2.172 | 9.735 | 9.269 | 9.176 | U.S. Energy Information Administration |  |  |  |  | 10.34 | NO-ESTIMATION | NO-ESTIMATION | NO-ESTIMATION | NO-ESTIMATION | CAPACITY-FACTOR-V1
USA | United States of America | Hector Farm |  | USA0060577 | 5 | 35.3762 | -79.9097 | Solar |  |  |  | 2017.0 | Hector Farm LLC | U.S. Energy Information Administration | http://www.eia.gov/electricity/data/browser/ | U.S. Energy Information Administration |  | 2019 |  |  |  |  | 9.811 | 9.258000000000001 | 9.034 | U.S. Energy Information Administration |  |  |  |  | 8.14 | HYDRO-V1 | HYDRO-V1 | HYDRO-V1 | HYDRO-V1 | HYDRO-V1
USA | United States of America | Innovative Solar 18 LLC |  | USA0060051 | 1.9 | 35.3782 | -81.7951 | Solar |  |  |  | 2016.0 | Cypress Creek Renewables | U.S. Energy Information Administration | http://www.eia.gov/electricity/data/browser/ | U.S. Energy Information Administration |  | 2019 |  |  | 0.082 | 4.1850000000000005 | 3.73 | 3.814 | 3.864 | U.S. Energy Information Administration |  |  |  |  | 3.71 | SOLAR-V1-NO-AGE | SOLAR-V1-NO-AGE | SOLAR-V1-NO-AGE | SOLAR-V1-NO-AGE | SOLAR-V1-NO-AGE
USA | United States of America | Lincoln Solar LLC (NC) |  | USA0060399 | 4.9 | 35.3795 | -81.8176 | Solar |  |  |  | 2017.0 | Cypress Creek Renewables | U.S. Energy Information Administration | http://www.eia.gov/electricity/data/browser/ | U.S. Energy Information Administration |  | 2019 |  |  |  | 0.23700000000000002 | 9.567 | 9.375 | 9.472 | U.S. Energy Information Administration |  |  |  |  | 7.98 | NO-ESTIMATION | NO-ESTIMATION | NO-ESTIMATION | NO-ESTIMATION | CAPACITY-FACTOR-V1
USA | United States of America | Buckleberry Solar |  | USA0061693 | 52.1 | 35.3807 | -77.4060 | Solar |  |  |  | 2018.0 | Cypress Creek Renewables | U.S. Energy Information Administration | http://www.eia.gov/electricity/data/browser/ | U.S. Energy Information Administration |  | 2019 | [5 empty] | 2.086 | 106.1574 | U.S. Energy Information Administration |  |  |  |  | 84.89 | NO-ESTIMATION | NO-ESTIMATION | NO-ESTIMATION | NO-ESTIMATION | CAPACITY-FACTOR-V1
USA | United States of America | Biscoe Solar LLC |  | USA0058667 | 5 | 35.3839 | -79.7703 | Solar |  |  |  | 2014.0 | Sustainable Power Group LLC | U.S. Energy Information Administration | http://www.eia.gov/electricity/data/browser/ | U.S. Energy Information Administration | 66655 | 2019 |  | 2.214 | 7.772 | 9.639 | 9.215 | 9.011000000000001 | 9.303 | U.S. Energy Information Administration |  |  | 8.80 | 9.38 | 10.16 | NO-ESTIMATION | NO-ESTIMATION | NO-ESTIMATION | NO-ESTIMATION | CAPACITY-FACTOR-V1
USA | United States of America | Innovative Solar 63 LLC |  | USA0060053 | 4.9 | 35.3917 | -77.6204 | Solar |  |  |  | 2016.0000000000002 | Cypress Creek Renewables | U.S. Energy Information Administration | http://www.eia.gov/electricity/data/browser/ | U.S. Energy Information Administration |  | 2019 |  |  |  | 7.214 | 9.315 | 8.523 | 9.011 | U.S. Energy Information Administration |  |  |  |  | 8.54 | HYDRO-V1 | HYDRO-V1 | HYDRO-V1 | HYDRO-V1 | HYDRO-V1
USA | United States of America | Shafter Solar LLC |  | USA0059408 | 20 | 35.3933 | -119.1278 | Solar |  |  |  | 2015.0 | Shafter Solar LLC | U.S. Energy Information Administration | http://www.eia.gov/electricity/data/browser/ | U.S. Energy Information Administration |  | 2019 |  |  | 35.343 | 51.662 | 52.359 | 52.04 | 51.837 | U.S. Energy Information Administration |  |  |  | 45.69 | 53.84 | NO-ESTIMATION | NO-ESTIMATION | NO-ESTIMATION | NO-ESTIMATION | CAPACITY-FACTOR-V1
USA | United States of America | Lane Solar |  | USA0062104 | 5 | 35.3950 | -78.0510 | Solar |  |  |  | 2018.0 | Lane Solar Farm LLC | U.S. Energy Information Administration | http://www.eia.gov/electricity/data/browser/ | U.S. Energy Information Administration |  | 2019 | [5 empty] | 2.098 | 9.324 | U.S. Energy Information Administration |  |  |  |  | 8.14 | NO-ESTIMATION | NO-ESTIMATION | NO-ESTIMATION | NO-ESTIMATION | CAPACITY-FACTOR-V1
USA | United States of America | Thornton PV1 |  | USA0059152 | 5 | 35.3958 | -77.6617 | Solar |  |  |  | 2016.0 | Ecoplexus Inc | U.S. Energy Information Administration | http://www.eia.gov/electricity/data/browser/ | U.S. Energy Information Administration | 69577 | 2019 |  |  | 0.014 | 8.523 | 9.057 | 8.362 | 8.427 | U.S. Energy Information Administration |  |  |  |  | 8.71 | NO-ESTIMATION | NO-ESTIMATION | NO-ESTIMATION | NO-ESTIMATION | CAPACITY-FACTOR-V1
USA | United States of America | Arba Solar LLC |  | USA0058801 | 2 | 35.3964 | -77.7036 | Solar |  |  |  | 2014.0 | Argand Energy Solutions LLC | U.S. Energy Information Administration | http://www.eia.gov/electricity/data/browser/ | U.S. Energy Information Administration |  | 2019 |  | 1.859 | 3.339 | 3.1670000000000003 | 2.971 | 3.164 | 3.145 | U.S. Energy Information Administration |  |  | 3.25 | 3.56 | 3.29 | NO-ESTIMATION | NO-ESTIMATION | NO-ESTIMATION | NO-ESTIMATION | CAPACITY-FACTOR-V1
USA | United States of America | Happy Solar |  | USA0059512 | 4 | 35.3965 | -78.5108 | Solar |  |  |  | 2016.0 | Cypress Creek Renewables | U.S. Energy Information Administration | http://www.eia.gov/electricity/data/browser/ | U.S. Energy Information Administration |  | 2019 |  |  |  | 7.478 | 7.836 | 7.3100000000000005 | 7.026 | U.S. Energy Information Administration |  |  |  |  | 7.44 | NO-ESTIMATION | NO-ESTIMATION | NO-ESTIMATION | NO-ESTIMATION | CAPACITY-FACTOR-V1
USA | United States of America | Violet Solar |  | USA0060961 | 5 | 35.4011 | -80.4185 | Solar |  |  |  | 2019.0 | Violet Solar LLC | U.S. Energy Information Administration | http://www.eia.gov/electricity/data/browser/ | U.S. Energy Information Administration |  | 2019 | [5 empty] | 0.009000000000000001 | 8.79 | U.S. Energy Information Administration |  |  |  |  | 8.14 | NO-ESTIMATION | NO-ESTIMATION | NO-ESTIMATION | NO-ESTIMATION | CAPACITY-FACTOR-V1
USA | United States of America | Flint Hill Solar LLC |  | USA0060370 | 5.2 | 35.4027 | -79.5531 | Solar |  |  |  | 2016.0 | Cypress Creek Renewables | U.S. Energy Information Administration | http://www.eia.gov/electricity/data/browser/ | U.S. Energy Information Administration | 69639 | 2019 |  |  |  | 2.3770000000000002 | 9.644 | 8.981 | 9.004 | U.S. Energy Information Administration |  |  |  |  | 10.65 | HYDRO-V1 | HYDRO-V1 | HYDRO-V1 | HYDRO-V1 | HYDRO-V1
USA | United States of America | Improvement Dst No. 4 |  | USA0057895 | 1.1 | 35.4028 | -119.0386 | Solar |  |  |  | 2009.0 | Kern County Water Agency | U.S. Energy Information Administration | http://www.eia.gov/electricity/data/browser/ | U.S. Energy Information Administration |  | 2019 | 1.931 | 1.6620000000000001 | 1.358 | 1.502 | 1.764 | 1.469 | 1.557 | U.S. Energy Information Administration | 1.94 | 2.01 | 2.00 | 1.74 | 2.24 | NO-ESTIMATION | NO-ESTIMATION | NO-ESTIMATION | NO-ESTIMATION | NO-ESTIMATION
USA | United States of America | Topaz Solar Farm |  | USA0057695 | 585.9 | 35.4056 | -120.0686 | Solar |  |  |  | 2013.5203959720088 | Topaz Solar Farms LLC | U.S. Energy Information Administration | http://www.eia.gov/electricity/data/browser/ | U.S. Energy Information Administration | 58617 | 2019 | 401.308 | 1105.857 | 1301.337 | 1265.76 | 1237.532 | 1335.727 | 1255.722 | U.S. Energy Information Administration |  | 1237.70 | 1267.04 | 1237.06 | 1248.03 | NO-ESTIMATION | NO-ESTIMATION | NO-ESTIMATION | NO-ESTIMATION | CAPACITY-FACTOR-V1
USA | United States of America | West Tennessee Solar Farm |  | USA0058431 | 4.2 | 35.4086 | -89.3875 | Solar |  |  |  | 2011.9999999999998 | UT West Tennessee Solar Farm | U.S. Energy Information Administration | http://www.eia.gov/electricity/data/browser/ | U.S. Energy Information Administration | 70955 | 2019 | 5.095 | 5.7940000000000005 | 5.8180000000000005 | 6.051 | 5.66 | 5.011 | 3.928 | U.S. Energy Information Administration | 6.68 | 6.62 | 6.93 | 6.40 | 6.18 | NO-ESTIMATION | NO-ESTIMATION | NO-ESTIMATION | NO-ESTIMATION | CAPACITY-FACTOR-V1
USA | United States of America | Bakersfield College Solar 01 |  | USA0057655 | 1.1 | 35.4118 | -118.9686 | Solar |  |  |  | 2009.9999999999998 | Kern Community College District | U.S. Energy Information Administration | http://www.eia.gov/electricity/data/browser/ | U.S. Energy Information Administration | 65659 | 2019 | 1.131 | 2.108 | 2.141 | 2.0460000000000003 |  | 2.056 | 0 | U.S. Energy Information Administration | 2.09 | 2.22 | 2.01 | 1.77 | 2 | HYDRO-V1 | HYDRO-V1 | HYDRO-V1 | HYDRO-V1 | HYDRO-V1
USA | United States of America | Flowers Solar LLC |  | USA0062487 | 4.3 | 35.4122 | -78.6031 | Solar |  |  |  | 2018.9999999999998 | Flowers Solar LLC | U.S. Energy Information Administration | http://www.eia.gov/electricity/data/browser/ | U.S. Energy Information Administration |  | 2019 | [6 empty] | 6.528 | U.S. Energy Information Administration |  |  |  |  | 7 | SOLAR-V1-NO-AGE | SOLAR-V1-NO-AGE | SOLAR-V1-NO-AGE | SOLAR-V1-NO-AGE | SOLAR-V1-NO-AGE
USA | United States of America | Coats Solar Farm LLC |  | USA0059937 | 5 | 35.4145 | -78.6906 | Solar |  |  |  | 2016.0 | Cypress Creek Renewables | U.S. Energy Information Administration | http://www.eia.gov/electricity/data/browser/ | U.S. Energy Information Administration |  | 2019 |  |  |  | 5.6690000000000005 | 10.062 | 9.644 | 9.781 | U.S. Energy Information Administration |  |  |  |  | 9.89 | SOLAR-V1-NO-AGE | SOLAR-V1-NO-AGE | SOLAR-V1-NO-AGE | SOLAR-V1-NO-AGE | SOLAR-V1-NO-AGE
USA | United States of America | Rio Bravo Solar 1 LLC |  | USA0059249 | 20 | 35.4161 | -119.6825 | Solar |  |  |  | 2017.0 | Rio Bravo Solar I LLC | U.S. Energy Information Administration | http://www.eia.gov/electricity/data/browser/ | U.S. Energy Information Administration | 102096 | 2019 |  |  |  | 0.7010000000000001 | 53.792 | 52.316 | 49.064 | U.S. Energy Information Administration |  |  |  |  | 32.59 | SOLAR-V1-NO-AGE | SOLAR-V1-NO-AGE | SOLAR-V1-NO-AGE | SOLAR-V1-NO-AGE | SOLAR-V1-NO-AGE
USA | United States of America | ESA Four Oaks 2 NC LLC |  | USA0062996 | 2 | 35.4161 | -78.4092 | Solar |  |  |  | 2020.0 | ESA Four Oaks 2 NC LLC | U.S. Energy Information Administration | http://www.eia.gov/electricity/data/browser/ | U.S. Energy Information Administration |  | 2019 | [6 empty] | 0 | U.S. Energy Information Administration |  |  |  |  | 3.25 | SOLAR-V1-NO-AGE | SOLAR-V1-NO-AGE | SOLAR-V1-NO-AGE | SOLAR-V1-NO-AGE | SOLAR-V1-NO-AGE
USA | United States of America | Mustang Solar |  | USA0061533 | 5 | 35.4162 | -79.5760 | Solar |  |  |  | 2018.0 | Mustang Solar LLC | U.S. Energy Information Administration | http://www.eia.gov/electricity/data/browser/ | U.S. Energy Information Administration |  | 2019 | [5 empty] | 4.488 | 10.141 | U.S. Energy Information Administration |  |  |  |  | 8.14 | SOLAR-V1-NO-AGE | SOLAR-V1-NO-AGE | SOLAR-V1-NO-AGE | SOLAR-V1-NO-AGE | SOLAR-V1-NO-AGE
USA | United States of America | Frontier HS Solar Project |  | USA0062275 | 1.4 | 35.4182 | -119.1489 | Solar |  |  |  | 2019.0 | Kern Highschool District Solar LLC | U.S. Energy Information Administration | http://www.eia.gov/electricity/data/browser/ | U.S. Energy Information Administration |  | 2019 | [5 empty] | 0.07 | 2.63 | U.S. Energy Information Administration |  |  |  |  | 2.28 | SOLAR-V1-NO-AGE | SOLAR-V1-NO-AGE | SOLAR-V1-NO-AGE | SOLAR-V1-NO-AGE | SOLAR-V1-NO-AGE
USA | United States of America | AM Best Farm |  | USA0058344 | 5 | 35.4189 | -77.9856 | Solar |  |  |  | 2013.0 | AM Best Farm | U.S. Energy Information Administration | http://www.eia.gov/electricity/data/browser/ | U.S. Energy Information Administration |  | 2019 | 4.618 | 9.102 | 8.691 | 9.131 | 8.689 | 8.253 | 8.556 | U.S. Energy Information Administration |  | 8.25 | 8.44 | 9.04 | 9 | SOLAR-V1-NO-AGE | SOLAR-V1-NO-AGE | SOLAR-V1-NO-AGE | SOLAR-V1-NO-AGE | SOLAR-V1-NO-AGE
USA | United States of America | Panda Solar NC 8 LLC |  | USA0062126 | 2 | 35.4209 | -79.7060 | Solar |  |  |  | 2019.0 | Panda Solar NC 8 LLC | U.S. Energy Information Administration | http://www.eia.gov/electricity/data/browser/ | U.S. Energy Information Administration |  | 2019 | [6 empty] | 0.619 | U.S. Energy Information Administration |  |  |  |  | 3.25 | SOLAR-V1-NO-AGE | SOLAR-V1-NO-AGE | SOLAR-V1-NO-AGE | SOLAR-V1-NO-AGE | SOLAR-V1-NO-AGE
USA | United States of America | Ennis Solar LLC |  | USA0062662 | 5 | 35.4220 | -78.7217 | Solar |  |  |  | 2019.0 | CI-II Mitchell Holding LLC | U.S. Energy Information Administration | http://www.eia.gov/electricity/data/browser/ | U.S. Energy Information Administration |  | 2019 | [6 empty] | 0.856 | U.S. Energy Information Administration |  |  |  |  | 8.14 | NO-ESTIMATION | NO-ESTIMATION | NO-ESTIMATION | NO-ESTIMATION | CAPACITY-FACTOR-V1
USA | United States of America | Rio Bravo Solar II LLC |  | USA0059250 | 20 | 35.4225 | -119.6292 | Solar |  |  |  | 2017.0 | Rio Bravo Solar II LLC | U.S. Energy Information Administration | http://www.eia.gov/electricity/data/browser/ | U.S. Energy Information Administration | 102096 | 2019 |  |  |  | 0.107 | 53.602000000000004 | 51.987 | 49.592 | U.S. Energy Information Administration |  |  |  |  | 32.59 | SOLAR-V1-NO-AGE | SOLAR-V1-NO-AGE | SOLAR-V1-NO-AGE | SOLAR-V1-NO-AGE | SOLAR-V1-NO-AGE
USA | United States of America | Keen Farm |  | USA0059565 | 5 | 35.4267 | -78.4000 | Solar |  |  |  | 2016.0 | Keen Farm LLC | U.S. Energy Information Administration | http://www.eia.gov/electricity/data/browser/ | U.S. Energy Information Administration |  | 2019 |  |  | 0.15 | 9.217 | 9.564 | 9.025 | 8.971 | U.S. Energy Information Administration |  |  |  |  | 9.72 | SOLAR-V1-NO-AGE | SOLAR-V1-NO-AGE | SOLAR-V1-NO-AGE | SOLAR-V1-NO-AGE | SOLAR-V1-NO-AGE
USA | United States of America | 1025 Traveller Solar LLC |  | USA0062660 | 5 | 35.4273 | -79.1263 | Solar |  |  |  | 2019.0 | CI-II Mitchell Holding LLC | U.S. Energy Information Administration | http://www.eia.gov/electricity/data/browser/ | U.S. Energy Information Administration |  | 2019 | [6 empty] | 1.332 | U.S. Energy Information Administration |  |  |  |  | 8.14 | SOLAR-V1-NO-AGE | SOLAR-V1-NO-AGE | SOLAR-V1-NO-AGE | SOLAR-V1-NO-AGE | SOLAR-V1-NO-AGE
USA | United States of America | Freemont Solar Center LLC |  | USA0059912 | 5 | 35.4276 | -80.9972 | Solar |  |  |  | 2017.0 | Heelstone Energy Holdings LLC | U.S. Energy Information Administration | http://www.eia.gov/electricity/data/browser/ | U.S. Energy Information Administration |  | 2019 |  |  |  | 0.266 | 9.503 | 9.007 | 9.229 | U.S. Energy Information Administration |  |  |  |  | 8.14 | SOLAR-V1-NO-AGE | SOLAR-V1-NO-AGE | SOLAR-V1-NO-AGE | SOLAR-V1-NO-AGE | SOLAR-V1-NO-AGE
USA | United States of America | 4Oaks |  | USA0059534 | 5 | 35.4325 | -78.4117 | Solar |  |  |  | 2015.0 | USF Surry LLC | U.S. Energy Information Administration | http://www.eia.gov/electricity/data/browser/ | U.S. Energy Information Administration |  | 2019 |  |  | 3.8360000000000003 | 9.354000000000001 | 2.747 | 7.837 | 6.365 | U.S. Energy Information Administration |  |  |  | 9.24 | 9.72 | SOLAR-V1-NO-AGE | SOLAR-V1-NO-AGE | SOLAR-V1-NO-AGE | SOLAR-V1-NO-AGE | SOLAR-V1-NO-AGE
USA | United States of America | Littlefield Solar Center LLC |  | USA0058809 | 5 | 35.4339 | -77.4381 | Solar |  |  |  | 2016.0 | SRE Utility Solar 1 LLC | U.S. Energy Information Administration | http://www.eia.gov/electricity/data/browser/ | U.S. Energy Information Administration |  | 2019 |  |  | 0.006 | 9.425 | 9.669 | 8.612 | 9.221 | U.S. Energy Information Administration |  |  |  |  | 8.71 | SOLAR-V1-NO-AGE | SOLAR-V1-NO-AGE | SOLAR-V1-NO-AGE | SOLAR-V1-NO-AGE | SOLAR-V1-NO-AGE
USA | United States of America | Highwater Solar I |  | USA0059487 | 4.9 | 35.4339 | -77.9900 | Solar |  |  |  | 2016.0000000000002 | Cypress Creek Renewables | U.S. Energy Information Administration | http://www.eia.gov/electricity/data/browser/ | U.S. Energy Information Administration |  | 2019 |  |  | 0.0 | 6.007000000000001 | 9.822000000000001 | 9.658 | 9.731 | U.S. Energy Information Administration |  |  |  |  | 8.92 | SOLAR-V1-NO-AGE | SOLAR-V1-NO-AGE | SOLAR-V1-NO-AGE | SOLAR-V1-NO-AGE | SOLAR-V1-NO-AGE
USA | United States of America | Cookstown |  | USA0062600 | 5 | 35.4368 | -77.9738 | Solar |  |  |  | 2019.0 | Cookstown Solar Farm LLC | U.S. Energy Information Administration | http://www.eia.gov/electricity/data/browser/ | U.S. Energy Information Administration |  | 2019 | [6 empty] | 10.095 | U.S. Energy Information Administration |  |  |  |  | 8.14 | SOLAR-V1-NO-AGE | SOLAR-V1-NO-AGE | SOLAR-V1-NO-AGE | SOLAR-V1-NO-AGE | SOLAR-V1-NO-AGE
USA | United States of America | Sonne One |  | USA0058782 | 5 | 35.4372 | -77.8336 | Solar |  |  |  | 2016.0 | Cypress Creek Renewables | U.S. Energy Information Administration | http://www.eia.gov/electricity/data/browser/ | U.S. Energy Information Administration |  | 2019 |  |  |  | 10.007 | 10.296 | 8.83 | 9.523 | U.S. Energy Information Administration |  |  |  |  | 9.1 | SOLAR-V1-NO-AGE | SOLAR-V1-NO-AGE | SOLAR-V1-NO-AGE | SOLAR-V1-NO-AGE | SOLAR-V1-NO-AGE
USA | United States of America | Rosewood Solar |  | USA0061520 | 2 | 35.4375 | -78.1071 | Solar |  |  |  | 2016.0 | Cypress Creek Renewables | U.S. Energy Information Administration | http://www.eia.gov/electricity/data/browser/ | U.S. Energy Information Administration |  | 2019 |  |  |  |  | 0.582 | 3.8890000000000002 | 3.986 | U.S. Energy Information Administration |  |  |  |  | 3.45 | SOLAR-V1-NO-AGE | SOLAR-V1-NO-AGE | SOLAR-V1-NO-AGE | SOLAR-V1-NO-AGE | SOLAR-V1-NO-AGE
USA | United States of America | East Wayne Solar LLC |  | USA0059189 | 2 | 35.4417 | -77.8500 | Solar |  |  |  | 2014.0 | East Wayne Solar LLC | U.S. Energy Information Administration | http://www.eia.gov/electricity/data/browser/ | U.S. Energy Information Administration | 67824 | 2019 |  | 3.09 | 3.819 | 3.915 | 3.873 | 3.669 | 3.758 | U.S. Energy Information Administration |  |  | 3.25 | 3.51 | 3.44 | SOLAR-V1-NO-AGE | SOLAR-V1-NO-AGE | SOLAR-V1-NO-AGE | SOLAR-V1-NO-AGE | SOLAR-V1-NO-AGE
USA | United States of America | Snow Hill Solar 2 LLC |  | USA0059106 | 2 | 35.4442 | -77.6494 | Solar |  |  |  | 2014.0 | Snow Hill Solar 2 LLC | U.S. Energy Information Administration | http://www.eia.gov/electricity/data/browser/ | U.S. Energy Information Administration | 68118 | 2019 |  | 2.149 | 3.716 | 3.7560000000000002 | 3.657 | 3.599 | 3.668 | U.S. Energy Information Administration |  |  | 3.25 | 3.56 | 3.29 | SOLAR-V1-NO-AGE | SOLAR-V1-NO-AGE | SOLAR-V1-NO-AGE | SOLAR-V1-NO-AGE | SOLAR-V1-NO-AGE
USA | United States of America | Concord Farm |  | USA0059818 | 5.2 | 35.4442 | -80.6636 | Solar |  |  |  | 2011.0 | Shoe Show Inc. | U.S. Energy Information Administration | http://www.eia.gov/electricity/data/browser/ | U.S. Energy Information Administration |  | 2019 |  | 5.64201 | 5.692 | 6.214 | 5.784 | 4.7700000000000005 | 4.34 | U.S. Energy Information Administration | 8.77 | 8.74 | 9.50 | 8.87 | 9.38 | SOLAR-V1-NO-AGE | SOLAR-V1-NO-AGE | SOLAR-V1-NO-AGE | SOLAR-V1-NO-AGE | SOLAR-V1-NO-AGE
USA | United States of America | Langdon Solar Farm LLC |  | USA0060538 | 5 | 35.4473 | -78.4135 | Solar |  |  |  | 2016.0 | Langdon Solar Farm LLC | U.S. Energy Information Administration | http://www.eia.gov/electricity/data/browser/ | U.S. Energy Information Administration |  | 2019 |  |  |  | 8.978 | 9.561 | 8.951 | 8.791 | U.S. Energy Information Administration |  |  |  |  | 9.72 | SOLAR-V1-NO-AGE | SOLAR-V1-NO-AGE | SOLAR-V1-NO-AGE | SOLAR-V1-NO-AGE | SOLAR-V1-NO-AGE
USA | United States of America | Elm Solar LLC |  | USA0060136 | 5 | 35.4538 | -79.1895 | Solar |  |  |  | 2016.0 | SRE Utility Solar 1 LLC | U.S. Energy Information Administration | http://www.eia.gov/electricity/data/browser/ | U.S. Energy Information Administration |  | 2019 |  |  | 0.001 | 9.529 | 9.988 | 9.268 | 9.055 | U.S. Energy Information Administration |  |  |  |  | 10.24 | SOLAR-V1-NO-AGE | SOLAR-V1-NO-AGE | SOLAR-V1-NO-AGE | SOLAR-V1-NO-AGE | SOLAR-V1-NO-AGE
USA | United States of America | Beaufort Solar LLC |  | USA0059887 | 15 | 35.4560 | -77.1340 | Solar |  |  |  | 2016.0 | Capital Power Corporation | U.S. Energy Information Administration | http://www.eia.gov/electricity/data/browser/ | U.S. Energy Information Administration | 68798 | 2019 |  |  | 0.483 | 29.02 | 26.929000000000002 | 27.039 | 29.18 | U.S. Energy Information Administration |  |  |  |  | 28.68 | SOLAR-V1-NO-AGE | SOLAR-V1-NO-AGE | SOLAR-V1-NO-AGE | SOLAR-V1-NO-AGE | SOLAR-V1-NO-AGE
USA | United States of America | Sweetgum Solar |  | USA0059824 | 5 | 35.4583 | -79.1811 | Solar |  |  |  | 2016.0 | SRE Utility Solar 1 LLC | U.S. Energy Information Administration | http://www.eia.gov/electricity/data/browser/ | U.S. Energy Information Administration | 70022 | 2019 |  |  | 0.003 | 10.002 | 9.971 | 9.261000000000001 | 9.384 | U.S. Energy Information Administration |  |  |  |  | 10.24 | SOLAR-V1-NO-AGE | SOLAR-V1-NO-AGE | SOLAR-V1-NO-AGE | SOLAR-V1-NO-AGE | SOLAR-V1-NO-AGE
USA | United States of America | Balsam |  | USA0059828 | 5 | 35.4589 | -79.1739 | Solar |  |  |  | 2016.0 | SRE Utility Solar 1 LLC | U.S. Energy Information Administration | http://www.eia.gov/electricity/data/browser/ | U.S. Energy Information Administration | 70020 | 2019 |  |  | 0.003 | 9.543000000000001 | 9.718 | 9.024000000000001 | 9.09 | U.S. Energy Information Administration |  |  |  |  | 10.24 | SOLAR-V1-NO-AGE | SOLAR-V1-NO-AGE | SOLAR-V1-NO-AGE | SOLAR-V1-NO-AGE | SOLAR-V1-NO-AGE
USA | United States of America | Cougar Solar LLC |  | USA0061658 | 1.9 | 35.4624 | -79.1807 | Solar |  |  |  | 2018.0 | Cougar Solar LLC | U.S. Energy Information Administration | http://www.eia.gov/electricity/data/browser/ | U.S. Energy Information Administration |  | 2019 |  |  |  |  | 0.0 | 3.975 | 3.679 | U.S. Energy Information Administration |  |  |  |  | 3.09 | SOLAR-V1-NO-AGE | SOLAR-V1-NO-AGE | SOLAR-V1-NO-AGE | SOLAR-V1-NO-AGE | SOLAR-V1-NO-AGE
USA | United States of America | Scenic Hill Solar III |  | USA0061869 | 5 | 35.4671 | -93.5152 | Solar |  |  |  | 2018.0 | Scenic Hill Solar III LLC | U.S. Energy Information Administration | http://www.eia.gov/electricity/data/browser/ | U.S. Energy Information Administration |  | 2019 | [5 empty] | 10.497 | 10.161 | U.S. Energy Information Administration |  |  |  |  | 8.14 | SOLAR-V1-NO-AGE | SOLAR-V1-NO-AGE | SOLAR-V1-NO-AGE | SOLAR-V1-NO-AGE | SOLAR-V1-NO-AGE
USA | United States of America | Boaz Farm Solar |  | USA0061157 | 5 | 35.4678 | -79.1344 | Solar |  |  |  | 2017.0 | CD Global Solar Holdings LLC | U.S. Energy Information Administration | http://www.eia.gov/electricity/data/browser/ | U.S. Energy Information Administration |  | 2019 |  |  |  |  | 3.181 | 9.124 | 9.103 | U.S. Energy Information Administration |  |  |  |  | 8.14 | SOLAR-V1-NO-AGE | SOLAR-V1-NO-AGE | SOLAR-V1-NO-AGE | SOLAR-V1-NO-AGE | SOLAR-V1-NO-AGE
USA | United States of America | Misenheimer Farm |  | USA0059577 | 5 | 35.4686 | -80.2936 | Solar |  |  |  | 2016.0 | Misenheimer Farm LLC | U.S. Energy Information Administration | http://www.eia.gov/electricity/data/browser/ | U.S. Energy Information Administration |  | 2019 |  |  | 0.064 | 9.1 | 9.422 | 8.45 | 8.649 | U.S. Energy Information Administration |  |  |  |  | 10.22 | SOLAR-V1-NO-AGE | SOLAR-V1-NO-AGE | SOLAR-V1-NO-AGE | SOLAR-V1-NO-AGE | SOLAR-V1-NO-AGE
USA | United States of America | Belwood Farm |  | USA0058314 | 4 | 35.4700 | -81.5083 | Solar |  |  |  | 2013.0 | Palmetto Power Management LLC | U.S. Energy Information Administration | http://www.eia.gov/electricity/data/browser/ | U.S. Energy Information Administration | 66265 | 2019 | 7.472 | 7.689 | 7.261 | 7.893 | 7.389 | 7.184 | 7.826 | U.S. Energy Information Administration |  | 6.94 | 6.92 | 7.27 | 7.53 | SOLAR-V1-NO-AGE | SOLAR-V1-NO-AGE | SOLAR-V1-NO-AGE | SOLAR-V1-NO-AGE | SOLAR-V1-NO-AGE
USA | United States of America | Scenic Hill Solar IV LLC |  | USA0063627 | 2.2 | 35.4706 | -93.4464 | Solar |  |  |  | 2019.9999999999998 | Greenbacker Renewable Energy Corporation | U.S. Energy Information Administration | http://www.eia.gov/electricity/data/browser/ | U.S. Energy Information Administration |  | 2019 | [6 empty] | 0 | U.S. Energy Information Administration |  |  |  |  | 3.58 | SOLAR-V1-NO-AGE | SOLAR-V1-NO-AGE | SOLAR-V1-NO-AGE | SOLAR-V1-NO-AGE | SOLAR-V1-NO-AGE
USA | United States of America | Innovative Solar 10 |  | USA0060050 | 1.5 | 35.4736 | -82.8903 | Solar |  |  |  | 2015.0 | Cypress Creek Renewables | U.S. Energy Information Administration | http://www.eia.gov/electricity/data/browser/ | U.S. Energy Information Administration |  | 2019 |  |  | 0.317 | 2.834 | 2.607 | 2.523 | 2.616 | U.S. Energy Information Administration |  |  |  | 2.92 | 3.02 | SOLAR-V1-NO-AGE | SOLAR-V1-NO-AGE | SOLAR-V1-NO-AGE | SOLAR-V1-NO-AGE | SOLAR-V1-NO-AGE
USA | United States of America | Bay Branch Solar |  | USA0060601 | 5 | 35.4745 | -77.1191 | Solar |  |  |  | 2019.0 | Sol Systems | U.S. Energy Information Administration | http://www.eia.gov/electricity/data/browser/ | U.S. Energy Information Administration |  | 2019 | [5 empty] | 0.005 | 8.479 | U.S. Energy Information Administration |  |  |  |  | 8.14 | SOLAR-V1-NO-AGE | SOLAR-V1-NO-AGE | SOLAR-V1-NO-AGE | SOLAR-V1-NO-AGE | SOLAR-V1-NO-AGE
USA | United States of America | Dunn |  | USA0059376 | 2 | 35.4750 | -78.5486 | Solar |  |  |  | 2013.0 | Cypress Creek Renewables | U.S. Energy Information Administration | http://www.eia.gov/electricity/data/browser/ | U.S. Energy Information Administration | 68262 | 2019 | 3.48975 | 3.548 | 1.824 | 3.7 | 3.748 | 3.565 | 3.522 | U.S. Energy Information Administration |  | 3.17 | 3.39 | 3.69 | 3.77 | SOLAR-V1-NO-AGE | SOLAR-V1-NO-AGE | SOLAR-V1-NO-AGE | SOLAR-V1-NO-AGE | SOLAR-V1-NO-AGE
USA | United States of America | Pikeville Farm |  | USA0061404 | 5 | 35.4782 | -77.9792 | Solar |  |  |  | 2017.0 | Pikeville Farm LLC | U.S. Energy Information Administration | http://www.eia.gov/electricity/data/browser/ | U.S. Energy Information Administration |  | 2019 |  |  |  |  | 0.724 | 9.837 | 10.258 | U.S. Energy Information Administration |  |  |  |  | 8.14 | SOLAR-V1-NO-AGE | SOLAR-V1-NO-AGE | SOLAR-V1-NO-AGE | SOLAR-V1-NO-AGE | SOLAR-V1-NO-AGE
USA | United States of America | Searchlight Solar |  | USA0059404 | 17.5 | 35.4797 | -114.9361 | Solar |  |  |  | 2015.0 | Searchlight Solar LLC | U.S. Energy Information Administration | http://www.eia.gov/electricity/data/browser/ | U.S. Energy Information Administration | 60400 | 2019 |  | 1.613 | 48.39 | 48.624 | 47.939 | 49.186 | 47.991 | U.S. Energy Information Administration |  |  |  | 41.50 | 46.76 | SOLAR-V1-NO-AGE | SOLAR-V1-NO-AGE | SOLAR-V1-NO-AGE | SOLAR-V1-NO-AGE | SOLAR-V1-NO-AGE
USA | United States of America | Choco Solar LLC |  | USA0059899 | 5 | 35.4820 | -77.1131 | Solar |  |  |  | 2015.0 | Choco Solar LLC | U.S. Energy Information Administration | http://www.eia.gov/electricity/data/browser/ | U.S. Energy Information Administration |  | 2019 |  | 0.0 | 9.774000000000001 | 10.17 | 11.168000000000001 | 10.384 | 10.74 | U.S. Energy Information Administration |  |  |  | 9.38 | 9.07 | SOLAR-V1-NO-AGE | SOLAR-V1-NO-AGE | SOLAR-V1-NO-AGE | SOLAR-V1-NO-AGE | SOLAR-V1-NO-AGE
USA | United States of America | Nitro Solar |  | USA0059501 | 5 | 35.4869 | -78.3139 | Solar |  |  |  | 2015.0 | USF Surry LLC | U.S. Energy Information Administration | http://www.eia.gov/electricity/data/browser/ | U.S. Energy Information Administration |  | 2019 |  |  | 2.961 | 7.469 | 2.952 | 7.9670000000000005 | 7.302 | U.S. Energy Information Administration |  |  |  | 9.13 | 9.72 | SOLAR-V1-NO-AGE | SOLAR-V1-NO-AGE | SOLAR-V1-NO-AGE | SOLAR-V1-NO-AGE | SOLAR-V1-NO-AGE
USA | United States of America | Candace Solar |  | USA0059499 | 5 | 35.4870 | -78.1922 | Solar |  |  |  | 2016.0 | Cypress Creek Renewables | U.S. Energy Information Administration | http://www.eia.gov/electricity/data/browser/ | U.S. Energy Information Administration |  | 2019 |  |  |  | 2.896 | 9.387 | 9.06 | 9.138 | U.S. Energy Information Administration |  |  |  |  | 9.1 | SOLAR-V1-NO-AGE | SOLAR-V1-NO-AGE | SOLAR-V1-NO-AGE | SOLAR-V1-NO-AGE | SOLAR-V1-NO-AGE
USA | United States of America | ESA Smithfield |  | USA0059955 | 1.8 | 35.4883 | -78.3198 | Solar |  |  |  | 2015.0 | SRE Utility Solar 1 LLC | U.S. Energy Information Administration | http://www.eia.gov/electricity/data/browser/ | U.S. Energy Information Administration | 69686 | 2019 |  |  | 0.398 | 3.604 | 3.537 | 3.337 | 3.242 | U.S. Energy Information Administration |  |  |  | 3.32 | 3.37 | SOLAR-V1-NO-AGE | SOLAR-V1-NO-AGE | SOLAR-V1-NO-AGE | SOLAR-V1-NO-AGE | SOLAR-V1-NO-AGE
USA | United States of America | Hinton |  | USA0061615 | 3 | 35.4947 | -98.3857 | Solar |  |  |  | 2017.0 | Western Farmers Elec Coop Inc | U.S. Energy Information Administration | http://www.eia.gov/electricity/data/browser/ | U.S. Energy Information Administration |  | 2019 |  |  |  |  | 3.765 | 6.173 | 5.442 | U.S. Energy Information Administration |  |  |  |  | 4.88 | SOLAR-V1-NO-AGE | SOLAR-V1-NO-AGE | SOLAR-V1-NO-AGE | SOLAR-V1-NO-AGE | SOLAR-V1-NO-AGE
USA | United States of America | Washington Millfield Solar LLC |  | USA0058846 | 5 | 35.4994 | -76.8336 | Solar |  |  |  | 2014.0 | Washington Millfield Solar LLC | U.S. Energy Information Administration | http://www.eia.gov/electricity/data/browser/ | U.S. Energy Information Administration |  | 2019 | 0.307 | 9.678 | 9.552 | 9.686 | 9.951 | 9.189 | 6.018 | U.S. Energy Information Administration |  |  | 8.64 | 9.47 | 9.05 | SOLAR-V1-NO-AGE | SOLAR-V1-NO-AGE | SOLAR-V1-NO-AGE | SOLAR-V1-NO-AGE | SOLAR-V1-NO-AGE
USA | United States of America | Pamlico Partners Solar |  | USA0058799 | 5 | 35.5011 | -76.8700 | Solar |  |  |  | 2014.0 | SunEnergy1 | U.S. Energy Information Administration | http://www.eia.gov/electricity/data/browser/ | U.S. Energy Information Administration |  | 2019 | 0.0 | 8.285 | 9.356 | 9.444 | 9.540000000000001 | 9.235 | 8.981 | U.S. Energy Information Administration |  |  | 8.64 | 9.42 | 9.05 | SOLAR-V1-NO-AGE | SOLAR-V1-NO-AGE | SOLAR-V1-NO-AGE | SOLAR-V1-NO-AGE | SOLAR-V1-NO-AGE
USA | United States of America | TWE Chocowinity Solar LLC |  | USA0060048 | 4.5 | 35.5017 | -77.1056 | Solar |  |  |  | 2016.0 | Cypress Creek Renewables | U.S. Energy Information Administration | http://www.eia.gov/electricity/data/browser/ | U.S. Energy Information Administration | 68757 | 2019 |  |  | 0.117 | 6.998 | 7.283 | 6.954 | 6.958 | U.S. Energy Information Administration |  |  |  |  | 7.67 | SOLAR-V1-NO-AGE | SOLAR-V1-NO-AGE | SOLAR-V1-NO-AGE | SOLAR-V1-NO-AGE | SOLAR-V1-NO-AGE
USA | United States of America | Princeton |  | USA0059533 | 5 | 35.5044 | -78.1922 | Solar |  |  |  | 2015.0 | USF Surry LLC | U.S. Energy Information Administration | http://www.eia.gov/electricity/data/browser/ | U.S. Energy Information Administration | 69687 | 2019 |  |  | 2.982 | 9.658 | 2.628 | 8.944 | 7.319 | U.S. Energy Information Administration |  |  |  | 9.22 | 9.1 | SOLAR-V1-NO-AGE | SOLAR-V1-NO-AGE | SOLAR-V1-NO-AGE | SOLAR-V1-NO-AGE | SOLAR-V1-NO-AGE
USA | United States of America | Washington White Post Solar LLC |  | USA0058135 | 12.4 | 35.5052 | -76.8484 | Solar |  |  |  | 2013.0 | Washington White Post Solar LLC | U.S. Energy Information Administration | http://www.eia.gov/electricity/data/browser/ | U.S. Energy Information Administration | 66572 | 2019 | 22.1 | 21.738 | 21.504 | 22.506 | 22.456 | 21.361 | 20.075 | U.S. Energy Information Administration |  | 21.87 | 22.36 | 23.73 | 23.54 | SOLAR-V1-NO-AGE | SOLAR-V1-NO-AGE | SOLAR-V1-NO-AGE | SOLAR-V1-NO-AGE | SOLAR-V1-NO-AGE
USA | United States of America | Wellons Farm |  | USA0059584 | 5 | 35.5117 | -78.2911 | Solar |  |  |  | 2016.0 | Wellons Farm LLC | U.S. Energy Information Administration | http://www.eia.gov/electricity/data/browser/ | U.S. Energy Information Administration | 67851 | 2019 |  |  |  | 9.15 | 9.790000000000001 | 10.256 | 9.502 | U.S. Energy Information Administration |  |  |  |  | 9.1 | SOLAR-V1-NO-AGE | SOLAR-V1-NO-AGE | SOLAR-V1-NO-AGE | SOLAR-V1-NO-AGE | SOLAR-V1-NO-AGE
USA | United States of America | Kathleen Solar |  | USA0060180 | 5 | 35.5138 | -78.8024 | Solar |  |  |  | 2018.0 | Sol Systems | U.S. Energy Information Administration | http://www.eia.gov/electricity/data/browser/ | U.S. Energy Information Administration |  | 2019 | [5 empty] | 0.8140000000000001 | 9.319 | U.S. Energy Information Administration |  |  |  |  | 8.14 | NO-ESTIMATION | NO-ESTIMATION | NO-ESTIMATION | NO-ESTIMATION | CAPACITY-FACTOR-V1
USA | United States of America | Chocowinity Solar LLC |  | USA0058675 | 5 | 35.5150 | -77.0900 | Solar |  |  |  | 2015.0 | Oppidum Renewables USA LLC | U.S. Energy Information Administration | http://www.eia.gov/electricity/data/browser/ | U.S. Energy Information Administration | 68757 | 2019 |  | 0.0 | 8.563 | 8.599 | 9.008000000000001 | 8.695 | 8.609 | U.S. Energy Information Administration |  |  |  | 9.38 | 9.07 | NO-ESTIMATION | NO-ESTIMATION | NO-ESTIMATION | NO-ESTIMATION | CAPACITY-FACTOR-V1
USA | United States of America | Angier Farm |  | USA0058867 | 5 | 35.5164 | -78.7500 | Solar |  |  |  | 2014.0 | Angier Farm LLC | U.S. Energy Information Administration | http://www.eia.gov/electricity/data/browser/ | U.S. Energy Information Administration | 67837 | 2019 |  | 8.233 | 7.941 | 8.171 | 8.121 | 7.463 | 7.48 | U.S. Energy Information Administration |  |  | 8.60 | 9.53 | 9.86 | SOLAR-V1-NO-AGE | SOLAR-V1-NO-AGE | SOLAR-V1-NO-AGE | SOLAR-V1-NO-AGE | SOLAR-V1-NO-AGE
USA | United States of America | City of Gallup Solar |  | USA0062406 | 8 | 35.5224 | -108.7788 | Solar |  |  |  | 2018.0 | Standard Solar | U.S. Energy Information Administration | http://www.eia.gov/electricity/data/browser/ | U.S. Energy Information Administration |  | 2019 | [5 empty] | 13.4 | 17.362 | U.S. Energy Information Administration |  |  |  |  | 13.03 | SOLAR-V1-NO-AGE | SOLAR-V1-NO-AGE | SOLAR-V1-NO-AGE | SOLAR-V1-NO-AGE | SOLAR-V1-NO-AGE
USA | United States of America | Church Road Solar LLC |  | USA0062168 | 5 | 35.5237 | -78.6254 | Solar |  |  |  | 2018.0 | Radian Generation | U.S. Energy Information Administration | http://www.eia.gov/electricity/data/browser/ | U.S. Energy Information Administration |  | 2019 | [5 empty] | 2.148 | 7.622 | U.S. Energy Information Administration |  |  |  |  | 8.14 | SOLAR-V1-NO-AGE | SOLAR-V1-NO-AGE | SOLAR-V1-NO-AGE | SOLAR-V1-NO-AGE | SOLAR-V1-NO-AGE
USA | United States of America | Organ Church Solar |  | USA0060284 | 5 | 35.5256 | -80.4511 | Solar |  |  |  | 2019.0 | Radian Generation | U.S. Energy Information Administration | http://www.eia.gov/electricity/data/browser/ | U.S. Energy Information Administration |  | 2019 | [6 empty] | 9.371 | U.S. Energy Information Administration |  |  |  |  | 8.14 | SOLAR-V1-NO-AGE | SOLAR-V1-NO-AGE | SOLAR-V1-NO-AGE | SOLAR-V1-NO-AGE | SOLAR-V1-NO-AGE
USA | United States of America | Haynes Farm |  | USA0058332 | 5 | 35.5258 | -81.2353 | Solar |  |  |  | 2013.0 | Haynes Farm LLC | U.S. Energy Information Administration | http://www.eia.gov/electricity/data/browser/ | U.S. Energy Information Administration | 67834 | 2019 | 1.851 | 8.876 | 8.394 | 8.995000000000001 | 8.344 | 8.02 | 7.532 | U.S. Energy Information Administration |  | 9.10 | 9.44 | 9.63 | 10.26 | SOLAR-V1-NO-AGE | SOLAR-V1-NO-AGE | SOLAR-V1-NO-AGE | SOLAR-V1-NO-AGE | SOLAR-V1-NO-AGE
USA | United States of America | ESA Selma |  | USA0059956 | 1.8 | 35.5262 | -78.2898 | Solar |  |  |  | 2015.0 | SRE Utility Solar 1 LLC | U.S. Energy Information Administration | http://www.eia.gov/electricity/data/browser/ | U.S. Energy Information Administration | 70623 | 2019 |  |  | 0.584 | 3.242 | 3.227 | 3.08 | 2.887 | U.S. Energy Information Administration |  |  |  | 3.25 | 3.11 | SOLAR-V1-NO-AGE | SOLAR-V1-NO-AGE | SOLAR-V1-NO-AGE | SOLAR-V1-NO-AGE | SOLAR-V1-NO-AGE
USA | United States of America | Cotten Farm LLC |  | USA0060965 | 5 | 35.5285 | -79.1985 | Solar |  |  |  | 2016.0 | Heelstone Energy Holdings LLC | U.S. Energy Information Administration | http://www.eia.gov/electricity/data/browser/ | U.S. Energy Information Administration |  | 2019 |  |  |  | 1.0030000000000001 | 10.036 | 9.547 | 9.697 | U.S. Energy Information Administration |  |  |  |  | 10.24 | SOLAR-V1-NO-AGE | SOLAR-V1-NO-AGE | SOLAR-V1-NO-AGE | SOLAR-V1-NO-AGE | SOLAR-V1-NO-AGE
USA | United States of America | Fremont Farm |  | USA0059103 | 5 | 35.5319 | -77.9692 | Solar |  |  |  | 2017.0 | Dominion Renewable Energy - Fremont | U.S. Energy Information Administration | http://www.eia.gov/electricity/data/browser/ | U.S. Energy Information Administration |  | 2019 |  |  |  |  | 0.873 | 9.737 | 9.713 | U.S. Energy Information Administration |  |  |  |  | 8.14 | SOLAR-V1-NO-AGE | SOLAR-V1-NO-AGE | SOLAR-V1-NO-AGE | SOLAR-V1-NO-AGE | SOLAR-V1-NO-AGE
USA | United States of America | Ivanpah 1 |  | USA0057074 | 133 | 35.5331 | -115.4525 | Solar | Gas |  |  | 2014.0 | NRG Energy Services | U.S. Energy Information Administration | http://www.eia.gov/electricity/data/browser/ | U.S. Energy Information Administration |  | 2019 | 0.0 | 0.0 | 209.97500000000002 | 255.655 | 239.526 | 242.476 | 243.037 | U.S. Energy Information Administration |  |  | 311.61 | 286.64 | 328.78 | SOLAR-V1-NO-AGE | SOLAR-V1-NO-AGE | SOLAR-V1-NO-AGE | SOLAR-V1-NO-AGE | SOLAR-V1-NO-AGE
USA | United States of America | Page Solar |  | USA0062018 | 1.6 | 35.5332 | -78.6395 | Solar |  |  |  | 2019.0 | Page Solar Farm LLC | U.S. Energy Information Administration | http://www.eia.gov/electricity/data/browser/ | U.S. Energy Information Administration |  | 2019 | [5 empty] | 0.0 | 2.385 | U.S. Energy Information Administration |  |  |  |  | 2.6 | SOLAR-V1-NO-AGE | SOLAR-V1-NO-AGE | SOLAR-V1-NO-AGE | SOLAR-V1-NO-AGE | SOLAR-V1-NO-AGE
USA | United States of America | E&B Resources |  | USA0060446 | 1 | 35.5346 | -119.0600 | Solar |  |  |  | 2014.0 | Terraform Arcadia | U.S. Energy Information Administration | http://www.eia.gov/electricity/data/browser/ | U.S. Energy Information Administration |  | 2019 |  |  |  | 2.269 | 2.286 | 2.2920000000000003 | 2.018 | U.S. Energy Information Administration |  |  | 2.41 | 2.09 | 2.29 | SOLAR-V1-NO-AGE | SOLAR-V1-NO-AGE | SOLAR-V1-NO-AGE | SOLAR-V1-NO-AGE | SOLAR-V1-NO-AGE
USA | United States of America | Little River PV 1 |  | USA0059521 | 5 | 35.5389 | -79.8042 | Solar |  |  |  | 2016.0 | Ecoplexus Inc | U.S. Energy Information Administration | http://www.eia.gov/electricity/data/browser/ | U.S. Energy Information Administration | 69579 | 2019 |  |  | 0.0 | 7.311 | 9.463000000000001 | 8.472 | 8.941 | U.S. Energy Information Administration |  |  |  |  | 10.22 | SOLAR-V1-NO-AGE | SOLAR-V1-NO-AGE | SOLAR-V1-NO-AGE | SOLAR-V1-NO-AGE | SOLAR-V1-NO-AGE
USA | United States of America | Bear Creek Solar |  | USA0061351 | 2 | 35.5403 | -79.4491 | Solar |  |  |  | 2017.0 | Cypress Creek Renewables | U.S. Energy Information Administration | http://www.eia.gov/electricity/data/browser/ | U.S. Energy Information Administration |  | 2019 |  |  |  |  | 0.532 | 3.918 | 4.059 | U.S. Energy Information Administration |  |  |  |  | 3.25 | SOLAR-V1-NO-AGE | SOLAR-V1-NO-AGE | SOLAR-V1-NO-AGE | SOLAR-V1-NO-AGE | SOLAR-V1-NO-AGE
USA | United States of America | Rockwell Solar LLC |  | USA0058668 | 3.5 | 35.5417 | -80.4747 | Solar |  |  |  | 2015.0 | Oppidum Renewables USA LLC | U.S. Energy Information Administration | http://www.eia.gov/electricity/data/browser/ | U.S. Energy Information Administration | 68749 | 2019 |  | 0.0 | 5.7090000000000005 | 6.353 | 6.1000000000000005 | 5.751 | 5.381 | U.S. Energy Information Administration |  |  |  | 6.38 | 6.69 | SOLAR-V1-NO-AGE | SOLAR-V1-NO-AGE | SOLAR-V1-NO-AGE | SOLAR-V1-NO-AGE | SOLAR-V1-NO-AGE
USA | United States of America | Buddy Solar |  | USA0058735 | 4 | 35.5419 | -80.3633 | Solar |  |  |  | 2015.0 | Cypress Creek Renewables | U.S. Energy Information Administration | http://www.eia.gov/electricity/data/browser/ | U.S. Energy Information Administration | 66653 | 2019 |  |  | 0.328 | 7.022 | 6.599 | 5.897 | 6.334 | U.S. Energy Information Administration |  |  |  | 7.17 | 7.65 | SOLAR-V1-NO-AGE | SOLAR-V1-NO-AGE | SOLAR-V1-NO-AGE | SOLAR-V1-NO-AGE | SOLAR-V1-NO-AGE
USA | United States of America | Bizzell Church Solar 2 |  | USA0061158 | 5 | 35.5444 | -78.1772 | Solar |  |  |  | 2017.0 | CD Global Solar Holdings LLC | U.S. Energy Information Administration | http://www.eia.gov/electricity/data/browser/ | U.S. Energy Information Administration |  | 2019 |  |  |  |  | 2.86 | 9.245000000000001 | 9.566 | U.S. Energy Information Administration |  |  |  |  | 8.14 | SOLAR-V1-NO-AGE | SOLAR-V1-NO-AGE | SOLAR-V1-NO-AGE | SOLAR-V1-NO-AGE | SOLAR-V1-NO-AGE
USA | United States of America | Morning View |  | USA0061881 | 2 | 35.5463 | -79.7428 | Solar |  |  |  | 2019.0 | Cypress Creek Renewables | U.S. Energy Information Administration | http://www.eia.gov/electricity/data/browser/ | U.S. Energy Information Administration |  | 2019 | [5 empty] | 0.0 | 1.68 | U.S. Energy Information Administration |  |  |  |  | 3.25 | SOLAR-V1-NO-AGE | SOLAR-V1-NO-AGE | SOLAR-V1-NO-AGE | SOLAR-V1-NO-AGE | SOLAR-V1-NO-AGE
USA | United States of America | Bizzell Church Solar 1 LLC |  | USA0060401 | 5.2 | 35.5494 | -78.1799 | Solar |  |  |  | 2016.0 | Cypress Creek Renewables | U.S. Energy Information Administration | http://www.eia.gov/electricity/data/browser/ | U.S. Energy Information Administration |  | 2019 |  |  | 0.106 | 9.173 | 10.026 | 9.423 | 9.512 | U.S. Energy Information Administration |  |  |  |  | 9.47 | SOLAR-V1-NO-AGE | SOLAR-V1-NO-AGE | SOLAR-V1-NO-AGE | SOLAR-V1-NO-AGE | SOLAR-V1-NO-AGE
USA | United States of America | Meadowbrook Solar Farm |  | USA0059936 | 5 | 35.5554 | -80.3859 | Solar |  |  |  | 2016.0 | Cypress Creek Renewables | U.S. Energy Information Administration | http://www.eia.gov/electricity/data/browser/ | U.S. Energy Information Administration |  | 2019 |  |  |  | 0.47600000000000003 | 9.635 | 9.099 | 9.244 | U.S. Energy Information Administration |  |  |  |  | 10.22 | SOLAR-V1-NO-AGE | SOLAR-V1-NO-AGE | SOLAR-V1-NO-AGE | SOLAR-V1-NO-AGE | SOLAR-V1-NO-AGE
USA | United States of America | Ivanpah 2 |  | USA0057073 | 133.4 | 35.5561 | -115.4686 | Solar | Gas |  |  | 2014.0000000000002 | NRG Energy Services | U.S. Energy Information Administration | http://www.eia.gov/electricity/data/browser/ | U.S. Energy Information Administration |  | 2019 | 0.0 | 0.0 | 219.044 | 199.68200000000002 | 236.82399999999998 | 277.05400000000003 | 271.642 | U.S. Energy Information Administration |  |  | 312.54 | 287.50 | 329.77 | SOLAR-V1-NO-AGE | SOLAR-V1-NO-AGE | SOLAR-V1-NO-AGE | SOLAR-V1-NO-AGE | SOLAR-V1-NO-AGE
USA | United States of America | Cohen Farm Solar LLC |  | USA0060146 | 4.9 | 35.5572 | -79.1958 | Solar |  |  |  | 2016.0000000000002 | Cypress Creek Renewables | U.S. Energy Information Administration | http://www.eia.gov/electricity/data/browser/ | U.S. Energy Information Administration |  | 2019 |  |  |  | 3.047 | 10.16 | 9.519 | 9.601 | U.S. Energy Information Administration |  |  |  |  | 13.31 | SOLAR-V1-NO-AGE | SOLAR-V1-NO-AGE | SOLAR-V1-NO-AGE | SOLAR-V1-NO-AGE | SOLAR-V1-NO-AGE
USA | United States of America | Red Toad 4451 Buffalo Road LLC |  | USA0062131 | 2 | 35.5574 | -78.2973 | Solar |  |  |  | 2018.0 | Sol Systems | U.S. Energy Information Administration | http://www.eia.gov/electricity/data/browser/ | U.S. Energy Information Administration |  | 2019 | [5 empty] | 0.396 | 4.168 | U.S. Energy Information Administration |  |  |  |  | 3.25 | SOLAR-V1-NO-AGE | SOLAR-V1-NO-AGE | SOLAR-V1-NO-AGE | SOLAR-V1-NO-AGE | SOLAR-V1-NO-AGE
USA | United States of America | Vintner Solar |  | USA0058509 | 1.5 | 35.5579 | -120.6829 | Solar |  |  |  | 2014.0 | Ecos Energy LLC | U.S. Energy Information Administration | http://www.eia.gov/electricity/data/browser/ | U.S. Energy Information Administration | 67817 | 2019 |  | 3.024 | 4.251 | 4.341 | 3.719 | 3.708 | 4.027 | U.S. Energy Information Administration |  |  | 3.56 | 3.25 | 3.47 | SOLAR-V1-NO-AGE | SOLAR-V1-NO-AGE | SOLAR-V1-NO-AGE | SOLAR-V1-NO-AGE | SOLAR-V1-NO-AGE
USA | United States of America | Sunfish Farm |  | USA0058864 | 5 | 35.5581 | -78.7358 | Solar |  |  |  | 2016.0 | Cypress Creek Renewables | U.S. Energy Information Administration | http://www.eia.gov/electricity/data/browser/ | U.S. Energy Information Administration |  | 2019 |  |  | 2.1390000000000002 | 9.906 | 9.849 | 8.574 | 9.067 | U.S. Energy Information Administration |  |  |  |  | 9.98 | SOLAR-V1-NO-AGE | SOLAR-V1-NO-AGE | SOLAR-V1-NO-AGE | SOLAR-V1-NO-AGE | SOLAR-V1-NO-AGE
USA | United States of America | HCE Johnston I LLC |  | USA0060121 | 2.6 | 35.5600 | -78.5945 | Solar |  |  |  | 2016.0 | HCE Johnston I LLC | U.S. Energy Information Administration | http://www.eia.gov/electricity/data/browser/ | U.S. Energy Information Administration |  | 2019 |  |  | 0.0 | 3.778 | 3.907 | 3.64 | 3.516 | U.S. Energy Information Administration |  |  |  |  | 4.89 | SOLAR-V1-NO-AGE | SOLAR-V1-NO-AGE | SOLAR-V1-NO-AGE | SOLAR-V1-NO-AGE | SOLAR-V1-NO-AGE
USA | United States of America | Biltmore Solar Fields |  | USA0061271 | 1.5 | 35.5612 | -82.5884 | Solar |  |  |  | 2012.0 | The Biltmore Company | U.S. Energy Information Administration | http://www.eia.gov/electricity/data/browser/ | U.S. Energy Information Administration |  | 2019 |  |  |  | 0.0 | 0.0 | 1.959 | 1.189 | U.S. Energy Information Administration | 2.47 | 2.82 | 2.52 | 2.77 | 2.61 | SOLAR-V1-NO-AGE | SOLAR-V1-NO-AGE | SOLAR-V1-NO-AGE | SOLAR-V1-NO-AGE | SOLAR-V1-NO-AGE
USA | United States of America | Washington Airport Solar LLC |  | USA0058845 | 5 | 35.5653 | -77.0536 | Solar |  |  |  | 2014.0 | Washington Airport Solar LLC | U.S. Energy Information Administration | http://www.eia.gov/electricity/data/browser/ | U.S. Energy Information Administration |  | 2019 |  | 8.374 | 9.472 | 9.667 | 9.646 | 9.089 | 9.077 | U.S. Energy Information Administration |  |  | 8.64 | 9.47 | 9.04 | NO-ESTIMATION | NO-ESTIMATION | NO-ESTIMATION | NO-ESTIMATION | CAPACITY-FACTOR-V1
USA | United States of America | Moncure Farm LLC |  | USA0059123 | 3 | 35.5683 | -79.0325 | Solar |  |  |  | 2014.0 | Moncure Farm LLC | U.S. Energy Information Administration | http://www.eia.gov/electricity/data/browser/ | U.S. Energy Information Administration |  | 2019 |  | 4.813 | 6.024 | 6.377 | 6.243 | 5.889 | 5.953 | U.S. Energy Information Administration |  |  | 5.15 | 5.58 | 5.89 | NO-ESTIMATION | NO-ESTIMATION | NO-ESTIMATION | NO-ESTIMATION | CAPACITY-FACTOR-V1
USA | United States of America | Red Toad 5840 Buffalo Road LLC |  | USA0062204 | 2 | 35.5729 | -78.3023 | Solar |  |  |  | 2018.0 | Sol Systems | U.S. Energy Information Administration | http://www.eia.gov/electricity/data/browser/ | U.S. Energy Information Administration |  | 2019 | [5 empty] | 0.296 | 4.443 | U.S. Energy Information Administration |  |  |  |  | 3.25 | HYDRO-V1 | HYDRO-V1 | HYDRO-V1 | HYDRO-V1 | HYDRO-V1
USA | United States of America | MILL SOLAR 1 |  | USA0061160 | 1.4 | 35.5750 | -80.8210 | Solar |  |  |  | 2015.9999999999998 | MILL SOLAR 1 LLC | U.S. Energy Information Administration | http://www.eia.gov/electricity/data/browser/ | U.S. Energy Information Administration |  | 2019 |  |  |  | 0.0 | 1.617 | 1.243 | 1.323 | U.S. Energy Information Administration |  |  |  | 2.55 | 2.67 | HYDRO-V1 | HYDRO-V1 | HYDRO-V1 | HYDRO-V1 | HYDRO-V1
USA | United States of America | Selma Solar LLC |  | USA0058669 | 5 | 35.5764 | -78.1833 | Solar |  |  |  | 2014.0 | Sustainable Power Group LLC | U.S. Energy Information Administration | http://www.eia.gov/electricity/data/browser/ | U.S. Energy Information Administration | 70623 | 2019 |  | 2.375 | 7.79 | 9.589 | 9.402000000000001 | 8.951 | 8.966 | U.S. Energy Information Administration |  |  | 8.44 | 9.39 | 9.07 | NO-ESTIMATION | NO-ESTIMATION | NO-ESTIMATION | NO-ESTIMATION | CAPACITY-FACTOR-V1
USA | United States of America | Haywood Solar |  | USA0061733 | 3 | 35.5775 | -89.2869 | Solar |  |  |  | 2018.0 | Haywood Solar | U.S. Energy Information Administration | http://www.eia.gov/electricity/data/browser/ | U.S. Energy Information Administration |  | 2019 |  |  |  |  | 0.028 | 6.263 | 6.361 | U.S. Energy Information Administration |  |  |  |  | 4.88 | NO-ESTIMATION | NO-ESTIMATION | NO-ESTIMATION | NO-ESTIMATION | CAPACITY-FACTOR-V1
USA | United States of America | Providence Solar |  | USA0060337 | 16 | 35.5783 | -89.0478 | Solar |  |  |  | 2017.0 | Providence Solar Center LLC | U.S. Energy Information Administration | http://www.eia.gov/electricity/data/browser/ | U.S. Energy Information Administration |  | 2019 |  |  |  | 0.0 | 3.201 | 30.928 | 30.125 | U.S. Energy Information Administration |  |  |  |  | 26.07 | NO-ESTIMATION | NO-ESTIMATION | NO-ESTIMATION | NO-ESTIMATION | NO-ESTIMATION
USA | United States of America | Ivanpah 3 |  | USA0057075 | 133.4 | 35.5808 | -115.4825 | Solar | Gas |  |  | 2014.0000000000002 | NRG Energy Services | U.S. Energy Information Administration | http://www.eia.gov/electricity/data/browser/ | U.S. Energy Information Administration |  | 2019 | 0.0 | 0.0 | 224.103 | 247.702 | 243.788 | 276.326 | 257.535 | U.S. Energy Information Administration |  |  | 312.54 | 286.73 | 329.77 | NO-ESTIMATION | NO-ESTIMATION | NO-ESTIMATION | NO-ESTIMATION | NO-ESTIMATION
USA | United States of America | Owen Solar |  | USA0058742 | 5 | 35.5861 | -81.3153 | Solar |  |  |  | 2016.0 | Owen Solar LLC | U.S. Energy Information Administration | http://www.eia.gov/electricity/data/browser/ | U.S. Energy Information Administration |  | 2019 |  |  |  | 6.051 | 9.684000000000001 | 9.154 | 9.593 | U.S. Energy Information Administration |  |  |  |  | 10.24 | NO-ESTIMATION | NO-ESTIMATION | NO-ESTIMATION | NO-ESTIMATION | CAPACITY-FACTOR-V1
USA | United States of America | Santa Fe Solar Energy Center |  | USA0060196 | 9.5 | 35.5878 | -106.0609 | Solar |  |  |  | 2016.0 | PNM Resources | U.S. Energy Information Administration | http://www.eia.gov/electricity/data/browser/ | U.S. Energy Information Administration | 68909 | 2019 |  |  | 2.343 | 22.187 | 21.632 | 24.097 | 23.882 | U.S. Energy Information Administration |  |  |  |  | 20.44 | NO-ESTIMATION | NO-ESTIMATION | NO-ESTIMATION | NO-ESTIMATION | CAPACITY-FACTOR-V1
USA | United States of America | Apple Data Center PV |  | USA0057994 | 21 | 35.5881 | -81.2520 | Solar |  |  |  | 2013.0 | Apple Inc | U.S. Energy Information Administration | http://www.eia.gov/electricity/data/browser/ | U.S. Energy Information Administration |  | 2019 | 40.54446 | 36.854 | 39.065 | 42.92 | 39.58 | 37.908 | 33.409 | U.S. Energy Information Administration |  | 39.05 | 40.15 | 41.85 | 46.42 | NO-ESTIMATION | NO-ESTIMATION | NO-ESTIMATION | NO-ESTIMATION | NO-ESTIMATION
USA | United States of America | Cottonwood Solar LLC (Goose Lake) |  | USA0059086 | 12 | 35.5936 | -119.5800 | Solar |  |  |  | 2015.0 | Dominion Renewable Energy | U.S. Energy Information Administration | http://www.eia.gov/electricity/data/browser/ | U.S. Energy Information Administration |  | 2019 |  |  | 24.269000000000002 | 35.207 | 34.853 | 34.26 | 32.276 | U.S. Energy Information Administration |  |  |  | 29.44 | 30.01 | HYDRO-V1 | HYDRO-V1 | HYDRO-V1 | HYDRO-V1 | HYDRO-V1
USA | United States of America | Wilkinson Solar LLC |  | USA0062544 | 80.6 | 35.5968 | -76.7638 | Solar |  |  |  | 2020.0000000000002 | Dominion Renewable Energy | U.S. Energy Information Administration | http://www.eia.gov/electricity/data/browser/ | U.S. Energy Information Administration |  | 2019 | [6 empty] | 3.435 | U.S. Energy Information Administration |  |  |  |  | 131.34 | HYDRO-V1 | HYDRO-V1 | HYDRO-V1 | HYDRO-V1 | HYDRO-V1
USA | United States of America | Augustus Farm LLC |  | USA0060313 | 4.9 | 35.5997 | -77.6391 | Solar |  |  |  | 2016.0000000000002 | Augustus Farm LLC | U.S. Energy Information Administration | http://www.eia.gov/electricity/data/browser/ | U.S. Energy Information Administration |  | 2019 |  |  | 0.0 | 9.902000000000001 | 10.321 | 9.903 | 9.798 | U.S. Energy Information Administration |  |  |  |  | 8.54 | NO-ESTIMATION | NO-ESTIMATION | NO-ESTIMATION | NO-ESTIMATION | CAPACITY-FACTOR-V1
USA | United States of America | Stateline Solar |  | USA0058646 | 299.5 | 35.6000 | -115.4000 | Solar |  |  |  | 2016.0000000000005 | Southern Power Co | U.S. Energy Information Administration | http://www.eia.gov/electricity/data/browser/ | U.S. Energy Information Administration |  | 2019 |  |  | 10.0 | 547.804 | 657.742 | 667.522 | 644.143 | U.S. Energy Information Administration |  |  |  |  | 702.5 | NO-ESTIMATION | NO-ESTIMATION | NO-ESTIMATION | NO-ESTIMATION | CAPACITY-FACTOR-V1
USA | United States of America | Strider Solar LLC |  | USA0063270 | 5 | 35.6000 | -79.7900 | Solar |  |  |  | 2018.0 | Alchemy Renewable Energy | U.S. Energy Information Administration | http://www.eia.gov/electricity/data/browser/ | U.S. Energy Information Administration |  | 2019 | [6 empty] | 9.492 | U.S. Energy Information Administration |  |  |  |  | 8.14 | NO-ESTIMATION | NO-ESTIMATION | NO-ESTIMATION | NO-ESTIMATION | CAPACITY-FACTOR-V1
USA | United States of America | CDCR (CA) - Wasco State Prison |  | USA0061621 | 1.5 | 35.6005 | -119.4037 | Solar |  |  |  | 2014.0 | SunE Wasco SP Owner LLC | U.S. Energy Information Administration | http://www.eia.gov/electricity/data/browser/ | U.S. Energy Information Administration |  | 2019 |  |  |  |  | 3.4530000000000003 | 3.54 | 3.455 | U.S. Energy Information Administration |  |  | 3.31 | 3.13 | 3.3 | HYDRO-V1 | HYDRO-V1 | HYDRO-V1 | HYDRO-V1 | HYDRO-V1
USA | United States of America | Red Toad 1425 A Powatan Road LLC |  | USA0060129 | 2 | 35.6042 | -78.3709 | Solar |  |  |  | 2016.0 | SRE Utility Solar 1 LLC | U.S. Energy Information Administration | http://www.eia.gov/electricity/data/browser/ | U.S. Energy Information Administration |  | 2019 |  |  | 0.003 | 4.077 | 4.225 | 3.962 | 4.023 | U.S. Energy Information Administration |  |  |  |  | 3.75 | NO-ESTIMATION | NO-ESTIMATION | NO-ESTIMATION | NO-ESTIMATION | CAPACITY-FACTOR-V1
USA | United States of America | Catawba Solar LLC |  | USA0060800 | 2 | 35.6100 | -80.5300 | Solar |  |  |  | 2016.0 | Catawba Solar LLC | U.S. Energy Information Administration | http://www.eia.gov/electricity/data/browser/ | U.S. Energy Information Administration |  | 2019 |  |  |  | 0.082 | 2.688 | 3.093 | 3.414 | U.S. Energy Information Administration |  |  |  |  | 3.87 | NO-ESTIMATION | NO-ESTIMATION | NO-ESTIMATION | NO-ESTIMATION | CAPACITY-FACTOR-V1
USA | United States of America | Blackwell Solar Park |  | USA0059524 | 20 | 35.6120 | -119.8450 | Solar |  |  |  | 2019.0 | Consolidated Edison Development Inc. | U.S. Energy Information Administration | http://www.eia.gov/electricity/data/browser/ | U.S. Energy Information Administration |  | 2019 | [6 empty] | 45.622 | U.S. Energy Information Administration |  |  |  |  | 32.59 | HYDRO-V1 | HYDRO-V1 | HYDRO-V1 | HYDRO-V1 | HYDRO-V1
USA | United States of America | Sigmon Catawba Farm |  | USA0058861 | 5 | 35.6122 | -81.2433 | Solar |  |  |  | 2014.0 | Sigmon Catawba Farm LLC | U.S. Energy Information Administration | http://www.eia.gov/electricity/data/browser/ | U.S. Energy Information Administration | 67826 | 2019 |  | 7.12206 | 8.397 | 9.799 | 9.074 | 8.025 | 8.878 | U.S. Energy Information Administration |  |  | 9.18 | 9.59 | 10.13 | NO-ESTIMATION | NO-ESTIMATION | NO-ESTIMATION | NO-ESTIMATION | CAPACITY-FACTOR-V1
USA | United States of America | CA Flats Solar 130 LLC |  | USA0060033 | 130 | 35.6156 | -120.4044 | Solar |  |  |  | 2017.0 | California Flats Solar 130 LLC | U.S. Energy Information Administration | http://www.eia.gov/electricity/data/browser/ | U.S. Energy Information Administration |  | 2019 |  |  |  |  | 20.432000000000002 | 361.793 | 337 | U.S. Energy Information Administration |  |  |  |  | 211.84 | NO-ESTIMATION | NO-ESTIMATION | NO-ESTIMATION | NO-ESTIMATION | CAPACITY-FACTOR-V1
USA | United States of America | CA Flats Solar 150 LLC |  | USA0060034 | 150 | 35.6156 | -120.4044 | Solar |  |  |  | 2019.0 | CD Arevon USA Inc. | U.S. Energy Information Administration | http://www.eia.gov/electricity/data/browser/ | U.S. Energy Information Administration |  | 2019 | [6 empty] | 320.888 | U.S. Energy Information Administration |  |  |  |  | 244.43 | NO-ESTIMATION | NO-ESTIMATION | NO-ESTIMATION | NO-ESTIMATION | CAPACITY-FACTOR-V1
USA | United States of America | Wildwood Solar I LLC |  | USA0059380 | 19.5 | 35.6158 | -119.5783 | Solar |  |  |  | 2015.0 | Wildwood Solar I LLC | U.S. Energy Information Administration | http://www.eia.gov/electricity/data/browser/ | U.S. Energy Information Administration | 67716 | 2019 |  |  | 44.523 | 46.550000000000004 | 45.672000000000004 | 49.870000000000005 | 49.523 | U.S. Energy Information Administration |  |  |  | 44.45 | 48.93 | NO-ESTIMATION | NO-ESTIMATION | NO-ESTIMATION | NO-ESTIMATION | CAPACITY-FACTOR-V1
USA | United States of America | Lost Hills/Blackwell |  | USA0058711 | 32 | 35.6200 | -119.8500 | Solar |  |  |  | 2015.0 | Southern Power Co | U.S. Energy Information Administration | http://www.eia.gov/electricity/data/browser/ | U.S. Energy Information Administration | 61055 | 2019 |  |  | 66.507 | 91.98400000000001 | 88.996 | 90.251 | 85.405 | U.S. Energy Information Administration |  |  |  | 75.10 | 79.11 | NO-ESTIMATION | NO-ESTIMATION | NO-ESTIMATION | NO-ESTIMATION | CAPACITY-FACTOR-V1
USA | United States of America | Hopewell Friends |  | USA0061883 | 1.3 | 35.6285 | -79.8727 | Solar |  |  |  | 2019.0000000000002 | Cypress Creek Renewables | U.S. Energy Information Administration | http://www.eia.gov/electricity/data/browser/ | U.S. Energy Information Administration |  | 2019 | [5 empty] | 0.0 | 1.057 | U.S. Energy Information Administration |  |  |  |  | 2.11 | NO-ESTIMATION | NO-ESTIMATION | NO-ESTIMATION | NO-ESTIMATION | CAPACITY-FACTOR-V1
USA | United States of America | Two Lines Farm |  | USA0058348 | 5 | 35.6292 | -81.3267 | Solar |  |  |  | 2013.0 | Two Lines Farm LLC | U.S. Energy Information Administration | http://www.eia.gov/electricity/data/browser/ | U.S. Energy Information Administration |  | 2019 |  | 9.33669 | 8.92 | 9.43 | 8.782 | 8.488 | 8.651 | U.S. Energy Information Administration |  | 9.01 | 9.12 | 9.47 | 10.11 | NO-ESTIMATION | NO-ESTIMATION | NO-ESTIMATION | NO-ESTIMATION | CAPACITY-FACTOR-V1
USA | United States of America | Apple One |  | USA0058828 | 5 | 35.6294 | -81.1569 | Solar |  |  |  | 2015.0 | Cypress Creek Renewables | U.S. Energy Information Administration | http://www.eia.gov/electricity/data/browser/ | U.S. Energy Information Administration |  | 2019 |  |  | 2.069 | 9.511000000000001 | 9.849 | 9.361 | 9.845 | U.S. Energy Information Administration |  |  |  | 9.56 | 10.19 | HYDRO-V1 | HYDRO-V1 | HYDRO-V1 | HYDRO-V1 | HYDRO-V1
USA | United States of America | Silver State Solar Power South |  | USA0058644 | 260.1 | 35.6300 | -115.3200 | Solar |  |  |  | 2015.8985005767017 | Silver State Solar Power South LLC | U.S. Energy Information Administration | http://www.eia.gov/electricity/data/browser/ | U.S. Energy Information Administration | 64427 | 2019 |  |  | 8.595 | 558.588 | 711.159 | 710.894 | 654.772 | U.S. Energy Information Administration |  |  |  | 562.52 | 619.43 | NO-ESTIMATION | NO-ESTIMATION | NO-ESTIMATION | NO-ESTIMATION | CAPACITY-FACTOR-V1
USA | United States of America | Wildwood Solar II |  | USA0059253 | 15 | 35.6300 | -119.5739 | Solar |  |  |  | 2017.0 | Wildwood Solar II LLC | U.S. Energy Information Administration | http://www.eia.gov/electricity/data/browser/ | U.S. Energy Information Administration |  | 2019 |  |  |  | 0.0 | 40.417 | 41.053000000000004 | 39.211 | U.S. Energy Information Administration |  |  |  |  | 24.44 | HYDRO-V1 | HYDRO-V1 | HYDRO-V1 | HYDRO-V1 | HYDRO-V1
USA | United States of America | Salisbury Solar |  | USA0061128 | 3.8 | 35.6326 | -80.4226 | Solar |  |  |  | 2018.0 | Oppidum Renewables USA LLC | U.S. Energy Information Administration | http://www.eia.gov/electricity/data/browser/ | U.S. Energy Information Administration |  | 2019 | [5 empty] | 2.578 | 7.833 | U.S. Energy Information Administration |  |  |  |  | 6.19 | SOLAR-V1-NO-AGE | SOLAR-V1-NO-AGE | SOLAR-V1-NO-AGE | SOLAR-V1-NO-AGE | SOLAR-V1-NO-AGE
USA | United States of America | San Miguel I Solar Energy Center |  | USA0063081 | 10 | 35.6346 | -105.1784 | Solar |  |  |  | 2019.0 | PNM Resources | U.S. Energy Information Administration | http://www.eia.gov/electricity/data/browser/ | U.S. Energy Information Administration |  | 2019 | [6 empty] | 8.872 | U.S. Energy Information Administration |  |  |  |  | 16.29 | NO-ESTIMATION | NO-ESTIMATION | NO-ESTIMATION | NO-ESTIMATION | CAPACITY-FACTOR-V1
USA | United States of America | San Miguel II Solar Energy Center |  | USA0063082 | 10 | 35.6347 | -105.1732 | Solar |  |  |  | 2019.0 | PNM Resources | U.S. Energy Information Administration | http://www.eia.gov/electricity/data/browser/ | U.S. Energy Information Administration |  | 2019 | [6 empty] | 4.833 | U.S. Energy Information Administration |  |  |  |  | 16.29 | NO-ESTIMATION | NO-ESTIMATION | NO-ESTIMATION | NO-ESTIMATION | CAPACITY-FACTOR-V1
USA | United States of America | Rams Horn Solar Center LLC |  | USA0058810 | 5 | 35.6400 | -77.3161 | Solar |  |  |  | 2015.0 | Cypress Creek Renewables | U.S. Energy Information Administration | http://www.eia.gov/electricity/data/browser/ | U.S. Energy Information Administration | 69640 | 2019 |  | 0.08 | 8.758000000000001 | 9.244 | 9.120000000000001 | 8.558 | 8.629 | U.S. Energy Information Administration |  |  |  | 9.05 | 8.71 | NO-ESTIMATION | NO-ESTIMATION | NO-ESTIMATION | NO-ESTIMATION | CAPACITY-FACTOR-V1
USA | United States of America | Las Vegas Solar Energy Center |  | USA0057576 | 5 | 35.6433 | -105.2067 | Solar |  |  |  | 2011.0 | PNM Resources | U.S. Energy Information Administration | http://www.eia.gov/electricity/data/browser/ | U.S. Energy Information Administration | 30894 | 2019 | 10.712 | 10.421 | 9.713000000000001 | 10.507 | 10.128 | 9.746 | 9.864 | U.S. Energy Information Administration | 10.23 | 10.27 | 10.82 | 8.59 | 8.55 | SOLAR-V1-NO-AGE | SOLAR-V1-NO-AGE | SOLAR-V1-NO-AGE | SOLAR-V1-NO-AGE | SOLAR-V1-NO-AGE
USA | United States of America | Nickel 1 Solar Facility |  | USA0058034 | 1.5 | 35.6473 | -119.7165 | Solar |  |  |  | 2012.0 | NLH1 Solar LLC | U.S. Energy Information Administration | http://www.eia.gov/electricity/data/browser/ | U.S. Energy Information Administration |  | 2019 | 3.244 | 3.072 | 2.914 | 2.991 | 2.987 | 2.865 | 2.423 | U.S. Energy Information Administration | 3.31 | 3.33 | 3.26 | 3.03 | 2.51 | SOLAR-V1-NO-AGE | SOLAR-V1-NO-AGE | SOLAR-V1-NO-AGE | SOLAR-V1-NO-AGE | SOLAR-V1-NO-AGE
USA | United States of America | Angel Solar |  | USA0058731 | 5 | 35.6511 | -81.2086 | Solar |  |  |  | 2016.0 | Cypress Creek Renewables | U.S. Energy Information Administration | http://www.eia.gov/electricity/data/browser/ | U.S. Energy Information Administration |  | 2019 |  |  | 2.072 | 10.120000000000001 | 9.241 | 9.198 | 9.264 | U.S. Energy Information Administration |  |  |  |  | 10.24 | SOLAR-V1-NO-AGE | SOLAR-V1-NO-AGE | SOLAR-V1-NO-AGE | SOLAR-V1-NO-AGE | SOLAR-V1-NO-AGE
USA | United States of America | Sonne Two |  | USA0058829 | 5 | 35.6567 | -81.1836 | Solar |  |  |  | 2017.0 | Heelstone Energy Holdings LLC | U.S. Energy Information Administration | http://www.eia.gov/electricity/data/browser/ | U.S. Energy Information Administration |  | 2019 |  |  |  | 0.20600000000000002 | 10.028 | 9.774000000000001 | 9.657 | U.S. Energy Information Administration |  |  |  |  | 8.14 | SOLAR-V1-NO-AGE | SOLAR-V1-NO-AGE | SOLAR-V1-NO-AGE | SOLAR-V1-NO-AGE | SOLAR-V1-NO-AGE
USA | United States of America | Storrie Lake Solar Project |  | USA0058794 | 1.9 | 35.6569 | -105.1839 | Solar |  |  |  | 2014.0 | MSM Solar LLC | U.S. Energy Information Administration | http://www.eia.gov/electricity/data/browser/ | U.S. Energy Information Administration |  | 2019 |  | 1.163 | 2.96 | 3.402 | 3.354 | 3.399 | 3.176 | U.S. Energy Information Administration |  |  | 4.07 | 3.79 | 3.97 | SOLAR-V1-NO-AGE | SOLAR-V1-NO-AGE | SOLAR-V1-NO-AGE | SOLAR-V1-NO-AGE | SOLAR-V1-NO-AGE
USA | United States of America | Innovative Solar 6 |  | USA0059542 | 3.6 | 35.6575 | -82.7103 | Solar |  |  |  | 2016.0 | Cypress Creek Renewables | U.S. Energy Information Administration | http://www.eia.gov/electricity/data/browser/ | U.S. Energy Information Administration | 68171 | 2019 |  |  |  | 5.777 | 3.188 | 5.664 | 6.462 | U.S. Energy Information Administration |  |  |  |  | 6.95 | SOLAR-V1-NO-AGE | SOLAR-V1-NO-AGE | SOLAR-V1-NO-AGE | SOLAR-V1-NO-AGE | SOLAR-V1-NO-AGE
USA | United States of America | Murdock Solar |  | USA0059509 | 4 | 35.6633 | -78.5206 | Solar |  |  |  | 2016.0 | Cypress Creek Renewables | U.S. Energy Information Administration | http://www.eia.gov/electricity/data/browser/ | U.S. Energy Information Administration | 68749 | 2019 |  |  |  | 7.597 | 7.582 | 7.04 | 7.048 | U.S. Energy Information Administration |  |  |  |  | 7.44 | SOLAR-V1-NO-AGE | SOLAR-V1-NO-AGE | SOLAR-V1-NO-AGE | SOLAR-V1-NO-AGE | SOLAR-V1-NO-AGE
USA | United States of America | West Salisbury Farm LLC |  | USA0059111 | 5 | 35.6683 | -80.5236 | Solar |  |  |  | 2015.0 | West Salisbury Farm LLC | U.S. Energy Information Administration | http://www.eia.gov/electricity/data/browser/ | U.S. Energy Information Administration |  | 2019 |  |  | 1.976 | 9.35 | 8.901 | 8.533 | 6.008 | U.S. Energy Information Administration |  |  |  | 9.38 | 10.07 | SOLAR-V1-NO-AGE | SOLAR-V1-NO-AGE | SOLAR-V1-NO-AGE | SOLAR-V1-NO-AGE | SOLAR-V1-NO-AGE
USA | United States of America | Flemming Solar Center LLC |  | USA0058808 | 5 | 35.6689 | -77.3839 | Solar |  |  |  | 2015.0 | Cypress Creek Renewables | U.S. Energy Information Administration | http://www.eia.gov/electricity/data/browser/ | U.S. Energy Information Administration | 69637 | 2019 |  | 0.256 | 8.215 | 9.296 | 9.175 | 8.729000000000001 | 8.923 | U.S. Energy Information Administration |  |  |  | 9.05 | 8.71 | HYDRO-V1 | HYDRO-V1 | HYDRO-V1 | HYDRO-V1 | HYDRO-V1
USA | United States of America | Meridian Vineyards |  | USA0057982 | 1.1 | 35.6703 | -120.5669 | Solar |  |  |  | 2010.9999999999998 | CleanCapital | U.S. Energy Information Administration | http://www.eia.gov/electricity/data/browser/ | U.S. Energy Information Administration | 59528 | 2019 | 1.919 |  | 1.981 | 1.837 | 1.7590000000000001 | 1.663 | 1.34 | U.S. Energy Information Administration | 1.76 | 2.35 | 2.42 | 1.71 | 1.88 | HYDRO-V1 | HYDRO-V1 | HYDRO-V1 | HYDRO-V1 | HYDRO-V1
USA | United States of America | CBC Solar Energy Gen Fac Phase 2 |  | USA0059451 | 2.5 | 35.6744 | -78.5261 | Solar |  |  |  | 2014.0 | CBC Alternative Energy LLC | U.S. Energy Information Administration | http://www.eia.gov/electricity/data/browser/ | U.S. Energy Information Administration |  | 2019 |  |  | 4.275 | 4.143 | 3.873 | 4.12 | 2.966 | U.S. Energy Information Administration |  |  | 4.17 | 4.64 | 4.76 | HYDRO-V1 | HYDRO-V1 | HYDRO-V1 | HYDRO-V1 | HYDRO-V1
USA | United States of America | Wilson Solar Farm 5 |  | USA0061278 | 10 | 35.6800 | -77.8700 | Solar |  |  |  | 2017.0 | GCL New Energy Inc. | U.S. Energy Information Administration | http://www.eia.gov/electricity/data/browser/ | U.S. Energy Information Administration |  | 2019 |  |  |  |  | 11.552 | 17.016000000000002 | 17.001 | U.S. Energy Information Administration |  |  |  |  | 16.29 | SOLAR-V1-NO-AGE | SOLAR-V1-NO-AGE | SOLAR-V1-NO-AGE | SOLAR-V1-NO-AGE | SOLAR-V1-NO-AGE
USA | United States of America | Wilson Solar Farm 6 |  | USA0061279 | 10 | 35.6800 | -77.8700 | Solar |  |  |  | 2017.0 | GCL New Energy Inc. | U.S. Energy Information Administration | http://www.eia.gov/electricity/data/browser/ | U.S. Energy Information Administration |  | 2019 |  |  |  |  | 11.611 | 18.523 | 18.52 | U.S. Energy Information Administration |  |  |  |  | 16.29 | SOLAR-V1-NO-AGE | SOLAR-V1-NO-AGE | SOLAR-V1-NO-AGE | SOLAR-V1-NO-AGE | SOLAR-V1-NO-AGE
USA | United States of America | Wilson Solar Farm 2 |  | USA0061275 | 5 | 35.6830 | -78.0160 | Solar |  |  |  | 2017.0 | GCL New Energy Inc. | U.S. Energy Information Administration | http://www.eia.gov/electricity/data/browser/ | U.S. Energy Information Administration |  | 2019 |  |  |  |  | 7.554 | 8.581 | 8.567 | U.S. Energy Information Administration |  |  |  |  | 8.14 | SOLAR-V1-NO-AGE | SOLAR-V1-NO-AGE | SOLAR-V1-NO-AGE | SOLAR-V1-NO-AGE | SOLAR-V1-NO-AGE
USA | United States of America | Naval Air Weapons Station China Lake |  | USA0057764 | 11.1 | 35.6877 | -117.6814 | Solar |  |  |  | 2012.0000000000002 | Solar Star California XV LLC | U.S. Energy Information Administration | http://www.eia.gov/electricity/data/browser/ | U.S. Energy Information Administration | 35723 | 2019 | 23.899 | 29.091 | 28.053 | 29.424 | 28.476 | 26.825 | 23.952 | U.S. Energy Information Administration | 24.91 | 26.23 | 26.26 | 24.52 | 23.93 | SOLAR-V1-NO-AGE | SOLAR-V1-NO-AGE | SOLAR-V1-NO-AGE | SOLAR-V1-NO-AGE | SOLAR-V1-NO-AGE
USA | United States of America | Wilson Solar Farm 1 |  | USA0061274 | 3.4 | 35.7000 | -77.9000 | Solar |  |  |  | 2017.0 | GCL New Energy Inc. | U.S. Energy Information Administration | http://www.eia.gov/electricity/data/browser/ | U.S. Energy Information Administration |  | 2019 |  |  |  |  | 4.8020000000000005 | 5.966 | 5.951 | U.S. Energy Information Administration |  |  |  |  | 5.54 | NO-ESTIMATION | NO-ESTIMATION | NO-ESTIMATION | NO-ESTIMATION | CAPACITY-FACTOR-V1
USA | United States of America | Wilson Solar Farm 4 |  | USA0061277 | 10 | 35.7000 | -78.0000 | Solar |  |  |  | 2017.0 | GCL New Energy Inc. | U.S. Energy Information Administration | http://www.eia.gov/electricity/data/browser/ | U.S. Energy Information Administration |  | 2019 |  |  |  |  | 12.908 | 16.789 | 16.888 | U.S. Energy Information Administration |  |  |  |  | 16.29 | NO-ESTIMATION | NO-ESTIMATION | NO-ESTIMATION | NO-ESTIMATION | CAPACITY-FACTOR-V1
USA | United States of America | Thanksgiving Fire Solar Farm LLC |  | USA0062786 | 2 | 35.7010 | -78.3270 | Solar |  |  |  | 2020.0 | Sol Systems | U.S. Energy Information Administration | http://www.eia.gov/electricity/data/browser/ | U.S. Energy Information Administration |  | 2019 | [6 empty] | 0.115 | U.S. Energy Information Administration |  |  |  |  | 3.25 | SOLAR-V1-NO-AGE | SOLAR-V1-NO-AGE | SOLAR-V1-NO-AGE | SOLAR-V1-NO-AGE | SOLAR-V1-NO-AGE
USA | United States of America | Innovative Solar 26 LLC |  | USA0060052 | 1.9 | 35.7097 | -81.4133 | Solar |  |  |  | 2016.0 | Cypress Creek Renewables | U.S. Energy Information Administration | http://www.eia.gov/electricity/data/browser/ | U.S. Energy Information Administration |  | 2019 |  |  | 0.186 | 4.051 | 3.697 | 3.64 | 3.629 | U.S. Energy Information Administration |  |  |  |  | 3.74 | SOLAR-V1-NO-AGE | SOLAR-V1-NO-AGE | SOLAR-V1-NO-AGE | SOLAR-V1-NO-AGE | SOLAR-V1-NO-AGE
USA | United States of America | Redmon Solar Farm LLC |  | USA0059114 | 2 | 35.7108 | -80.6658 | Solar |  |  |  | 2015.0 | Redmon Solar Farm LLC | U.S. Energy Information Administration | http://www.eia.gov/electricity/data/browser/ | U.S. Energy Information Administration | 69342 | 2019 |  |  | 3.039 | 4.3100000000000005 | 4.013 | 3.986 | 4.043 | U.S. Energy Information Administration |  |  |  | 3.76 | 3.97 | SOLAR-V1-NO-AGE | SOLAR-V1-NO-AGE | SOLAR-V1-NO-AGE | SOLAR-V1-NO-AGE | SOLAR-V1-NO-AGE
USA | United States of America | Old Catawba PV 1 |  | USA0059519 | 3.5 | 35.7117 | -81.1342 | Solar |  |  |  | 2016.0 | Ecoplexus Inc | U.S. Energy Information Administration | http://www.eia.gov/electricity/data/browser/ | U.S. Energy Information Administration | 69578 | 2019 |  |  | 0.07200000000000001 | 6.465 | 6.019 | 5.639 | 5.965 | U.S. Energy Information Administration |  |  |  |  | 6.68 | NO-ESTIMATION | NO-ESTIMATION | NO-ESTIMATION | NO-ESTIMATION | CAPACITY-FACTOR-V1
USA | United States of America | Spencer Farm LLC |  | USA0061220 | 5 | 35.7129 | -80.4079 | Solar |  |  |  | 2017.0 | Spencer Farm LLC | U.S. Energy Information Administration | http://www.eia.gov/electricity/data/browser/ | U.S. Energy Information Administration |  | 2019 |  |  |  |  | 8.085 | 8.929 | 9.023 | U.S. Energy Information Administration |  |  |  |  | 8.14 | SOLAR-V1-NO-AGE | SOLAR-V1-NO-AGE | SOLAR-V1-NO-AGE | SOLAR-V1-NO-AGE | SOLAR-V1-NO-AGE
USA | United States of America | Neuse River Solar Farm |  | USA0058524 | 1.1 | 35.7144 | -78.4989 | Solar |  |  |  | 2012.0 | CleanCapital | U.S. Energy Information Administration | http://www.eia.gov/electricity/data/browser/ | U.S. Energy Information Administration |  | 2019 |  | 1.75 | 1.735 | 1.7870000000000001 | 1.69 | 1.466 | 1.602 | U.S. Energy Information Administration | 1.70 | 1.68 | 1.75 | 1.94 | 1.76 | SOLAR-V1-NO-AGE | SOLAR-V1-NO-AGE | SOLAR-V1-NO-AGE | SOLAR-V1-NO-AGE | SOLAR-V1-NO-AGE
USA | United States of America | Apple Data Center PV3 |  | USA0059474 | 17.5 | 35.7150 | -81.1500 | Solar |  |  |  | 2016.0 | Apple Inc | U.S. Energy Information Administration | http://www.eia.gov/electricity/data/browser/ | U.S. Energy Information Administration |  | 2019 |  |  | 0.433 | 38.998 | 36.663000000000004 | 35.442 | 36.144 | U.S. Energy Information Administration |  |  |  |  | 39.3 | SOLAR-V1-NO-AGE | SOLAR-V1-NO-AGE | SOLAR-V1-NO-AGE | SOLAR-V1-NO-AGE | SOLAR-V1-NO-AGE
USA | United States of America | Arborgate Solar |  | USA0062623 | 5 | 35.7174 | -79.1195 | Solar |  |  |  | 2019.0 | Arborgate Farm LLC | U.S. Energy Information Administration | http://www.eia.gov/electricity/data/browser/ | U.S. Energy Information Administration |  | 2019 | [6 empty] | 7.413 | U.S. Energy Information Administration |  |  |  |  | 8.14 | SOLAR-V1-NO-AGE | SOLAR-V1-NO-AGE | SOLAR-V1-NO-AGE | SOLAR-V1-NO-AGE | SOLAR-V1-NO-AGE
USA | United States of America | Cline Solar Farm LLC |  | USA0059929 | 5 | 35.7200 | -81.4170 | Solar |  |  |  | 2017.0 | Cline Solar LLC | U.S. Energy Information Administration | http://www.eia.gov/electricity/data/browser/ | U.S. Energy Information Administration |  | 2019 |  |  |  | 0.0 | 3.138 | 8.338000000000001 | 8.528 | U.S. Energy Information Administration |  |  |  |  | 8.14 | SOLAR-V1-NO-AGE | SOLAR-V1-NO-AGE | SOLAR-V1-NO-AGE | SOLAR-V1-NO-AGE | SOLAR-V1-NO-AGE
USA | United States of America | West Siler Farm LLC |  | USA0059112 | 5 | 35.7214 | -79.5044 | Solar |  |  |  | 2017.0 | Dominion Renewable Energy | U.S. Energy Information Administration | http://www.eia.gov/electricity/data/browser/ | U.S. Energy Information Administration |  | 2019 |  |  |  |  | 9.521 | 8.965 | 9.244 | U.S. Energy Information Administration |  |  |  |  | 8.14 | SOLAR-V1-NO-AGE | SOLAR-V1-NO-AGE | SOLAR-V1-NO-AGE | SOLAR-V1-NO-AGE | SOLAR-V1-NO-AGE
USA | United States of America | Creech Solar 2 LLC |  | USA0060635 | 6.8 | 35.7220 | -78.6043 | Solar |  |  |  | 2017.0 | Cypress Creek Renewables | U.S. Energy Information Administration | http://www.eia.gov/electricity/data/browser/ | U.S. Energy Information Administration | 69531 | 2019 |  |  |  | 0.0 | 9.354000000000001 | 9.195 | 8.982 | U.S. Energy Information Administration |  |  |  |  | 11.08 | SOLAR-V1-NO-AGE | SOLAR-V1-NO-AGE | SOLAR-V1-NO-AGE | SOLAR-V1-NO-AGE | SOLAR-V1-NO-AGE
USA | United States of America | Woodleaf Solar Facility |  | USA0062304 | 6 | 35.7244 | -80.6084 | Solar |  |  |  | 2019.0 | Duke Energy Carolinas LLC | U.S. Energy Information Administration | http://www.eia.gov/electricity/data/browser/ | U.S. Energy Information Administration |  | 2019 | [5 empty] | 0.0 | 7.574 | U.S. Energy Information Administration |  |  |  |  | 9.77 | NO-ESTIMATION | NO-ESTIMATION | NO-ESTIMATION | NO-ESTIMATION | CAPACITY-FACTOR-V1
USA | United States of America | Coronal Lost Hills |  | USA0059638 | 20 | 35.7267 | -119.9058 | Solar |  |  |  | 2015.0 | Coronal Lost Hills LLC | U.S. Energy Information Administration | http://www.eia.gov/electricity/data/browser/ | U.S. Energy Information Administration |  | 2019 |  |  | 35.254 | 52.623 | 52.093 | 52.63 | 50.686 | U.S. Energy Information Administration |  |  |  | 47.02 | 49.66 | SOLAR-V1-NO-AGE | SOLAR-V1-NO-AGE | SOLAR-V1-NO-AGE | SOLAR-V1-NO-AGE | SOLAR-V1-NO-AGE
USA | United States of America | ABD Farms |  | USA0061525 | 5 | 35.7287 | -79.7483 | Solar |  |  |  | 2018.0 | Cypress Creek Renewables | U.S. Energy Information Administration | http://www.eia.gov/electricity/data/browser/ | U.S. Energy Information Administration |  | 2019 |  |  |  |  | 0.0 | 8.65 | 9.631 | U.S. Energy Information Administration |  |  |  |  | 8.14 | SOLAR-V1-NO-AGE | SOLAR-V1-NO-AGE | SOLAR-V1-NO-AGE | SOLAR-V1-NO-AGE | SOLAR-V1-NO-AGE
USA | United States of America | Morelos del Sol |  | USA0060007 | 15 | 35.7314 | -119.8187 | Solar |  |  |  | 2015.0 | Southern Power Co | U.S. Energy Information Administration | http://www.eia.gov/electricity/data/browser/ | U.S. Energy Information Administration | 69724 | 2019 |  |  | 0.0 | 39.044000000000004 | 38.771 | 38.754 | 35.953 | U.S. Energy Information Administration |  |  |  | 35.64 | 37.89 | SOLAR-V1-NO-AGE | SOLAR-V1-NO-AGE | SOLAR-V1-NO-AGE | SOLAR-V1-NO-AGE | SOLAR-V1-NO-AGE
USA | United States of America | Wendell Solar Farm LLC |  | USA0062595 | 5 | 35.7346 | -78.3550 | Solar |  |  |  | 2019.0 | Sol Systems | U.S. Energy Information Administration | http://www.eia.gov/electricity/data/browser/ | U.S. Energy Information Administration |  | 2019 | [6 empty] | 1.745 | U.S. Energy Information Administration |  |  |  |  | 8.14 | SOLAR-V1-NO-AGE | SOLAR-V1-NO-AGE | SOLAR-V1-NO-AGE | SOLAR-V1-NO-AGE | SOLAR-V1-NO-AGE
USA | United States of America | Tripple State Farm |  | USA0061086 | 5 | 35.7350 | -80.7749 | Solar |  |  |  | 2016.0 | Tripple State Farm LLC | U.S. Energy Information Administration | http://www.eia.gov/electricity/data/browser/ | U.S. Energy Information Administration |  | 2019 |  |  |  | 2.025 | 10.135 | 9.459 | 9.628 | U.S. Energy Information Administration |  |  |  |  | 10.37 | SOLAR-V1-NO-AGE | SOLAR-V1-NO-AGE | SOLAR-V1-NO-AGE | SOLAR-V1-NO-AGE | SOLAR-V1-NO-AGE
USA | United States of America | Apple Data Center - PV2 |  | USA0058701 | 20 | 35.7389 | -81.2078 | Solar |  |  |  | 2013.0 | Apple Inc | U.S. Energy Information Administration | http://www.eia.gov/electricity/data/browser/ | U.S. Energy Information Administration |  | 2019 | 6.723 | 39.812 | 38.248 | 43.133 | 39.668 | 37.236000000000004 | 39.936 | U.S. Energy Information Administration |  | 36.85 | 38.19 | 39.27 | 44.16 | SOLAR-V1-NO-AGE | SOLAR-V1-NO-AGE | SOLAR-V1-NO-AGE | SOLAR-V1-NO-AGE | SOLAR-V1-NO-AGE
USA | United States of America | Statesville Solar |  | USA0061535 | 5 | 35.7397 | -80.7124 | Solar |  |  |  | 2018.0 | Cypress Creek Renewables | U.S. Energy Information Administration | http://www.eia.gov/electricity/data/browser/ | U.S. Energy Information Administration |  | 2019 |  |  |  |  | 0.0 | 8.891 | 9.586 | U.S. Energy Information Administration |  |  |  |  | 8.14 | SOLAR-V1-NO-AGE | SOLAR-V1-NO-AGE | SOLAR-V1-NO-AGE | SOLAR-V1-NO-AGE | SOLAR-V1-NO-AGE
USA | United States of America | Siler 421 Farm LLC |  | USA0061019 | 5 | 35.7474 | -79.4497 | Solar |  |  |  | 2017.0 | Heelstone Energy Holdings LLC | U.S. Energy Information Administration | http://www.eia.gov/electricity/data/browser/ | U.S. Energy Information Administration |  | 2019 |  |  |  | 0.277 | 10.35 | 9.699 | 10.011 | U.S. Energy Information Administration |  |  |  |  | 8.14 | SOLAR-V1-NO-AGE | SOLAR-V1-NO-AGE | SOLAR-V1-NO-AGE | SOLAR-V1-NO-AGE | SOLAR-V1-NO-AGE
USA | United States of America | Changeup |  | USA0062601 | 2 | 35.7490 | -79.7855 | Solar |  |  |  | 2019.0 | Changeup Solar LLC | U.S. Energy Information Administration | http://www.eia.gov/electricity/data/browser/ | U.S. Energy Information Administration |  | 2019 | [6 empty] | 3.413 | U.S. Energy Information Administration |  |  |  |  | 3.25 | SOLAR-V1-NO-AGE | SOLAR-V1-NO-AGE | SOLAR-V1-NO-AGE | SOLAR-V1-NO-AGE | SOLAR-V1-NO-AGE
USA | United States of America | Bethel Solar |  | USA0059173 | 5 | 35.7500 | -77.3850 | Solar |  |  |  | 2016.0 | Bethel Solar LLC | U.S. Energy Information Administration | http://www.eia.gov/electricity/data/browser/ | U.S. Energy Information Administration |  | 2019 |  |  | 0.256 | 6.3660000000000005 | 8.508000000000001 | 7.543 | 7.328 | U.S. Energy Information Administration |  |  |  |  | 8.71 | SOLAR-V1-NO-AGE | SOLAR-V1-NO-AGE | SOLAR-V1-NO-AGE | SOLAR-V1-NO-AGE | SOLAR-V1-NO-AGE
USA | United States of America | Jackson Solar Farm |  | USA0061292 | 10 | 35.7500 | -77.8300 | Solar |  |  |  | 2017.0 | GCL New Energy Inc. | U.S. Energy Information Administration | http://www.eia.gov/electricity/data/browser/ | U.S. Energy Information Administration |  | 2019 |  |  |  |  | 15.63 | 16.829 | 17.146 | U.S. Energy Information Administration |  |  |  |  | 16.29 | SOLAR-V1-NO-AGE | SOLAR-V1-NO-AGE | SOLAR-V1-NO-AGE | SOLAR-V1-NO-AGE | SOLAR-V1-NO-AGE
USA | United States of America | Wilson Solar Farm 7 |  | USA0061280 | 10 | 35.7500 | -78.0000 | Solar |  |  |  | 2017.0 | GCL New Energy Inc. | U.S. Energy Information Administration | http://www.eia.gov/electricity/data/browser/ | U.S. Energy Information Administration |  | 2019 |  |  |  |  | 12.973 | 17.185 | 17.29 | U.S. Energy Information Administration |  |  |  |  | 16.29 | SOLAR-V1-NO-AGE | SOLAR-V1-NO-AGE | SOLAR-V1-NO-AGE | SOLAR-V1-NO-AGE | SOLAR-V1-NO-AGE
USA | United States of America | Tanager Holdings |  | USA0060691 | 5 | 35.7527 | -79.7846 | Solar |  |  |  | 2020.0 | Tanager Holdings LLC | U.S. Energy Information Administration | http://www.eia.gov/electricity/data/browser/ | U.S. Energy Information Administration |  | 2019 | [6 empty] | 11.746 | U.S. Energy Information Administration |  |  |  |  | 8.14 | SOLAR-V1-NO-AGE | SOLAR-V1-NO-AGE | SOLAR-V1-NO-AGE | SOLAR-V1-NO-AGE | SOLAR-V1-NO-AGE
USA | United States of America | Flash Solar |  | USA0058726 | 5 | 35.7581 | -81.2294 | Solar |  |  |  | 2015.0 | Cypress Creek Renewables | U.S. Energy Information Administration | http://www.eia.gov/electricity/data/browser/ | U.S. Energy Information Administration | 69343 | 2019 |  |  | 0.5710000000000001 | 9.443 | 8.733 | 8.591 | 8.748 | U.S. Energy Information Administration |  |  |  | 9.55 | 10.21 | SOLAR-V1-NO-AGE | SOLAR-V1-NO-AGE | SOLAR-V1-NO-AGE | SOLAR-V1-NO-AGE | SOLAR-V1-NO-AGE
USA | United States of America | Dragstrip Farm |  | USA0059102 | 5 | 35.7581 | -81.4161 | Solar |  |  |  | 2014.0 | Dragstrip Farm LLC | U.S. Energy Information Administration | http://www.eia.gov/electricity/data/browser/ | U.S. Energy Information Administration | 68676 | 2019 |  | 0.883 | 9.14 | 9.86 | 8.965 | 8.898 | 8.956 | U.S. Energy Information Administration |  |  | 8.74 | 9.51 | 10.15 | SOLAR-V1-NO-AGE | SOLAR-V1-NO-AGE | SOLAR-V1-NO-AGE | SOLAR-V1-NO-AGE | SOLAR-V1-NO-AGE
USA | United States of America | Penny Hill Solar |  | USA0063266 | 2 | 35.7590 | -77.5130 | Solar |  |  |  | 2017.0 | Alchemy Renewable Energy | U.S. Energy Information Administration | http://www.eia.gov/electricity/data/browser/ | U.S. Energy Information Administration |  | 2019 | [6 empty] | 3.664 | U.S. Energy Information Administration |  |  |  |  | 3.25 | SOLAR-V1-NO-AGE | SOLAR-V1-NO-AGE | SOLAR-V1-NO-AGE | SOLAR-V1-NO-AGE | SOLAR-V1-NO-AGE
USA | United States of America | Delano Land 1 |  | USA0061116 | 1 | 35.7612 | -119.3444 | Solar |  |  |  | 2018.0 | Delano Land 1 LLC | U.S. Energy Information Administration | http://www.eia.gov/electricity/data/browser/ | U.S. Energy Information Administration |  | 2019 |  |  |  |  | 0.112 | 2.0460000000000003 | 2.023 | U.S. Energy Information Administration |  |  |  |  | 1.62 | SOLAR-V1-NO-AGE | SOLAR-V1-NO-AGE | SOLAR-V1-NO-AGE | SOLAR-V1-NO-AGE | SOLAR-V1-NO-AGE
USA | United States of America | Van Slyke Solar Center LLC |  | USA0059761 | 5 | 35.7770 | -77.8805 | Solar |  |  |  | 2015.0 | SRE Utility Solar 1 LLC | U.S. Energy Information Administration | http://www.eia.gov/electricity/data/browser/ | U.S. Energy Information Administration |  | 2019 |  | 0.201 | 9.124 | 9.952 | 9.608 | 9.059000000000001 | 9.346 | U.S. Energy Information Administration |  |  |  | 9.20 | 9.72 | SOLAR-V1-NO-AGE | SOLAR-V1-NO-AGE | SOLAR-V1-NO-AGE | SOLAR-V1-NO-AGE | SOLAR-V1-NO-AGE
USA | United States of America | Arndt Farm |  | USA0058315 | 5 | 35.7792 | -81.1756 | Solar |  |  |  | 2012.0 | Strata Fund 2 Lessee LLC | U.S. Energy Information Administration | http://www.eia.gov/electricity/data/browser/ | U.S. Energy Information Administration | 65070 | 2019 | 9.371 | 9.191 | 8.73 | 9.617 | 8.969 | 8.549 | 8.909 | U.S. Energy Information Administration | 8.10 | 8.25 | 8.66 | 9.38 | 9.13 | SOLAR-V1-NO-AGE | SOLAR-V1-NO-AGE | SOLAR-V1-NO-AGE | SOLAR-V1-NO-AGE | SOLAR-V1-NO-AGE
USA | United States of America | Wilson Solar Farm 3 |  | USA0061276 | 10 | 35.7800 | -78.0000 | Solar |  |  |  | 2017.0 | GCL New Energy Inc. | U.S. Energy Information Administration | http://www.eia.gov/electricity/data/browser/ | U.S. Energy Information Administration |  | 2019 |  |  |  |  | 11.256 | 16.18 | 16.116 | U.S. Energy Information Administration |  |  |  |  | 16.29 | SOLAR-V1-NO-AGE | SOLAR-V1-NO-AGE | SOLAR-V1-NO-AGE | SOLAR-V1-NO-AGE | SOLAR-V1-NO-AGE
USA | United States of America | North Kern State Prison Phase II |  | USA0063651 | 4 | 35.7804 | -119.3088 | Solar |  |  |  | 2012.0 | SunE P11L Holdings LLC | U.S. Energy Information Administration | http://www.eia.gov/electricity/data/browser/ | U.S. Energy Information Administration |  | 2019 | [6 empty] | 7.313 | U.S. Energy Information Administration |  |  |  |  | 6.51 | SOLAR-V1-NO-AGE | SOLAR-V1-NO-AGE | SOLAR-V1-NO-AGE | SOLAR-V1-NO-AGE | SOLAR-V1-NO-AGE
USA | United States of America | Elm City Solar Facility |  | USA0059164 | 40 | 35.7811 | -77.8469 | Solar |  |  |  | 2016.0 | Duke Energy Progress - (NC) | U.S. Energy Information Administration | http://www.eia.gov/electricity/data/browser/ | U.S. Energy Information Administration | 68569 | 2019 |  |  |  | 51.618 | 82.07000000000001 | 79.375 | 79.638 | U.S. Energy Information Administration |  |  |  |  | 82.99 | SOLAR-V1-NO-AGE | SOLAR-V1-NO-AGE | SOLAR-V1-NO-AGE | SOLAR-V1-NO-AGE | SOLAR-V1-NO-AGE
USA | United States of America | CM48 |  | USA0057205 | 48 | 35.7814 | -114.9933 | Solar |  |  |  | 2010.2083333333333 | Consolidated Edison Development Inc. | U.S. Energy Information Administration | http://www.eia.gov/electricity/data/browser/ | U.S. Energy Information Administration |  | 2019 | 105.251 | 103.456 | 101.936 | 98.291 | 101.20400000000001 | 100.205 | 97.974 | U.S. Energy Information Administration | 100.92 | 101.95 | 89.06 | 90.11 | 109 | SOLAR-V1-NO-AGE | SOLAR-V1-NO-AGE | SOLAR-V1-NO-AGE | SOLAR-V1-NO-AGE | SOLAR-V1-NO-AGE
USA | United States of America | Upchurch Solar Center LLC |  | USA0058812 | 5 | 35.7819 | -77.8839 | Solar |  |  |  | 2015.0 | Cypress Creek Renewables | U.S. Energy Information Administration | http://www.eia.gov/electricity/data/browser/ | U.S. Energy Information Administration | 69638 | 2019 |  | 0.113 | 9.143 | 9.542 | 9.232 | 8.797 | 8.697 | U.S. Energy Information Administration |  |  |  | 9.20 | 9.72 | NO-ESTIMATION | NO-ESTIMATION | NO-ESTIMATION | NO-ESTIMATION | CAPACITY-FACTOR-V1
USA | United States of America | Copper Mountain Solar 4 LLC |  | USA0059814 | 93.6 | 35.7822 | -114.9754 | Solar |  |  |  | 2015.9999999999998 | Consolidated Edison Development Inc. | U.S. Energy Information Administration | http://www.eia.gov/electricity/data/browser/ | U.S. Energy Information Administration | 58550 | 2019 |  |  |  | 42.979 | 249.01500000000001 | 263.829 | 265.977 | U.S. Energy Information Administration |  |  |  | 210.68 | 254.73 | HYDRO-V1 | HYDRO-V1 | HYDRO-V1 | HYDRO-V1 | HYDRO-V1
USA | United States of America | Copper Mountain Solar 2 |  | USA0058017 | 154 | 35.7864 | -114.9628 | Solar |  |  |  | 2013.1688311688313 | Consolidated Edison Development Inc. | U.S. Energy Information Administration | http://www.eia.gov/electricity/data/browser/ | U.S. Energy Information Administration | 58550 | 2019 | 226.935 | 224.98600000000002 | 354.249 | 356.633 | 366.361 | 367.474 | 357.955 | U.S. Energy Information Administration |  | 344.09 | 363.80 | 345.64 | 403.44 | NO-ESTIMATION | NO-ESTIMATION | NO-ESTIMATION | NO-ESTIMATION | CAPACITY-FACTOR-V1
USA | United States of America | Bailey Farm LLC |  | USA0059127 | 5 | 35.7875 | -78.1397 | Solar |  |  |  | 2013.0 | Bailey Farm LLC | U.S. Energy Information Administration | http://www.eia.gov/electricity/data/browser/ | U.S. Energy Information Administration | 67841 | 2019 |  | 9.386000000000001 | 9.094 | 9.248 | 9.547 | 8.998 | 9.057 | U.S. Energy Information Administration |  | 8.25 | 8.77 | 9.22 | 9.62 | SOLAR-V1-NO-AGE | SOLAR-V1-NO-AGE | SOLAR-V1-NO-AGE | SOLAR-V1-NO-AGE | SOLAR-V1-NO-AGE
USA | United States of America | CM10 |  | USA0056944 | 10 | 35.7881 | -114.9933 | Solar |  |  |  | 2009.0 | Consolidated Edison Development Inc. | U.S. Energy Information Administration | http://www.eia.gov/electricity/data/browser/ | U.S. Energy Information Administration |  | 2019 | 20.375 | 19.869 | 19.885 | 19.061 | 19.321 | 19.595 | 22.562 | U.S. Energy Information Administration | 19.00 | 15.14 | 16.05 | 16.09 | 18.6 | HYDRO-V1 | HYDRO-V1 | HYDRO-V1 | HYDRO-V1 | HYDRO-V1
USA | United States of America | Silver State Solar Power North |  | USA0057442 | 52 | 35.7931 | -115.3503 | Solar |  |  |  | 2012.0 | Silver State Solar Power North LLC | U.S. Energy Information Administration | http://www.eia.gov/electricity/data/browser/ | U.S. Energy Information Administration | 60474 | 2019 | 122.248 | 119.792 | 119.82600000000001 | 117.546 | 116.607 | 118.054 | 113.676 | U.S. Energy Information Administration | 114.22 | 125.72 | 121.65 | 110.39 | 115.99 | NO-ESTIMATION | NO-ESTIMATION | NO-ESTIMATION | NO-ESTIMATION | CAPACITY-FACTOR-V1
USA | United States of America | Bethel Price Solar LLC |  | USA0058843 | 5 | 35.7947 | -77.3811 | Solar |  |  |  | 2015.0 | Bethel Price Solar LLC | U.S. Energy Information Administration | http://www.eia.gov/electricity/data/browser/ | U.S. Energy Information Administration | 67588 | 2019 |  | 0.34700000000000003 | 10.518 | 9.267 | 6.731 | 7.009 | 6.905 | U.S. Energy Information Administration |  |  |  | 9.21 | 8.67 | NO-ESTIMATION | NO-ESTIMATION | NO-ESTIMATION | NO-ESTIMATION | CAPACITY-FACTOR-V1
USA | United States of America | Kojak Farm |  | USA0060578 | 5 | 35.7991 | -78.1022 | Solar |  |  |  | 2016.0 | Kojak Farm LLC | U.S. Energy Information Administration | http://www.eia.gov/electricity/data/browser/ | U.S. Energy Information Administration |  | 2019 |  |  |  | 5.672 | 9.55 | 8.825000000000001 | 8.889 | U.S. Energy Information Administration |  |  |  |  | 9.72 | SOLAR-V1-NO-AGE | SOLAR-V1-NO-AGE | SOLAR-V1-NO-AGE | SOLAR-V1-NO-AGE | SOLAR-V1-NO-AGE
USA | United States of America | Nevada Solar One |  | USA0056405 | 75.7 | 35.7998 | -114.9817 | Solar | Gas |  |  | 2006.9999999999998 | Acciona Solar Power | U.S. Energy Information Administration | http://www.eia.gov/electricity/data/browser/ | U.S. Energy Information Administration | 52768 | 2019 | 115.10400000000001 | 118.804 | 107.792 | 119.131 | 120.60300000000001 | 112.95100000000001 | 112.548 | U.S. Energy Information Administration | 134.22 | 140.57 | 143.57 | 127.05 | 213.26 | NO-ESTIMATION | NO-ESTIMATION | NO-ESTIMATION | NO-ESTIMATION | CAPACITY-FACTOR-V1
USA | United States of America | Tracy Solar |  | USA0059498 | 10 | 35.7998 | -78.1398 | Solar |  |  |  | 2016.0 | Cypress Creek Renewables | U.S. Energy Information Administration | http://www.eia.gov/electricity/data/browser/ | U.S. Energy Information Administration |  | 2019 |  |  | 0.99 | 19.558 | 19.779 | 18.497 | 18.549 | U.S. Energy Information Administration |  |  |  |  | 19.44 | NO-ESTIMATION | NO-ESTIMATION | NO-ESTIMATION | NO-ESTIMATION | CAPACITY-FACTOR-V1
USA | United States of America | Castle Rock Vineyards |  | USA0057870 | 1 | 35.8011 | -119.1106 | Solar |  |  |  | 2010.0 | Castle Rock Cooling | U.S. Energy Information Administration | http://www.eia.gov/electricity/data/browser/ | U.S. Energy Information Administration | 65590 | 2019 | 1.8980000000000001 | 1.766 | 1.907 | 1.733 | 1.6400000000000001 | 1.766 | 1.117 | U.S. Energy Information Administration | 2.07 | 2.02 | 1.68 | 1.63 | 1.67 | NO-ESTIMATION | NO-ESTIMATION | NO-ESTIMATION | NO-ESTIMATION | CAPACITY-FACTOR-V1
USA | United States of America | Williamston Solar |  | USA0059176 | 5 | 35.8011 | -77.0631 | Solar |  |  |  | 2015.0 | Williamston Solar LLC | U.S. Energy Information Administration | http://www.eia.gov/electricity/data/browser/ | U.S. Energy Information Administration |  | 2019 |  | 0.31977 | 9.253 | 10.171 | 9.888 | 9.022 | 8.03 | U.S. Energy Information Administration |  |  |  | 9.05 | 9.15 | HYDRO-V1 | HYDRO-V1 | HYDRO-V1 | HYDRO-V1 | HYDRO-V1
USA | United States of America | Langley PV1 |  | USA0059158 | 5 | 35.8019 | -77.8489 | Solar |  |  |  | 2015.0 | Ecoplexus Inc | U.S. Energy Information Administration | http://www.eia.gov/electricity/data/browser/ | U.S. Energy Information Administration |  | 2019 |  | 0.0 | 9.184000000000001 | 8.919 | 10.132 | 9.704 | 9.665 | U.S. Energy Information Administration |  |  |  | 9.12 | 9.72 | NO-ESTIMATION | NO-ESTIMATION | NO-ESTIMATION | NO-ESTIMATION | CAPACITY-FACTOR-V1
USA | United States of America | Wilson Farm 1 |  | USA0058342 | 5 | 35.8036 | -77.8736 | Solar |  |  |  | 2013.0 | Wilson Farm 1 LLC | U.S. Energy Information Administration | http://www.eia.gov/electricity/data/browser/ | U.S. Energy Information Administration | 67851 | 2019 | 3.935 | 8.64 | 8.272 | 8.75 | 8.907 | 7.71 | 7.823 | U.S. Energy Information Administration |  | 8.25 | 8.74 | 9.05 | 9.62 | HYDRO-V1 | HYDRO-V1 | HYDRO-V1 | HYDRO-V1 | HYDRO-V1
USA | United States of America | Flat Meeks PV 1 |  | USA0059514 | 5 | 35.8067 | -77.2706 | Solar |  |  |  | 2017.0 | Ecoplexus Inc | U.S. Energy Information Administration | http://www.eia.gov/electricity/data/browser/ | U.S. Energy Information Administration |  | 2019 |  |  |  |  | 0.34900000000000003 | 4.3020000000000005 | 7.091 | U.S. Energy Information Administration |  |  |  |  | 8.14 | NO-ESTIMATION | NO-ESTIMATION | NO-ESTIMATION | NO-ESTIMATION | CAPACITY-FACTOR-V1
USA | United States of America | SAS Solar Farm |  | USA0056915 | 2 | 35.8136 | -78.7503 | Solar |  |  |  | 2009.5 | SAS Institute Inc | U.S. Energy Information Administration | http://www.eia.gov/electricity/data/browser/ | U.S. Energy Information Administration |  | 2019 | 3.134 | 3.375 | 3.25 | 3.29 | 3.049 | 2.54 | 1.837 | U.S. Energy Information Administration | 3.14 | 2.83 | 3.03 | 3.28 | 3.57 | HYDRO-V1 | HYDRO-V1 | HYDRO-V1 | HYDRO-V1 | HYDRO-V1
USA | United States of America | Wakefield Solar |  | USA0061536 | 5 | 35.8142 | -78.3124 | Solar |  |  |  | 2018.0 | Cypress Creek Renewables | U.S. Energy Information Administration | http://www.eia.gov/electricity/data/browser/ | U.S. Energy Information Administration |  | 2019 |  |  |  |  | 0.0 | 9.487 | 10.083 | U.S. Energy Information Administration |  |  |  |  | 8.14 | NO-ESTIMATION | NO-ESTIMATION | NO-ESTIMATION | NO-ESTIMATION | CAPACITY-FACTOR-V1
USA | United States of America | Atwell Island West Solar |  | USA0059414 | 20 | 35.8150 | -119.4597 | Solar |  |  |  | 2015.0 | Consolidated Edison Development Inc. | U.S. Energy Information Administration | http://www.eia.gov/electricity/data/browser/ | U.S. Energy Information Administration | 62729 | 2019 |  |  | 32.21 | 56.979 | 55.712 | 55.411 | 53.229 | U.S. Energy Information Administration |  |  |  | 44.49 | 50 | HYDRO-V1 | HYDRO-V1 | HYDRO-V1 | HYDRO-V1 | HYDRO-V1
USA | United States of America | Meeks Solar LLC |  | USA0063267 | 2 | 35.8156 | -77.2911 | Solar |  |  |  | 2017.0 | Alchemy Renewable Energy | U.S. Energy Information Administration | http://www.eia.gov/electricity/data/browser/ | U.S. Energy Information Administration |  | 2019 | [6 empty] | 3.596 | U.S. Energy Information Administration |  |  |  |  | 3.25 | HYDRO-V1 | HYDRO-V1 | HYDRO-V1 | HYDRO-V1 | HYDRO-V1
USA | United States of America | Millikan Farm |  | USA0059576 | 5 | 35.8177 | -79.7711 | Solar |  |  |  | 2015.0 | Cypress Creek Renewables | U.S. Energy Information Administration | http://www.eia.gov/electricity/data/browser/ | U.S. Energy Information Administration |  | 2019 |  |  |  |  | 10.005 | 9.412 | 9.667 | U.S. Energy Information Administration |  |  |  | 9.54 | 10.28 | NO-ESTIMATION | NO-ESTIMATION | NO-ESTIMATION | NO-ESTIMATION | CAPACITY-FACTOR-V1
USA | United States of America | Sabattus Solar LLC |  | USA0062596 | 5 | 35.8190 | -78.1350 | Solar |  |  |  | 2019.0 | Sol Systems | U.S. Energy Information Administration | http://www.eia.gov/electricity/data/browser/ | U.S. Energy Information Administration |  | 2019 | [6 empty] | 0.836 | U.S. Energy Information Administration |  |  |  |  | 8.14 | HYDRO-V1 | HYDRO-V1 | HYDRO-V1 | HYDRO-V1 | HYDRO-V1
USA | United States of America | Everett PV1 |  | USA0060997 | 10 | 35.8211 | -77.3096 | Solar |  |  |  | 2020.0 | Ecoplexus Inc | U.S. Energy Information Administration | http://www.eia.gov/electricity/data/browser/ | U.S. Energy Information Administration |  | 2019 | [6 empty] | 0 | U.S. Energy Information Administration |  |  |  |  | 16.29 | NO-ESTIMATION | NO-ESTIMATION | NO-ESTIMATION | NO-ESTIMATION | NO-ESTIMATION
USA | United States of America | Conetoe II Solar LLC |  | USA0059944 | 80 | 35.8220 | -77.4810 | Solar |  |  |  | 2016.0 | Conetoe II Solar LLC | U.S. Energy Information Administration | http://www.eia.gov/electricity/data/browser/ | U.S. Energy Information Administration | 69903 | 2019 |  |  | 1.1260000000000001 | 166.25900000000001 | 170.872 | 156.127 | 156.601 | U.S. Energy Information Administration |  |  |  |  | 141.83 | HYDRO-V1 | HYDRO-V1 | HYDRO-V1 | HYDRO-V1 | HYDRO-V1
USA | United States of America | Vickers |  | USA0059190 | 2 | 35.8233 | -79.0803 | Solar |  |  |  | 2014.0 | Vickers Farm LLC | U.S. Energy Information Administration | http://www.eia.gov/electricity/data/browser/ | U.S. Energy Information Administration |  | 2019 |  | 1.32 | 3.7560000000000002 | 3.955 | 3.928 | 3.6910000000000003 | 3.787 | U.S. Energy Information Administration |  |  | 3.34 | 3.69 | 3.94 | NO-ESTIMATION | NO-ESTIMATION | NO-ESTIMATION | NO-ESTIMATION | CAPACITY-FACTOR-V1
USA | United States of America | Conetoe Solar |  | USA0060188 | 5 | 35.8252 | -77.4578 | Solar |  |  |  | 2016.0 | Conetoe Solar LLC | U.S. Energy Information Administration | http://www.eia.gov/electricity/data/browser/ | U.S. Energy Information Administration | 69903 | 2019 |  |  | 0.0 | 10.353 | 9.924 | 10.224 | 10.046 | U.S. Energy Information Administration |  |  |  |  | 8.67 | NO-ESTIMATION | NO-ESTIMATION | NO-ESTIMATION | NO-ESTIMATION | CAPACITY-FACTOR-V1
USA | United States of America | Mill Pond Solar LLC |  | USA0062328 | 5 | 35.8294 | -76.7908 | Solar |  |  |  | 2019.0 | Greenbacker Renewable Energy Corporation | U.S. Energy Information Administration | http://www.eia.gov/electricity/data/browser/ | U.S. Energy Information Administration |  | 2019 | [6 empty] | 3.004 | U.S. Energy Information Administration |  |  |  |  | 8.14 | HYDRO-V1 | HYDRO-V1 | HYDRO-V1 | HYDRO-V1 | HYDRO-V1
USA | United States of America | Tolson Solar |  | USA0061131 | 3 | 35.8296 | -77.6159 | Solar |  |  |  | 2016.0 | Oppidum Renewables USA LLC | U.S. Energy Information Administration | http://www.eia.gov/electricity/data/browser/ | U.S. Energy Information Administration |  | 2019 |  |  |  | 0.0 | 5.0120000000000005 | 5.675 | 5.551 | U.S. Energy Information Administration |  |  |  |  | 5.24 | NO-ESTIMATION | NO-ESTIMATION | NO-ESTIMATION | NO-ESTIMATION | CAPACITY-FACTOR-V1
USA | United States of America | Hardison Farm Solar LLC |  | USA0060415 | 5.2 | 35.8308 | -77.0219 | Solar |  |  |  | 2016.0 | Cypress Creek Renewables | U.S. Energy Information Administration | http://www.eia.gov/electricity/data/browser/ | U.S. Energy Information Administration |  | 2019 |  |  |  | 1.659 | 10.136000000000001 | 9.234 | 9.527 | U.S. Energy Information Administration |  |  |  |  | 9.52 | NO-ESTIMATION | NO-ESTIMATION | NO-ESTIMATION | NO-ESTIMATION | CAPACITY-FACTOR-V1
USA | United States of America | Green Farm |  | USA0059148 | 5 | 35.8317 | -77.2697 | Solar |  |  |  | 2016.0 | Cypress Creek Renewables | U.S. Energy Information Administration | http://www.eia.gov/electricity/data/browser/ | U.S. Energy Information Administration |  | 2019 |  |  |  | 8.506 | 9.73 | 7.247 | 7.923 | U.S. Energy Information Administration |  |  |  |  | 8.67 | HYDRO-V1 | HYDRO-V1 | HYDRO-V1 | HYDRO-V1 | HYDRO-V1
USA | United States of America | Tropico Solar PV Plant |  | USA0059599 | 14 | 35.8319 | -119.0561 | Solar |  |  |  | 2016.0 | Tropico LLC | U.S. Energy Information Administration | http://www.eia.gov/electricity/data/browser/ | U.S. Energy Information Administration |  | 2019 |  |  |  | 7.872 | 35.428 | 35.195 | 34.269 | U.S. Energy Information Administration |  |  |  |  | 36.83 | HYDRO-V1 | HYDRO-V1 | HYDRO-V1 | HYDRO-V1 | HYDRO-V1
USA | United States of America | Farrington Farm |  | USA0058318 | 1 | 35.8328 | -79.0250 | Solar |  |  |  | 2012.0 | Farrington Solar Farm LLC | U.S. Energy Information Administration | http://www.eia.gov/electricity/data/browser/ | U.S. Energy Information Administration |  | 2019 | 1.667 | 1.6260000000000001 | 1.353 | 1.621 | 1.611 | 1.239 | 1.366 | U.S. Energy Information Administration | 1.63 | 1.61 | 1.66 | 1.79 | 1.73 | NO-ESTIMATION | NO-ESTIMATION | NO-ESTIMATION | NO-ESTIMATION | CAPACITY-FACTOR-V1
USA | United States of America | Mocksville Solar |  | USA0059570 | 15.4 | 35.8339 | -80.5744 | Solar |  |  |  | 2017.0 | Duke Energy Carolinas LLC | U.S. Energy Information Administration | http://www.eia.gov/electricity/data/browser/ | U.S. Energy Information Administration | 69949 | 2019 |  |  |  | 0.6930000000000001 | 26.54 | 25.729 | 26.939 | U.S. Energy Information Administration |  |  |  |  | 25.09 | HYDRO-V1 | HYDRO-V1 | HYDRO-V1 | HYDRO-V1 | HYDRO-V1
USA | United States of America | Nicolis Solar PV Plant |  | USA0059600 | 20 | 35.8358 | -119.0561 | Solar |  |  |  | 2016.0 | Nicolis LLC | U.S. Energy Information Administration | http://www.eia.gov/electricity/data/browser/ | U.S. Energy Information Administration |  | 2019 |  |  |  | 10.254 | 50.804 | 49.884 | 50.194 | U.S. Energy Information Administration |  |  |  |  | 51.95 | HYDRO-V1 | HYDRO-V1 | HYDRO-V1 | HYDRO-V1 | HYDRO-V1
USA | United States of America | Williamston West Farm LLC |  | USA0060484 | 4.9 | 35.8365 | -77.1080 | Solar |  |  |  | 2016.0000000000002 | Williamston West Farm LLC | U.S. Energy Information Administration | http://www.eia.gov/electricity/data/browser/ | U.S. Energy Information Administration |  | 2019 |  |  |  | 3.11 | 8.664 | 8.636000000000001 | 9.063 | U.S. Energy Information Administration |  |  |  |  | 8.92 | HYDRO-V1 | HYDRO-V1 | HYDRO-V1 | HYDRO-V1 | HYDRO-V1
USA | United States of America | Meadows PV 1 |  | USA0059513 | 20 | 35.8369 | -77.1269 | Solar |  |  |  | 2016.0 | Fresh Air Energy XVIII LLC | U.S. Energy Information Administration | http://www.eia.gov/electricity/data/browser/ | U.S. Energy Information Administration |  | 2019 |  |  |  | 15.427 | 33.26 | 34.282000000000004 | 34.244 | U.S. Energy Information Administration |  |  |  |  | 38.04 | NO-ESTIMATION | NO-ESTIMATION | NO-ESTIMATION | NO-ESTIMATION | CAPACITY-FACTOR-V1
USA | United States of America | Century Drive Solar Farm |  | USA0061187 | 1 | 35.8378 | -78.6689 | Solar |  |  |  | 2014.0 | J.T. Hobby and Son Inc. | U.S. Energy Information Administration | http://www.eia.gov/electricity/data/browser/ | U.S. Energy Information Administration |  | 2019 |  |  |  | 0.0 | 1.222 | 1.601 | 1.687 | U.S. Energy Information Administration |  |  | 1.69 | 1.86 | 1.94 | HYDRO-V1 | HYDRO-V1 | HYDRO-V1 | HYDRO-V1 | HYDRO-V1
USA | United States of America | CED Ducor 2 |  | USA0060079 | 20 | 35.8442 | -119.0681 | Solar |  |  |  | 2017.0 | Consolidated Edison Development Inc. | U.S. Energy Information Administration | http://www.eia.gov/electricity/data/browser/ | U.S. Energy Information Administration |  | 2019 |  |  |  | 1.978 | 53.254 | 52.276 | 46.371 | U.S. Energy Information Administration |  |  |  |  | 32.59 | HYDRO-V1 | HYDRO-V1 | HYDRO-V1 | HYDRO-V1 | HYDRO-V1
USA | United States of America | CED Ducor 3 |  | USA0060080 | 15 | 35.8454 | -119.0570 | Solar |  |  |  | 2017.0 | Consolidated Edison Development Inc. | U.S. Energy Information Administration | http://www.eia.gov/electricity/data/browser/ | U.S. Energy Information Administration |  | 2019 |  |  |  | 1.3960000000000001 | 39.551 | 39.207 | 35.219 | U.S. Energy Information Administration |  |  |  |  | 24.44 | HYDRO-V1 | HYDRO-V1 | HYDRO-V1 | HYDRO-V1 | HYDRO-V1
USA | United States of America | Jamesville Road Solar LLC |  | USA0062329 | 5 | 35.8454 | -76.8015 | Solar |  |  |  | 2019.0 | Greenbacker Renewable Energy Corporation | U.S. Energy Information Administration | http://www.eia.gov/electricity/data/browser/ | U.S. Energy Information Administration |  | 2019 | [6 empty] | 2.138 | U.S. Energy Information Administration |  |  |  |  | 8.14 | HYDRO-V1 | HYDRO-V1 | HYDRO-V1 | HYDRO-V1 | HYDRO-V1
USA | United States of America | Everetts Wildcat Solar LLC |  | USA0059549 | 5 | 35.8472 | -77.1114 | Solar |  |  |  | 2015.0 | Everetts Wildcat Solar LLC | U.S. Energy Information Administration | http://www.eia.gov/electricity/data/browser/ | U.S. Energy Information Administration |  | 2019 |  |  | 8.636000000000001 | 10.544 | 11.099 | 10.651 | 9.397 | U.S. Energy Information Administration |  |  |  | 9.05 | 9.1 | NO-ESTIMATION | NO-ESTIMATION | NO-ESTIMATION | NO-ESTIMATION | CAPACITY-FACTOR-V1
USA | United States of America | Daniel Farm LLC |  | USA0059126 | 5 | 35.8489 | -80.5536 | Solar |  |  |  | 2014.0 | Daniel Farm LLC | U.S. Energy Information Administration | http://www.eia.gov/electricity/data/browser/ | U.S. Energy Information Administration | 67830 | 2019 |  | 7.832 | 9.249 | 9.774000000000001 | 9.166 | 8.605 | 7.927 | U.S. Energy Information Administration |  |  | 8.74 | 9.51 | 10.15 | NO-ESTIMATION | NO-ESTIMATION | NO-ESTIMATION | NO-ESTIMATION | CAPACITY-FACTOR-V1
USA | United States of America | Nash 97 Solar LLC |  | USA0060408 | 5.2 | 35.8493 | -78.2115 | Solar |  |  |  | 2016.0 | Cypress Creek Renewables | U.S. Energy Information Administration | http://www.eia.gov/electricity/data/browser/ | U.S. Energy Information Administration |  | 2019 |  |  |  | 8.081 | 9.84 | 9.358 | 9.375 | U.S. Energy Information Administration |  |  |  |  | 10.11 | HYDRO-V1 | HYDRO-V1 | HYDRO-V1 | HYDRO-V1 | HYDRO-V1
USA | United States of America | Bernhardt Furniture Solar Farm |  | USA0060881 | 1.1 | 35.8499 | -81.5409 | Solar |  |  |  | 2016.0000000000002 | Bernhardt Furniture Company | U.S. Energy Information Administration | http://www.eia.gov/electricity/data/browser/ | U.S. Energy Information Administration |  | 2019 |  |  |  | 2.041 | 1.7530000000000001 | 0.648 | 1.825 | U.S. Energy Information Administration |  |  |  |  | 2.14 | NO-ESTIMATION | NO-ESTIMATION | NO-ESTIMATION | NO-ESTIMATION | CAPACITY-FACTOR-V1
USA | United States of America | Boulder Solar II LLC |  | USA0060885 | 50 | 35.8500 | -114.9440 | Solar |  |  |  | 2017.0 | AEP Renewables | U.S. Energy Information Administration | http://www.eia.gov/electricity/data/browser/ | U.S. Energy Information Administration |  | 2019 |  |  |  |  | 133.711 | 135.238 | 131.19 | U.S. Energy Information Administration |  |  |  |  | 81.47 | HYDRO-V1 | HYDRO-V1 | HYDRO-V1 | HYDRO-V1 | HYDRO-V1
USA | United States of America | Modlin Solar Farm |  | USA0060417 | 4.9 | 35.8503 | -77.1102 | Solar |  |  |  | 2016.0000000000002 | Cypress Creek Renewables | U.S. Energy Information Administration | http://www.eia.gov/electricity/data/browser/ | U.S. Energy Information Administration |  | 2019 |  |  |  | 1.859 | 10.066 | 9.291 | 9.858 | U.S. Energy Information Administration |  |  |  |  | 8.92 | NO-ESTIMATION | NO-ESTIMATION | NO-ESTIMATION | NO-ESTIMATION | CAPACITY-FACTOR-V1
USA | United States of America | CED Ducor 4 |  | USA0060081 | 20 | 35.8504 | -119.0270 | Solar |  |  |  | 2017.0 | Consolidated Edison Development Inc. | U.S. Energy Information Administration | http://www.eia.gov/electricity/data/browser/ | U.S. Energy Information Administration |  | 2019 |  |  |  | 1.6520000000000001 | 53.414 | 52.343 | 46.505 | U.S. Energy Information Administration |  |  |  |  | 32.59 | HYDRO-V1 | HYDRO-V1 | HYDRO-V1 | HYDRO-V1 | HYDRO-V1
USA | United States of America | Techren Solar I LLC |  | USA0061611 | 100 | 35.8513 | -114.9744 | Solar |  |  |  | 2019.0 | Techren Solar I LLC | U.S. Energy Information Administration | http://www.eia.gov/electricity/data/browser/ | U.S. Energy Information Administration |  | 2019 | [6 empty] | 232.044 | U.S. Energy Information Administration |  |  |  |  | 162.95 | HYDRO-V1 | HYDRO-V1 | HYDRO-V1 | HYDRO-V1 | HYDRO-V1
USA | United States of America | CED Ducor 1 |  | USA0060078 | 20 | 35.8563 | -119.0684 | Solar |  |  |  | 2017.0 | Consolidated Edison Development Inc. | U.S. Energy Information Administration | http://www.eia.gov/electricity/data/browser/ | U.S. Energy Information Administration |  | 2019 |  |  |  | 2.193 | 53.578 | 52.444 | 46.736 | U.S. Energy Information Administration |  |  |  |  | 32.59 | HYDRO-V1 | HYDRO-V1 | HYDRO-V1 | HYDRO-V1 | HYDRO-V1
USA | United States of America | Tarboro Solar |  | USA0059648 | 5 | 35.8581 | -77.4992 | Solar |  |  |  | 2016.0 | Tarboro Solar LLC | U.S. Energy Information Administration | http://www.eia.gov/electricity/data/browser/ | U.S. Energy Information Administration | 70347 | 2019 |  |  |  | 7.651 | 9.024000000000001 | 9.623 | 8.208 | U.S. Energy Information Administration |  |  |  |  | 8.67 | SOLAR-V1-NO-AGE | SOLAR-V1-NO-AGE | SOLAR-V1-NO-AGE | SOLAR-V1-NO-AGE | SOLAR-V1-NO-AGE
USA | United States of America | Snow Camp Solar LLC |  | USA0060367 | 5.2 | 35.8627 | -79.4235 | Solar |  |  |  | 2016.0 | Cypress Creek Renewables | U.S. Energy Information Administration | http://www.eia.gov/electricity/data/browser/ | U.S. Energy Information Administration |  | 2019 |  |  |  | 9.069 | 11.598 | 10.837 | 11.104 | U.S. Energy Information Administration |  |  |  |  | 10.8 | SOLAR-V1-NO-AGE | SOLAR-V1-NO-AGE | SOLAR-V1-NO-AGE | SOLAR-V1-NO-AGE | SOLAR-V1-NO-AGE
USA | United States of America | Techren Solar II LLC |  | USA0061930 | 200 | 35.8673 | -114.9564 | Solar |  |  |  | 2019.0 | Techren Solar II LLC | U.S. Energy Information Administration | http://www.eia.gov/electricity/data/browser/ | U.S. Energy Information Administration |  | 2019 | [6 empty] | 175.258 | U.S. Energy Information Administration |  |  |  |  | 325.9 | SOLAR-V1-NO-AGE | SOLAR-V1-NO-AGE | SOLAR-V1-NO-AGE | SOLAR-V1-NO-AGE | SOLAR-V1-NO-AGE
USA | United States of America | Sandy Cross Solar LLC |  | USA0058491 | 1.2 | 35.8683 | -77.9542 | Solar |  |  |  | 2012.0000000000002 | Oppidum Renewables USA LLC | U.S. Energy Information Administration | http://www.eia.gov/electricity/data/browser/ | U.S. Energy Information Administration | 65071 | 2019 | 2.1270000000000002 | 2.1470000000000002 | 1.999 | 2.141 | 2.179 | 1.852 | 2.076 | U.S. Energy Information Administration | 1.89 | 1.87 | 1.96 | 2.01 | 1.97 | SOLAR-V1-NO-AGE | SOLAR-V1-NO-AGE | SOLAR-V1-NO-AGE | SOLAR-V1-NO-AGE | SOLAR-V1-NO-AGE
USA | United States of America | Trinity Solar |  | USA0060291 | 5 | 35.8702 | -79.9282 | Solar |  |  |  | 2019.0 | Capital Dynamics | U.S. Energy Information Administration | http://www.eia.gov/electricity/data/browser/ | U.S. Energy Information Administration |  | 2019 | [6 empty] | 2.367 | U.S. Energy Information Administration |  |  |  |  | 8.14 | SOLAR-V1-NO-AGE | SOLAR-V1-NO-AGE | SOLAR-V1-NO-AGE | SOLAR-V1-NO-AGE | SOLAR-V1-NO-AGE
USA | United States of America | White River Solar |  | USA0058373 | 20 | 35.8714 | -119.4625 | Solar |  |  |  | 2013.0 | Consolidated Edison Development Inc. | U.S. Energy Information Administration | http://www.eia.gov/electricity/data/browser/ | U.S. Energy Information Administration | 66569 | 2019 | 29.311919999999997 | 53.678000000000004 | 52.967 | 53.008 | 51.898 | 51.875 | 47.21 | U.S. Energy Information Administration |  | 44.60 | 46.95 | 44.38 | 47.56 | SOLAR-V1-NO-AGE | SOLAR-V1-NO-AGE | SOLAR-V1-NO-AGE | SOLAR-V1-NO-AGE | SOLAR-V1-NO-AGE
USA | United States of America | White River Solar 2 |  | USA0058973 | 19.8 | 35.8747 | -119.0461 | Solar |  |  |  | 2014.0000000000002 | Consolidated Edison Development Inc. | U.S. Energy Information Administration | http://www.eia.gov/electricity/data/browser/ | U.S. Energy Information Administration | 66569 | 2019 |  | 11.177 | 53.054 | 52.875 | 51.177 | 49.689 | 49.903 | U.S. Energy Information Administration |  |  | 47.25 | 45.30 | 53.29 | SOLAR-V1-NO-AGE | SOLAR-V1-NO-AGE | SOLAR-V1-NO-AGE | SOLAR-V1-NO-AGE | SOLAR-V1-NO-AGE
USA | United States of America | MC1 Solar |  | USA0060395 | 5 | 35.8748 | -77.1397 | Solar |  |  |  | 2016.0 | MC1 Solar Farm LLC | U.S. Energy Information Administration | http://www.eia.gov/electricity/data/browser/ | U.S. Energy Information Administration | 67823 | 2019 |  |  |  | 2.011 | 9.616 | 9.018 | 9.434 | U.S. Energy Information Administration |  |  |  |  | 9.1 | SOLAR-V1-NO-AGE | SOLAR-V1-NO-AGE | SOLAR-V1-NO-AGE | SOLAR-V1-NO-AGE | SOLAR-V1-NO-AGE
USA | United States of America | Plymouth Solar LLC |  | USA0058480 | 5 | 35.8750 | -76.7106 | Solar |  |  |  | 2012.0 | SunEnergy1 | U.S. Energy Information Administration | http://www.eia.gov/electricity/data/browser/ | U.S. Energy Information Administration | 66301 | 2019 | 7.687 | 9.02 | 8.079 | 8.833 | 8.829 | 9.017 | 7.459 | U.S. Energy Information Administration | 8.36 | 8.20 | 8.63 | 9.13 | 8.41 | SOLAR-V1-NO-AGE | SOLAR-V1-NO-AGE | SOLAR-V1-NO-AGE | SOLAR-V1-NO-AGE | SOLAR-V1-NO-AGE
USA | United States of America | Jakana Solar |  | USA0059170 | 5 | 35.8753 | -77.0811 | Solar |  |  |  | 2014.0 | Jakana Solar | U.S. Energy Information Administration | http://www.eia.gov/electricity/data/browser/ | U.S. Energy Information Administration | 68675 | 2019 |  | 0.65142 | 9.418000000000001 | 9.38 | 9.828 | 8.952 | 9.581 | U.S. Energy Information Administration |  |  | 8.67 | 9.05 | 9.07 | SOLAR-V1-NO-AGE | SOLAR-V1-NO-AGE | SOLAR-V1-NO-AGE | SOLAR-V1-NO-AGE | SOLAR-V1-NO-AGE
USA | United States of America | Los Alamos PV Site |  | USA0058256 | 1 | 35.8756 | -106.3100 | Solar |  |  |  | 2012.0 | Los Alamos County | U.S. Energy Information Administration | http://www.eia.gov/electricity/data/browser/ | U.S. Energy Information Administration |  | 2019 | 1.584 | 1.537 | 1.028 | 1.606 | 0.9160000000000001 | 0.8074800000000001 | 0.804 | U.S. Energy Information Administration |  |  |  |  | 1.62 | SOLAR-V1-NO-AGE | SOLAR-V1-NO-AGE | SOLAR-V1-NO-AGE | SOLAR-V1-NO-AGE | SOLAR-V1-NO-AGE
USA | United States of America | Mocksville Farm |  | USA0058313 | 5 | 35.8786 | -80.5419 | Solar |  |  |  | 2012.0 | Mocksville Lessee LLC | U.S. Energy Information Administration | http://www.eia.gov/electricity/data/browser/ | U.S. Energy Information Administration | 65068 | 2019 | 8.945 | 9.176 | 8.894 | 9.46 | 9.062 | 8.69 | 8.755 | U.S. Energy Information Administration | 8.16 | 8.35 | 8.66 | 9.38 | 9.13 | SOLAR-V1-NO-AGE | SOLAR-V1-NO-AGE | SOLAR-V1-NO-AGE | SOLAR-V1-NO-AGE | SOLAR-V1-NO-AGE
USA | United States of America | Williamston Speight Solar LLC |  | USA0060787 | 15 | 35.8875 | -77.1642 | Solar |  |  |  | 2016.0 | Williamston Speight Solar LLC | U.S. Energy Information Administration | http://www.eia.gov/electricity/data/browser/ | U.S. Energy Information Administration |  | 2019 |  |  |  | 1.419 | 29.593 | 25.698 | 32.294 | U.S. Energy Information Administration |  |  |  |  | 28.78 | SOLAR-V1-NO-AGE | SOLAR-V1-NO-AGE | SOLAR-V1-NO-AGE | SOLAR-V1-NO-AGE | SOLAR-V1-NO-AGE
USA | United States of America | Copper Mountain Solar 3 |  | USA0058915 | 255 | 35.8894 | -114.9579 | Solar |  |  |  | 2014.278431372549 | Consolidated Edison Development Inc. | U.S. Energy Information Administration | http://www.eia.gov/electricity/data/browser/ | U.S. Energy Information Administration | 58550 | 2019 |  | 155.288 | 602.427 | 605.854 | 607.761 | 613.866 | 592.151 | U.S. Energy Information Administration |  |  | 593.72 | 544.36 | 681.62 | SOLAR-V1-NO-AGE | SOLAR-V1-NO-AGE | SOLAR-V1-NO-AGE | SOLAR-V1-NO-AGE | SOLAR-V1-NO-AGE
USA | United States of America | Brantley Solar |  | USA0060623 | 50.2 | 35.8905 | -78.1552 | Solar |  |  |  | 2018.0 | John Laing US Solar Corp. | U.S. Energy Information Administration | http://www.eia.gov/electricity/data/browser/ | U.S. Energy Information Administration |  | 2019 | [5 empty] | 15.225 | 102.9238 | U.S. Energy Information Administration |  |  |  |  | 81.8 | SOLAR-V1-NO-AGE | SOLAR-V1-NO-AGE | SOLAR-V1-NO-AGE | SOLAR-V1-NO-AGE | SOLAR-V1-NO-AGE
USA | United States of America | Chei Solar |  | USA0059508 | 5 | 35.8918 | -78.1823 | Solar |  |  |  | 2016.0 | Cypress Creek Renewables | U.S. Energy Information Administration | http://www.eia.gov/electricity/data/browser/ | U.S. Energy Information Administration |  | 2019 |  |  |  | 9.289 | 9.447000000000001 | 8.858 | 8.916 | U.S. Energy Information Administration |  |  |  |  | 9.72 | SOLAR-V1-NO-AGE | SOLAR-V1-NO-AGE | SOLAR-V1-NO-AGE | SOLAR-V1-NO-AGE | SOLAR-V1-NO-AGE
USA | United States of America | Atwell Island |  | USA0058366 | 20.2 | 35.8950 | -119.5108 | Solar |  |  |  | 2013.0 | SPS Atwell Island LLC | U.S. Energy Information Administration | http://www.eia.gov/electricity/data/browser/ | U.S. Energy Information Administration | 62729 | 2019 | 42.161 | 42.025 | 41.314 | 41.255 | 38.063 | 39.778 | 37.593 | U.S. Energy Information Administration |  | 45.05 | 47.95 | 44.82 | 48.03 | SOLAR-V1-NO-AGE | SOLAR-V1-NO-AGE | SOLAR-V1-NO-AGE | SOLAR-V1-NO-AGE | SOLAR-V1-NO-AGE
USA | United States of America | Alpaugh 50 |  | USA0058003 | 50 | 35.8983 | -119.4353 | Solar |  |  |  | 2013.0 | Consolidated Edison Development Inc. | U.S. Energy Information Administration | http://www.eia.gov/electricity/data/browser/ | U.S. Energy Information Administration | 61317 | 2019 | 126.54477 | 133.09758 | 132.57082 | 133.296 | 128.03900000000002 | 121.792 | 108.586 | U.S. Energy Information Administration |  | 110.61 | 115.89 | 109.66 | 118.81 | SOLAR-V1-NO-AGE | SOLAR-V1-NO-AGE | SOLAR-V1-NO-AGE | SOLAR-V1-NO-AGE | SOLAR-V1-NO-AGE
USA | United States of America | Creswell Alligood Solar LLC |  | USA0059548 | 14 | 35.8989 | -76.3794 | Solar |  |  |  | 2015.0 | Creswell Alligood Solar LLC | U.S. Energy Information Administration | http://www.eia.gov/electricity/data/browser/ | U.S. Energy Information Administration |  | 2019 |  |  | 16.908 | 29.698 | 30.909 | 30.493000000000002 | 25.268 | U.S. Energy Information Administration |  |  |  | 27.30 | 30.14 | SOLAR-V1-NO-AGE | SOLAR-V1-NO-AGE | SOLAR-V1-NO-AGE | SOLAR-V1-NO-AGE | SOLAR-V1-NO-AGE
USA | United States of America | Stikeleather Farm |  | USA0059595 | 5 | 35.9022 | -81.1061 | Solar |  |  |  | 2015.0 | Stikeleather Farm LLC | U.S. Energy Information Administration | http://www.eia.gov/electricity/data/browser/ | U.S. Energy Information Administration |  | 2019 |  |  | 9.77 | 9.971 | 9.264 | 9.007 | 9.076 | U.S. Energy Information Administration |  |  |  | 9.55 | 10.21 | SOLAR-V1-NO-AGE | SOLAR-V1-NO-AGE | SOLAR-V1-NO-AGE | SOLAR-V1-NO-AGE | SOLAR-V1-NO-AGE
USA | United States of America | Alpaugh North |  | USA0058002 | 20 | 35.9025 | -119.4428 | Solar |  |  |  | 2013.0 | Consolidated Edison Development Inc. | U.S. Energy Information Administration | http://www.eia.gov/electricity/data/browser/ | U.S. Energy Information Administration | 62728 | 2019 | 51.110730000000004 | 53.529 | 50.645 | 52.471000000000004 | 50.414 | 48.608000000000004 | 45.442 | U.S. Energy Information Administration |  | 44.60 | 46.39 | 44.22 | 47.56 | SOLAR-V1-NO-AGE | SOLAR-V1-NO-AGE | SOLAR-V1-NO-AGE | SOLAR-V1-NO-AGE | SOLAR-V1-NO-AGE
USA | United States of America | Tiburon Holdings |  | USA0059217 | 5 | 35.9033 | -80.4169 | Solar |  |  |  | 2017.0 | Heelstone Energy Holdings LLC | U.S. Energy Information Administration | http://www.eia.gov/electricity/data/browser/ | U.S. Energy Information Administration |  | 2019 |  |  |  | 0.115 | 9.531 | 9.174 | 9.467 | U.S. Energy Information Administration |  |  |  |  | 8.14 | SOLAR-V1-NO-AGE | SOLAR-V1-NO-AGE | SOLAR-V1-NO-AGE | SOLAR-V1-NO-AGE | SOLAR-V1-NO-AGE
USA | United States of America | White Cross Farm |  | USA0058341 | 5 | 35.9071 | -79.1883 | Solar |  |  |  | 2013.0 | White Cross Farm LLC | U.S. Energy Information Administration | http://www.eia.gov/electricity/data/browser/ | U.S. Energy Information Administration | 67838 | 2019 | 1.935 | 8.656 | 8.445 | 8.75 | 8.715 | 8.091 | 8.184 | U.S. Energy Information Administration |  | 8.48 | 8.68 | 9.47 | 10.27 | SOLAR-V1-NO-AGE | SOLAR-V1-NO-AGE | SOLAR-V1-NO-AGE | SOLAR-V1-NO-AGE | SOLAR-V1-NO-AGE
USA | United States of America | Taylorsville Solar LLC |  | USA0057402 | 1.2 | 35.9091 | -81.1525 | Solar |  |  |  | 2010.0 | Taylorsville Solar LLC | U.S. Energy Information Administration | http://www.eia.gov/electricity/data/browser/ | U.S. Energy Information Administration |  | 2019 | 1.722 | 1.668 | 1.688 | 1.852 | 1.639 | 1.598 | 1.645 | U.S. Energy Information Administration | 1.82 | 1.80 | 1.78 | 1.90 | 2.02 | SOLAR-V1-NO-AGE | SOLAR-V1-NO-AGE | SOLAR-V1-NO-AGE | SOLAR-V1-NO-AGE | SOLAR-V1-NO-AGE
USA | United States of America | XPF Solar Field |  | USA0059146 | 3 | 35.9117 | -78.8733 | Solar |  |  |  | 2015.0 | United Therapeutics Corporation | U.S. Energy Information Administration | http://www.eia.gov/electricity/data/browser/ | U.S. Energy Information Administration |  | 2019 |  | 0.257 | 5.019 | 5.208 | 5.156 | 4.641 | 4.804 | U.S. Energy Information Administration |  |  |  | 5.49 | 5.83 | SOLAR-V1-NO-AGE | SOLAR-V1-NO-AGE | SOLAR-V1-NO-AGE | SOLAR-V1-NO-AGE | SOLAR-V1-NO-AGE
USA | United States of America | QVC Inc |  | USA0056966 | 3.9 | 35.9222 | -77.6731 | Solar |  |  |  | 2011.974358974359 | QVC Inc | U.S. Energy Information Administration | http://www.eia.gov/electricity/data/browser/ | U.S. Energy Information Administration |  | 2019 | 2.08 | 1.5110000000000001 | 1.3880000000000001 | 4.509 | 3.738 | 3.0580000000000003 | 5.198 | U.S. Energy Information Administration | 6.18 | 6.14 | 6.20 | 6.75 | 6.08 | SOLAR-V1-NO-AGE | SOLAR-V1-NO-AGE | SOLAR-V1-NO-AGE | SOLAR-V1-NO-AGE | SOLAR-V1-NO-AGE
USA | United States of America | Progress Solar 1 LLC |  | USA0058493 | 4 | 35.9481 | -78.2508 | Solar |  |  |  | 2012.0 | Oppidum Renewables USA LLC | U.S. Energy Information Administration | http://www.eia.gov/electricity/data/browser/ | U.S. Energy Information Administration |  | 2019 | 6.414 | 6.494 | 6.3 | 6.473 | 6.601 | 6.078 | 5.839 | U.S. Energy Information Administration | 6.34 | 6.30 | 6.61 | 7.12 | 6.63 | SOLAR-V1-NO-AGE | SOLAR-V1-NO-AGE | SOLAR-V1-NO-AGE | SOLAR-V1-NO-AGE | SOLAR-V1-NO-AGE
USA | United States of America | Minnie Solar |  | USA0058740 | 3 | 35.9481 | -79.3619 | Solar |  |  |  | 2016.0 | Minnie Solar LLC | U.S. Energy Information Administration | http://www.eia.gov/electricity/data/browser/ | U.S. Energy Information Administration |  | 2019 |  |  |  | 3.6270000000000002 | 5.805 | 4.9830000000000005 | 5.567 | U.S. Energy Information Administration |  |  |  |  | 5.99 | SOLAR-V1-NO-AGE | SOLAR-V1-NO-AGE | SOLAR-V1-NO-AGE | SOLAR-V1-NO-AGE | SOLAR-V1-NO-AGE
USA | United States of America | Nash 64 Farm |  | USA0058855 | 5 | 35.9494 | -78.0925 | Solar |  |  |  | 2014.0 | Nash 64 Farm LLC | U.S. Energy Information Administration | http://www.eia.gov/electricity/data/browser/ | U.S. Energy Information Administration | 68116 | 2019 |  | 2.4908400000000004 | 7.558 | 7.819 | 7.755 | 7.335 | 7.315 | U.S. Energy Information Administration |  |  | 8.76 | 9.24 | 9.69 | SOLAR-V1-NO-AGE | SOLAR-V1-NO-AGE | SOLAR-V1-NO-AGE | SOLAR-V1-NO-AGE | SOLAR-V1-NO-AGE
USA | United States of America | Cirrus Solar LLC |  | USA0058674 | 5 | 35.9694 | -78.2650 | Solar |  |  |  | 2015.0 | Oppidum Renewables USA LLC | U.S. Energy Information Administration | http://www.eia.gov/electricity/data/browser/ | U.S. Energy Information Administration | 66654 | 2019 |  | 0.006 | 8.598 | 9.111 | 9.172 | 8.763 | 8.92 | U.S. Energy Information Administration |  |  |  | 9.38 | 9.72 | SOLAR-V1-NO-AGE | SOLAR-V1-NO-AGE | SOLAR-V1-NO-AGE | SOLAR-V1-NO-AGE | SOLAR-V1-NO-AGE
USA | United States of America | Windsor Cooper HIill Solar LLC |  | USA0058847 | 5 | 35.9819 | -76.9178 | Solar |  |  |  | 2015.0 | Windsor Cooper Hill Solar LLC | U.S. Energy Information Administration | http://www.eia.gov/electricity/data/browser/ | U.S. Energy Information Administration | 67587 | 2019 |  |  | 0.166 | 4.394 | 8.175 | 8.315 | 9.959 | U.S. Energy Information Administration |  |  |  | 8.90 | 9.1 | SOLAR-V1-NO-AGE | SOLAR-V1-NO-AGE | SOLAR-V1-NO-AGE | SOLAR-V1-NO-AGE | SOLAR-V1-NO-AGE
USA | United States of America | Sand Drag LLC |  | USA0057361 | 19 | 35.9828 | -120.1103 | Solar |  |  |  | 2011.0 | Avenal Solar Holdings LLC | U.S. Energy Information Administration | http://www.eia.gov/electricity/data/browser/ | U.S. Energy Information Administration | 62169 | 2019 | 42.32 | 40.729 | 40.597 | 40.166000000000004 | 33.936 | 35.372 | 31.748 | U.S. Energy Information Administration | 44.83 | 42.95 | 43.91 | 35.21 | 39.08 | SOLAR-V1-NO-AGE | SOLAR-V1-NO-AGE | SOLAR-V1-NO-AGE | SOLAR-V1-NO-AGE | SOLAR-V1-NO-AGE
USA | United States of America | Sun City Project LLC |  | USA0057360 | 20 | 35.9831 | -120.1103 | Solar |  |  |  | 2011.0 | Avenal Solar Holdings LLC | U.S. Energy Information Administration | http://www.eia.gov/electricity/data/browser/ | U.S. Energy Information Administration |  | 2019 | 44.298 | 42.897 | 42.695 | 41.95 | 35.508 | 37.136 | 32.409 | U.S. Energy Information Administration | 46.86 | 44.87 | 45.89 | 36.73 | 40.79 | SOLAR-V1-NO-AGE | SOLAR-V1-NO-AGE | SOLAR-V1-NO-AGE | SOLAR-V1-NO-AGE | SOLAR-V1-NO-AGE
USA | United States of America | Avenal Park |  | USA0057359 | 6 | 35.9897 | -120.1100 | Solar |  |  |  | 2011.0 | Avenal Solar Holdings LLC | U.S. Energy Information Administration | http://www.eia.gov/electricity/data/browser/ | U.S. Energy Information Administration | 62167 | 2019 | 13.353 | 12.789 | 12.753 | 12.761000000000001 | 10.667 | 10.547 | 10.326 | U.S. Energy Information Administration | 12.91 | 12.66 | 12.74 | 9.81 | 10.1 | NO-ESTIMATION | NO-ESTIMATION | NO-ESTIMATION | NO-ESTIMATION | CAPACITY-FACTOR-V1
USA | United States of America | Nick Solar |  | USA0058741 | 5 | 35.9911 | -79.5481 | Solar |  |  |  | 2014.0 | Sustainable Power Group LLC | U.S. Energy Information Administration | http://www.eia.gov/electricity/data/browser/ | U.S. Energy Information Administration |  | 2019 |  |  |  | 9.696 | 9.225 | 8.492 | 8.648 | U.S. Energy Information Administration |  |  | 8.72 | 9.50 | 10.28 | SOLAR-V1-NO-AGE | SOLAR-V1-NO-AGE | SOLAR-V1-NO-AGE | SOLAR-V1-NO-AGE | SOLAR-V1-NO-AGE
USA | United States of America | Red Oak Solar Farm LLC |  | USA0060929 | 5 | 35.9930 | -77.9335 | Solar |  |  |  | 2017.0 | Heelstone Energy Holdings LLC | U.S. Energy Information Administration | http://www.eia.gov/electricity/data/browser/ | U.S. Energy Information Administration |  | 2019 |  |  |  | 0.358 | 9.253 | 9.65 | 9.868 | U.S. Energy Information Administration |  |  |  |  | 8.14 | NO-ESTIMATION | NO-ESTIMATION | NO-ESTIMATION | NO-ESTIMATION | CAPACITY-FACTOR-V1
USA | United States of America | CED Avenal |  | USA0060077 | 15.8 | 35.9963 | -120.1515 | Solar |  |  |  | 2017.0 | Consolidated Edison Development Inc. | U.S. Energy Information Administration | http://www.eia.gov/electricity/data/browser/ | U.S. Energy Information Administration |  | 2019 |  |  |  |  | 36.564 | 40.727000000000004 | 29.848 | U.S. Energy Information Administration |  |  |  |  | 25.74 | NO-ESTIMATION | NO-ESTIMATION | NO-ESTIMATION | NO-ESTIMATION | CAPACITY-FACTOR-V1
USA | United States of America | Castalia Solar |  | USA0058849 | 2 | 36.0000 | -77.7833 | Solar |  |  |  | 2014.0 | Castalia Solar LLC | U.S. Energy Information Administration | http://www.eia.gov/electricity/data/browser/ | U.S. Energy Information Administration |  | 2019 |  | 2.422 | 3.747 | 3.825 | 3.781 | 3.579 | 3.64 | U.S. Energy Information Administration |  |  | 3.26 | 3.57 | 3.44 | SOLAR-V1-NO-AGE | SOLAR-V1-NO-AGE | SOLAR-V1-NO-AGE | SOLAR-V1-NO-AGE | SOLAR-V1-NO-AGE
USA | United States of America | Dignity - Siena Campus |  | USA0061825 | 1.4 | 36.0043 | -115.1153 | Solar |  |  |  | 2018.0 | Dignity - Siena Campus | U.S. Energy Information Administration | http://www.eia.gov/electricity/data/browser/ | U.S. Energy Information Administration |  | 2019 | [5 empty] | 1.77 | 2.24 | U.S. Energy Information Administration |  |  |  |  | 2.28 | SOLAR-V1-NO-AGE | SOLAR-V1-NO-AGE | SOLAR-V1-NO-AGE | SOLAR-V1-NO-AGE | SOLAR-V1-NO-AGE
USA | United States of America | Durham Solar |  | USA0060131 | 3.5 | 36.0049 | -78.8485 | Solar |  |  |  | 2016.0 | SRE Utility Solar 1 LLC | U.S. Energy Information Administration | http://www.eia.gov/electricity/data/browser/ | U.S. Energy Information Administration |  | 2019 |  |  | 0.001 | 6.106 | 6.265000000000001 | 5.921 | 6.073 | U.S. Energy Information Administration |  |  |  |  | 6.64 | SOLAR-V1-NO-AGE | SOLAR-V1-NO-AGE | SOLAR-V1-NO-AGE | SOLAR-V1-NO-AGE | SOLAR-V1-NO-AGE
USA | United States of America | Boseman Solar Center LLC |  | USA0058807 | 5 | 36.0081 | -77.8100 | Solar |  |  |  | 2015.0 | Cypress Creek Renewables | U.S. Energy Information Administration | http://www.eia.gov/electricity/data/browser/ | U.S. Energy Information Administration | 69641 | 2019 |  | 0.127 | 9.139 | 9.096 | 9.082 | 8.495000000000001 | 8.682 | U.S. Energy Information Administration |  |  |  | 9.21 | 9.1 | SOLAR-V1-NO-AGE | SOLAR-V1-NO-AGE | SOLAR-V1-NO-AGE | SOLAR-V1-NO-AGE | SOLAR-V1-NO-AGE
USA | United States of America | Windsor Solar |  | USA0059171 | 5 | 36.0169 | -76.8831 | Solar |  |  |  | 2015.0 | Windsor Solar LLC | U.S. Energy Information Administration | http://www.eia.gov/electricity/data/browser/ | U.S. Energy Information Administration |  | 2019 |  | 0.21978 | 9.516 | 10.015 | 9.744 | 9.336 | 9.564 | U.S. Energy Information Administration |  |  |  | 8.95 | 9.1 | SOLAR-V1-NO-AGE | SOLAR-V1-NO-AGE | SOLAR-V1-NO-AGE | SOLAR-V1-NO-AGE | SOLAR-V1-NO-AGE
USA | United States of America | Solar Photovoltaic Project #42 |  | USA0057441 | 5 | 36.0281 | -119.0747 | Solar |  |  |  | 2012.0 | Southern California Edison Co | U.S. Energy Information Administration | http://www.eia.gov/electricity/data/browser/ | U.S. Energy Information Administration |  | 2019 | 9.366 | 8.862 | 9.285 | 8.781 | 8.134 | 7.42 | 8.169 | U.S. Energy Information Administration | 10.51 | 10.73 | 11.20 | 9.91 | 8.83 | SOLAR-V1-NO-AGE | SOLAR-V1-NO-AGE | SOLAR-V1-NO-AGE | SOLAR-V1-NO-AGE | SOLAR-V1-NO-AGE
USA | United States of America | South Winston Farm LLC |  | USA0060409 | 5.2 | 36.0288 | -80.3020 | Solar |  |  |  | 2016.0 | Cypress Creek Renewables | U.S. Energy Information Administration | http://www.eia.gov/electricity/data/browser/ | U.S. Energy Information Administration |  | 2019 |  |  |  | 9.444 | 9.408 | 8.939 | 9.276 | U.S. Energy Information Administration |  |  |  |  | 10.65 | SOLAR-V1-NO-AGE | SOLAR-V1-NO-AGE | SOLAR-V1-NO-AGE | SOLAR-V1-NO-AGE | SOLAR-V1-NO-AGE
USA | United States of America | River Mountains Solar |  | USA0059747 | 14.4 | 36.0316 | -114.9294 | Solar |  |  |  | 2016.0 | River Mountains Solar LLC | U.S. Energy Information Administration | http://www.eia.gov/electricity/data/browser/ | U.S. Energy Information Administration | 68357 | 2019 |  |  |  | 34.985 | 35.067 | 34.051 | 33.79 | U.S. Energy Information Administration |  |  |  |  | 39.98 | SOLAR-V1-NO-AGE | SOLAR-V1-NO-AGE | SOLAR-V1-NO-AGE | SOLAR-V1-NO-AGE | SOLAR-V1-NO-AGE
USA | United States of America | Nashville Farms LLC |  | USA0060134 | 2 | 36.0344 | -78.0106 | Solar |  |  |  | 2016.0 | SRE Utility Solar 1 LLC | U.S. Energy Information Administration | http://www.eia.gov/electricity/data/browser/ | U.S. Energy Information Administration |  | 2019 |  |  | 0.099 | 3.919 | 3.838 | 3.607 | 3.729 | U.S. Energy Information Administration |  |  |  |  | 3.75 | SOLAR-V1-NO-AGE | SOLAR-V1-NO-AGE | SOLAR-V1-NO-AGE | SOLAR-V1-NO-AGE | SOLAR-V1-NO-AGE
USA | United States of America | Nash 58 Farm |  | USA0058854 | 5 | 36.0472 | -78.0308 | Solar |  |  |  | 2013.0 | Nash 58 Farm LLC | U.S. Energy Information Administration | http://www.eia.gov/electricity/data/browser/ | U.S. Energy Information Administration | 67840 | 2019 |  | 9.192 | 9.156 | 9.547 | 9.264 | 8.635 | 8.872 | U.S. Energy Information Administration |  | 8.25 | 8.76 | 9.21 | 9.62 | SOLAR-V1-NO-AGE | SOLAR-V1-NO-AGE | SOLAR-V1-NO-AGE | SOLAR-V1-NO-AGE | SOLAR-V1-NO-AGE
USA | United States of America | Porterville 6 and 7 |  | USA0059219 | 3 | 36.0500 | -119.0200 | Solar |  |  |  | 2014.0 | Sequoia PV 3 LLC | U.S. Energy Information Administration | http://www.eia.gov/electricity/data/browser/ | U.S. Energy Information Administration |  | 2019 |  | 2.33 | 6.15 | 5.936 | 5.852 | 5.795 | 5.779 | U.S. Energy Information Administration |  |  | 6.70 | 5.98 | 6.55 | SOLAR-V1-NO-AGE | SOLAR-V1-NO-AGE | SOLAR-V1-NO-AGE | SOLAR-V1-NO-AGE | SOLAR-V1-NO-AGE
USA | United States of America | Kettleman Solar -Centaurus |  | USA0059633 | 20 | 36.0508 | -119.9475 | Solar |  |  |  | 2015.0 | EE Kettleman California LLC | U.S. Energy Information Administration | http://www.eia.gov/electricity/data/browser/ | U.S. Energy Information Administration | 70106 | 2019 |  |  | 21.317 | 55.998000000000005 | 51.073 | 53.909 | 53.218 | U.S. Energy Information Administration |  |  |  | 44.72 | 49.38 | SOLAR-V1-NO-AGE | SOLAR-V1-NO-AGE | SOLAR-V1-NO-AGE | SOLAR-V1-NO-AGE | SOLAR-V1-NO-AGE
USA | United States of America | SoINCPower5 LLC |  | USA0059857 | 5 | 36.0528 | -77.7625 | Solar |  |  |  | 2015.0 | SolNCPower5 LLC | U.S. Energy Information Administration | http://www.eia.gov/electricity/data/browser/ | U.S. Energy Information Administration |  | 2019 |  |  | 7.077 | 8.833 | 10.83 | 9.919 | 10.781 | U.S. Energy Information Administration |  |  |  | 9.21 | 9.1 | NO-ESTIMATION | NO-ESTIMATION | NO-ESTIMATION | NO-ESTIMATION | CAPACITY-FACTOR-V1
USA | United States of America | Edenton Solar |  | USA0061781 | 5 | 36.0540 | -76.5440 | Solar |  |  |  | 2020.0 | Edenton Solar | U.S. Energy Information Administration | http://www.eia.gov/electricity/data/browser/ | U.S. Energy Information Administration |  | 2019 | [6 empty] | 0.127 | U.S. Energy Information Administration |  |  |  |  | 8.14 | NO-ESTIMATION | NO-ESTIMATION | NO-ESTIMATION | NO-ESTIMATION | CAPACITY-FACTOR-V1
USA | United States of America | South Louisburg Solar |  | USA0059825 | 5 | 36.0570 | -78.3080 | Solar |  |  |  | 2016.0 | Cypress Creek Renewables | U.S. Energy Information Administration | http://www.eia.gov/electricity/data/browser/ | U.S. Energy Information Administration | 69682 | 2019 |  |  |  | 2.016 | 10.135 | 9.816 | 9.934 | U.S. Energy Information Administration |  |  |  |  | 9.72 | NO-ESTIMATION | NO-ESTIMATION | NO-ESTIMATION | NO-ESTIMATION | CAPACITY-FACTOR-V1
USA | United States of America | Dignity - San Martin |  | USA0061862 | 1.7 | 36.0572 | -115.2721 | Solar |  |  |  | 2018.0 | Dignity - San Martin | U.S. Energy Information Administration | http://www.eia.gov/electricity/data/browser/ | U.S. Energy Information Administration |  | 2019 | [5 empty] | 2.142 | 3.482 | U.S. Energy Information Administration |  |  |  |  | 2.77 | NO-ESTIMATION | NO-ESTIMATION | NO-ESTIMATION | NO-ESTIMATION | CAPACITY-FACTOR-V1
USA | United States of America | Leggett Solar LLC |  | USA0060783 | 5 | 36.0580 | -77.6230 | Solar |  |  |  | 2017.0 | Cypress Creek Renewables | U.S. Energy Information Administration | http://www.eia.gov/electricity/data/browser/ | U.S. Energy Information Administration |  | 2019 |  |  |  | 0.0 | 8.149000000000001 | 9.918000000000001 | 10.411 | U.S. Energy Information Administration |  |  |  |  | 8.14 | SOLAR-V1-NO-AGE | SOLAR-V1-NO-AGE | SOLAR-V1-NO-AGE | SOLAR-V1-NO-AGE | SOLAR-V1-NO-AGE
USA | United States of America | Battleboro Farm |  | USA0060369 | 5.2 | 36.0586 | -77.7608 | Solar |  |  |  | 2016.0 | Cypress Creek Renewables | U.S. Energy Information Administration | http://www.eia.gov/electricity/data/browser/ | U.S. Energy Information Administration |  | 2019 |  |  | 0.001 | 7.5280000000000005 | 8.814 | 7.9670000000000005 | 8.833 | U.S. Energy Information Administration |  |  |  |  | 9.47 | SOLAR-V1-NO-AGE | SOLAR-V1-NO-AGE | SOLAR-V1-NO-AGE | SOLAR-V1-NO-AGE | SOLAR-V1-NO-AGE
USA | United States of America | CDCR (CA) - Corcoran State Prison |  | USA0061620 | 5 | 36.0650 | -119.5576 | Solar |  |  |  | 2014.0 | SunE Corcoran SP Owner LLC | U.S. Energy Information Administration | http://www.eia.gov/electricity/data/browser/ | U.S. Energy Information Administration |  | 2019 |  |  |  |  | 10.025 | 3.067 | 9.688 | U.S. Energy Information Administration |  |  | 10.91 | 10.53 | 10.9 | SOLAR-V1-NO-AGE | SOLAR-V1-NO-AGE | SOLAR-V1-NO-AGE | SOLAR-V1-NO-AGE | SOLAR-V1-NO-AGE
USA | United States of America | IKEA Las Vegas 462 |  | USA0061193 | 1 | 36.0689 | -115.2808 | Solar |  |  |  | 2016.0 | IKEA Property Inc | U.S. Energy Information Administration | http://www.eia.gov/electricity/data/browser/ | U.S. Energy Information Administration | 69817 | 2019 |  |  |  | 1.177 | 1.722 | 1.416 | 1.585 | U.S. Energy Information Administration |  |  |  |  | 2.22 | SOLAR-V1-NO-AGE | SOLAR-V1-NO-AGE | SOLAR-V1-NO-AGE | SOLAR-V1-NO-AGE | SOLAR-V1-NO-AGE
USA | United States of America | Tides Lane Farm |  | USA0060429 | 3.7 | 36.0694 | -78.2988 | Solar |  |  |  | 2019.0 | Carolina Solar Energy LLC | U.S. Energy Information Administration | http://www.eia.gov/electricity/data/browser/ | U.S. Energy Information Administration |  | 2019 | [6 empty] | 0 | U.S. Energy Information Administration |  |  |  |  | 6.02 | SOLAR-V1-NO-AGE | SOLAR-V1-NO-AGE | SOLAR-V1-NO-AGE | SOLAR-V1-NO-AGE | SOLAR-V1-NO-AGE
USA | United States of America | North Nash Farm LLC |  | USA0060651 | 5 | 36.0703 | -78.0383 | Solar |  |  |  | 2016.0 | North Nash Farm LLC | U.S. Energy Information Administration | http://www.eia.gov/electricity/data/browser/ | U.S. Energy Information Administration |  | 2019 |  |  |  | 9.65 | 10.054 | 9.478 | 9.673 | U.S. Energy Information Administration |  |  |  |  | 9.72 | SOLAR-V1-NO-AGE | SOLAR-V1-NO-AGE | SOLAR-V1-NO-AGE | SOLAR-V1-NO-AGE | SOLAR-V1-NO-AGE
USA | United States of America | Bakatsias Solar |  | USA0061527 | 5 | 36.0724 | -79.3475 | Solar |  |  |  | 2018.0 | Cypress Creek Renewables | U.S. Energy Information Administration | http://www.eia.gov/electricity/data/browser/ | U.S. Energy Information Administration |  | 2019 |  |  |  |  | 0.0 | 6.929 | 7.7 | U.S. Energy Information Administration |  |  |  |  | 8.14 | SOLAR-V1-NO-AGE | SOLAR-V1-NO-AGE | SOLAR-V1-NO-AGE | SOLAR-V1-NO-AGE | SOLAR-V1-NO-AGE
USA | United States of America | Stout Farm |  | USA0059581 | 5 | 36.0792 | -79.1997 | Solar |  |  |  | 2015.0 | Stout Farm LLC | U.S. Energy Information Administration | http://www.eia.gov/electricity/data/browser/ | U.S. Energy Information Administration |  | 2019 |  | 0.482 | 8.864 | 6.61 | 8.759 | 8.526 | 8.545 | U.S. Energy Information Administration |  |  |  | 9.54 | 10.34 | SOLAR-V1-NO-AGE | SOLAR-V1-NO-AGE | SOLAR-V1-NO-AGE | SOLAR-V1-NO-AGE | SOLAR-V1-NO-AGE
USA | United States of America | Franklinton Solar |  | USA0059708 | 5 | 36.0800 | -78.3500 | Solar |  |  |  | 2017.0 | Cypress Creek Renewables | U.S. Energy Information Administration | http://www.eia.gov/electricity/data/browser/ | U.S. Energy Information Administration |  | 2019 |  |  |  |  | 7.359 | 9.337 | 9.536 | U.S. Energy Information Administration |  |  |  |  | 8.14 | SOLAR-V1-NO-AGE | SOLAR-V1-NO-AGE | SOLAR-V1-NO-AGE | SOLAR-V1-NO-AGE | SOLAR-V1-NO-AGE
USA | United States of America | Star Solar |  | USA0058746 | 5 | 36.0800 | -78.8239 | Solar |  |  |  | 2016.0 | Star Solar LLC | U.S. Energy Information Administration | http://www.eia.gov/electricity/data/browser/ | U.S. Energy Information Administration | 70347 | 2019 |  |  |  | 6.067 | 9.703 | 9.303 | 9.403 | U.S. Energy Information Administration |  |  |  |  | 10.22 | SOLAR-V1-NO-AGE | SOLAR-V1-NO-AGE | SOLAR-V1-NO-AGE | SOLAR-V1-NO-AGE | SOLAR-V1-NO-AGE
USA | United States of America | Ouchchy PV1 |  | USA0059999 | 3 | 36.0841 | -79.2448 | Solar |  |  |  | 2016.0 | Ecoplexus Inc | U.S. Energy Information Administration | http://www.eia.gov/electricity/data/browser/ | U.S. Energy Information Administration |  | 2019 |  |  | 0.181 | 5.085 | 5.547 | 5.142 | 5.201 | U.S. Energy Information Administration |  |  |  |  | 5.98 | NO-ESTIMATION | NO-ESTIMATION | NO-ESTIMATION | NO-ESTIMATION | CAPACITY-FACTOR-V1
USA | United States of America | Solar Las Vegas MB 2 LLC |  | USA0060350 | 1.9 | 36.0874 | -115.1754 | Solar |  |  |  | 2016.0 | NRG Solar Las Vegas MB 2 | U.S. Energy Information Administration | http://www.eia.gov/electricity/data/browser/ | U.S. Energy Information Administration |  | 2019 |  |  |  | 1.477 | 3.015 | 2.446 | 2.498 | U.S. Energy Information Administration |  |  |  |  | 4.18 | HYDRO-V1 | HYDRO-V1 | HYDRO-V1 | HYDRO-V1 | HYDRO-V1
USA | United States of America | Solar Las Vegas MB-1 |  | USA0059430 | 5 | 36.0886 | -115.1778 | Solar |  |  |  | 2015.0 | NRG Solar Las Vegas MB-1 | U.S. Energy Information Administration | http://www.eia.gov/electricity/data/browser/ | U.S. Energy Information Administration |  | 2019 |  |  | 9.625 | 9.281 | 9.797 | 9.28818 | 9.985 | U.S. Energy Information Administration |  |  |  | 10.28 | 11.46 | NO-ESTIMATION | NO-ESTIMATION | NO-ESTIMATION | NO-ESTIMATION | CAPACITY-FACTOR-V1
USA | United States of America | Innovative Solar 60 LLC |  | USA0061260 | 1.9 | 36.0910 | -77.9920 | Solar |  |  |  | 2017.0 | CD Global Solar Holdings LLC | U.S. Energy Information Administration | http://www.eia.gov/electricity/data/browser/ | U.S. Energy Information Administration |  | 2019 |  |  |  |  | 3.837 | 3.931 | 3.833 | U.S. Energy Information Administration |  |  |  |  | 3.09 | HYDRO-V1 | HYDRO-V1 | HYDRO-V1 | HYDRO-V1 | HYDRO-V1
USA | United States of America | Innovative Solar 59 LLC |  | USA0061259 | 1.9 | 36.0947 | -77.9793 | Solar |  |  |  | 2017.0 | CD Global Solar Holdings LLC | U.S. Energy Information Administration | http://www.eia.gov/electricity/data/browser/ | U.S. Energy Information Administration |  | 2019 |  |  |  |  | 3.677 | 3.8160000000000003 | 3.815 | U.S. Energy Information Administration |  |  |  |  | 3.09 | NO-ESTIMATION | NO-ESTIMATION | NO-ESTIMATION | NO-ESTIMATION | CAPACITY-FACTOR-V1
USA | United States of America | Morgan Farm LLC |  | USA0060133 | 5 | 36.0956 | -78.1520 | Solar |  |  |  | 2016.0 | SRE Utility Solar 1 LLC | U.S. Energy Information Administration | http://www.eia.gov/electricity/data/browser/ | U.S. Energy Information Administration |  | 2019 |  |  | 0.436 | 9.919 | 9.842 | 9.381 | 9.381 | U.S. Energy Information Administration |  |  |  |  | 9.72 | NO-ESTIMATION | NO-ESTIMATION | NO-ESTIMATION | NO-ESTIMATION | CAPACITY-FACTOR-V1
USA | United States of America | Franklin Solar LLC |  | USA0058802 | 2 | 36.0975 | -78.1678 | Solar |  |  |  | 2013.0 | Argand Energy Solutions LLC | U.S. Energy Information Administration | http://www.eia.gov/electricity/data/browser/ | U.S. Energy Information Administration | 67825 | 2019 | 0.633 | 3.298 | 3.186 | 3.137 | 3.029 | 3.217 | 3.265 | U.S. Energy Information Administration |  | 3.17 | 3.32 | 3.60 | 3.7 | NO-ESTIMATION | NO-ESTIMATION | NO-ESTIMATION | NO-ESTIMATION | CAPACITY-FACTOR-V1
USA | United States of America | Facile Solar |  | USA0059406 | 2 | 36.0989 | -79.4939 | Solar |  |  |  | 2015.0 | Facile Solar LLC | U.S. Energy Information Administration | http://www.eia.gov/electricity/data/browser/ | U.S. Energy Information Administration | 69684 | 2019 |  |  | 0.511 | 3.723 | 3.5700000000000003 | 3.196 | 2.958 | U.S. Energy Information Administration |  |  |  | 3.73 | 3.95 | NO-ESTIMATION | NO-ESTIMATION | NO-ESTIMATION | NO-ESTIMATION | CAPACITY-FACTOR-V1
USA | United States of America | Corcoran |  | USA0060450 | 1.1 | 36.1023 | -119.5665 | Solar |  |  |  | 2014.0 | Terraform Arcadia | U.S. Energy Information Administration | http://www.eia.gov/electricity/data/browser/ | U.S. Energy Information Administration | 61318 | 2019 |  |  |  | 2.0220000000000002 | 1.929 | 1.887 | 1.919 | U.S. Energy Information Administration |  |  | 2.29 | 2.20 | 2.28 | NO-ESTIMATION | NO-ESTIMATION | NO-ESTIMATION | NO-ESTIMATION | CAPACITY-FACTOR-V1
USA | United States of America | Porterville Solar |  | USA0058309 | 3.5 | 36.1028 | -119.0397 | Solar |  |  |  | 2014.0 | Tulare PV I LLC | U.S. Energy Information Administration | http://www.eia.gov/electricity/data/browser/ | U.S. Energy Information Administration |  | 2019 |  | 6.98 | 7.104 | 6.9750000000000005 | 6.714 | 6.715 | 6.595 | U.S. Energy Information Administration |  |  | 7.65 | 6.82 | 7.49 | NO-ESTIMATION | NO-ESTIMATION | NO-ESTIMATION | NO-ESTIMATION | CAPACITY-FACTOR-V1
USA | United States of America | DE Solar 657 Brigham Rd |  | USA0057335 | 1.3 | 36.1053 | -79.9692 | Solar |  |  |  | 2010.0 | Duke Energy Carolinas LLC | U.S. Energy Information Administration | http://www.eia.gov/electricity/data/browser/ | U.S. Energy Information Administration |  | 2019 | 2.12 | 2.069 | 1.705 | 1.895 | 2.066 | 2.0 | 1.844 | U.S. Energy Information Administration | 1.99 | 1.98 | 1.95 | 2.08 | 2.18 | NO-ESTIMATION | NO-ESTIMATION | NO-ESTIMATION | NO-ESTIMATION | CAPACITY-FACTOR-V1
USA | United States of America | Davis Lane Solar LLC |  | USA0061581 | 5 | 36.1073 | -76.5292 | Solar |  |  |  | 2018.0 | Heelstone Energy Holdings LLC | U.S. Energy Information Administration | http://www.eia.gov/electricity/data/browser/ | U.S. Energy Information Administration |  | 2019 |  |  |  |  | 0.002 | 8.889 | 9.672 | U.S. Energy Information Administration |  |  |  |  | 8.14 | HYDRO-V1 | HYDRO-V1 | HYDRO-V1 | HYDRO-V1 | HYDRO-V1
USA | United States of America | Sun Farm VI LLC |  | USA0061842 | 5 | 36.1144 | -76.5078 | Solar |  |  |  | 2018.0 | Greenbacker Renewable Energy Corporation | U.S. Energy Information Administration | http://www.eia.gov/electricity/data/browser/ | U.S. Energy Information Administration |  | 2019 | [5 empty] | 0.511 | 10.727 | U.S. Energy Information Administration |  |  |  |  | 8.14 | NO-ESTIMATION | NO-ESTIMATION | NO-ESTIMATION | NO-ESTIMATION | CAPACITY-FACTOR-V1
USA | United States of America | Whitakers Farm (Fisher Rd) |  | USA0060438 | 3.4 | 36.1155 | -77.7251 | Solar |  |  |  | 2016.0 | Whitakers Farm LLC | U.S. Energy Information Administration | http://www.eia.gov/electricity/data/browser/ | U.S. Energy Information Administration |  | 2019 |  |  |  | 2.85 | 6.481 | 6.003 | 6.076 | U.S. Energy Information Administration |  |  |  |  | 5.85 | NO-ESTIMATION | NO-ESTIMATION | NO-ESTIMATION | NO-ESTIMATION | CAPACITY-FACTOR-V1
USA | United States of America | Manning PV 1 |  | USA0059520 | 5 | 36.1192 | -79.5214 | Solar |  |  |  | 2019.0 | Ecoplexus Inc | U.S. Energy Information Administration | http://www.eia.gov/electricity/data/browser/ | U.S. Energy Information Administration |  | 2019 | [5 empty] | 0.432 | 9.079 | U.S. Energy Information Administration |  |  |  |  | 8.14 | NO-ESTIMATION | NO-ESTIMATION | NO-ESTIMATION | NO-ESTIMATION | CAPACITY-FACTOR-V1
USA | United States of America | SunEnergy1-Scotland Neck LLC |  | USA0059898 | 3 | 36.1250 | -77.4091 | Solar |  |  |  | 2015.0 | SunEnergy1-Scotland Neck LLC | U.S. Energy Information Administration | http://www.eia.gov/electricity/data/browser/ | U.S. Energy Information Administration |  | 2019 |  | 0.0 | 4.84 | 6.336 | 6.388 | 5.49 | 5.896 | U.S. Energy Information Administration |  |  |  | 5.49 | 5.24 | NO-ESTIMATION | NO-ESTIMATION | NO-ESTIMATION | NO-ESTIMATION | NO-ESTIMATION
USA | United States of America | Dogwood Solar LLC |  | USA0058844 | 20 | 36.1250 | -77.4092 | Solar |  |  |  | 2014.0 | Dogwood Solar LLC | U.S. Energy Information Administration | http://www.eia.gov/electricity/data/browser/ | U.S. Energy Information Administration |  | 2019 |  | 0.76 | 38.517 | 41.023 | 41.975 | 35.083 | 35.174 | U.S. Energy Information Administration |  |  | 35.24 | 38.45 | 37.91 | HYDRO-V1 | HYDRO-V1 | HYDRO-V1 | HYDRO-V1 | HYDRO-V1
USA | United States of America | Ashley Solar Farm |  | USA0059566 | 4 | 36.1261 | -80.7989 | Solar |  |  |  | 2015.0 | Ashley Solar Farm LLC | U.S. Energy Information Administration | http://www.eia.gov/electricity/data/browser/ | U.S. Energy Information Administration | 69343 | 2019 |  |  | 7.16 | 7.686 | 6.947 | 6.954 | 6.969 | U.S. Energy Information Administration |  |  |  | 7.37 | 7.74 | NO-ESTIMATION | NO-ESTIMATION | NO-ESTIMATION | NO-ESTIMATION | CAPACITY-FACTOR-V1
USA | United States of America | Franklin Solar 2 |  | USA0059579 | 2 | 36.1269 | -78.1525 | Solar |  |  |  | 2014.0 | Franklin Solar 2 LLC | U.S. Energy Information Administration | http://www.eia.gov/electricity/data/browser/ | U.S. Energy Information Administration | 67825 | 2019 |  | 3.1310000000000002 | 3.744 | 3.8770000000000002 | 3.879 | 3.656 | 3.661 | U.S. Energy Information Administration |  |  | 3.32 | 3.61 | 3.74 | HYDRO-V1 | HYDRO-V1 | HYDRO-V1 | HYDRO-V1 | HYDRO-V1
USA | United States of America | Fox Creek Solar |  | USA0060624 | 50.2 | 36.1269 | -78.2731 | Solar |  |  |  | 2018.0 | John Laing US Solar Corp. | U.S. Energy Information Administration | http://www.eia.gov/electricity/data/browser/ | U.S. Energy Information Administration |  | 2019 | [5 empty] | 5.665 | 92.4224 | U.S. Energy Information Administration |  |  |  |  | 81.8 | HYDRO-V1 | HYDRO-V1 | HYDRO-V1 | HYDRO-V1 | HYDRO-V1
USA | United States of America | Whitakers |  | USA0059526 | 12 | 36.1272 | -77.7344 | Solar |  |  |  | 2016.0 | Colonial Eagle Solar LLC | U.S. Energy Information Administration | http://www.eia.gov/electricity/data/browser/ | U.S. Energy Information Administration | 102153 | 2019 |  |  | 0.033 | 26.537 | 27.922 | 26.311 | 26.886 | U.S. Energy Information Administration |  |  |  |  | 23.03 | HYDRO-V1 | HYDRO-V1 | HYDRO-V1 | HYDRO-V1 | HYDRO-V1
USA | United States of America | Watson Seed Farm PV1 |  | USA0059153 | 20 | 36.1297 | -77.7214 | Solar |  |  |  | 2016.0 | Ecoplexus Inc | U.S. Energy Information Administration | http://www.eia.gov/electricity/data/browser/ | U.S. Energy Information Administration | 70074 | 2019 |  |  | 0.0 | 33.551 | 34.499 | 34.766 | 34.365 | U.S. Energy Information Administration |  |  |  |  | 38.04 | HYDRO-V1 | HYDRO-V1 | HYDRO-V1 | HYDRO-V1 | HYDRO-V1
USA | United States of America | Hertford Solar Farm |  | USA0060384 | 5 | 36.1303 | -76.4909 | Solar |  |  |  | 2016.0 | SolNCPower10 LLC | U.S. Energy Information Administration | http://www.eia.gov/electricity/data/browser/ | U.S. Energy Information Administration | 70256 | 2019 |  |  |  | 8.122 | 8.042 | 8.548 | 8.131 | U.S. Energy Information Administration |  |  |  |  | 9.7 | NO-ESTIMATION | NO-ESTIMATION | NO-ESTIMATION | NO-ESTIMATION | NO-ESTIMATION
USA | United States of America | Elliana Solar |  | USA0058725 | 5 | 36.1311 | -79.3325 | Solar |  |  |  | 2015.0 | Cypress Creek Renewables | U.S. Energy Information Administration | http://www.eia.gov/electricity/data/browser/ | U.S. Energy Information Administration |  | 2019 |  |  | 1.02 | 9.676 | 9.57 | 8.774000000000001 | 9.072 | U.S. Energy Information Administration |  |  |  | 9.64 | 10.34 | HYDRO-V1 | HYDRO-V1 | HYDRO-V1 | HYDRO-V1 | HYDRO-V1
USA | United States of America | Las Vegas WPCF Solar Plant |  | USA0058477 | 3.3 | 36.1344 | -115.0353 | Solar |  |  |  | 2013.0 | City of Las Vegas | U.S. Energy Information Administration | http://www.eia.gov/electricity/data/browser/ | U.S. Energy Information Administration |  | 2019 | 4.483 | 6.793 | 6.878 | 6.808 | 6.389 | 5.8500000000000005 | 6.5132 | U.S. Energy Information Administration |  | 7.06 | 6.97 | 6.56 | 6.97 | NO-ESTIMATION | NO-ESTIMATION | NO-ESTIMATION | NO-ESTIMATION | CAPACITY-FACTOR-V1
USA | United States of America | Cottonwood Solar LLC (City of Corcoran) |  | USA0059087 | 12 | 36.1344 | -119.5544 | Solar |  |  |  | 2015.0 | Dominion Renewable Energy | U.S. Energy Information Administration | http://www.eia.gov/electricity/data/browser/ | U.S. Energy Information Administration | 66568 | 2019 |  |  | 20.772000000000002 | 29.661 | 27.679000000000002 | 28.711000000000002 | 25.943 | U.S. Energy Information Administration |  |  |  | 26.90 | 29.48 | NO-ESTIMATION | NO-ESTIMATION | NO-ESTIMATION | NO-ESTIMATION | CAPACITY-FACTOR-V1
USA | United States of America | CDCR (CA) - Pleasant Valley State Prison |  | USA0059748 | 1.2 | 36.1372 | -120.2244 | Solar |  |  |  | 2013.9999999999998 | Team-Solar Inc. | U.S. Energy Information Administration | http://www.eia.gov/electricity/data/browser/ | U.S. Energy Information Administration |  | 2019 |  | 1.1 | 3.246 | 3.766 | 3.055 | 3.0660000000000003 | 3.025 | U.S. Energy Information Administration |  | 2.48 | 2.56 | 2.40 | 2.53 | NO-ESTIMATION | NO-ESTIMATION | NO-ESTIMATION | NO-ESTIMATION | CAPACITY-FACTOR-V1
USA | United States of America | DSH (CA) - Coalinga State Hospital |  | USA0059746 | 2 | 36.1373 | -120.2185 | Solar |  |  |  | 2014.0 | Team-Solar Inc. | U.S. Energy Information Administration | http://www.eia.gov/electricity/data/browser/ | U.S. Energy Information Administration |  | 2019 |  | 1.801 | 4.958 | 3.817 | 4.926 | 4.901 | 4.666 | U.S. Energy Information Administration |  |  | 4.31 | 3.98 | 4.21 | NO-ESTIMATION | NO-ESTIMATION | NO-ESTIMATION | NO-ESTIMATION | CAPACITY-FACTOR-V1
USA | United States of America | Yadkinville Solar |  | USA0059950 | 3.5 | 36.1373 | -80.5960 | Solar |  |  |  | 2016.0 | Oppidum Renewables USA LLC | U.S. Energy Information Administration | http://www.eia.gov/electricity/data/browser/ | U.S. Energy Information Administration | 69451 | 2019 |  |  | 0.0 | 6.68 | 6.605 | 6.291 | 4.093 | U.S. Energy Information Administration |  |  |  |  | 6.73 | NO-ESTIMATION | NO-ESTIMATION | NO-ESTIMATION | NO-ESTIMATION | CAPACITY-FACTOR-V1
USA | United States of America | CID Solar LLC |  | USA0059183 | 20 | 36.1381 | -119.5647 | Solar |  |  |  | 2015.0 | Dominion Renewable Energy | U.S. Energy Information Administration | http://www.eia.gov/electricity/data/browser/ | U.S. Energy Information Administration | 68236 | 2019 |  | 0.159 | 53.888 | 53.664 | 52.472 | 52.378 | 46.843 | U.S. Energy Information Administration |  |  |  | 44.89 | 48.8 | HYDRO-V1 | HYDRO-V1 | HYDRO-V1 | HYDRO-V1 | HYDRO-V1
USA | United States of America | Westlands Solar PV Farm |  | USA0058616 | 18 | 36.1381 | -120.0758 | Solar |  |  |  | 2014.0 | Westlands Solar Farms LLC | U.S. Energy Information Administration | http://www.eia.gov/electricity/data/browser/ | U.S. Energy Information Administration | 58125 | 2019 |  | 43.05015 | 45.721000000000004 | 45.434 | 43.273 | 43.992000000000004 | 42.854 | U.S. Energy Information Administration |  |  | 43.28 | 40.41 | 45.57 | NO-ESTIMATION | NO-ESTIMATION | NO-ESTIMATION | NO-ESTIMATION | CAPACITY-FACTOR-V1
USA | United States of America | Corcoran Solar |  | USA0058374 | 20 | 36.1383 | -119.5733 | Solar |  |  |  | 2013.0 | Consolidated Edison Development Inc. | U.S. Energy Information Administration | http://www.eia.gov/electricity/data/browser/ | U.S. Energy Information Administration | 66568 | 2019 | 19.834650000000003 | 51.228 | 52.42 | 51.179 | 50.896 | 50.546 | 44.698 | U.S. Energy Information Administration |  | 44.60 | 47.36 | 44.38 | 47.37 | HYDRO-V1 | HYDRO-V1 | HYDRO-V1 | HYDRO-V1 | HYDRO-V1
USA | United States of America | Sarah Solar |  | USA0059500 | 5 | 36.1394 | -78.1469 | Solar |  |  |  | 2015.0 | USF Surry LLC | U.S. Energy Information Administration | http://www.eia.gov/electricity/data/browser/ | U.S. Energy Information Administration |  | 2019 |  |  | 4.031 | 8.489 | 2.29 | 8.538 | 7.779 | U.S. Energy Information Administration |  |  |  | 9.28 | 9.72 | NO-ESTIMATION | NO-ESTIMATION | NO-ESTIMATION | NO-ESTIMATION | CAPACITY-FACTOR-V1
USA | United States of America | CID Solar (CA) |  | USA0063204 | 2 | 36.1408 | -119.5669 | Solar |  |  |  | 2019.0 | DG California Solar LLC | U.S. Energy Information Administration | http://www.eia.gov/electricity/data/browser/ | U.S. Energy Information Administration |  | 2019 | [6 empty] | 0.658 | U.S. Energy Information Administration |  |  |  |  | 3.25 | HYDRO-V1 | HYDRO-V1 | HYDRO-V1 | HYDRO-V1 | HYDRO-V1
USA | United States of America | Lewiston Solar |  | USA0059174 | 5 | 36.1411 | -77.2111 | Solar |  |  |  | 2015.0 | Lewiston Solar LLC | U.S. Energy Information Administration | http://www.eia.gov/electricity/data/browser/ | U.S. Energy Information Administration |  | 2019 |  | 0.146 | 8.093 | 10.068 | 9.422 | 8.93 | 7.714 | U.S. Energy Information Administration |  |  |  | 9.35 | 9.1 | NO-ESTIMATION | NO-ESTIMATION | NO-ESTIMATION | NO-ESTIMATION | CAPACITY-FACTOR-V1
USA | United States of America | Corcoran Solar 2 |  | USA0059413 | 19.8 | 36.1419 | -119.5817 | Solar |  |  |  | 2015.0 | Consolidated Edison Development Inc. | U.S. Energy Information Administration | http://www.eia.gov/electricity/data/browser/ | U.S. Energy Information Administration | 66568 | 2019 |  |  | 34.502 | 50.862 | 50.255 | 50.282000000000004 | 48.951 | U.S. Energy Information Administration |  |  |  | 44.45 | 48.98 | NO-ESTIMATION | NO-ESTIMATION | NO-ESTIMATION | NO-ESTIMATION | CAPACITY-FACTOR-V1
USA | United States of America | West Gates Solar Station |  | USA0058206 | 10 | 36.1422 | -120.1325 | Solar |  |  |  | 2013.0 | Pacific Gas & Electric Co. | U.S. Energy Information Administration | http://www.eia.gov/electricity/data/browser/ | U.S. Energy Information Administration |  | 2019 | 13.404 | 23.405 | 22.148 | 22.441 | 21.555 | 21.699 | 18.063 | U.S. Energy Information Administration |  | 20.41 | 21.65 | 20.27 | 20.54 | NO-ESTIMATION | NO-ESTIMATION | NO-ESTIMATION | NO-ESTIMATION | CAPACITY-FACTOR-V1
USA | United States of America | Kelford |  | USA0059527 | 20 | 36.1481 | -77.2119 | Solar |  |  |  | 2016.0 | Colonial Eagle Solar LLC | U.S. Energy Information Administration | http://www.eia.gov/electricity/data/browser/ | U.S. Energy Information Administration |  | 2019 |  |  | 0.0 | 45.034 | 43.985 | 42.958 | 34.843 | U.S. Energy Information Administration |  |  |  |  | 38.04 | SOLAR-V1-NO-AGE | SOLAR-V1-NO-AGE | SOLAR-V1-NO-AGE | SOLAR-V1-NO-AGE | SOLAR-V1-NO-AGE
USA | United States of America | Milo Solar |  | USA0058739 | 3 | 36.1489 | -79.3489 | Solar |  |  |  | 2016.0 | Milo Solar LLC | U.S. Energy Information Administration | http://www.eia.gov/electricity/data/browser/ | U.S. Energy Information Administration | 69118 | 2019 |  |  |  | 3.664 | 5.941 | 5.271 | 5.725 | U.S. Energy Information Administration |  |  |  |  | 5.98 | SOLAR-V1-NO-AGE | SOLAR-V1-NO-AGE | SOLAR-V1-NO-AGE | SOLAR-V1-NO-AGE | SOLAR-V1-NO-AGE
USA | United States of America | Corcoran Solar 3 |  | USA0059900 | 20 | 36.1504 | -119.5854 | Solar |  |  |  | 2016.0 | Consolidated Edison Development Inc. | U.S. Energy Information Administration | http://www.eia.gov/electricity/data/browser/ | U.S. Energy Information Administration | 66568 | 2019 |  |  |  | 53.413000000000004 | 52.105000000000004 | 52.557 | 49.755 | U.S. Energy Information Administration |  |  |  |  | 49.48 | SOLAR-V1-NO-AGE | SOLAR-V1-NO-AGE | SOLAR-V1-NO-AGE | SOLAR-V1-NO-AGE | SOLAR-V1-NO-AGE
USA | United States of America | Kelford |  | USA0059796 | 5 | 36.1542 | -77.2185 | Solar |  |  |  | 2016.0 | Cypress Creek Renewables | U.S. Energy Information Administration | http://www.eia.gov/electricity/data/browser/ | U.S. Energy Information Administration |  | 2019 |  |  |  | 4.992 | 7.212 | 7.634 | 7.765 | U.S. Energy Information Administration |  |  |  |  | 9.1 | NO-ESTIMATION | NO-ESTIMATION | NO-ESTIMATION | NO-ESTIMATION | CAPACITY-FACTOR-V1
USA | United States of America | Alpha Value Solar |  | USA0062054 | 5 | 36.1574 | -76.4896 | Solar |  |  |  | 2020.0 | Alpha Value Solar LLC | U.S. Energy Information Administration | http://www.eia.gov/electricity/data/browser/ | U.S. Energy Information Administration |  | 2019 | [6 empty] | 0 | U.S. Energy Information Administration |  |  |  |  | 8.14 | NO-ESTIMATION | NO-ESTIMATION | NO-ESTIMATION | NO-ESTIMATION | CAPACITY-FACTOR-V1
USA | United States of America | Sun Farm V LLC |  | USA0061287 | 5 | 36.1606 | -76.4894 | Solar |  |  |  | 2018.0 | Greenbacker Renewable Energy Corporation | U.S. Energy Information Administration | http://www.eia.gov/electricity/data/browser/ | U.S. Energy Information Administration |  | 2019 | [5 empty] | 0.14300000000000002 | 9.224 | U.S. Energy Information Administration |  |  |  |  | 8.14 | SOLAR-V1-NO-AGE | SOLAR-V1-NO-AGE | SOLAR-V1-NO-AGE | SOLAR-V1-NO-AGE | SOLAR-V1-NO-AGE
USA | United States of America | Guernsey Solar Station |  | USA0057891 | 20 | 36.1639 | -119.6506 | Solar |  |  |  | 2013.0 | Pacific Gas & Electric Co. | U.S. Energy Information Administration | http://www.eia.gov/electricity/data/browser/ | U.S. Energy Information Administration |  | 2019 | 11.488 | 46.332 | 46.157000000000004 | 45.922000000000004 | 44.076 | 43.717 | 43.083 | U.S. Energy Information Administration |  | 44.60 | 47.36 | 44.38 | 48.05 | SOLAR-V1-NO-AGE | SOLAR-V1-NO-AGE | SOLAR-V1-NO-AGE | SOLAR-V1-NO-AGE | SOLAR-V1-NO-AGE
USA | United States of America | Ozarks Natural Energy Community Solar |  | USA0060924 | 1 | 36.1643 | -94.0823 | Solar |  |  |  | 2016.0 | Ozarks Electric Coop Corp - (AR) | U.S. Energy Information Administration | http://www.eia.gov/electricity/data/browser/ | U.S. Energy Information Administration |  | 2019 |  |  |  | 1.6 | 1.723 | 1.5190000000000001 | 1.533 | U.S. Energy Information Administration |  |  |  |  | 1.99 | SOLAR-V1-NO-AGE | SOLAR-V1-NO-AGE | SOLAR-V1-NO-AGE | SOLAR-V1-NO-AGE | SOLAR-V1-NO-AGE
USA | United States of America | Gates Solar Station |  | USA0057892 | 20 | 36.1764 | -120.1142 | Solar |  |  |  | 2013.0 | Pacific Gas & Electric Co. | U.S. Energy Information Administration | http://www.eia.gov/electricity/data/browser/ | U.S. Energy Information Administration | 102155 | 2019 | 26.44 | 47.646 | 43.228 | 43.717 | 42.378 | 43.311 | 33.235 | U.S. Energy Information Administration |  | 44.60 | 47.75 | 44.34 | 48.44 | SOLAR-V1-NO-AGE | SOLAR-V1-NO-AGE | SOLAR-V1-NO-AGE | SOLAR-V1-NO-AGE | SOLAR-V1-NO-AGE
USA | United States of America | Huron Solar Station |  | USA0057523 | 20 | 36.1814 | -120.0306 | Solar |  |  |  | 2012.0 | Pacific Gas & Electric Co. | U.S. Energy Information Administration | http://www.eia.gov/electricity/data/browser/ | U.S. Energy Information Administration | 67266 | 2019 | 45.047000000000004 | 44.014 | 42.785000000000004 | 42.504 | 40.413000000000004 | 41.313 | 39.941 | U.S. Energy Information Administration | 47.58 | 44.99 | 47.63 | 42.36 | 39.93 | SOLAR-V1-NO-AGE | SOLAR-V1-NO-AGE | SOLAR-V1-NO-AGE | SOLAR-V1-NO-AGE | SOLAR-V1-NO-AGE
USA | United States of America | City of Tulare Water Facility |  | USA0059395 | 1 | 36.1850 | -119.3750 | Solar |  |  |  | 2011.0 | City of Tulare Water Pollution Control | U.S. Energy Information Administration | http://www.eia.gov/electricity/data/browser/ | U.S. Energy Information Administration |  | 2019 |  | 0.0 | 0.0 | 0.0 | 0.0 | 2.115 | 17.0547 | U.S. Energy Information Administration | 2.80 | 3.11 | 3.50 | 3.26 | 3.44 | SOLAR-V1-NO-AGE | SOLAR-V1-NO-AGE | SOLAR-V1-NO-AGE | SOLAR-V1-NO-AGE | SOLAR-V1-NO-AGE
USA | United States of America | Farmersville |  | USA0059203 | 4.5 | 36.1900 | -119.1200 | Solar |  |  |  | 2014.0 | Sequoia PV 1 LLC | U.S. Energy Information Administration | http://www.eia.gov/electricity/data/browser/ | U.S. Energy Information Administration |  | 2019 |  | 3.158 | 8.822000000000001 | 8.804 | 8.122 | 7.976 | 7.962 | U.S. Energy Information Administration |  |  | 9.65 | 8.77 | 9.64 | SOLAR-V1-NO-AGE | SOLAR-V1-NO-AGE | SOLAR-V1-NO-AGE | SOLAR-V1-NO-AGE | SOLAR-V1-NO-AGE
USA | United States of America | 1047 Little Mountain Solar LLC |  | USA0062661 | 3 | 36.1971 | -80.8067 | Solar |  |  |  | 2019.0 | CI-II Mitchell Holding LLC | U.S. Energy Information Administration | http://www.eia.gov/electricity/data/browser/ | U.S. Energy Information Administration |  | 2019 | [6 empty] | 1.417 | U.S. Energy Information Administration |  |  |  |  | 4.88 | SOLAR-V1-NO-AGE | SOLAR-V1-NO-AGE | SOLAR-V1-NO-AGE | SOLAR-V1-NO-AGE | SOLAR-V1-NO-AGE
USA | United States of America | Yadkin 601 Farm |  | USA0059587 | 3 | 36.1992 | -80.6972 | Solar |  |  |  | 2015.0 | Yadkin 601 Farm LLC | U.S. Energy Information Administration | http://www.eia.gov/electricity/data/browser/ | U.S. Energy Information Administration |  | 2019 |  |  | 5.75 | 5.249 | 5.538 | 5.283 | 5.318 | U.S. Energy Information Administration |  |  |  | 5.60 | 5.81 | SOLAR-V1-NO-AGE | SOLAR-V1-NO-AGE | SOLAR-V1-NO-AGE | SOLAR-V1-NO-AGE | SOLAR-V1-NO-AGE
USA | United States of America | Tulare 1 and 2 |  | USA0058642 | 3 | 36.2000 | -119.4200 | Solar |  |  |  | 2014.0 | Sequoia PV 1 LLC | U.S. Energy Information Administration | http://www.eia.gov/electricity/data/browser/ | U.S. Energy Information Administration |  | 2019 |  | 5.58 | 5.946 | 5.885 | 5.706 | 5.3260000000000005 | 5.209 | U.S. Energy Information Administration |  |  | 6.31 | 6.07 | 6.44 | SOLAR-V1-NO-AGE | SOLAR-V1-NO-AGE | SOLAR-V1-NO-AGE | SOLAR-V1-NO-AGE | SOLAR-V1-NO-AGE
USA | United States of America | Nellis Solar PV II |  | USA0059919 | 15 | 36.2067 | -115.0477 | Solar |  |  |  | 2015.0 | Nevada Power Co | U.S. Energy Information Administration | http://www.eia.gov/electricity/data/browser/ | U.S. Energy Information Administration | 55402 | 2019 |  |  | 2.076 | 40.566 | 40.225 | 40.65 | 39.444 | U.S. Energy Information Administration |  |  |  | 33.59 | 37.79 | SOLAR-V1-NO-AGE | SOLAR-V1-NO-AGE | SOLAR-V1-NO-AGE | SOLAR-V1-NO-AGE | SOLAR-V1-NO-AGE
USA | United States of America | Lindsay Solar |  | USA0058308 | 4 | 36.2119 | -119.1339 | Solar |  |  |  | 2014.0 | Tulare PV I LLC | U.S. Energy Information Administration | http://www.eia.gov/electricity/data/browser/ | U.S. Energy Information Administration |  | 2019 |  | 7.7540000000000004 | 7.912 | 7.836 | 7.452 | 7.238 | 7.379 | U.S. Energy Information Administration |  |  | 8.58 | 7.79 | 8.56 | SOLAR-V1-NO-AGE | SOLAR-V1-NO-AGE | SOLAR-V1-NO-AGE | SOLAR-V1-NO-AGE | SOLAR-V1-NO-AGE
USA | United States of America | North 301 Solar |  | USA0061778 | 26.9 | 36.2130 | -77.6240 | Solar |  |  |  | 2020.0 | North 301 Solar | U.S. Energy Information Administration | http://www.eia.gov/electricity/data/browser/ | U.S. Energy Information Administration |  | 2019 | [6 empty] | 1.181 | U.S. Energy Information Administration |  |  |  |  | 43.83 | SOLAR-V1-NO-AGE | SOLAR-V1-NO-AGE | SOLAR-V1-NO-AGE | SOLAR-V1-NO-AGE | SOLAR-V1-NO-AGE
USA | United States of America | Henrietta Solar Project |  | USA0058975 | 102 | 36.2188 | -119.8058 | Solar |  |  |  | 2016.0 | Southern Power Co | U.S. Energy Information Administration | http://www.eia.gov/electricity/data/browser/ | U.S. Energy Information Administration |  | 2019 |  |  |  | 132.13400000000001 | 250.124 | 254.37300000000002 | 236.393 | U.S. Energy Information Administration |  |  |  |  | 250.17 | SOLAR-V1-NO-AGE | SOLAR-V1-NO-AGE | SOLAR-V1-NO-AGE | SOLAR-V1-NO-AGE | SOLAR-V1-NO-AGE
USA | United States of America | Westside Solar Power PV1 |  | USA0060275 | 2 | 36.2190 | -119.9070 | Solar |  |  |  | 2016.0 | Westside Assets LLC | U.S. Energy Information Administration | http://www.eia.gov/electricity/data/browser/ | U.S. Energy Information Administration | 64647 | 2019 |  |  |  | 3.2640000000000002 | 5.042 | 4.817 | 4.771 | U.S. Energy Information Administration |  |  |  |  | 4.18 | SOLAR-V1-NO-AGE | SOLAR-V1-NO-AGE | SOLAR-V1-NO-AGE | SOLAR-V1-NO-AGE | SOLAR-V1-NO-AGE
USA | United States of America | Two Mile Desert Project |  | USA0060510 | 16.2 | 36.2200 | -76.4600 | Solar |  |  |  | 2019.0 | Citizens Enterprises Corporation | U.S. Energy Information Administration | http://www.eia.gov/electricity/data/browser/ | U.S. Energy Information Administration |  | 2019 | [6 empty] | 16.029 | U.S. Energy Information Administration |  |  |  |  | 26.39 | SOLAR-V1-NO-AGE | SOLAR-V1-NO-AGE | SOLAR-V1-NO-AGE | SOLAR-V1-NO-AGE | SOLAR-V1-NO-AGE
USA | United States of America | RE Mustang LLC |  | USA0059150 | 100 | 36.2217 | -119.9031 | Solar |  |  |  | 2016.0 | RE Mustang LLC | U.S. Energy Information Administration | http://www.eia.gov/electricity/data/browser/ | U.S. Energy Information Administration |  | 2019 |  |  |  | 211.657 | 264.833 | 259.071 | 247.175 | U.S. Energy Information Administration |  |  |  |  | 245.27 | SOLAR-V1-NO-AGE | SOLAR-V1-NO-AGE | SOLAR-V1-NO-AGE | SOLAR-V1-NO-AGE | SOLAR-V1-NO-AGE
USA | United States of America | Two Mile Solar |  | USA0059427 | 5 | 36.2231 | -76.4619 | Solar |  |  |  | 2015.0 | Cypress Creek Renewables | U.S. Energy Information Administration | http://www.eia.gov/electricity/data/browser/ | U.S. Energy Information Administration | 67823 | 2019 |  |  | 4.037 | 8.864 | 9.171 | 8.879 | 8.387 | U.S. Energy Information Administration |  |  |  | 9.40 | 9.7 | SOLAR-V1-NO-AGE | SOLAR-V1-NO-AGE | SOLAR-V1-NO-AGE | SOLAR-V1-NO-AGE | SOLAR-V1-NO-AGE
USA | United States of America | RE Kansas South LLC |  | USA0058148 | 20 | 36.2261 | -119.8342 | Solar |  |  |  | 2013.0 | RE Kansas South LLC | U.S. Energy Information Administration | http://www.eia.gov/electricity/data/browser/ | U.S. Energy Information Administration | 66289 | 2019 | 30.769000000000002 | 53.069 | 52.582 | 53.052 | 46.267 | 49.091 | 49.016 | U.S. Energy Information Administration |  | 44.40 | 47.23 | 44.61 | 47.94 | SOLAR-V1-NO-AGE | SOLAR-V1-NO-AGE | SOLAR-V1-NO-AGE | SOLAR-V1-NO-AGE | SOLAR-V1-NO-AGE
USA | United States of America | RE Kent South LLC |  | USA0058991 | 20 | 36.2261 | -119.9053 | Solar |  |  |  | 2015.0 | Dominion Renewable Energy | U.S. Energy Information Administration | http://www.eia.gov/electricity/data/browser/ | U.S. Energy Information Administration | 68155 | 2019 |  | 1.298 | 53.78 | 53.478 | 53.160000000000004 | 51.99 | 51.42 | U.S. Energy Information Administration |  |  |  | 44.72 | 49.38 | SOLAR-V1-NO-AGE | SOLAR-V1-NO-AGE | SOLAR-V1-NO-AGE | SOLAR-V1-NO-AGE | SOLAR-V1-NO-AGE
USA | United States of America | Spectrum Solar PV Power Project |  | USA0058490 | 30.2 | 36.2300 | -114.8700 | Solar |  |  |  | 2013.0 | Southern Power Co | U.S. Energy Information Administration | http://www.eia.gov/electricity/data/browser/ | U.S. Energy Information Administration | 63667 | 2019 | 21.686 | 83.229 | 82.998 | 81.849 | 83.217 | 83.273 | 81.863 | U.S. Energy Information Administration |  | 65.23 | 70.97 | 65.78 | 71.88 | NO-ESTIMATION | NO-ESTIMATION | NO-ESTIMATION | NO-ESTIMATION | CAPACITY-FACTOR-V1
USA | United States of America | Mile Farm |  | USA0058336 | 5 | 36.2306 | -78.9496 | Solar |  |  |  | 2014.0 | Palmetto Power Management LLC | U.S. Energy Information Administration | http://www.eia.gov/electricity/data/browser/ | U.S. Energy Information Administration |  | 2019 |  | 5.2330000000000005 | 9.073 | 9.622 | 9.059000000000001 | 8.447000000000001 | 8.001 | U.S. Energy Information Administration |  |  | 8.72 | 9.37 | 10.29 | SOLAR-V1-NO-AGE | SOLAR-V1-NO-AGE | SOLAR-V1-NO-AGE | SOLAR-V1-NO-AGE | SOLAR-V1-NO-AGE
USA | United States of America | Germantown Solar LLC |  | USA0060480 | 2.1 | 36.2463 | -80.2546 | Solar |  |  |  | 2016.0 | Cypress Creek Renewables | U.S. Energy Information Administration | http://www.eia.gov/electricity/data/browser/ | U.S. Energy Information Administration |  | 2019 |  |  |  | 3.084 | 2.919 | 2.714 | 2.923 | U.S. Energy Information Administration |  |  |  |  | 4.17 | SOLAR-V1-NO-AGE | SOLAR-V1-NO-AGE | SOLAR-V1-NO-AGE | SOLAR-V1-NO-AGE | SOLAR-V1-NO-AGE
USA | United States of America | RE Kansas Solar LLC |  | USA0058985 | 20 | 36.2478 | -119.8339 | Solar |  |  |  | 2015.0 | Dominion Renewable Energy | U.S. Energy Information Administration | http://www.eia.gov/electricity/data/browser/ | U.S. Energy Information Administration |  | 2019 |  | 1.877 | 49.984 | 53.739000000000004 | 53.386 | 52.552 | 49.643 | U.S. Energy Information Administration |  |  |  | 44.72 | 49.38 | SOLAR-V1-NO-AGE | SOLAR-V1-NO-AGE | SOLAR-V1-NO-AGE | SOLAR-V1-NO-AGE | SOLAR-V1-NO-AGE
USA | United States of America | GKS Solar |  | USA0059426 | 5 | 36.2483 | -76.5019 | Solar |  |  |  | 2015.0 | Cypress Creek Renewables | U.S. Energy Information Administration | http://www.eia.gov/electricity/data/browser/ | U.S. Energy Information Administration | 70351 | 2019 |  |  | 1.248 | 9.192 | 8.370000000000001 | 8.544 | 8.397 | U.S. Energy Information Administration |  |  |  | 9.42 | 9.7 | SOLAR-V1-NO-AGE | SOLAR-V1-NO-AGE | SOLAR-V1-NO-AGE | SOLAR-V1-NO-AGE | SOLAR-V1-NO-AGE
USA | United States of America | Aulander Hwy 42 Solar LLC |  | USA0063332 | 5 | 36.2486 | -77.0852 | Solar |  |  |  | 2017.0 | Alchemy Renewable Energy | U.S. Energy Information Administration | http://www.eia.gov/electricity/data/browser/ | U.S. Energy Information Administration |  | 2019 | [6 empty] | 10.484 | U.S. Energy Information Administration |  |  |  |  | 8.14 | SOLAR-V1-NO-AGE | SOLAR-V1-NO-AGE | SOLAR-V1-NO-AGE | SOLAR-V1-NO-AGE | SOLAR-V1-NO-AGE
USA | United States of America | Melinda Solar |  | USA0059502 | 5 | 36.2487 | -78.3475 | Solar |  |  |  | 2015.0 | Cypress Creek Renewables | U.S. Energy Information Administration | http://www.eia.gov/electricity/data/browser/ | U.S. Energy Information Administration |  | 2019 |  |  | 1.62 | 8.765 | 8.921 | 8.249 | 8.417 | U.S. Energy Information Administration |  |  |  | 9.42 | 9.57 | SOLAR-V1-NO-AGE | SOLAR-V1-NO-AGE | SOLAR-V1-NO-AGE | SOLAR-V1-NO-AGE | SOLAR-V1-NO-AGE
USA | United States of America | Music City Community Solar |  | USA0062468 | 1.6 | 36.2488 | -86.7468 | Solar |  |  |  | 2018.0 | Nashville Electric Service | U.S. Energy Information Administration | http://www.eia.gov/electricity/data/browser/ | U.S. Energy Information Administration |  | 2019 | [5 empty] | 0.9580000000000001 | 0.003 | U.S. Energy Information Administration |  |  |  |  | 2.6 | SOLAR-V1-NO-AGE | SOLAR-V1-NO-AGE | SOLAR-V1-NO-AGE | SOLAR-V1-NO-AGE | SOLAR-V1-NO-AGE
USA | United States of America | Soul City Solar |  | USA0059606 | 3.5 | 36.2500 | -78.2500 | Solar |  |  |  | 2015.0 | Cypress Creek Renewables | U.S. Energy Information Administration | http://www.eia.gov/electricity/data/browser/ | U.S. Energy Information Administration |  | 2019 |  |  | 3.29 | 5.711 | 5.595 | 5.295 | 5.319 | U.S. Energy Information Administration |  |  |  | 6.28 | 6.29 | SOLAR-V1-NO-AGE | SOLAR-V1-NO-AGE | SOLAR-V1-NO-AGE | SOLAR-V1-NO-AGE | SOLAR-V1-NO-AGE
USA | United States of America | SR Jonesborough |  | USA0062173 | 4.4 | 36.2520 | -82.5209 | Solar |  |  |  | 2019.0 | SR Jonesborough II LLC | U.S. Energy Information Administration | http://www.eia.gov/electricity/data/browser/ | U.S. Energy Information Administration |  | 2019 | [5 empty] | 0.049 | 8.598 | U.S. Energy Information Administration |  |  |  |  | 7.16 | SOLAR-V1-NO-AGE | SOLAR-V1-NO-AGE | SOLAR-V1-NO-AGE | SOLAR-V1-NO-AGE | SOLAR-V1-NO-AGE
USA | United States of America | Lemoore 1 |  | USA0060142 | 1.5 | 36.2579 | -119.7981 | Solar |  |  |  | 2016.0 | Lemoore PV1 LLC | U.S. Energy Information Administration | http://www.eia.gov/electricity/data/browser/ | U.S. Energy Information Administration |  | 2019 |  |  |  | 2.931 | 3.708 | 3.572 | 1.381 | U.S. Energy Information Administration |  |  |  |  | 3.25 | SOLAR-V1-NO-AGE | SOLAR-V1-NO-AGE | SOLAR-V1-NO-AGE | SOLAR-V1-NO-AGE | SOLAR-V1-NO-AGE
USA | United States of America | Vance Solar Farm LLC |  | USA0059928 | 5 | 36.2585 | -78.4120 | Solar |  |  |  | 2016.0 | Cypress Creek Renewables | U.S. Energy Information Administration | http://www.eia.gov/electricity/data/browser/ | U.S. Energy Information Administration |  | 2019 |  |  |  | 8.664 | 9.17 | 8.492 | 8.836 | U.S. Energy Information Administration |  |  |  |  | 10.01 | SOLAR-V1-NO-AGE | SOLAR-V1-NO-AGE | SOLAR-V1-NO-AGE | SOLAR-V1-NO-AGE | SOLAR-V1-NO-AGE
USA | United States of America | Nellis Air Force Base Solar Array |  | USA0056568 | 14 | 36.2603 | -115.0544 | Solar |  |  |  | 2007.2785714285712 | Solar Star NAFB LLC | U.S. Energy Information Administration | http://www.eia.gov/electricity/data/browser/ | U.S. Energy Information Administration | 55402 | 2019 | 31.758 | 31.202 | 30.428 | 19.725 | 28.213 | 26.91 | 26.474 | U.S. Energy Information Administration | 25.24 | 25.19 | 25.92 | 19.59 | 33.07 | SOLAR-V1-NO-AGE | SOLAR-V1-NO-AGE | SOLAR-V1-NO-AGE | SOLAR-V1-NO-AGE | SOLAR-V1-NO-AGE
USA | United States of America | Bradley PV1 |  | USA0059154 | 5 | 36.2606 | -77.0764 | Solar |  |  |  | 2016.0 | Ecoplexus Inc | U.S. Energy Information Administration | http://www.eia.gov/electricity/data/browser/ | U.S. Energy Information Administration | 69581 | 2019 |  |  | 0.0 | 5.456 | 5.64 | 7.835 | 8.018 | U.S. Energy Information Administration |  |  |  |  | 9.1 | SOLAR-V1-NO-AGE | SOLAR-V1-NO-AGE | SOLAR-V1-NO-AGE | SOLAR-V1-NO-AGE | SOLAR-V1-NO-AGE
USA | United States of America | Munro Valley Solar |  | USA0060412 | 4 | 36.2647 | -117.9955 | Solar |  |  |  | 2016.0 | Ecos Energy LLC | U.S. Energy Information Administration | http://www.eia.gov/electricity/data/browser/ | U.S. Energy Information Administration |  | 2019 |  |  |  | 0.405 | 8.651 | 10.596 | 9.851 | U.S. Energy Information Administration |  |  |  |  | 8.4 | NO-ESTIMATION | NO-ESTIMATION | NO-ESTIMATION | NO-ESTIMATION | CAPACITY-FACTOR-V1
USA | United States of America | Pasquotank |  | USA0059530 | 20 | 36.2647 | -76.3061 | Solar |  |  |  | 2015.0 | Colonial Eagle Solar LLC | U.S. Energy Information Administration | http://www.eia.gov/electricity/data/browser/ | U.S. Energy Information Administration |  | 2019 |  | 0.029 | 43.367000000000004 | 45.352000000000004 | 45.104 | 43.851 | 35.57 | U.S. Energy Information Administration |  |  |  | 38.36 | 43.39 | SOLAR-V1-NO-AGE | SOLAR-V1-NO-AGE | SOLAR-V1-NO-AGE | SOLAR-V1-NO-AGE | SOLAR-V1-NO-AGE
USA | United States of America | Southerland Farm Solar |  | USA0060553 | 5 | 36.2656 | -78.3678 | Solar |  |  |  | 2016.0 | Southerland Farm Solar LLC | U.S. Energy Information Administration | http://www.eia.gov/electricity/data/browser/ | U.S. Energy Information Administration |  | 2019 |  |  |  | 0.54 | 9.645 | 7.551 | 9.677 | U.S. Energy Information Administration |  |  |  |  | 9.59 | SOLAR-V1-NO-AGE | SOLAR-V1-NO-AGE | SOLAR-V1-NO-AGE | SOLAR-V1-NO-AGE | SOLAR-V1-NO-AGE
USA | United States of America | Exeter Solar |  | USA0058306 | 3.5 | 36.2675 | -119.1286 | Solar |  |  |  | 2014.0 | Tulare PV I LLC | U.S. Energy Information Administration | http://www.eia.gov/electricity/data/browser/ | U.S. Energy Information Administration |  | 2019 |  | 6.559 | 7.059 | 6.956 | 6.606 | 6.736 | 6.659 | U.S. Energy Information Administration |  |  | 7.44 | 6.93 | 7.49 | NO-ESTIMATION | NO-ESTIMATION | NO-ESTIMATION | NO-ESTIMATION | CAPACITY-FACTOR-V1
USA | United States of America | Barnhill Road Solar LLC |  | USA0060782 | 3.1 | 36.2692 | -76.2995 | Solar |  |  |  | 2016.9999999999998 | Cypress Creek Renewables | U.S. Energy Information Administration | http://www.eia.gov/electricity/data/browser/ | U.S. Energy Information Administration |  | 2019 |  |  |  | 0.0 | 5.838 | 5.704 | 5.267 | U.S. Energy Information Administration |  |  |  |  | 5.97 | SOLAR-V1-NO-AGE | SOLAR-V1-NO-AGE | SOLAR-V1-NO-AGE | SOLAR-V1-NO-AGE | SOLAR-V1-NO-AGE
USA | United States of America | Shiloh Hwy Solar |  | USA0062691 | 5 | 36.2700 | -76.0330 | Solar |  |  |  | 2018.0 | Shiloh Hwy 1108 Solar LLC | U.S. Energy Information Administration | http://www.eia.gov/electricity/data/browser/ | U.S. Energy Information Administration |  | 2019 | [6 empty] | 9.779 | U.S. Energy Information Administration |  |  |  |  | 8.14 | SOLAR-V1-NO-AGE | SOLAR-V1-NO-AGE | SOLAR-V1-NO-AGE | SOLAR-V1-NO-AGE | SOLAR-V1-NO-AGE
USA | United States of America | Dement Farm LLC |  | USA0058874 | 5 | 36.2700 | -78.3483 | Solar |  |  |  | 2013.0 | SRE Utility Solar 1 LLC | U.S. Energy Information Administration | http://www.eia.gov/electricity/data/browser/ | U.S. Energy Information Administration |  | 2019 | 2.79 | 9.208 | 9.056000000000001 | 9.143 | 9.15 | 8.775 | 8.93 | U.S. Energy Information Administration |  | 8.25 | 8.77 | 9.39 | 9.79 | NO-ESTIMATION | NO-ESTIMATION | NO-ESTIMATION | NO-ESTIMATION | CAPACITY-FACTOR-V1
USA | United States of America | Baker PV 1 |  | USA0059517 | 5 | 36.2703 | -77.0603 | Solar |  |  |  | 2017.0 | Ecoplexus Inc | U.S. Energy Information Administration | http://www.eia.gov/electricity/data/browser/ | U.S. Energy Information Administration |  | 2019 |  |  |  | 0.016 | 5.555 | 7.817 | 8.764 | U.S. Energy Information Administration |  |  |  |  | 8.14 | HYDRO-V1 | HYDRO-V1 | HYDRO-V1 | HYDRO-V1 | HYDRO-V1
USA | United States of America | Moore Solar Farm |  | USA0058337 | 5 | 36.2732 | -79.7592 | Solar |  |  |  | 2014.0 | Moore Solar Farm LLC | U.S. Energy Information Administration | http://www.eia.gov/electricity/data/browser/ | U.S. Energy Information Administration | 67832 | 2019 | 0.308 | 8.115 | 8.424 | 9.116 | 8.693 | 8.029 | 8.098 | U.S. Energy Information Administration |  |  | 8.74 | 9.51 | 9.67 | HYDRO-V1 | HYDRO-V1 | HYDRO-V1 | HYDRO-V1 | HYDRO-V1
USA | United States of America | NVSS-II |  | USA0062636 | 15 | 36.2751 | -115.9723 | Solar |  |  |  | 2017.0 | NVSS-II | U.S. Energy Information Administration | http://www.eia.gov/electricity/data/browser/ | U.S. Energy Information Administration |  | 2019 | [6 empty] | 3.059 | U.S. Energy Information Administration |  |  |  |  | 24.44 | HYDRO-V1 | HYDRO-V1 | HYDRO-V1 | HYDRO-V1 | HYDRO-V1
USA | United States of America | Owens Valley Solar Project 11 |  | USA0060953 | 1 | 36.2751 | -118.0122 | Solar |  |  |  | 2017.0 | Los Angeles Department of Water & Power | U.S. Energy Information Administration | http://www.eia.gov/electricity/data/browser/ | U.S. Energy Information Administration |  | 2019 |  |  |  | 0.115 | 2.93 | 2.984 | 2.819 | U.S. Energy Information Administration |  |  |  |  | 1.62 | NO-ESTIMATION | NO-ESTIMATION | NO-ESTIMATION | NO-ESTIMATION | CAPACITY-FACTOR-V1
USA | United States of America | BearPond Solar Center LLC |  | USA0058955 | 4.8 | 36.2761 | -78.3772 | Solar |  |  |  | 2015.0 | BearPond Solar Center LLC | U.S. Energy Information Administration | http://www.eia.gov/electricity/data/browser/ | U.S. Energy Information Administration | 69642 | 2019 |  | 0.217 | 9.082 | 13.625 | 8.982 | 8.874 | 8.955 | U.S. Energy Information Administration |  |  |  | 9.80 | 9.8 | NO-ESTIMATION | NO-ESTIMATION | NO-ESTIMATION | NO-ESTIMATION | NO-ESTIMATION
USA | United States of America | Chowan Jehu Solar |  | USA0062693 | 5 | 36.2838 | -76.6023 | Solar |  |  |  | 2018.0 | Chowan Jehu Road Solar LLC | U.S. Energy Information Administration | http://www.eia.gov/electricity/data/browser/ | U.S. Energy Information Administration |  | 2019 | [5 empty] | 8.055 | 9.195 | U.S. Energy Information Administration |  |  |  |  | 8.14 | HYDRO-V1 | HYDRO-V1 | HYDRO-V1 | HYDRO-V1 | HYDRO-V1
USA | United States of America | Husky Solar |  | USA0059510 | 5 | 36.2847 | -79.5667 | Solar |  |  |  | 2017.0 | Cypress Creek Renewables | U.S. Energy Information Administration | http://www.eia.gov/electricity/data/browser/ | U.S. Energy Information Administration |  | 2019 |  |  |  | 0.273 | 8.681000000000001 | 8.353 | 8.844 | U.S. Energy Information Administration |  |  |  |  | 8.14 | NO-ESTIMATION | NO-ESTIMATION | NO-ESTIMATION | NO-ESTIMATION | CAPACITY-FACTOR-V1
USA | United States of America | Martin Creek Farm LLC |  | USA0059124 | 3 | 36.2864 | -78.3861 | Solar |  |  |  | 2014.0 | Martin Creek Farm LLC | U.S. Energy Information Administration | http://www.eia.gov/electricity/data/browser/ | U.S. Energy Information Administration |  | 2019 |  | 4.595 | 5.565 | 5.61 | 5.609 | 5.285 | 4.941 | U.S. Energy Information Administration |  |  | 5.14 | 5.51 | 5.76 | NO-ESTIMATION | NO-ESTIMATION | NO-ESTIMATION | NO-ESTIMATION | CAPACITY-FACTOR-V1
USA | United States of America | PCSP3 Airport |  | USA0058538 | 2.5 | 36.2881 | -78.9861 | Solar |  |  |  | 2011.0 | Carolina Solar Energy LLC | U.S. Energy Information Administration | http://www.eia.gov/electricity/data/browser/ | U.S. Energy Information Administration |  | 2019 | 4.24 | 4.23 | 4.204 | 4.3020000000000005 | 4.154 | 4.051 | 3.733 | U.S. Energy Information Administration | 3.90 | 4.00 | 4.12 | 4.17 | 4.32 | NO-ESTIMATION | NO-ESTIMATION | NO-ESTIMATION | NO-ESTIMATION | CAPACITY-FACTOR-V1
USA | United States of America | Meriwether Farm |  | USA0060579 | 5 | 36.2889 | -78.6046 | Solar |  |  |  | 2016.0 | Meriwether Farm LLC | U.S. Energy Information Administration | http://www.eia.gov/electricity/data/browser/ | U.S. Energy Information Administration |  | 2019 |  |  |  | 2.642 | 9.368 | 9.202 | 9.559 | U.S. Energy Information Administration |  |  |  |  | 10.25 | NO-ESTIMATION | NO-ESTIMATION | NO-ESTIMATION | NO-ESTIMATION | CAPACITY-FACTOR-V1
USA | United States of America | Currin Solar LLC |  | USA0060403 | 5.2 | 36.2896 | -78.6333 | Solar |  |  |  | 2016.0 | Cypress Creek Renewables | U.S. Energy Information Administration | http://www.eia.gov/electricity/data/browser/ | U.S. Energy Information Administration |  | 2019 |  |  | 0.0 | 8.439 | 9.353 | 8.572000000000001 | 8.971 | U.S. Energy Information Administration |  |  |  |  | 10.66 | NO-ESTIMATION | NO-ESTIMATION | NO-ESTIMATION | NO-ESTIMATION | NO-ESTIMATION
USA | United States of America | Aulander Holloman Solar LLC |  | USA0062340 | 80 | 36.2912 | -77.0666 | Solar |  |  |  | 2019.0 | Aulander Holloman Solar LLC | U.S. Energy Information Administration | http://www.eia.gov/electricity/data/browser/ | U.S. Energy Information Administration |  | 2019 | [5 empty] | 0.03861 | 84.78 | U.S. Energy Information Administration |  |  |  |  | 130.36 | NO-ESTIMATION | NO-ESTIMATION | NO-ESTIMATION | NO-ESTIMATION | NO-ESTIMATION
USA | United States of America | Jacob Solar |  | USA0059503 | 5 | 36.2922 | -79.6214 | Solar |  |  |  | 2016.0 | Cypress Creek Renewables | U.S. Energy Information Administration | http://www.eia.gov/electricity/data/browser/ | U.S. Energy Information Administration |  | 2019 |  |  |  | 2.387 | 9.168000000000001 | 8.837 | 9.045 | U.S. Energy Information Administration |  |  |  |  | 10.14 | NO-ESTIMATION | NO-ESTIMATION | NO-ESTIMATION | NO-ESTIMATION | NO-ESTIMATION
USA | United States of America | Ahoskie |  | USA0059795 | 5 | 36.3064 | -76.9931 | Solar |  |  |  | 2018.0 | Soltage LLC | U.S. Energy Information Administration | http://www.eia.gov/electricity/data/browser/ | U.S. Energy Information Administration |  | 2019 | [5 empty] | 7.324 | 7.829 | U.S. Energy Information Administration |  |  |  |  | 8.14 | NO-ESTIMATION | NO-ESTIMATION | NO-ESTIMATION | NO-ESTIMATION | NO-ESTIMATION
USA | United States of America | Simons Farm |  | USA0059149 | 5 | 36.3064 | -76.9972 | Solar |  |  |  | 2016.0 | Cypress Creek Renewables | U.S. Energy Information Administration | http://www.eia.gov/electricity/data/browser/ | U.S. Energy Information Administration |  | 2019 |  |  |  | 4.437 | 9.66 | 9.463000000000001 | 9.492 | U.S. Energy Information Administration |  |  |  |  | 9.1 | HYDRO-V1 | HYDRO-V1 | HYDRO-V1 | HYDRO-V1 | HYDRO-V1
USA | United States of America | Hanford 1 and 2 |  | USA0059300 | 3 | 36.3067 | -119.6292 | Solar |  |  |  | 2014.0 | Sequoia PV 2 LLC | U.S. Energy Information Administration | http://www.eia.gov/electricity/data/browser/ | U.S. Energy Information Administration |  | 2019 |  | 1.6540000000000001 | 6.055 | 6.042 | 5.791 | 5.557 | 5.752 | U.S. Energy Information Administration |  |  | 6.46 | 6.07 | 6.4 | NO-ESTIMATION | NO-ESTIMATION | NO-ESTIMATION | NO-ESTIMATION | CAPACITY-FACTOR-V1
USA | United States of America | Camden Dam Solar LLC |  | USA0062330 | 5 | 36.3118 | -76.1258 | Solar |  |  |  | 2019.0 | Greenbacker Renewable Energy Corporation | U.S. Energy Information Administration | http://www.eia.gov/electricity/data/browser/ | U.S. Energy Information Administration |  | 2019 | [6 empty] | 2.258 | U.S. Energy Information Administration |  |  |  |  | 8.14 | NO-ESTIMATION | NO-ESTIMATION | NO-ESTIMATION | NO-ESTIMATION | NO-ESTIMATION
USA | United States of America | PCIP Solar |  | USA0058305 | 1 | 36.3125 | -78.9675 | Solar |  |  |  | 2011.0 | Greenbacker Renewable Energy Corporation | U.S. Energy Information Administration | http://www.eia.gov/electricity/data/browser/ | U.S. Energy Information Administration |  | 2019 | 1.733 | 1.7530000000000001 | 1.682 | 1.841 | 1.97 | 1.689 | 1.749 | U.S. Energy Information Administration | 1.59 | 1.61 | 1.65 | 1.67 | 1.73 | NO-ESTIMATION | NO-ESTIMATION | NO-ESTIMATION | NO-ESTIMATION | CAPACITY-FACTOR-V1
USA | United States of America | Carol Jean Solar |  | USA0059017 | 4 | 36.3161 | -80.1444 | Solar |  |  |  | 2017.0 | Cypress Creek Renewables | U.S. Energy Information Administration | http://www.eia.gov/electricity/data/browser/ | U.S. Energy Information Administration |  | 2019 |  |  |  | 0.031 | 6.787 | 6.605 | 7.166 | U.S. Energy Information Administration |  |  |  |  | 6.51 | HYDRO-V1 | HYDRO-V1 | HYDRO-V1 | HYDRO-V1 | HYDRO-V1
USA | United States of America | Covington Solar Farm |  | USA0061759 | 10 | 36.3179 | -97.5859 | Solar |  |  |  | 2018.0 | Oklahoma Gas & Electric Co | U.S. Energy Information Administration | http://www.eia.gov/electricity/data/browser/ | U.S. Energy Information Administration |  | 2019 | [5 empty] | 21.496000000000002 | 21.842 | U.S. Energy Information Administration |  |  |  |  | 16.29 | NO-ESTIMATION | NO-ESTIMATION | NO-ESTIMATION | NO-ESTIMATION | CAPACITY-FACTOR-V1
USA | United States of America | Vicksburg Solar |  | USA0059605 | 5 | 36.3250 | -78.3431 | Solar |  |  |  | 2015.0 | Cypress Creek Renewables | U.S. Energy Information Administration | http://www.eia.gov/electricity/data/browser/ | U.S. Energy Information Administration | 69682 | 2019 |  |  | 5.446 | 9.025 | 8.946 | 8.573 | 8.525 | U.S. Energy Information Administration |  |  |  | 9.42 | 9.59 | NO-ESTIMATION | NO-ESTIMATION | NO-ESTIMATION | NO-ESTIMATION | CAPACITY-FACTOR-V1
USA | United States of America | Roxboro Solar Farm LLC |  | USA0061288 | 5 | 36.3268 | -78.6222 | Solar |  |  |  | 2016.0 | Cypress Creek Renewables | U.S. Energy Information Administration | http://www.eia.gov/electricity/data/browser/ | U.S. Energy Information Administration | 67831 | 2019 |  |  |  | 8.744 | 9.282 | 8.771 | 9.239 | U.S. Energy Information Administration |  |  |  |  | 10.25 | NO-ESTIMATION | NO-ESTIMATION | NO-ESTIMATION | NO-ESTIMATION | CAPACITY-FACTOR-V1
USA | United States of America | Sandy Solar |  | USA0062692 | 5 | 36.3300 | -76.0580 | Solar |  |  |  | 2018.0 | Sandy Solar LLC | U.S. Energy Information Administration | http://www.eia.gov/electricity/data/browser/ | U.S. Energy Information Administration |  | 2019 | [5 empty] | 8.534 | 6.509 | U.S. Energy Information Administration |  |  |  |  | 8.14 | NO-ESTIMATION | NO-ESTIMATION | NO-ESTIMATION | NO-ESTIMATION | NO-ESTIMATION
USA | United States of America | Syncarpha El Rito |  | USA0063124 | 1.6 | 36.3317 | -106.1901 | Solar |  |  |  | 2020.0 | Syncarpha El Rito I LLC | U.S. Energy Information Administration | http://www.eia.gov/electricity/data/browser/ | U.S. Energy Information Administration |  | 2019 | [6 empty] | 0.061 | U.S. Energy Information Administration |  |  |  |  | 2.6 | NO-ESTIMATION | NO-ESTIMATION | NO-ESTIMATION | NO-ESTIMATION | CAPACITY-FACTOR-V1
USA | United States of America | Woodland Solar |  | USA0059175 | 5 | 36.3419 | -77.2211 | Solar |  |  |  | 2016.0 | Woodland Solar LLC | U.S. Energy Information Administration | http://www.eia.gov/electricity/data/browser/ | U.S. Energy Information Administration |  | 2019 |  |  |  | 6.058 | 9.479000000000001 | 8.763 | 9.583 | U.S. Energy Information Administration |  |  |  |  | 9.1 | NO-ESTIMATION | NO-ESTIMATION | NO-ESTIMATION | NO-ESTIMATION | CAPACITY-FACTOR-V1
USA | United States of America | Carl Friedrich Gauss Solar |  | USA0060882 | 5 | 36.3458 | -77.6335 | Solar |  |  |  | 2018.0 | Heelstone Energy Holdings LLC | U.S. Energy Information Administration | http://www.eia.gov/electricity/data/browser/ | U.S. Energy Information Administration |  | 2019 | [5 empty] | 0.612 | 6.399 | U.S. Energy Information Administration |  |  |  |  | 8.14 | HYDRO-V1 | HYDRO-V1 | HYDRO-V1 | HYDRO-V1 | HYDRO-V1
USA | United States of America | White Farm Solar LLC |  | USA0060363 | 5.2 | 36.3476 | -77.2224 | Solar |  |  |  | 2016.0 | Cypress Creek Renewables | U.S. Energy Information Administration | http://www.eia.gov/electricity/data/browser/ | U.S. Energy Information Administration |  | 2019 |  |  |  | 2.588 | 10.162 | 8.903 | 9.978 | U.S. Energy Information Administration |  |  |  |  | 9.47 | HYDRO-V1 | HYDRO-V1 | HYDRO-V1 | HYDRO-V1 | HYDRO-V1
USA | United States of America | HXNAir Solar One |  | USA0060209 | 5 | 36.3487 | -77.6315 | Solar |  |  |  | 2018.0 | HXNAir Solar One LLC | U.S. Energy Information Administration | http://www.eia.gov/electricity/data/browser/ | U.S. Energy Information Administration |  | 2019 |  |  |  |  | 0.015 | 0.299 | 9.144 | U.S. Energy Information Administration |  |  |  |  | 8.14 | HYDRO-V1 | HYDRO-V1 | HYDRO-V1 | HYDRO-V1 | HYDRO-V1
USA | United States of America | River Road Solar LLC |  | USA0060487 | 5 | 36.3510 | -76.8420 | Solar |  |  |  | 2016.0 | River Road Solar LLC | U.S. Energy Information Administration | http://www.eia.gov/electricity/data/browser/ | U.S. Energy Information Administration |  | 2019 |  |  |  | 1.933 | 8.142 | 7.833 | 5.57 | U.S. Energy Information Administration |  |  |  |  | 9.1 | HYDRO-V1 | HYDRO-V1 | HYDRO-V1 | HYDRO-V1 | HYDRO-V1
USA | United States of America | Wortham Solar Farm |  | USA0060361 | 5 | 36.3525 | -78.3763 | Solar |  |  |  | 2016.0 | Cypress Creek Renewables | U.S. Energy Information Administration | http://www.eia.gov/electricity/data/browser/ | U.S. Energy Information Administration |  | 2019 |  |  |  | 2.196 | 8.979000000000001 | 8.783 | 9.116 | U.S. Energy Information Administration |  |  |  |  | 10.01 | HYDRO-V1 | HYDRO-V1 | HYDRO-V1 | HYDRO-V1 | HYDRO-V1
USA | United States of America | Crestwood Solar Center LLC |  | USA0059914 | 5 | 36.3535 | -78.5842 | Solar |  |  |  | 2016.0 | SRE Utility Solar 1 LLC | U.S. Energy Information Administration | http://www.eia.gov/electricity/data/browser/ | U.S. Energy Information Administration |  | 2019 |  |  |  | 6.723 | 9.364 | 8.679 | 9.114 | U.S. Energy Information Administration |  |  |  |  | 10.25 | HYDRO-V1 | HYDRO-V1 | HYDRO-V1 | HYDRO-V1 | HYDRO-V1
USA | United States of America | RE-VFO LLC |  | USA0063455 | 1 | 36.3537 | -119.4008 | Solar |  |  |  | 2009.0 | RE-VFO LLC | U.S. Energy Information Administration | http://www.eia.gov/electricity/data/browser/ | U.S. Energy Information Administration |  | 2019 | [6 empty] | 1.931 | U.S. Energy Information Administration |  |  |  |  | 1.62 | HYDRO-V1 | HYDRO-V1 | HYDRO-V1 | HYDRO-V1 | HYDRO-V1
USA | United States of America | Downs Farm Solar |  | USA0059429 | 5 | 36.3619 | -76.9169 | Solar |  |  |  | 2015.0 | Cypress Creek Renewables | U.S. Energy Information Administration | http://www.eia.gov/electricity/data/browser/ | U.S. Energy Information Administration |  | 2019 |  |  | 0.5690000000000001 | 7.783 | 8.511000000000001 | 8.605 | 8.56 | U.S. Energy Information Administration |  |  |  | 8.51 | 9.1 | HYDRO-V1 | HYDRO-V1 | HYDRO-V1 | HYDRO-V1 | HYDRO-V1
USA | United States of America | Cornwall Solar Center LLC |  | USA0059663 | 5 | 36.3669 | -78.6261 | Solar |  |  |  | 2016.0 | SRE Utility Solar 1 LLC | U.S. Energy Information Administration | http://www.eia.gov/electricity/data/browser/ | U.S. Energy Information Administration |  | 2019 |  |  |  | 0.596 | 9.698 | 8.809000000000001 | 9.356 | U.S. Energy Information Administration |  |  |  |  | 10.25 | NO-ESTIMATION | NO-ESTIMATION | NO-ESTIMATION | NO-ESTIMATION | NO-ESTIMATION
USA | United States of America | Cork Oak Solar |  | USA0060637 | 20 | 36.3710 | -77.5710 | Solar |  |  |  | 2018.0 | Cork Oak Solar LLC | U.S. Energy Information Administration | http://www.eia.gov/electricity/data/browser/ | U.S. Energy Information Administration |  | 2019 |  |  |  |  | 0.025 | 33.778 | 39.872 | U.S. Energy Information Administration |  |  |  |  | 32.59 | HYDRO-V1 | HYDRO-V1 | HYDRO-V1 | HYDRO-V1 | HYDRO-V1
USA | United States of America | Spring Valley Farm 2 LLC |  | USA0059593 | 5 | 36.3711 | -78.4153 | Solar |  |  |  | 2017.0 | Spring Valley Farm 2 LLC | U.S. Energy Information Administration | http://www.eia.gov/electricity/data/browser/ | U.S. Energy Information Administration |  | 2019 |  |  |  |  | 8.642 | 9.114 | 9.457 | U.S. Energy Information Administration |  |  |  |  | 8.14 | HYDRO-V1 | HYDRO-V1 | HYDRO-V1 | HYDRO-V1 | HYDRO-V1
USA | United States of America | BRE |  | USA0059706 | 5 | 36.3725 | -78.5985 | Solar |  |  |  | 2016.0 | SRE Utility Solar 1 LLC | U.S. Energy Information Administration | http://www.eia.gov/electricity/data/browser/ | U.S. Energy Information Administration | 70026 | 2019 |  |  | 0.319 | 9.246 | 9.254 | 8.478 | 8.647 | U.S. Energy Information Administration |  |  |  |  | 10.25 | NO-ESTIMATION | NO-ESTIMATION | NO-ESTIMATION | NO-ESTIMATION | CAPACITY-FACTOR-V1
USA | United States of America | Winton Solar |  | USA0059177 | 5 | 36.3750 | -76.9389 | Solar |  |  |  | 2016.0 | Winton Solar LLC | U.S. Energy Information Administration | http://www.eia.gov/electricity/data/browser/ | U.S. Energy Information Administration | 70348 | 2019 |  |  |  | 7.868 | 6.1770000000000005 | 9.179 | 8.682 | U.S. Energy Information Administration |  |  |  |  | 9.1 | NO-ESTIMATION | NO-ESTIMATION | NO-ESTIMATION | NO-ESTIMATION | NO-ESTIMATION
USA | United States of America | Whitney Point Solar |  | USA0060975 | 20 | 36.3769 | -120.1385 | Solar |  |  |  | 2017.0 | Whitney Point Solar LLC | U.S. Energy Information Administration | http://www.eia.gov/electricity/data/browser/ | U.S. Energy Information Administration |  | 2019 |  |  |  |  | 36.941 | 52.778 | 51.662 | U.S. Energy Information Administration |  |  |  |  | 32.59 | NO-ESTIMATION | NO-ESTIMATION | NO-ESTIMATION | NO-ESTIMATION | NO-ESTIMATION
USA | United States of America | Westside Solar Station |  | USA0057499 | 15 | 36.3787 | -120.1249 | Solar |  |  |  | 2011.0 | Pacific Gas & Electric Co. | U.S. Energy Information Administration | http://www.eia.gov/electricity/data/browser/ | U.S. Energy Information Administration | 64647 | 2019 | 32.642 | 32.102000000000004 | 28.713 | 30.612000000000002 | 25.383 | 28.708000000000002 | 27.663 | U.S. Energy Information Administration | 35.33 | 33.62 | 34.09 | 26.40 | 29.98 | NO-ESTIMATION | NO-ESTIMATION | NO-ESTIMATION | NO-ESTIMATION | CAPACITY-FACTOR-V1
USA | United States of America | NextEra Westside PV |  | USA0060981 | 20 | 36.3818 | -120.1345 | Solar |  |  |  | 2017.0 | Westside Solar LLC | U.S. Energy Information Administration | http://www.eia.gov/electricity/data/browser/ | U.S. Energy Information Administration |  | 2019 |  |  |  |  | 46.016 | 53.757 | 50.747 | U.S. Energy Information Administration |  |  |  |  | 32.59 | NO-ESTIMATION | NO-ESTIMATION | NO-ESTIMATION | NO-ESTIMATION | CAPACITY-FACTOR-V1
USA | United States of America | Five Points Solar Park |  | USA0059523 | 60 | 36.3869 | -120.2367 | Solar |  |  |  | 2016.0 | Five Points Solar Park LLC | U.S. Energy Information Administration | http://www.eia.gov/electricity/data/browser/ | U.S. Energy Information Administration | 70675 | 2019 |  |  |  | 42.913000000000004 | 148.982 | 162.129 | 144.532 | U.S. Energy Information Administration |  |  |  |  | 145.13 | NO-ESTIMATION | NO-ESTIMATION | NO-ESTIMATION | NO-ESTIMATION | CAPACITY-FACTOR-V1
USA | United States of America | Ivanhoe Solar |  | USA0058307 | 3.5 | 36.3875 | -119.2550 | Solar |  |  |  | 2014.0 | Tulare PV I LLC | U.S. Energy Information Administration | http://www.eia.gov/electricity/data/browser/ | U.S. Energy Information Administration |  | 2019 |  | 6.722 | 6.945 | 6.835 | 6.583 | 6.408 | 6.593 | U.S. Energy Information Administration |  |  | 7.50 | 6.93 | 7.45 | NO-ESTIMATION | NO-ESTIMATION | NO-ESTIMATION | NO-ESTIMATION | CAPACITY-FACTOR-V1
USA | United States of America | Apex Solar PV Power Project |  | USA0058489 | 20 | 36.3900 | -114.9700 | Solar |  |  |  | 2012.0 | Southern Power Co | U.S. Energy Information Administration | http://www.eia.gov/electricity/data/browser/ | U.S. Energy Information Administration | 60402 | 2019 | 52.707 | 52.286 | 48.93 | 52.232 | 51.808 | 51.953 | 51.306 | U.S. Energy Information Administration | 43.65 | 44.37 | 46.14 | 42.23 | 41.16 | NO-ESTIMATION | NO-ESTIMATION | NO-ESTIMATION | NO-ESTIMATION | CAPACITY-FACTOR-V1
USA | United States of America | Market Farm |  | USA0059105 | 4.9 | 36.3903 | -79.6472 | Solar |  |  |  | 2014.0 | Palmetto Power Management LLC | U.S. Energy Information Administration | http://www.eia.gov/electricity/data/browser/ | U.S. Energy Information Administration |  | 2019 |  | 1.123 | 8.646 | 9.273 | 8.836 | 8.323 | 7 | U.S. Energy Information Administration |  |  | 8.56 | 9.28 | 9.74 | NO-ESTIMATION | NO-ESTIMATION | NO-ESTIMATION | NO-ESTIMATION | CAPACITY-FACTOR-V1
USA | United States of America | Mountain View Solar |  | USA0058544 | 20 | 36.3906 | -114.9644 | Solar |  |  |  | 2014.0 | NextEra Energy Mountain View Solar | U.S. Energy Information Administration | http://www.eia.gov/electricity/data/browser/ | U.S. Energy Information Administration | 65010 | 2019 |  | 53.248000000000005 | 53.326 | 53.118 | 53.496 | 54.375 | 53.154 | U.S. Energy Information Administration |  |  | 46.25 | 44.42 | 49.88 | NO-ESTIMATION | NO-ESTIMATION | NO-ESTIMATION | NO-ESTIMATION | CAPACITY-FACTOR-V1
USA | United States of America | Kelly Solar LLC |  | USA0061219 | 5 | 36.3912 | -78.4490 | Solar |  |  |  | 2018.0 | Soltage LLC | U.S. Energy Information Administration | http://www.eia.gov/electricity/data/browser/ | U.S. Energy Information Administration |  | 2019 | [5 empty] | 3.322 | 9.699 | U.S. Energy Information Administration |  |  |  |  | 8.14 | HYDRO-V1 | HYDRO-V1 | HYDRO-V1 | HYDRO-V1 | HYDRO-V1
USA | United States of America | Sunflower Solar |  | USA0060638 | 16 | 36.3950 | -77.5930 | Solar |  |  |  | 2018.0 | Sunflower Solar LLC | U.S. Energy Information Administration | http://www.eia.gov/electricity/data/browser/ | U.S. Energy Information Administration |  | 2019 |  |  |  |  | 0.02 | 27.554000000000002 | 32.95 | U.S. Energy Information Administration |  |  |  |  | 26.07 | NO-ESTIMATION | NO-ESTIMATION | NO-ESTIMATION | NO-ESTIMATION | CAPACITY-FACTOR-V1
USA | United States of America | Stainback Solar Farm |  | USA0060257 | 5 | 36.3953 | -78.3283 | Solar |  |  |  | 2016.0 | Cypress Creek Renewables | U.S. Energy Information Administration | http://www.eia.gov/electricity/data/browser/ | U.S. Energy Information Administration |  | 2019 |  |  |  | 2.126 | 9.982000000000001 | 9.213000000000001 | 9.73 | U.S. Energy Information Administration |  |  |  |  | 10.01 | NO-ESTIMATION | NO-ESTIMATION | NO-ESTIMATION | NO-ESTIMATION | CAPACITY-FACTOR-V1
USA | United States of America | Springer Solar 1 |  | USA0059560 | 1 | 36.3981 | -104.5942 | Solar |  |  |  | 2015.0 | Springer Electric Coop Inc | U.S. Energy Information Administration | http://www.eia.gov/electricity/data/browser/ | U.S. Energy Information Administration | 70860 | 2019 |  |  | 1.67 | 2.581 | 2.493 | 2.5380000000000003 | 2.455 | U.S. Energy Information Administration |  |  |  | 2.03 | 2.32 | HYDRO-V1 | HYDRO-V1 | HYDRO-V1 | HYDRO-V1 | HYDRO-V1
USA | United States of America | Five Points Solar Station |  | USA0057498 | 15 | 36.4003 | -120.1033 | Solar |  |  |  | 2011.0 | Pacific Gas & Electric Co. | U.S. Energy Information Administration | http://www.eia.gov/electricity/data/browser/ | U.S. Energy Information Administration | 70675 | 2019 | 28.338 | 28.299 | 25.471 | 29.839000000000002 | 27.708000000000002 | 28.699 | 26.209 | U.S. Energy Information Administration | 35.33 | 33.62 | 34.09 | 26.40 | 29.88 | NO-ESTIMATION | NO-ESTIMATION | NO-ESTIMATION | NO-ESTIMATION | CAPACITY-FACTOR-V1
USA | United States of America | Red Hill Solar Center LLC |  | USA0059760 | 5 | 36.4044 | -78.1411 | Solar |  |  |  | 2015.0 | SRE Utility Solar 1 LLC | U.S. Energy Information Administration | http://www.eia.gov/electricity/data/browser/ | U.S. Energy Information Administration | 69639 | 2019 |  | 0.001 | 8.912 | 9.319 | 9.081 | 8.426 | 8.558 | U.S. Energy Information Administration |  |  |  | 9.42 | 10.01 | NO-ESTIMATION | NO-ESTIMATION | NO-ESTIMATION | NO-ESTIMATION | NO-ESTIMATION
USA | United States of America | Playa Solar 1 LLC |  | USA0059827 | 79 | 36.4080 | -114.9080 | Solar |  |  |  | 2017.0 | EDF Renewable Asset Holdings Inc. | U.S. Energy Information Administration | http://www.eia.gov/electricity/data/browser/ | U.S. Energy Information Administration |  | 2019 |  |  |  |  | 138.354 | 214.556 | 208.122 | U.S. Energy Information Administration |  |  |  |  | 128.73 | NO-ESTIMATION | NO-ESTIMATION | NO-ESTIMATION | NO-ESTIMATION | CAPACITY-FACTOR-V1
USA | United States of America | Playa Solar 2 |  | USA0060261 | 100 | 36.4080 | -114.9080 | Solar |  |  |  | 2017.0 | EDF Renewable Asset Holdings Inc. | U.S. Energy Information Administration | http://www.eia.gov/electricity/data/browser/ | U.S. Energy Information Administration |  | 2019 |  |  |  |  | 64.872 | 295.201 | 289.341 | U.S. Energy Information Administration |  |  |  |  | 162.95 | HYDRO-V1 | HYDRO-V1 | HYDRO-V1 | HYDRO-V1 | HYDRO-V1
USA | United States of America | Granville Solar PV Power Project |  | USA0058487 | 2.5 | 36.4117 | -78.5939 | Solar |  |  |  | 2012.0 | Southern Power Co | U.S. Energy Information Administration | http://www.eia.gov/electricity/data/browser/ | U.S. Energy Information Administration | 66207 | 2019 | 4.288 | 4.613 | 4.154 | 4.633 | 4.5600000000000005 | 4.672 | 5.02 | U.S. Energy Information Administration | 3.92 | 4.02 | 4.15 | 4.50 | 4.35 | HYDRO-V1 | HYDRO-V1 | HYDRO-V1 | HYDRO-V1 | HYDRO-V1
USA | United States of America | Warrenton I Solar |  | USA0062100 | 4.9 | 36.4120 | -78.1780 | Solar |  |  |  | 2019.0 | Warrenton Solar I LLC | U.S. Energy Information Administration | http://www.eia.gov/electricity/data/browser/ | U.S. Energy Information Administration |  | 2019 | [5 empty] | 0.0 | 7.432 | U.S. Energy Information Administration |  |  |  |  | 7.98 | HYDRO-V1 | HYDRO-V1 | HYDRO-V1 | HYDRO-V1 | HYDRO-V1
USA | United States of America | Yanceyville Farm 2 LLC |  | USA0059113 | 5 | 36.4139 | -79.3169 | Solar |  |  |  | 2015.0 | Yanceyville Farm 2 LLC | U.S. Energy Information Administration | http://www.eia.gov/electricity/data/browser/ | U.S. Energy Information Administration | 67836 | 2019 |  |  | 6.339 | 9.6 | 9.413 | 8.792 | 6.551 | U.S. Energy Information Administration |  |  |  | 9.51 | 10.29 | HYDRO-V1 | HYDRO-V1 | HYDRO-V1 | HYDRO-V1 | HYDRO-V1
USA | United States of America | Stagecoach Solar |  | USA0059604 | 5 | 36.4147 | -78.4597 | Solar |  |  |  | 2015.0 | Cypress Creek Renewables | U.S. Energy Information Administration | http://www.eia.gov/electricity/data/browser/ | U.S. Energy Information Administration |  | 2019 |  |  | 4.662 | 8.856 | 9.056000000000001 | 7.852 | 8.986 | U.S. Energy Information Administration |  |  |  | 9.43 | 10.21 | NO-ESTIMATION | NO-ESTIMATION | NO-ESTIMATION | NO-ESTIMATION | CAPACITY-FACTOR-V1
USA | United States of America | Warrenton Farm |  | USA0058312 | 4 | 36.4150 | -78.1711 | Solar |  |  |  | 2013.0 | Palmetto Power Management LLC | U.S. Energy Information Administration | http://www.eia.gov/electricity/data/browser/ | U.S. Energy Information Administration |  | 2019 | 7.886 | 7.687 | 7.562 | 7.75 | 7.883 | 7.0920000000000005 | 8.232 | U.S. Energy Information Administration |  | 6.34 | 6.72 | 7.18 | 7.47 | HYDRO-V1 | HYDRO-V1 | HYDRO-V1 | HYDRO-V1 | HYDRO-V1
USA | United States of America | American Legion PV 1 |  | USA0059516 | 16 | 36.4183 | -77.6558 | Solar |  |  |  | 2018.0 | Ecoplexus Inc | U.S. Energy Information Administration | http://www.eia.gov/electricity/data/browser/ | U.S. Energy Information Administration |  | 2019 |  |  |  |  | 0.095 | 23.009 | 25.201 | U.S. Energy Information Administration |  |  |  |  | 26.07 | NO-ESTIMATION | NO-ESTIMATION | NO-ESTIMATION | NO-ESTIMATION | CAPACITY-FACTOR-V1
USA | United States of America | Benthall Bridge PV 1 |  | USA0059515 | 5 | 36.4200 | -77.1003 | Solar |  |  |  | 2017.0 | Ecoplexus Inc | U.S. Energy Information Administration | http://www.eia.gov/electricity/data/browser/ | U.S. Energy Information Administration |  | 2019 |  |  |  | 0.001 | 8.292 | 8.418000000000001 | 4.475 | U.S. Energy Information Administration |  |  |  |  | 8.14 | NO-ESTIMATION | NO-ESTIMATION | NO-ESTIMATION | NO-ESTIMATION | CAPACITY-FACTOR-V1
USA | United States of America | Morgan's Corner |  | USA0060422 | 20 | 36.4211 | -76.3642 | Solar |  |  |  | 2016.0 | Virginia Electric & Power Co | U.S. Energy Information Administration | http://www.eia.gov/electricity/data/browser/ | U.S. Energy Information Administration | 69608 | 2019 |  |  | 0.117 | 33.104 | 33.448 | 27.862000000000002 | 29.487 | U.S. Energy Information Administration |  |  |  |  | 42.81 | NO-ESTIMATION | NO-ESTIMATION | NO-ESTIMATION | NO-ESTIMATION | CAPACITY-FACTOR-V1
USA | United States of America | Bolton Farm |  | USA0058349 | 5 | 36.4216 | -78.1323 | Solar |  |  |  | 2013.0 | Bolton Farm LLC | U.S. Energy Information Administration | http://www.eia.gov/electricity/data/browser/ | U.S. Energy Information Administration | 67849 | 2019 | 3.873 | 9.367 | 9.259 | 9.114 | 9.290000000000001 | 8.736 | 8.885 | U.S. Energy Information Administration |  | 8.25 | 8.77 | 9.31 | 9.96 | HYDRO-V1 | HYDRO-V1 | HYDRO-V1 | HYDRO-V1 | HYDRO-V1
USA | United States of America | Solar Star North Carolina II LLC |  | USA0057435 | 6.5 | 36.4250 | -77.0640 | Solar |  |  |  | 2012.0 | Solar Star North Carolina II LLC | U.S. Energy Information Administration | http://www.eia.gov/electricity/data/browser/ | U.S. Energy Information Administration |  | 2019 | 10.120000000000001 | 10.268 | 10.057 | 9.472 | 9.537 | 9.346 | 6.723 | U.S. Energy Information Administration | 10.73 | 10.67 | 11.40 | 10.82 | 10.87 | HYDRO-V1 | HYDRO-V1 | HYDRO-V1 | HYDRO-V1 | HYDRO-V1
USA | United States of America | Cantua Solar Station |  | USA0057522 | 20 | 36.4251 | -120.3435 | Solar |  |  |  | 2012.0 | Pacific Gas & Electric Co. | U.S. Energy Information Administration | http://www.eia.gov/electricity/data/browser/ | U.S. Energy Information Administration |  | 2019 | 48.175000000000004 | 43.209 | 42.547000000000004 | 43.802 | 39.822 | 42.223 | 40.365 | U.S. Energy Information Administration | 43.08 | 44.60 | 47.24 | 42.23 | 41 | NO-ESTIMATION | NO-ESTIMATION | NO-ESTIMATION | NO-ESTIMATION | CAPACITY-FACTOR-V1
USA | United States of America | Yanceyville Farm 3 LLC |  | USA0060240 | 4.9 | 36.4286 | -79.3489 | Solar |  |  |  | 2016.0000000000002 | Yanceyville Farm 3 LLC | U.S. Energy Information Administration | http://www.eia.gov/electricity/data/browser/ | U.S. Energy Information Administration | 67836 | 2019 |  |  | 0.029 | 9.204 | 9.234 | 8.626 | 8.693 | U.S. Energy Information Administration |  |  |  |  | 10.13 | NO-ESTIMATION | NO-ESTIMATION | NO-ESTIMATION | NO-ESTIMATION | CAPACITY-FACTOR-V1
USA | United States of America | Sun Devil Solar |  | USA0059505 | 5 | 36.4320 | -77.9703 | Solar |  |  |  | 2016.0 | Cypress Creek Renewables | U.S. Energy Information Administration | http://www.eia.gov/electricity/data/browser/ | U.S. Energy Information Administration | 102160 | 2019 |  |  | 0.114 | 8.891 | 8.93 | 8.422 | 8.746 | U.S. Energy Information Administration |  |  |  |  | 9.84 | NO-ESTIMATION | NO-ESTIMATION | NO-ESTIMATION | NO-ESTIMATION | CAPACITY-FACTOR-V1
USA | United States of America | Shawboro PV1 |  | USA0059155 | 20 | 36.4333 | -76.0872 | Solar |  |  |  | 2015.0 | Fresh Air Energy X LLC | U.S. Energy Information Administration | http://www.eia.gov/electricity/data/browser/ | U.S. Energy Information Administration | 69439 | 2019 |  |  | 0.579 | 37.583 | 38.6 | 37.945 | 33.552 | U.S. Energy Information Administration |  |  |  | 38.28 | 44.34 | NO-ESTIMATION | NO-ESTIMATION | NO-ESTIMATION | NO-ESTIMATION | CAPACITY-FACTOR-V1
USA | United States of America | Northern Cardinal Solar |  | USA0060992 | 2 | 36.4333 | -77.7197 | Solar |  |  |  | 2018.0 | Terraform Arcadia | U.S. Energy Information Administration | http://www.eia.gov/electricity/data/browser/ | U.S. Energy Information Administration |  | 2019 | [5 empty] | 1.326 | 3.303 | U.S. Energy Information Administration |  |  |  |  | 3.25 | NO-ESTIMATION | NO-ESTIMATION | NO-ESTIMATION | NO-ESTIMATION | CAPACITY-FACTOR-V1
USA | United States of America | Kenneth Solar |  | USA0059507 | 3 | 36.4338 | -78.1526 | Solar |  |  |  | 2016.0 | Cypress Creek Renewables | U.S. Energy Information Administration | http://www.eia.gov/electricity/data/browser/ | U.S. Energy Information Administration |  | 2019 |  |  |  | 5.017 | 5.229 | 4.82 | 4.949 | U.S. Energy Information Administration |  |  |  |  | 5.78 | SOLAR-V1-NO-AGE | SOLAR-V1-NO-AGE | SOLAR-V1-NO-AGE | SOLAR-V1-NO-AGE | SOLAR-V1-NO-AGE
USA | United States of America | Schell Solar Farm |  | USA0059591 | 5 | 36.4356 | -77.5664 | Solar |  |  |  | 2017.0 | Heelstone Energy Holdings LLC | U.S. Energy Information Administration | http://www.eia.gov/electricity/data/browser/ | U.S. Energy Information Administration |  | 2019 |  |  |  | 0.163 | 9.141 | 8.698 | 9.192 | U.S. Energy Information Administration |  |  |  |  | 8.14 | SOLAR-V1-NO-AGE | SOLAR-V1-NO-AGE | SOLAR-V1-NO-AGE | SOLAR-V1-NO-AGE | SOLAR-V1-NO-AGE
USA | United States of America | Perkins Solar LLC |  | USA0060629 | 2 | 36.4374 | -78.9720 | Solar |  |  |  | 2016.0 | Cypress Creek Renewables | U.S. Energy Information Administration | http://www.eia.gov/electricity/data/browser/ | U.S. Energy Information Administration |  | 2019 |  |  |  | 0.46 | 3.883 | 3.641 | 3.795 | U.S. Energy Information Administration |  |  |  |  | 3.93 | SOLAR-V1-NO-AGE | SOLAR-V1-NO-AGE | SOLAR-V1-NO-AGE | SOLAR-V1-NO-AGE | SOLAR-V1-NO-AGE
USA | United States of America | Sugar Run Solar |  | USA0060189 | 5 | 36.4378 | -76.5978 | Solar |  |  |  | 2016.0 | Sugar Run Solar LLC | U.S. Energy Information Administration | http://www.eia.gov/electricity/data/browser/ | U.S. Energy Information Administration |  | 2019 |  |  | 0.0 | 9.239 | 10.215 | 9.743 | 10.326 | U.S. Energy Information Administration |  |  |  |  | 9.1 | SOLAR-V1-NO-AGE | SOLAR-V1-NO-AGE | SOLAR-V1-NO-AGE | SOLAR-V1-NO-AGE | SOLAR-V1-NO-AGE
USA | United States of America | Yanceyville Farm |  | USA0058343 | 5 | 36.4394 | -79.2789 | Solar |  |  |  | 2014.0 | Palmetto Power Management LLC | U.S. Energy Information Administration | http://www.eia.gov/electricity/data/browser/ | U.S. Energy Information Administration | 67836 | 2019 | 0.28600000000000003 | 8.751 | 8.870000000000001 | 9.371 | 8.967 | 8.290000000000001 | 7.963 | U.S. Energy Information Administration |  |  | 8.74 | 9.47 | 10.12 | SOLAR-V1-NO-AGE | SOLAR-V1-NO-AGE | SOLAR-V1-NO-AGE | SOLAR-V1-NO-AGE | SOLAR-V1-NO-AGE
USA | United States of America | Turkey Creek PV1 |  | USA0060000 | 13.5 | 36.4414 | -77.1356 | Solar |  |  |  | 2017.0 | Fresh Air Energy XXXV LLC | U.S. Energy Information Administration | http://www.eia.gov/electricity/data/browser/ | U.S. Energy Information Administration |  | 2019 |  |  |  |  | 9.675 | 22.448 | 24.587 | U.S. Energy Information Administration |  |  |  |  | 21.99 | SOLAR-V1-NO-AGE | SOLAR-V1-NO-AGE | SOLAR-V1-NO-AGE | SOLAR-V1-NO-AGE | SOLAR-V1-NO-AGE
USA | United States of America | Halifax |  | USA0058943 | 20 | 36.4419 | -77.7114 | Solar |  |  |  | 2015.0 | HXOap Solar One LLC | U.S. Energy Information Administration | http://www.eia.gov/electricity/data/browser/ | U.S. Energy Information Administration |  | 2019 |  | 0.0 | 27.964000000000002 | 30.097 | 17.086000000000002 | 33.511 | 37.018 | U.S. Energy Information Administration |  |  |  | 35.03 | 39.08 | SOLAR-V1-NO-AGE | SOLAR-V1-NO-AGE | SOLAR-V1-NO-AGE | SOLAR-V1-NO-AGE | SOLAR-V1-NO-AGE
USA | United States of America | Phelps 158 Solar Farm |  | USA0061134 | 5 | 36.4426 | -77.1615 | Solar |  |  |  | 2018.0 | Greenbacker Renewable Energy Corporation | U.S. Energy Information Administration | http://www.eia.gov/electricity/data/browser/ | U.S. Energy Information Administration |  | 2019 | [5 empty] | 8.104000000000001 | 9.16 | U.S. Energy Information Administration |  |  |  |  | 8.14 | SOLAR-V1-NO-AGE | SOLAR-V1-NO-AGE | SOLAR-V1-NO-AGE | SOLAR-V1-NO-AGE | SOLAR-V1-NO-AGE
USA | United States of America | SoINCPower6 LLC |  | USA0059856 | 5 | 36.4430 | -76.5810 | Solar |  |  |  | 2015.0 | SolNCPower6 LLC | U.S. Energy Information Administration | http://www.eia.gov/electricity/data/browser/ | U.S. Energy Information Administration |  | 2019 |  |  | 0.53 | 9.621 | 11.004 | 10.736 | 7.382 | U.S. Energy Information Administration |  |  |  | 9.21 | 9.1 | NO-ESTIMATION | NO-ESTIMATION | NO-ESTIMATION | NO-ESTIMATION | CAPACITY-FACTOR-V1
USA | United States of America | Gates Solar LLC |  | USA0058673 | 5 | 36.4508 | -76.8036 | Solar |  |  |  | 2016.0 | Oppidum Renewables USA LLC | U.S. Energy Information Administration | http://www.eia.gov/electricity/data/browser/ | U.S. Energy Information Administration | 102155 | 2019 |  |  | 0.0 | 10.166 | 9.216000000000001 | 9.527000000000001 | 9.64 | U.S. Energy Information Administration |  |  |  |  | 8.67 | SOLAR-V1-NO-AGE | SOLAR-V1-NO-AGE | SOLAR-V1-NO-AGE | SOLAR-V1-NO-AGE | SOLAR-V1-NO-AGE
USA | United States of America | Vaughn Creek PV1 |  | USA0060001 | 20 | 36.4510 | -77.1206 | Solar |  |  |  | 2018.0 | Ecoplexus Inc | U.S. Energy Information Administration | http://www.eia.gov/electricity/data/browser/ | U.S. Energy Information Administration |  | 2019 |  |  |  |  | 0.0 | 37.733000000000004 | 42.293 | U.S. Energy Information Administration |  |  |  |  | 32.59 | SOLAR-V1-NO-AGE | SOLAR-V1-NO-AGE | SOLAR-V1-NO-AGE | SOLAR-V1-NO-AGE | SOLAR-V1-NO-AGE
USA | United States of America | Wagstaff Farm 1 |  | USA0058862 | 5 | 36.4587 | -78.9567 | Solar |  |  |  | 2013.0 | Wagstaff Farm LLC | U.S. Energy Information Administration | http://www.eia.gov/electricity/data/browser/ | U.S. Energy Information Administration | 67842 | 2019 |  | 9.229000000000001 | 9.017 | 9.74 | 9.283 | 8.782 | 8.135 | U.S. Energy Information Administration |  | 8.39 | 8.69 | 9.34 | 10.11 | SOLAR-V1-NO-AGE | SOLAR-V1-NO-AGE | SOLAR-V1-NO-AGE | SOLAR-V1-NO-AGE | SOLAR-V1-NO-AGE
USA | United States of America | Ararat Rock Solar LLC |  | USA0058492 | 3.5 | 36.4611 | -80.6006 | Solar |  |  |  | 2012.0 | Oppidum Renewables USA LLC | U.S. Energy Information Administration | http://www.eia.gov/electricity/data/browser/ | U.S. Energy Information Administration | 66656 | 2019 | 5.971 | 6.088 | 5.981 | 6.367 | 5.946 | 5.614 | 5.508 | U.S. Energy Information Administration | 5.42 | 5.49 | 5.74 | 6.32 | 5.43 | SOLAR-V1-NO-AGE | SOLAR-V1-NO-AGE | SOLAR-V1-NO-AGE | SOLAR-V1-NO-AGE | SOLAR-V1-NO-AGE
USA | United States of America | Woodsdale Farm LLC |  | USA0063272 | 2 | 36.4640 | -78.9500 | Solar |  |  |  | 2018.0 | Alchemy Renewable Energy | U.S. Energy Information Administration | http://www.eia.gov/electricity/data/browser/ | U.S. Energy Information Administration |  | 2019 | [6 empty] | 2.874 | U.S. Energy Information Administration |  |  |  |  | 3.25 | SOLAR-V1-NO-AGE | SOLAR-V1-NO-AGE | SOLAR-V1-NO-AGE | SOLAR-V1-NO-AGE | SOLAR-V1-NO-AGE
USA | United States of America | Long Farm 46 Solar LLC |  | USA0060208 | 5 | 36.4670 | -77.6180 | Solar |  |  |  | 2016.0 | Long Farm 46 Solar LLC | U.S. Energy Information Administration | http://www.eia.gov/electricity/data/browser/ | U.S. Energy Information Administration | 70257 | 2019 |  |  |  | 8.18 | 8.004 | 7.775 | 8.848 | U.S. Energy Information Administration |  |  |  |  | 9.36 | SOLAR-V1-NO-AGE | SOLAR-V1-NO-AGE | SOLAR-V1-NO-AGE | SOLAR-V1-NO-AGE | SOLAR-V1-NO-AGE
USA | United States of America | Garysburg Solar |  | USA0059641 | 5 | 36.4680 | -77.5920 | Solar |  |  |  | 2016.0 | Garysburg Solar LLC | U.S. Energy Information Administration | http://www.eia.gov/electricity/data/browser/ | U.S. Energy Information Administration | 70352 | 2019 |  |  |  | 6.821 | 9.105 | 8.737 | 9.215 | U.S. Energy Information Administration |  |  |  |  | 9.36 | SOLAR-V1-NO-AGE | SOLAR-V1-NO-AGE | SOLAR-V1-NO-AGE | SOLAR-V1-NO-AGE | SOLAR-V1-NO-AGE
USA | United States of America | Cimarron Solar Facility |  | USA0057243 | 30.6 | 36.4681 | -104.6357 | Solar |  |  |  | 2011.0 | Southern Power Co | U.S. Energy Information Administration | http://www.eia.gov/electricity/data/browser/ | U.S. Energy Information Administration | 59492 | 2019 | 66.592 | 62.443 | 60.785000000000004 | 63.694 | 60.971000000000004 | 63.266 | 61.71 | U.S. Energy Information Administration | 68.15 | 70.22 | 70.72 | 57.78 | 68.41 | SOLAR-V1-NO-AGE | SOLAR-V1-NO-AGE | SOLAR-V1-NO-AGE | SOLAR-V1-NO-AGE | SOLAR-V1-NO-AGE
USA | United States of America | Hemlock Solar |  | USA0060207 | 5 | 36.4691 | -77.5975 | Solar |  |  |  | 2017.0 | Hemlock Solar LLC | U.S. Energy Information Administration | http://www.eia.gov/electricity/data/browser/ | U.S. Energy Information Administration |  | 2019 |  |  |  |  | 8.057 | 9.967 | 10.283 | U.S. Energy Information Administration |  |  |  |  | 8.14 | SOLAR-V1-NO-AGE | SOLAR-V1-NO-AGE | SOLAR-V1-NO-AGE | SOLAR-V1-NO-AGE | SOLAR-V1-NO-AGE
USA | United States of America | Dibrell Farm |  | USA0058346 | 5 | 36.4717 | -79.5281 | Solar |  |  |  | 2013.0 | Dibrell Farm LLC | U.S. Energy Information Administration | http://www.eia.gov/electricity/data/browser/ | U.S. Energy Information Administration | 67857 | 2019 | 6.8 | 9.143 | 9.263 | 9.584 | 9.289 | 8.478 | 8.927 | U.S. Energy Information Administration |  | 8.39 | 8.69 | 9.41 | 9.91 | SOLAR-V1-NO-AGE | SOLAR-V1-NO-AGE | SOLAR-V1-NO-AGE | SOLAR-V1-NO-AGE | SOLAR-V1-NO-AGE
USA | United States of America | Ranchland Solar LLC |  | USA0061813 | 60 | 36.4726 | -76.1541 | Solar |  |  |  | 2018.0 | Ranchland Solar LLC | U.S. Energy Information Administration | http://www.eia.gov/electricity/data/browser/ | U.S. Energy Information Administration |  | 2019 | [5 empty] | 87.53941 | 122.45 | U.S. Energy Information Administration |  |  |  |  | 97.77 | SOLAR-V1-NO-AGE | SOLAR-V1-NO-AGE | SOLAR-V1-NO-AGE | SOLAR-V1-NO-AGE | SOLAR-V1-NO-AGE
USA | United States of America | Bullock Solar LLC |  | USA0061512 | 50 | 36.4754 | -78.3151 | Solar |  |  |  | 2018.0 | Cypress Creek Renewables | U.S. Energy Information Administration | http://www.eia.gov/electricity/data/browser/ | U.S. Energy Information Administration |  | 2019 |  |  |  |  | 2.87 | 98.85560000000001 | 102.176 | U.S. Energy Information Administration |  |  |  |  | 81.47 | SOLAR-V1-NO-AGE | SOLAR-V1-NO-AGE | SOLAR-V1-NO-AGE | SOLAR-V1-NO-AGE | SOLAR-V1-NO-AGE
USA | United States of America | Summit Farms Solar |  | USA0060611 | 60 | 36.4765 | -76.1360 | Solar |  |  |  | 2017.0 | Summit Farms LLC | U.S. Energy Information Administration | http://www.eia.gov/electricity/data/browser/ | U.S. Energy Information Administration | 70910 | 2019 |  |  |  | 4.58 | 125.682 | 114.754 | 122.208 | U.S. Energy Information Administration |  |  |  |  | 97.77 | SOLAR-V1-NO-AGE | SOLAR-V1-NO-AGE | SOLAR-V1-NO-AGE | SOLAR-V1-NO-AGE | SOLAR-V1-NO-AGE
USA | United States of America | Mayberry Solar LLC |  | USA0057321 | 1.2 | 36.4767 | -80.6011 | Solar |  |  |  | 2011.0 | Oppidum Renewables USA LLC | U.S. Energy Information Administration | http://www.eia.gov/electricity/data/browser/ | U.S. Energy Information Administration | 64940 | 2019 | 1.564 | 1.605 | 1.572 | 1.479 | 1.484 | 1.436 | 1.549 | U.S. Energy Information Administration | 1.86 | 1.85 | 1.91 | 1.92 | 1.79 | SOLAR-V1-NO-AGE | SOLAR-V1-NO-AGE | SOLAR-V1-NO-AGE | SOLAR-V1-NO-AGE | SOLAR-V1-NO-AGE
USA | United States of America | Seaboard Solar LLC |  | USA0059643 | 5 | 36.4769 | -77.4678 | Solar |  |  |  | 2016.0 | Seaboard Solar LLC | U.S. Energy Information Administration | http://www.eia.gov/electricity/data/browser/ | U.S. Energy Information Administration | 70349 | 2019 |  |  |  | 4.412 | 9.046 | 8.545 | 9.082 | U.S. Energy Information Administration |  |  |  |  | 9.36 | SOLAR-V1-NO-AGE | SOLAR-V1-NO-AGE | SOLAR-V1-NO-AGE | SOLAR-V1-NO-AGE | SOLAR-V1-NO-AGE
USA | United States of America | Roxboro Farm |  | USA0058340 | 5 | 36.4797 | -78.9174 | Solar |  |  |  | 2014.0 | Roxboro Farm LLC | U.S. Energy Information Administration | http://www.eia.gov/electricity/data/browser/ | U.S. Energy Information Administration | 67831 | 2019 |  | 7.9270000000000005 | 9.119 | 9.491 | 9.189 | 7.97 | 7.901 | U.S. Energy Information Administration |  |  | 8.74 | 9.40 | 10.14 | SOLAR-V1-NO-AGE | SOLAR-V1-NO-AGE | SOLAR-V1-NO-AGE | SOLAR-V1-NO-AGE | SOLAR-V1-NO-AGE
USA | United States of America | Pecan Solar |  | USA0060030 | 74.9 | 36.4810 | -77.4812 | Solar |  |  |  | 2019.0 | Dominion Renewable Energy | U.S. Energy Information Administration | http://www.eia.gov/electricity/data/browser/ | U.S. Energy Information Administration |  | 2019 | [5 empty] | 21.297 | 142.477 | U.S. Energy Information Administration |  |  |  |  | 122.05 | NO-ESTIMATION | NO-ESTIMATION | NO-ESTIMATION | NO-ESTIMATION | CAPACITY-FACTOR-V1
USA | United States of America | Gutenberg Solar |  | USA0063076 | 79.9 | 36.4864 | -77.5348 | Solar |  |  |  | 2019.0 | Dominion Energy Inc | U.S. Energy Information Administration | http://www.eia.gov/electricity/data/browser/ | U.S. Energy Information Administration |  | 2019 | [6 empty] | 17.981 | U.S. Energy Information Administration |  |  |  |  | 130.2 | SOLAR-V1-NO-AGE | SOLAR-V1-NO-AGE | SOLAR-V1-NO-AGE | SOLAR-V1-NO-AGE | SOLAR-V1-NO-AGE
USA | United States of America | 510 REPP One |  | USA0057363 | 1.3 | 36.4972 | -77.6058 | Solar |  |  |  | 2014.0000000000002 | 510 REPP One LLC | U.S. Energy Information Administration | http://www.eia.gov/electricity/data/browser/ | U.S. Energy Information Administration | 63183 | 2019 |  | 0.387 | 1.929 | 1.968 | 1.447 | 1.8820000000000001 | 1.565 | U.S. Energy Information Administration |  |  | 2.10 | 2.06 | 2.23 | SOLAR-V1-NO-AGE | SOLAR-V1-NO-AGE | SOLAR-V1-NO-AGE | SOLAR-V1-NO-AGE | SOLAR-V1-NO-AGE
USA | United States of America | Kingsburg Solar |  | USA0058304 | 3.7 | 36.5053 | -119.5403 | Solar |  |  |  | 2014.0 | Tulare PV II LLC | U.S. Energy Information Administration | http://www.eia.gov/electricity/data/browser/ | U.S. Energy Information Administration |  | 2019 | 0.132 | 7.525 | 7.519 | 7.515000000000001 | 7.3580000000000005 | 7.037 | 7.112 | U.S. Energy Information Administration |  |  | 7.79 | 7.36 | 7.91 | SOLAR-V1-NO-AGE | SOLAR-V1-NO-AGE | SOLAR-V1-NO-AGE | SOLAR-V1-NO-AGE | SOLAR-V1-NO-AGE
USA | United States of America | Floyd Road Solar Farm |  | USA0061031 | 5 | 36.5059 | -77.6775 | Solar |  |  |  | 2017.0 | Greenbacker Renewable Energy Corporation | U.S. Energy Information Administration | http://www.eia.gov/electricity/data/browser/ | U.S. Energy Information Administration |  | 2019 |  |  |  |  | 3.593 | 9.198 | 7.014 | U.S. Energy Information Administration |  |  |  |  | 8.14 | SOLAR-V1-NO-AGE | SOLAR-V1-NO-AGE | SOLAR-V1-NO-AGE | SOLAR-V1-NO-AGE | SOLAR-V1-NO-AGE
USA | United States of America | Cottonwood Solar LLC |  | USA0063293 | 3 | 36.5081 | -77.6144 | Solar |  |  |  | 2018.0 | Alchemy Renewable Energy | U.S. Energy Information Administration | http://www.eia.gov/electricity/data/browser/ | U.S. Energy Information Administration |  | 2019 | [6 empty] | 5.869 | U.S. Energy Information Administration |  |  |  |  | 4.88 | SOLAR-V1-NO-AGE | SOLAR-V1-NO-AGE | SOLAR-V1-NO-AGE | SOLAR-V1-NO-AGE | SOLAR-V1-NO-AGE
USA | United States of America | Gaston Solar |  | USA0059642 | 5 | 36.5147 | -77.6561 | Solar |  |  |  | 2016.0 | Gaston Solar LLC | U.S. Energy Information Administration | http://www.eia.gov/electricity/data/browser/ | U.S. Energy Information Administration | 70351 | 2019 |  |  |  | 5.589 | 9.323 | 8.619 | 8.143 | U.S. Energy Information Administration |  |  |  |  | 9.36 | SOLAR-V1-NO-AGE | SOLAR-V1-NO-AGE | SOLAR-V1-NO-AGE | SOLAR-V1-NO-AGE | SOLAR-V1-NO-AGE
USA | United States of America | Five Forks Solar |  | USA0059951 | 20 | 36.5155 | -78.0337 | Solar |  |  |  | 2020.0 | Five Forks Solar | U.S. Energy Information Administration | http://www.eia.gov/electricity/data/browser/ | U.S. Energy Information Administration |  | 2019 | [6 empty] | 0.278 | U.S. Energy Information Administration |  |  |  |  | 32.59 | SOLAR-V1-NO-AGE | SOLAR-V1-NO-AGE | SOLAR-V1-NO-AGE | SOLAR-V1-NO-AGE | SOLAR-V1-NO-AGE
USA | United States of America | Sunshine Valley Solar |  | USA0059826 | 103.5 | 36.5180 | -116.4970 | Solar |  |  |  | 2020.0 | EDP Renewables North America LLC | U.S. Energy Information Administration | http://www.eia.gov/electricity/data/browser/ | U.S. Energy Information Administration |  | 2019 | [6 empty] | 7.967 | U.S. Energy Information Administration |  |  |  |  | 168.65 | SOLAR-V1-NO-AGE | SOLAR-V1-NO-AGE | SOLAR-V1-NO-AGE | SOLAR-V1-NO-AGE | SOLAR-V1-NO-AGE
USA | United States of America | San Joaquin Solar |  | USA0060678 | 21.3 | 36.5270 | -120.1490 | Solar |  |  |  | 2018.0704225352113 | GASNA 6P LLC | U.S. Energy Information Administration | http://www.eia.gov/electricity/data/browser/ | U.S. Energy Information Administration |  | 2019 | [5 empty] | 11.317 | 38.908 | U.S. Energy Information Administration |  |  |  |  | 34.7 | SOLAR-V1-NO-AGE | SOLAR-V1-NO-AGE | SOLAR-V1-NO-AGE | SOLAR-V1-NO-AGE | SOLAR-V1-NO-AGE
USA | United States of America | Moapa Southern Paiute |  | USA0057859 | 250 | 36.5299 | -114.7703 | Solar |  |  |  | 2017.0 | CD Arevon USA Inc. | U.S. Energy Information Administration | http://www.eia.gov/electricity/data/browser/ | U.S. Energy Information Administration | 64662 | 2019 |  |  |  | 77.107 | 628.585 | 624.453 | 599.72 | U.S. Energy Information Administration |  |  |  |  | 407.38 | SOLAR-V1-NO-AGE | SOLAR-V1-NO-AGE | SOLAR-V1-NO-AGE | SOLAR-V1-NO-AGE | SOLAR-V1-NO-AGE
USA | United States of America | Giffen |  | USA0057521 | 10 | 36.5303 | -120.3161 | Solar |  |  |  | 2012.0 | Pacific Gas & Electric Co. | U.S. Energy Information Administration | http://www.eia.gov/electricity/data/browser/ | U.S. Energy Information Administration |  | 2019 | 24.0 | 21.518 | 21.772000000000002 | 20.678 | 18.175 | 18.948 | 17.464 | U.S. Energy Information Administration | 22.07 | 20.41 | 21.40 | 19.55 | 16.69 | SOLAR-V1-NO-AGE | SOLAR-V1-NO-AGE | SOLAR-V1-NO-AGE | SOLAR-V1-NO-AGE | SOLAR-V1-NO-AGE
USA | United States of America | Stroud Solar Station |  | USA0057497 | 20 | 36.5314 | -120.1069 | Solar |  |  |  | 2011.0 | Pacific Gas & Electric Co. | U.S. Energy Information Administration | http://www.eia.gov/electricity/data/browser/ | U.S. Energy Information Administration | 63178 | 2019 | 44.933 | 42.715 | 40.966 | 38.539 | 34.751 | 37.339 | 33.509 | U.S. Energy Information Administration | 46.89 | 44.49 | 45.12 | 35.62 | 40.26 | SOLAR-V1-NO-AGE | SOLAR-V1-NO-AGE | SOLAR-V1-NO-AGE | SOLAR-V1-NO-AGE | SOLAR-V1-NO-AGE
USA | United States of America | Dinuba Wastewater Treatment Plant |  | USA0057827 | 1 | 36.5381 | -119.4264 | Solar |  |  |  | 2011.0 | Sustainable Power Group LLC | U.S. Energy Information Administration | http://www.eia.gov/electricity/data/browser/ | U.S. Energy Information Administration |  | 2019 | 1.973 | 1.934 | 1.7550000000000001 | 1.803 | 1.864 | 1.812 | 1.594 | U.S. Energy Information Administration | 2.02 | 2.00 | 2.01 | 1.60 | 1.72 | SOLAR-V1-NO-AGE | SOLAR-V1-NO-AGE | SOLAR-V1-NO-AGE | SOLAR-V1-NO-AGE | SOLAR-V1-NO-AGE
USA | United States of America | Syncarpha Eagle Nest |  | USA0062149 | 1 | 36.5442 | -105.2772 | Solar |  |  |  | 2018.0 | Syncarpha Eagle Nest I LLC | U.S. Energy Information Administration | http://www.eia.gov/electricity/data/browser/ | U.S. Energy Information Administration |  | 2019 | [5 empty] | 0.403 | 2.348 | U.S. Energy Information Administration |  |  |  |  | 1.62 | SOLAR-V1-NO-AGE | SOLAR-V1-NO-AGE | SOLAR-V1-NO-AGE | SOLAR-V1-NO-AGE | SOLAR-V1-NO-AGE
USA | United States of America | Giffen Solar Park |  | USA0059522 | 20 | 36.5447 | -120.3161 | Solar |  |  |  | 2017.0 | Giffen Solar Park LLC | U.S. Energy Information Administration | http://www.eia.gov/electricity/data/browser/ | U.S. Energy Information Administration |  | 2019 |  |  |  |  | 29.133 | 36.96 | 31.787 | U.S. Energy Information Administration |  |  |  |  | 32.59 | SOLAR-V1-NO-AGE | SOLAR-V1-NO-AGE | SOLAR-V1-NO-AGE | SOLAR-V1-NO-AGE | SOLAR-V1-NO-AGE
USA | United States of America | Aspiration G |  | USA0059737 | 9 | 36.5522 | -120.3525 | Solar |  |  |  | 2017.0 | Sustainable Power Group LLC | U.S. Energy Information Administration | http://www.eia.gov/electricity/data/browser/ | U.S. Energy Information Administration |  | 2019 |  |  |  |  | 5.524 | 22.152 | 19.658 | U.S. Energy Information Administration |  |  |  |  | 14.66 | SOLAR-V1-NO-AGE | SOLAR-V1-NO-AGE | SOLAR-V1-NO-AGE | SOLAR-V1-NO-AGE | SOLAR-V1-NO-AGE
USA | United States of America | Great Valley Solar Portfolio Holdings LLC |  | USA0059940 | 202.5 | 36.5812 | -120.3796 | Solar |  |  |  | 2018.0 | Consolidated Edison Development Inc. | U.S. Energy Information Administration | http://www.eia.gov/electricity/data/browser/ | U.S. Energy Information Administration |  | 2019 |  |  |  |  | 10.333 | 532.455 | 544.727 | U.S. Energy Information Administration |  |  |  |  | 329.98 | SOLAR-V1-NO-AGE | SOLAR-V1-NO-AGE | SOLAR-V1-NO-AGE | SOLAR-V1-NO-AGE | SOLAR-V1-NO-AGE
USA | United States of America | RE Tranquillity |  | USA0059939 | 205.3 | 36.5814 | -120.4045 | Solar |  |  |  | 2016.0000000000002 | Southern Power Co | U.S. Energy Information Administration | http://www.eia.gov/electricity/data/browser/ | U.S. Energy Information Administration | 69543 | 2019 |  |  |  | 207.829 | 455.431 | 501.819 | 493.365 | U.S. Energy Information Administration |  |  |  |  | 495.14 | SOLAR-V1-NO-AGE | SOLAR-V1-NO-AGE | SOLAR-V1-NO-AGE | SOLAR-V1-NO-AGE | SOLAR-V1-NO-AGE
USA | United States of America | Moonlight Packing - Phase 2 |  | USA0063514 | 1.4 | 36.5858 | -119.4700 | Solar |  |  |  | 2019.0 | CalCom Energy | U.S. Energy Information Administration | http://www.eia.gov/electricity/data/browser/ | U.S. Energy Information Administration |  | 2019 | [6 empty] | 2.908 | U.S. Energy Information Administration |  |  |  |  | 2.28 | SOLAR-V1-NO-AGE | SOLAR-V1-NO-AGE | SOLAR-V1-NO-AGE | SOLAR-V1-NO-AGE | SOLAR-V1-NO-AGE
USA | United States of America | Reedley Community College Solar |  | USA0063074 | 2.6 | 36.6056 | -119.4577 | Solar |  |  |  | 2019.0000000000002 | Forefront Power LLC | U.S. Energy Information Administration | http://www.eia.gov/electricity/data/browser/ | U.S. Energy Information Administration |  | 2019 | [6 empty] | 3.801 | U.S. Energy Information Administration |  |  |  |  | 4.23 | SOLAR-V1-NO-AGE | SOLAR-V1-NO-AGE | SOLAR-V1-NO-AGE | SOLAR-V1-NO-AGE | SOLAR-V1-NO-AGE
USA | United States of America | Southampton Solar LLC |  | USA0061422 | 100 | 36.6140 | -77.1660 | Solar |  |  |  | 2017.0 | Dominion Renewable Energy | U.S. Energy Information Administration | http://www.eia.gov/electricity/data/browser/ | U.S. Energy Information Administration |  | 2019 |  |  |  |  | 19.745 | 207.258 | 223.874 | U.S. Energy Information Administration |  |  |  |  | 162.95 | SOLAR-V1-NO-AGE | SOLAR-V1-NO-AGE | SOLAR-V1-NO-AGE | SOLAR-V1-NO-AGE | SOLAR-V1-NO-AGE
USA | United States of America | D'Arrigo Brothers - Phase 4 |  | USA0063486 | 1.7 | 36.6160 | -121.6360 | Solar |  |  |  | 2019.0 | CalCom Energy | U.S. Energy Information Administration | http://www.eia.gov/electricity/data/browser/ | U.S. Energy Information Administration |  | 2019 | [6 empty] | 3.5 | U.S. Energy Information Administration |  |  |  |  | 2.77 | SOLAR-V1-NO-AGE | SOLAR-V1-NO-AGE | SOLAR-V1-NO-AGE | SOLAR-V1-NO-AGE | SOLAR-V1-NO-AGE
USA | United States of America | Fresno Solar |  | USA0060083 | 3 | 36.6168 | -120.1051 | Solar |  |  |  | 2015.0 | Wellhead Energy LLC | U.S. Energy Information Administration | http://www.eia.gov/electricity/data/browser/ | U.S. Energy Information Administration |  | 2019 |  |  | 0.646 | 6.4430000000000005 | 6.140000000000001 | 6.226 | 6.223 | U.S. Energy Information Administration |  |  |  | 5.83 | 6.06 | SOLAR-V1-NO-AGE | SOLAR-V1-NO-AGE | SOLAR-V1-NO-AGE | SOLAR-V1-NO-AGE | SOLAR-V1-NO-AGE
USA | United States of America | RE Adams East LLC |  | USA0058984 | 19 | 36.6175 | -120.2908 | Solar |  |  |  | 2015.0 | Dominion Renewable Energy | U.S. Energy Information Administration | http://www.eia.gov/electricity/data/browser/ | U.S. Energy Information Administration |  | 2019 |  | 1.541 | 51.046 | 49.881 | 50.367000000000004 | 51.0 | 49.489 | U.S. Energy Information Administration |  |  |  | 42.59 | 46.86 | SOLAR-V1-NO-AGE | SOLAR-V1-NO-AGE | SOLAR-V1-NO-AGE | SOLAR-V1-NO-AGE | SOLAR-V1-NO-AGE
USA | United States of America | National Raisin |  | USA0061894 | 2.9 | 36.6245 | -119.6731 | Solar |  |  |  | 2015.0 | National Raisin | U.S. Energy Information Administration | http://www.eia.gov/electricity/data/browser/ | U.S. Energy Information Administration |  | 2019 | [5 empty] | 5.22 | 5.2 | U.S. Energy Information Administration |  |  |  | 5.88 | 6.26 | SOLAR-V1-NO-AGE | SOLAR-V1-NO-AGE | SOLAR-V1-NO-AGE | SOLAR-V1-NO-AGE | SOLAR-V1-NO-AGE
USA | United States of America | Panoche Valley Solar Farm |  | USA0057340 | 140 | 36.6270 | -120.8790 | Solar |  |  |  | 2018.0 | Consolidated Edison Development Inc. | U.S. Energy Information Administration | http://www.eia.gov/electricity/data/browser/ | U.S. Energy Information Administration |  | 2019 | [5 empty] | 212.405 | 381.838 | U.S. Energy Information Administration |  |  |  |  | 228.13 | SOLAR-V1-NO-AGE | SOLAR-V1-NO-AGE | SOLAR-V1-NO-AGE | SOLAR-V1-NO-AGE | SOLAR-V1-NO-AGE
USA | United States of America | Danville |  | USA0061849 | 6 | 36.6606 | -79.2991 | Solar |  |  |  | 2018.0 | Terraform Arcadia | U.S. Energy Information Administration | http://www.eia.gov/electricity/data/browser/ | U.S. Energy Information Administration |  | 2019 | [5 empty] | 5.6610000000000005 | 13.045 | U.S. Energy Information Administration |  |  |  |  | 9.77 | SOLAR-V1-NO-AGE | SOLAR-V1-NO-AGE | SOLAR-V1-NO-AGE | SOLAR-V1-NO-AGE | SOLAR-V1-NO-AGE
USA | United States of America | 2081 Terzian Solar Project |  | USA0058918 | 1.2 | 36.6700 | -119.4158 | Solar |  |  |  | 2013.9999999999998 | Solarenewal LLC | U.S. Energy Information Administration | http://www.eia.gov/electricity/data/browser/ | U.S. Energy Information Administration |  | 2019 |  | 1.9180000000000001 | 3.444 | 2.601 | 3.016 | 1.466 | 1.535 | U.S. Energy Information Administration |  | 2.62 | 2.65 | 2.40 | 2.62 | SOLAR-V1-NO-AGE | SOLAR-V1-NO-AGE | SOLAR-V1-NO-AGE | SOLAR-V1-NO-AGE | SOLAR-V1-NO-AGE
USA | United States of America | La Joya Del Sol |  | USA0058118 | 1.5 | 36.6786 | -119.7975 | Solar |  |  |  | 2013.0 | CleanCapital | U.S. Energy Information Administration | http://www.eia.gov/electricity/data/browser/ | U.S. Energy Information Administration |  | 2019 | 3.692 |  | 3.472 | 3.13 | 3.434 | 3.111 | 2.103 | U.S. Energy Information Administration |  | 3.22 | 3.25 | 3.22 | 3.29 | NO-ESTIMATION | NO-ESTIMATION | NO-ESTIMATION | NO-ESTIMATION | CAPACITY-FACTOR-V1
USA | United States of America | Questa Solar Facility |  | USA0057369 | 1 | 36.7169 | -105.6094 | Solar |  |  |  | 2011.0 | Chevron Technology Ventures | U.S. Energy Information Administration | http://www.eia.gov/electricity/data/browser/ | U.S. Energy Information Administration |  | 2019 | 1.963 | 2.94921 | 1.798 | 1.433 | 1.84 | 1.947 | 1.695 | U.S. Energy Information Administration | 1.72 | 1.32 | 1.83 | 1.27 | 1.18 | NO-ESTIMATION | NO-ESTIMATION | NO-ESTIMATION | NO-ESTIMATION | CAPACITY-FACTOR-V1
USA | United States of America | Monterey Regional Water Pollution Control Agency |  | USA0058633 | 1 | 36.7211 | -121.7878 | Solar |  |  |  | 2011.0 | Tesla Inc. | U.S. Energy Information Administration | http://www.eia.gov/electricity/data/browser/ | U.S. Energy Information Administration |  | 2019 | 2.4433200000000004 | 1.59291 | 1.6612200000000001 | 1.282 | 1.3880000000000001 | 1.3900000000000001 | 1.096 | U.S. Energy Information Administration | 1.44 | 1.72 | 1.96 | 1.14 | 1.27 | NO-ESTIMATION | NO-ESTIMATION | NO-ESTIMATION | NO-ESTIMATION | CAPACITY-FACTOR-V1
USA | United States of America | Citizen B |  | USA0059738 | 5 | 36.7238 | -120.4321 | Solar |  |  |  | 2016.0 | Sustainable Power Group LLC | U.S. Energy Information Administration | http://www.eia.gov/electricity/data/browser/ | U.S. Energy Information Administration |  | 2019 |  |  | 0.6960000000000001 | 12.26 | 11.592 | 11.451 | 11.238 | U.S. Energy Information Administration |  |  |  |  | 10.85 | NO-ESTIMATION | NO-ESTIMATION | NO-ESTIMATION | NO-ESTIMATION | CAPACITY-FACTOR-V1
USA | United States of America | North Star Solar |  | USA0058713 | 61.6 | 36.7300 | -120.4100 | Solar |  |  |  | 2015.0 | Southern Power Co | U.S. Energy Information Administration | http://www.eia.gov/electricity/data/browser/ | U.S. Energy Information Administration | 62891 | 2019 |  |  | 82.693 | 149.639 | 157.074 | 155.621 | 149.669 | U.S. Energy Information Administration |  |  |  | 135.90 | 150.38 | SOLAR-V1-NO-AGE | SOLAR-V1-NO-AGE | SOLAR-V1-NO-AGE | SOLAR-V1-NO-AGE | SOLAR-V1-NO-AGE
USA | United States of America | CalRenew-1 |  | USA0056768 | 5 | 36.7575 | -120.3658 | Solar |  |  |  | 2010.0 | CalRenew-1 LLC | U.S. Energy Information Administration | http://www.eia.gov/electricity/data/browser/ | U.S. Energy Information Administration | 57850 | 2019 | 10.786 | 10.42 | 10.185 | 9.358 | 9.825000000000001 | 9.855 | 8.964 | U.S. Energy Information Administration | 10.75 | 9.75 | 8.50 | 8.58 | 9.78 | SOLAR-V1-NO-AGE | SOLAR-V1-NO-AGE | SOLAR-V1-NO-AGE | SOLAR-V1-NO-AGE | SOLAR-V1-NO-AGE
USA | United States of America | SCCCD - Fresno Community College |  | USA0063068 | 2.2 | 36.7666 | -119.7986 | Solar |  |  |  | 2018.0 | Forefront Power LLC | U.S. Energy Information Administration | http://www.eia.gov/electricity/data/browser/ | U.S. Energy Information Administration |  | 2019 | [6 empty] | 3.598 | U.S. Energy Information Administration |  |  |  |  | 3.58 | SOLAR-V1-NO-AGE | SOLAR-V1-NO-AGE | SOLAR-V1-NO-AGE | SOLAR-V1-NO-AGE | SOLAR-V1-NO-AGE
USA | United States of America | Kayenta Solar Project |  | USA0061268 | 55.3 | 36.7719 | -110.2639 | Solar |  |  |  | 2018.0126582278483 | NGI-Kayenta Solar Lessor I LLC | U.S. Energy Information Administration | http://www.eia.gov/electricity/data/browser/ | U.S. Energy Information Administration |  | 2019 |  |  |  |  | 51.17 | 74.615 | 78.967 | U.S. Energy Information Administration |  |  |  |  | 90.11 | SOLAR-V1-NO-AGE | SOLAR-V1-NO-AGE | SOLAR-V1-NO-AGE | SOLAR-V1-NO-AGE | SOLAR-V1-NO-AGE
USA | United States of America | Gap Pacific Distribution Center |  | USA0056909 | 1.2 | 36.7839 | -119.7094 | Solar |  |  |  | 2008.0 | GSRP | U.S. Energy Information Administration | http://www.eia.gov/electricity/data/browser/ | U.S. Energy Information Administration |  | 2019 | 2.118 | 1.925 | 1.984 | 1.975 | 1.905 | 1.9060000000000001 | 1.01 | U.S. Energy Information Administration | 1.97 | 2.01 | 2.05 | 1.98 | 1.49 | SOLAR-V1-NO-AGE | SOLAR-V1-NO-AGE | SOLAR-V1-NO-AGE | SOLAR-V1-NO-AGE | SOLAR-V1-NO-AGE
USA | United States of America | Oceana Solar |  | USA0060584 | 17.6 | 36.7898 | -76.0514 | Solar |  |  |  | 2018.0 | Virginia Electric & Power Co | U.S. Energy Information Administration | http://www.eia.gov/electricity/data/browser/ | U.S. Energy Information Administration |  | 2019 |  |  |  |  | 0.9430000000000001 | 27.425 | 32.768 | U.S. Energy Information Administration |  |  |  |  | 28.67 | SOLAR-V1-NO-AGE | SOLAR-V1-NO-AGE | SOLAR-V1-NO-AGE | SOLAR-V1-NO-AGE | SOLAR-V1-NO-AGE
USA | United States of America | CSU Fresno Solar Project |  | USA0056813 | 1 | 36.8098 | -119.7417 | Solar |  |  |  | 2008.0 | MMA Fresno Power LP | U.S. Energy Information Administration | http://www.eia.gov/electricity/data/browser/ | U.S. Energy Information Administration | 61069 | 2019 | 1.564 | 1.453 | 1.466 | 1.445 | 1.452 | 1.294 | 1.485 | U.S. Energy Information Administration | 1.61 | 1.75 | 1.70 | 1.62 | 1.24 | SOLAR-V1-NO-AGE | SOLAR-V1-NO-AGE | SOLAR-V1-NO-AGE | SOLAR-V1-NO-AGE | SOLAR-V1-NO-AGE
USA | United States of America | Enerparc CA1 LLC |  | USA0059122 | 1.5 | 36.8317 | -121.4042 | Solar |  |  |  | 2014.0 | Enerparc CA 1 LLC | U.S. Energy Information Administration | http://www.eia.gov/electricity/data/browser/ | U.S. Energy Information Administration |  | 2019 |  | 1.995 | 3.755 | 3.604 | 3.567 | 3.664 | 3.391 | U.S. Energy Information Administration |  |  | 3.42 | 3.13 | 3.36 | SOLAR-V1-NO-AGE | SOLAR-V1-NO-AGE | SOLAR-V1-NO-AGE | SOLAR-V1-NO-AGE | SOLAR-V1-NO-AGE
USA | United States of America | Western Branch High School |  | USA0059904 | 1 | 36.8481 | -76.4071 | Solar |  |  |  | 2016.0 | Virginia Electric & Power Co | U.S. Energy Information Administration | http://www.eia.gov/electricity/data/browser/ | U.S. Energy Information Administration |  | 2019 |  |  |  | 0.23 | 1.2690000000000001 | 0.048 | 0 | U.S. Energy Information Administration |  |  |  |  | 2 | SOLAR-V1-NO-AGE | SOLAR-V1-NO-AGE | SOLAR-V1-NO-AGE | SOLAR-V1-NO-AGE | SOLAR-V1-NO-AGE
USA | United States of America | Hollister Solar LLC |  | USA0059268 | 1.5 | 36.8625 | -121.4289 | Solar |  |  |  | 2015.0 | Hollister Solar LLC | U.S. Energy Information Administration | http://www.eia.gov/electricity/data/browser/ | U.S. Energy Information Administration |  | 2019 |  | 0.0 | 2.964 | 3.797 | 3.72 | 4.1 | 3.825 | U.S. Energy Information Administration |  |  |  | 3.18 | 3.37 | SOLAR-V1-NO-AGE | SOLAR-V1-NO-AGE | SOLAR-V1-NO-AGE | SOLAR-V1-NO-AGE | SOLAR-V1-NO-AGE
USA | United States of America | IKEA Norfolk Rooftop PV System |  | USA0062355 | 1.3 | 36.8759 | -76.2009 | Solar |  |  |  | 2019.0000000000002 | IKEA Property Inc | U.S. Energy Information Administration | http://www.eia.gov/electricity/data/browser/ | U.S. Energy Information Administration |  | 2019 | [6 empty] | 1.649 | U.S. Energy Information Administration |  |  |  |  | 2.11 | SOLAR-V1-NO-AGE | SOLAR-V1-NO-AGE | SOLAR-V1-NO-AGE | SOLAR-V1-NO-AGE | SOLAR-V1-NO-AGE
USA | United States of America | Oro Loma |  | USA0059915 | 20 | 36.8768 | -120.6676 | Solar |  |  |  | 2017.0 | Consolidated Edison Development Inc. | U.S. Energy Information Administration | http://www.eia.gov/electricity/data/browser/ | U.S. Energy Information Administration |  | 2019 |  |  |  | 0.0 | 53.823 | 52.717 | 46.59 | U.S. Energy Information Administration |  |  |  |  | 32.59 | SOLAR-V1-NO-AGE | SOLAR-V1-NO-AGE | SOLAR-V1-NO-AGE | SOLAR-V1-NO-AGE | SOLAR-V1-NO-AGE
USA | United States of America | SCCCD - Clovis Community College |  | USA0063021 | 1.3 | 36.8855 | -119.7319 | Solar |  |  |  | 2019.0000000000002 | Forefront Power LLC | U.S. Energy Information Administration | http://www.eia.gov/electricity/data/browser/ | U.S. Energy Information Administration |  | 2019 | [6 empty] | 1.961 | U.S. Energy Information Administration |  |  |  |  | 2.11 | SOLAR-V1-NO-AGE | SOLAR-V1-NO-AGE | SOLAR-V1-NO-AGE | SOLAR-V1-NO-AGE | SOLAR-V1-NO-AGE
USA | United States of America | Woodland Solar Farm |  | USA0060318 | 19 | 36.8900 | -76.6110 | Solar |  |  |  | 2017.0 | Virginia Electric & Power Co | U.S. Energy Information Administration | http://www.eia.gov/electricity/data/browser/ | U.S. Energy Information Administration |  | 2019 |  |  |  | 0.5630000000000001 | 27.546 | 27.099 | 32.633 | U.S. Energy Information Administration |  |  |  |  | 30.96 | NO-ESTIMATION | NO-ESTIMATION | NO-ESTIMATION | NO-ESTIMATION | CAPACITY-FACTOR-V1
USA | United States of America | Blue Sky One |  | USA0058689 | 1.3 | 36.9078 | -105.9853 | Solar |  |  |  | 2011.9999999999998 | SSA Solar of NM LLC | U.S. Energy Information Administration | http://www.eia.gov/electricity/data/browser/ | U.S. Energy Information Administration |  | 2019 | 2.918 | 3.1910000000000003 | 2.978 | 3.246 | 2.736 | 2.611 | 2.841 | U.S. Energy Information Administration | 2.67 | 2.77 | 2.68 | 2.70 | 2.32 | SOLAR-V1-NO-AGE | SOLAR-V1-NO-AGE | SOLAR-V1-NO-AGE | SOLAR-V1-NO-AGE | SOLAR-V1-NO-AGE
USA | United States of America | Pacific Ethanol Madera Solar Array |  | USA0061989 | 4.3 | 36.9161 | -119.9714 | Solar |  |  |  | 2018.0 | Pacific Ethanol Madera | U.S. Energy Information Administration | http://www.eia.gov/electricity/data/browser/ | U.S. Energy Information Administration |  | 2019 | [5 empty] | 1.973 | 9.257 | U.S. Energy Information Administration |  |  |  |  | 7 | SOLAR-V1-NO-AGE | SOLAR-V1-NO-AGE | SOLAR-V1-NO-AGE | SOLAR-V1-NO-AGE | SOLAR-V1-NO-AGE
USA | United States of America | Vega Solar |  | USA0059555 | 20 | 36.9258 | -120.8200 | Solar |  |  |  | 2015.0 | Vega Solar LLC | U.S. Energy Information Administration | http://www.eia.gov/electricity/data/browser/ | U.S. Energy Information Administration |  | 2019 |  |  | 30.651 | 52.293 | 50.94 | 51.426 | 49.155 | U.S. Energy Information Administration |  |  |  | 42.69 | 48.39 | NO-ESTIMATION | NO-ESTIMATION | NO-ESTIMATION | NO-ESTIMATION | CAPACITY-FACTOR-V1
USA | United States of America | Sappony Solar LLC |  | USA0060916 | 20 | 36.9405 | -77.4178 | Solar |  |  |  | 2017.0 | Dominion Renewable Energy | U.S. Energy Information Administration | http://www.eia.gov/electricity/data/browser/ | U.S. Energy Information Administration |  | 2019 |  |  |  |  | 2.361 | 39.067 | 43.598 | U.S. Energy Information Administration |  |  |  |  | 32.59 | NO-ESTIMATION | NO-ESTIMATION | NO-ESTIMATION | NO-ESTIMATION | CAPACITY-FACTOR-V1
USA | United States of America | City of Madera WWTP |  | USA0057682 | 1.2 | 36.9408 | -120.1572 | Solar |  |  |  | 2008.9999999999998 | SunE GIL1 LLC | U.S. Energy Information Administration | http://www.eia.gov/electricity/data/browser/ | U.S. Energy Information Administration | 64528 | 2019 | 2.535 | 2.275 | 2.358 | 2.164 | 1.657 | 1.663 | 1.056 | U.S. Energy Information Administration | 2.37 | 1.89 | 2.17 | 1.83 | 2.05 | SOLAR-V1-NO-AGE | SOLAR-V1-NO-AGE | SOLAR-V1-NO-AGE | SOLAR-V1-NO-AGE | SOLAR-V1-NO-AGE
USA | United States of America | Madera Community Hospital |  | USA0058522 | 1 | 36.9411 | -120.0467 | Solar |  |  |  | 2011.0 | Ahana Renewables LLC | U.S. Energy Information Administration | http://www.eia.gov/electricity/data/browser/ | U.S. Energy Information Administration |  | 2019 | 2.27 | 2.197 | 2.201 | 2.065 | 2.1310000000000002 | 2.092 | 2.004 | U.S. Energy Information Administration | 2.13 | 1.90 | 2.02 | 1.59 | 1.7 | SOLAR-V1-NO-AGE | SOLAR-V1-NO-AGE | SOLAR-V1-NO-AGE | SOLAR-V1-NO-AGE | SOLAR-V1-NO-AGE
USA | United States of America | Kit Carson |  | USA0058240 | 1.3 | 36.9667 | -105.4381 | Solar |  |  |  | 2011.9999999999998 | Terraform Arcadia | U.S. Energy Information Administration | http://www.eia.gov/electricity/data/browser/ | U.S. Energy Information Administration |  | 2019 | 2.835 | 3.0 | 2.894 | 3.0180000000000002 | 2.5220000000000002 | 3.0660000000000003 | 2.843 | U.S. Energy Information Administration | 2.77 | 2.60 | 2.70 | 2.64 | 1.95 | NO-ESTIMATION | NO-ESTIMATION | NO-ESTIMATION | NO-ESTIMATION | CAPACITY-FACTOR-V1
USA | United States of America | Merced 1 PV |  | USA0061420 | 3 | 36.9895 | -120.8781 | Solar |  |  |  | 2018.0 | ZGlobal Inc | U.S. Energy Information Administration | http://www.eia.gov/electricity/data/browser/ | U.S. Energy Information Administration |  | 2019 | [5 empty] | 4.336 | 6.152 | U.S. Energy Information Administration |  |  |  |  | 4.88 | SOLAR-V1-NO-AGE | SOLAR-V1-NO-AGE | SOLAR-V1-NO-AGE | SOLAR-V1-NO-AGE | SOLAR-V1-NO-AGE
USA | United States of America | Gavilan District College Solar Project |  | USA0061993 | 1.9 | 37.0038 | -121.5936 | Solar | Storage |  |  | 2019.0 | Gavilan District College Solar Project | U.S. Energy Information Administration | http://www.eia.gov/electricity/data/browser/ | U.S. Energy Information Administration |  | 2019 | [5 empty] | 0.35000000000000003 | 4.401 | U.S. Energy Information Administration |  |  |  |  | 3.09 | SOLAR-V1-NO-AGE | SOLAR-V1-NO-AGE | SOLAR-V1-NO-AGE | SOLAR-V1-NO-AGE | SOLAR-V1-NO-AGE
USA | United States of America | Wright Solar Park |  | USA0059525 | 200 | 37.0094 | -120.9572 | Solar |  |  |  | 2020.0 | Wright Solar Park LLC | U.S. Energy Information Administration | http://www.eia.gov/electricity/data/browser/ | U.S. Energy Information Administration |  | 2019 | [6 empty] | 0.881 | U.S. Energy Information Administration |  |  |  |  | 325.9 | SOLAR-V1-NO-AGE | SOLAR-V1-NO-AGE | SOLAR-V1-NO-AGE | SOLAR-V1-NO-AGE | SOLAR-V1-NO-AGE
USA | United States of America | Bloomington Solar I |  | USA0062805 | 2 | 37.0438 | -113.6275 | Solar |  |  |  | 2019.0 | Bloomington Solar I | U.S. Energy Information Administration | http://www.eia.gov/electricity/data/browser/ | U.S. Energy Information Administration |  | 2019 | [5 empty] | 0.099 | 3.811 | U.S. Energy Information Administration |  |  |  |  | 3.25 | SOLAR-V1-NO-AGE | SOLAR-V1-NO-AGE | SOLAR-V1-NO-AGE | SOLAR-V1-NO-AGE | SOLAR-V1-NO-AGE
USA | United States of America | Nixa Solar LLC |  | USA0060673 | 7.9 | 37.0439 | -93.3390 | Solar |  |  |  | 2017.0 | Nixa Solar LLC | U.S. Energy Information Administration | http://www.eia.gov/electricity/data/browser/ | U.S. Energy Information Administration |  | 2019 |  |  |  |  | 1.708 | 15.036 | 14.951 | U.S. Energy Information Administration |  |  |  |  | 12.87 | SOLAR-V1-NO-AGE | SOLAR-V1-NO-AGE | SOLAR-V1-NO-AGE | SOLAR-V1-NO-AGE | SOLAR-V1-NO-AGE
USA | United States of America | Madera 1 PV |  | USA0061421 | 1.5 | 37.0565 | -120.1670 | Solar |  |  |  | 2018.0 | ZGlobal Inc | U.S. Energy Information Administration | http://www.eia.gov/electricity/data/browser/ | U.S. Energy Information Administration |  | 2019 |  |  |  |  | 0.0 | 2.861 | 2.584 | U.S. Energy Information Administration |  |  |  |  | 2.44 | HYDRO-V1 | HYDRO-V1 | HYDRO-V1 | HYDRO-V1 | HYDRO-V1
USA | United States of America | Sun Harvest Solar NDP1 |  | USA0059687 | 1.5 | 37.0576 | -120.6536 | Solar |  |  |  | 2015.0 | Sun Harvest Solar LLC | U.S. Energy Information Administration | http://www.eia.gov/electricity/data/browser/ | U.S. Energy Information Administration | 58273 | 2019 |  |  | 2.457 | 3.954 | 3.6590000000000003 | 3.0700000000000003 | 3.144 | U.S. Energy Information Administration |  |  |  | 3.24 | 3.28 | SOLAR-V1-NO-AGE | SOLAR-V1-NO-AGE | SOLAR-V1-NO-AGE | SOLAR-V1-NO-AGE | SOLAR-V1-NO-AGE
USA | United States of America | San Luis Solar Garden |  | USA0061472 | 1.2 | 37.0681 | -106.0189 | Solar |  |  |  | 2017.0000000000002 | San Luis Solar Garden LLC | U.S. Energy Information Administration | http://www.eia.gov/electricity/data/browser/ | U.S. Energy Information Administration |  | 2019 |  |  |  |  | 0.901 | 3.348 | 3.229 | U.S. Energy Information Administration |  |  |  |  | 1.95 | NO-ESTIMATION | NO-ESTIMATION | NO-ESTIMATION | NO-ESTIMATION | CAPACITY-FACTOR-V1
USA | United States of America | Adera Solar |  | USA0060027 | 20 | 37.1206 | -120.3249 | Solar |  |  |  | 2016.0 | Sustainable Power Group LLC | U.S. Energy Information Administration | http://www.eia.gov/electricity/data/browser/ | U.S. Energy Information Administration | 69457 | 2019 |  |  | 1.172 | 37.763 | 39.394 | 42.969 | 42.336 | U.S. Energy Information Administration |  |  |  |  | 45.72 | NO-ESTIMATION | NO-ESTIMATION | NO-ESTIMATION | NO-ESTIMATION | CAPACITY-FACTOR-V1
USA | United States of America | Quinto Solar PV Project |  | USA0059339 | 108 | 37.1303 | -121.0522 | Solar |  |  |  | 2015.0 | CD Arevon USA Inc. | U.S. Energy Information Administration | http://www.eia.gov/electricity/data/browser/ | U.S. Energy Information Administration | 62890 | 2019 |  |  | 25.92 | 280.955 | 280.05417 | 283.8 | 258.796 | U.S. Energy Information Administration |  |  |  | 233.38 | 260.91 | NO-ESTIMATION | NO-ESTIMATION | NO-ESTIMATION | NO-ESTIMATION | CAPACITY-FACTOR-V1
USA | United States of America | Colonial Trail West |  | USA0061985 | 142.4 | 37.1389 | -76.9022 | Solar |  |  |  | 2020.0 | Dominion Renewable Energy | U.S. Energy Information Administration | http://www.eia.gov/electricity/data/browser/ | U.S. Energy Information Administration |  | 2019 | [6 empty] | 6.451 | U.S. Energy Information Administration |  |  |  |  | 232.04 | NO-ESTIMATION | NO-ESTIMATION | NO-ESTIMATION | NO-ESTIMATION | CAPACITY-FACTOR-V1
USA | United States of America | Conejos 1 Community Solar Array |  | USA0060723 | 1.5 | 37.1959 | -105.9824 | Solar |  |  |  | 2017.0 | Clean Focus Renewables Inc. | U.S. Energy Information Administration | http://www.eia.gov/electricity/data/browser/ | U.S. Energy Information Administration |  | 2019 |  |  |  |  | 0.132 | 3.62 | 3.613 | U.S. Energy Information Administration |  |  |  |  | 2.44 | NO-ESTIMATION | NO-ESTIMATION | NO-ESTIMATION | NO-ESTIMATION | CAPACITY-FACTOR-V1
USA | United States of America | Malech Solar Farm |  | USA0062688 | 3.1 | 37.2287 | -121.7386 | Solar |  |  |  | 2016.9999999999998 | County of Santa Clara (CA) | U.S. Energy Information Administration | http://www.eia.gov/electricity/data/browser/ | U.S. Energy Information Administration |  | 2019 | [6 empty] | 5.643 | U.S. Energy Information Administration |  |  |  |  | 5.05 | NO-ESTIMATION | NO-ESTIMATION | NO-ESTIMATION | NO-ESTIMATION | CAPACITY-FACTOR-V1
USA | United States of America | Springfield Solar 1 LLC |  | USA0059110 | 4.9 | 37.2464 | -93.1664 | Solar |  |  |  | 2014.0 | Springfield Solar 1 LLC | U.S. Energy Information Administration | http://www.eia.gov/electricity/data/browser/ | U.S. Energy Information Administration |  | 2019 |  | 4.646 | 9.023 | 8.9 | 8.599 | 8.40355 | 7.624 | U.S. Energy Information Administration |  |  | 8.22 | 8.06 | 8.45 | HYDRO-V1 | HYDRO-V1 | HYDRO-V1 | HYDRO-V1 | HYDRO-V1
USA | United States of America | Mission Solar LLC |  | USA0059267 | 1.5 | 37.2678 | -120.4825 | Solar |  |  |  | 2015.0 | Mission Solar LLC | U.S. Energy Information Administration | http://www.eia.gov/electricity/data/browser/ | U.S. Energy Information Administration |  | 2019 |  | 0.0 | 2.291 | 3.594 | 3.357 | 2.731 | 3.812 | U.S. Energy Information Administration |  |  |  | 3.14 | 3.31 | NO-ESTIMATION | NO-ESTIMATION | NO-ESTIMATION | NO-ESTIMATION | CAPACITY-FACTOR-V1
USA | United States of America | Merced Solar LLC |  | USA0059265 | 1.5 | 37.2678 | -120.4844 | Solar |  |  |  | 2015.0 | Merced Solar LLC | U.S. Energy Information Administration | http://www.eia.gov/electricity/data/browser/ | U.S. Energy Information Administration |  | 2019 |  | 0.0 | 2.653 | 3.625 | 3.357 | 2.731 | 3.819 | U.S. Energy Information Administration |  |  |  | 3.14 | 3.31 | NO-ESTIMATION | NO-ESTIMATION | NO-ESTIMATION | NO-ESTIMATION | CAPACITY-FACTOR-V1
USA | United States of America | Guadalupe Solar Farm |  | USA0062690 | 1.7 | 37.2690 | -121.8611 | Solar |  |  |  | 2018.0 | County of Santa Clara (CA) | U.S. Energy Information Administration | http://www.eia.gov/electricity/data/browser/ | U.S. Energy Information Administration |  | 2019 | [5 empty] | 1.669 | 3.034 | U.S. Energy Information Administration |  |  |  |  | 2.77 | NO-ESTIMATION | NO-ESTIMATION | NO-ESTIMATION | NO-ESTIMATION | CAPACITY-FACTOR-V1
USA | United States of America | Hellyer Solar Farm |  | USA0062689 | 2.2 | 37.2870 | -121.8151 | Solar |  |  |  | 2017.0 | County of Santa Clara (CA) | U.S. Energy Information Administration | http://www.eia.gov/electricity/data/browser/ | U.S. Energy Information Administration |  | 2019 | [6 empty] | 3.653 | U.S. Energy Information Administration |  |  |  |  | 3.58 | HYDRO-V1 | HYDRO-V1 | HYDRO-V1 | HYDRO-V1 | HYDRO-V1
USA | United States of America | Apple Campus 2 PV |  | USA0059473 | 14.4 | 37.3300 | -122.0100 | Solar |  |  |  | 2017.0 | Apple Inc | U.S. Energy Information Administration | http://www.eia.gov/electricity/data/browser/ | U.S. Energy Information Administration |  | 2019 |  |  |  |  | 3.387 | 3.688 | 15.279 | U.S. Energy Information Administration |  |  |  |  | 23.46 | HYDRO-V1 | HYDRO-V1 | HYDRO-V1 | HYDRO-V1 | HYDRO-V1
USA | United States of America | Bedford Solar |  | USA0061126 | 3 | 37.3350 | -79.4810 | Solar |  |  |  | 2018.0 | Oppidum Renewables USA LLC | U.S. Energy Information Administration | http://www.eia.gov/electricity/data/browser/ | U.S. Energy Information Administration |  | 2019 |  |  |  |  | 0.07100000000000001 | 5.361 | 5.322 | U.S. Energy Information Administration |  |  |  |  | 4.88 | HYDRO-V1 | HYDRO-V1 | HYDRO-V1 | HYDRO-V1 | HYDRO-V1
USA | United States of America | Philip Morris |  | USA0059911 | 2 | 37.3418 | -77.2870 | Solar |  |  |  | 2016.0 | Virginia Electric & Power Co | U.S. Energy Information Administration | http://www.eia.gov/electricity/data/browser/ | U.S. Energy Information Administration |  | 2019 |  |  |  | 2.553 | 2.987 | 0.069 | 1.7 | U.S. Energy Information Administration |  |  |  |  | 3.48 | HYDRO-V1 | HYDRO-V1 | HYDRO-V1 | HYDRO-V1 | HYDRO-V1
USA | United States of America | 2097 Helton Solar Project |  | USA0058920 | 1.5 | 37.3522 | -120.5069 | Solar |  |  |  | 2014.0 | Solarenewal LLC | U.S. Energy Information Administration | http://www.eia.gov/electricity/data/browser/ | U.S. Energy Information Administration |  | 2019 |  | 0.20800000000000002 | 3.999 | 3.798 | 3.626 | 2.365 | 2.656 | U.S. Energy Information Administration |  |  | 3.42 | 3.14 | 3.3 | HYDRO-V1 | HYDRO-V1 | HYDRO-V1 | HYDRO-V1 | HYDRO-V1
USA | United States of America | UC Merced Solar Hybrid |  | USA0061995 | 5 | 37.3657 | -120.4322 | Solar | Storage |  |  | 2019.0 | Solar University LLC | U.S. Energy Information Administration | http://www.eia.gov/electricity/data/browser/ | U.S. Energy Information Administration |  | 2019 | [5 empty] | 0.22 | 8.484 | U.S. Energy Information Administration |  |  |  |  | 8.14 | HYDRO-V1 | HYDRO-V1 | HYDRO-V1 | HYDRO-V1 | HYDRO-V1
USA | United States of America | Cherrydale Solar Power Facility |  | USA0061375 | 20 | 37.3694 | -75.9141 | Solar |  |  |  | 2017.0 | Dominion Renewable Energy | U.S. Energy Information Administration | http://www.eia.gov/electricity/data/browser/ | U.S. Energy Information Administration |  | 2019 |  |  |  |  | 5.947 | 31.614 | 36.895 | U.S. Energy Information Administration |  |  |  |  | 32.59 | HYDRO-V1 | HYDRO-V1 | HYDRO-V1 | HYDRO-V1 | HYDRO-V1
USA | United States of America | San Isabel Solar LLC |  | USA0060304 | 30 | 37.3720 | -104.8430 | Solar |  |  |  | 2017.0 | San Isabel Solar LLC | U.S. Energy Information Administration | http://www.eia.gov/electricity/data/browser/ | U.S. Energy Information Administration |  | 2019 |  |  |  | 4.287 | 66.668 | 75.417 | 74.051 | U.S. Energy Information Administration |  |  |  |  | 48.88 | HYDRO-V1 | HYDRO-V1 | HYDRO-V1 | HYDRO-V1 | HYDRO-V1
USA | United States of America | Frontier Solar LLC |  | USA0060039 | 20 | 37.3799 | -121.1307 | Solar |  |  |  | 2016.0 | Frontier Solar LLC | U.S. Energy Information Administration | http://www.eia.gov/electricity/data/browser/ | U.S. Energy Information Administration |  | 2019 |  |  |  | 28.416 | 51.261 | 53.191 | 52.092 | U.S. Energy Information Administration |  |  |  |  | 48.37 | NO-ESTIMATION | NO-ESTIMATION | NO-ESTIMATION | NO-ESTIMATION | CAPACITY-FACTOR-V1
USA | United States of America | Vilas Solar Array |  | USA0061606 | 4 | 37.3840 | -102.4660 | Solar |  |  |  | 2018.0 | AEP Onsite Partners | U.S. Energy Information Administration | http://www.eia.gov/electricity/data/browser/ | U.S. Energy Information Administration |  | 2019 |  |  |  |  | 0.198 | 7.3260000000000005 | 9.341 | U.S. Energy Information Administration |  |  |  |  | 6.51 | NO-ESTIMATION | NO-ESTIMATION | NO-ESTIMATION | NO-ESTIMATION | CAPACITY-FACTOR-V1
USA | United States of America | Solar Star Palo Alto I LLC |  | USA0062732 | 1.3 | 37.4110 | -122.1489 | Solar |  |  |  | 2019.0000000000002 | DG 1 Acquisition Co. LLC | U.S. Energy Information Administration | http://www.eia.gov/electricity/data/browser/ | U.S. Energy Information Administration |  | 2019 | [6 empty] | 0.62 | U.S. Energy Information Administration |  |  |  |  | 2.11 | NO-ESTIMATION | NO-ESTIMATION | NO-ESTIMATION | NO-ESTIMATION | CAPACITY-FACTOR-V1
USA | United States of America | Stanford Campus Solar |  | USA0062020 | 3.4 | 37.4343 | -122.1608 | Solar |  |  |  | 2017.0 | Solar Star California XLII LLC | U.S. Energy Information Administration | http://www.eia.gov/electricity/data/browser/ | U.S. Energy Information Administration |  | 2019 | [5 empty] | 6.799 | 6.344 | U.S. Energy Information Administration |  |  |  |  | 5.54 | NO-ESTIMATION | NO-ESTIMATION | NO-ESTIMATION | NO-ESTIMATION | CAPACITY-FACTOR-V1
USA | United States of America | Gloucester Solar |  | USA0063031 | 19.9 | 37.4500 | -76.4500 | Solar |  |  |  | 2019.0 | Dominion Energy Inc | U.S. Energy Information Administration | http://www.eia.gov/electricity/data/browser/ | U.S. Energy Information Administration |  | 2019 | [6 empty] | 35.52 | U.S. Energy Information Administration |  |  |  |  | 32.42 | HYDRO-V1 | HYDRO-V1 | HYDRO-V1 | HYDRO-V1 | HYDRO-V1
USA | United States of America | Oak Leaf Solar XXX LLC (CSG) |  | USA0062239 | 1.5 | 37.4534 | -105.8780 | Solar |  |  |  | 2019.0 | Greenbacker Renewable Energy Corporation | U.S. Energy Information Administration | http://www.eia.gov/electricity/data/browser/ | U.S. Energy Information Administration |  | 2019 | [5 empty] | 0.0 | 4.117 | U.S. Energy Information Administration |  |  |  |  | 2.44 | HYDRO-V1 | HYDRO-V1 | HYDRO-V1 | HYDRO-V1 | HYDRO-V1
USA | United States of America | Amazon - Patterson PV |  | USA0061377 | 2.5 | 37.4689 | -121.1663 | Solar |  |  |  | 2017.0 | AES Distributed Energy | U.S. Energy Information Administration | http://www.eia.gov/electricity/data/browser/ | U.S. Energy Information Administration |  | 2019 |  |  |  |  | 3.54 | 7.234 | 5.25 | U.S. Energy Information Administration |  |  |  |  | 4.07 | HYDRO-V1 | HYDRO-V1 | HYDRO-V1 | HYDRO-V1 | HYDRO-V1
USA | United States of America | Correctional Solar LLC |  | USA0060915 | 20 | 37.4715 | -76.8569 | Solar |  |  |  | 2018.0 | Dominion Renewable Energy | U.S. Energy Information Administration | http://www.eia.gov/electricity/data/browser/ | U.S. Energy Information Administration |  | 2019 |  |  |  |  | 1.7790000000000001 | 33.266 | 34.197 | U.S. Energy Information Administration |  |  |  |  | 32.59 | NO-ESTIMATION | NO-ESTIMATION | NO-ESTIMATION | NO-ESTIMATION | CAPACITY-FACTOR-V1
USA | United States of America | Buckingham Solar LLC |  | USA0060917 | 19.8 | 37.5029 | -78.3792 | Solar |  |  |  | 2016.9999999999998 | Dominion Renewable Energy | U.S. Energy Information Administration | http://www.eia.gov/electricity/data/browser/ | U.S. Energy Information Administration |  | 2019 |  |  |  |  | 1.7590000000000001 | 30.511 | 34.697 | U.S. Energy Information Administration |  |  |  |  | 37.94 | NO-ESTIMATION | NO-ESTIMATION | NO-ESTIMATION | NO-ESTIMATION | CAPACITY-FACTOR-V1
USA | United States of America | Scott Solar Farm |  | USA0060316 | 17 | 37.5230 | -77.9340 | Solar |  |  |  | 2017.0 | Virginia Electric & Power Co | U.S. Energy Information Administration | http://www.eia.gov/electricity/data/browser/ | U.S. Energy Information Administration | 69647 | 2019 |  |  |  | 0.66 | 30.262 | 13.348 | 21.111 | U.S. Energy Information Administration |  |  |  |  | 27.7 | NO-ESTIMATION | NO-ESTIMATION | NO-ESTIMATION | NO-ESTIMATION | CAPACITY-FACTOR-V1
USA | United States of America | Scott-II Solar LLC |  | USA0060968 | 20 | 37.5262 | -77.9446 | Solar |  |  |  | 2018.0 | Dominion Renewable Energy | U.S. Energy Information Administration | http://www.eia.gov/electricity/data/browser/ | U.S. Energy Information Administration |  | 2019 |  |  |  |  | 0.59 | 37.374 | 40.859 | U.S. Energy Information Administration |  |  |  |  | 32.59 | NO-ESTIMATION | NO-ESTIMATION | NO-ESTIMATION | NO-ESTIMATION | CAPACITY-FACTOR-V1
USA | United States of America | Puller Solar |  | USA0062140 | 15 | 37.5725 | -76.4673 | Solar |  |  |  | 2018.0 | Dominion Renewable Energy | U.S. Energy Information Administration | http://www.eia.gov/electricity/data/browser/ | U.S. Energy Information Administration |  | 2019 | [5 empty] | 3.3810000000000002 | 28.962 | U.S. Energy Information Administration |  |  |  |  | 24.44 | NO-ESTIMATION | NO-ESTIMATION | NO-ESTIMATION | NO-ESTIMATION | CAPACITY-FACTOR-V1
USA | United States of America | Cogentrix of Alamosa |  | USA0057368 | 30 | 37.5986 | -105.9558 | Solar |  |  |  | 2012.0 | KEPCO Alamosa LLC | U.S. Energy Information Administration | http://www.eia.gov/electricity/data/browser/ | U.S. Energy Information Administration | 30838 | 2019 | 65.592 | 63.654 | 58.855000000000004 | 63.848 | 59.245000000000005 | 59.148 | 54.831 | U.S. Energy Information Administration | 62.85 | 68.00 | 68.89 | 61.24 | 63.55 | NO-ESTIMATION | NO-ESTIMATION | NO-ESTIMATION | NO-ESTIMATION | CAPACITY-FACTOR-V1
USA | United States of America | Beryl Solar Plant |  | USA0058598 | 3 | 37.6392 | -113.6458 | Solar |  |  |  | 2015.0 | First Wind O&M LLC | U.S. Energy Information Administration | http://www.eia.gov/electricity/data/browser/ | U.S. Energy Information Administration |  | 2019 |  |  | 1.481 | 5.9510000000000005 | 5.354 | 6.279 | 5.648 | U.S. Energy Information Administration |  |  |  | 6.30 | 6.61 | NO-ESTIMATION | NO-ESTIMATION | NO-ESTIMATION | NO-ESTIMATION | CAPACITY-FACTOR-V1
USA | United States of America | Enterprise Solar LLC |  | USA0059386 | 80 | 37.6411 | -113.6125 | Solar |  |  |  | 2016.0 | Dominion Renewable Energy | U.S. Energy Information Administration | http://www.eia.gov/electricity/data/browser/ | U.S. Energy Information Administration |  | 2019 |  |  |  | 140.267 | 224.267 | 225.336 | 220.046 | U.S. Energy Information Administration |  |  |  |  | 200.58 | NO-ESTIMATION | NO-ESTIMATION | NO-ESTIMATION | NO-ESTIMATION | CAPACITY-FACTOR-V1
USA | United States of America | Quichapa 3 |  | USA0061121 | 3 | 37.6498 | -113.2369 | Solar |  |  |  | 2017.0 | Quichapa 3 LLC | U.S. Energy Information Administration | http://www.eia.gov/electricity/data/browser/ | U.S. Energy Information Administration |  | 2019 |  |  |  | 8.553 | 7.94 | 7.964 | 7.827 | U.S. Energy Information Administration |  |  |  |  | 4.88 | NO-ESTIMATION | NO-ESTIMATION | NO-ESTIMATION | NO-ESTIMATION | CAPACITY-FACTOR-V1
USA | United States of America | Quichapa 1 |  | USA0061119 | 3 | 37.6582 | -113.2167 | Solar |  |  |  | 2017.0 | Quichapa 1 LLC | U.S. Energy Information Administration | http://www.eia.gov/electricity/data/browser/ | U.S. Energy Information Administration |  | 2019 |  |  |  | 8.553 | 8.2 | 8.053 | 7.978 | U.S. Energy Information Administration |  |  |  |  | 4.88 | NO-ESTIMATION | NO-ESTIMATION | NO-ESTIMATION | NO-ESTIMATION | CAPACITY-FACTOR-V1
USA | United States of America | Pleasanton - Amador Valley High School |  | USA0063630 | 1.1 | 37.6624 | -121.8747 | Solar |  |  |  | 2019.0 | Westbound Solar LLC | U.S. Energy Information Administration | http://www.eia.gov/electricity/data/browser/ | U.S. Energy Information Administration |  | 2019 | [6 empty] | 0 | U.S. Energy Information Administration |  |  |  |  | 1.79 | HYDRO-V1 | HYDRO-V1 | HYDRO-V1 | HYDRO-V1 | HYDRO-V1
USA | United States of America | Quichapa 2 |  | USA0061120 | 3 | 37.6668 | -113.1890 | Solar |  |  |  | 2017.0 | Quichapa 2 LLC | U.S. Energy Information Administration | http://www.eia.gov/electricity/data/browser/ | U.S. Energy Information Administration |  | 2019 |  |  |  | 8.553 | 8.09 | 7.957 | 7.927 | U.S. Energy Information Administration |  |  |  |  | 4.88 | NO-ESTIMATION | NO-ESTIMATION | NO-ESTIMATION | NO-ESTIMATION | NO-ESTIMATION
USA | United States of America | Lebanon Solar Farm (MO) |  | USA0061135 | 2.5 | 37.6678 | -92.6706 | Solar |  |  |  | 2017.0 | MC Power Companies Inc | U.S. Energy Information Administration | http://www.eia.gov/electricity/data/browser/ | U.S. Energy Information Administration |  | 2019 |  |  |  |  | 1.06 | 4.329 | 4.32 | U.S. Energy Information Administration |  |  |  |  | 4.07 | NO-ESTIMATION | NO-ESTIMATION | NO-ESTIMATION | NO-ESTIMATION | CAPACITY-FACTOR-V1
USA | United States of America | Hollyfield |  | USA0061023 | 17 | 37.6720 | -77.1704 | Solar |  |  |  | 2018.0 | Virginia Electric & Power Co | U.S. Energy Information Administration | http://www.eia.gov/electricity/data/browser/ | U.S. Energy Information Administration |  | 2019 | [5 empty] | 6.017 | 32.08 | U.S. Energy Information Administration |  |  |  |  | 27.7 | NO-ESTIMATION | NO-ESTIMATION | NO-ESTIMATION | NO-ESTIMATION | CAPACITY-FACTOR-V1
USA | United States of America | Greater Sandhill I |  | USA0057377 | 19 | 37.6855 | -105.8909 | Solar |  |  |  | 2010.4736842105262 | Greater Sandhill I LLC | U.S. Energy Information Administration | http://www.eia.gov/electricity/data/browser/ | U.S. Energy Information Administration | 59563 | 2019 | 47.689 | 46.378 | 45.653 | 47.303000000000004 | 47.21 | 47.439 | 46.834 | U.S. Energy Information Administration | 42.90 | 42.31 | 38.35 | 35.54 | 36.85 | NO-ESTIMATION | NO-ESTIMATION | NO-ESTIMATION | NO-ESTIMATION | CAPACITY-FACTOR-V1
USA | United States of America | SunE Alamosa |  | USA0056481 | 8.2 | 37.6903 | -105.8805 | Solar |  |  |  | 2008.0 | SunE Alamosa1 LLC | U.S. Energy Information Administration | http://www.eia.gov/electricity/data/browser/ | U.S. Energy Information Administration | 30838 | 2019 | 16.907 | 16.601 | 2.638 | 2.636 | 34.876 | 15.939 | 15.517 | U.S. Energy Information Administration | 13.56 | 13.08 | 12.42 | 11.80 | 7.09 | NO-ESTIMATION | NO-ESTIMATION | NO-ESTIMATION | NO-ESTIMATION | CAPACITY-FACTOR-V1
USA | United States of America | Whitethorn Solar LLC |  | USA0060193 | 3.3 | 37.6910 | -121.7170 | Solar |  |  |  | 2016.0 | Whitethorn Solar LLC | U.S. Energy Information Administration | http://www.eia.gov/electricity/data/browser/ | U.S. Energy Information Administration |  | 2019 |  |  |  | 5.7940000000000005 | 6.305 | 6.1770000000000005 | 5.69 | U.S. Energy Information Administration |  |  |  |  | 7.05 | NO-ESTIMATION | NO-ESTIMATION | NO-ESTIMATION | NO-ESTIMATION | CAPACITY-FACTOR-V1
USA | United States of America | Hooper Solar |  | USA0060008 | 52 | 37.6919 | -105.9908 | Solar |  |  |  | 2016.0 | Solar Star Colorado III LLC | U.S. Energy Information Administration | http://www.eia.gov/electricity/data/browser/ | U.S. Energy Information Administration |  | 2019 |  |  | 5.224 | 124.418 | 125.358 | 127.547 | 123.382 | U.S. Energy Information Administration |  |  |  |  | 133.11 | NO-ESTIMATION | NO-ESTIMATION | NO-ESTIMATION | NO-ESTIMATION | CAPACITY-FACTOR-V1
USA | United States of America | San Luis Valley Solar Ranch |  | USA0057317 | 35 | 37.6945 | -105.9276 | Solar |  |  |  | 2012.0 | Avangrid Renewables LLC | U.S. Energy Information Administration | http://www.eia.gov/electricity/data/browser/ | U.S. Energy Information Administration | 62495 | 2019 | 72.734 | 78.493 | 73.776 | 77.242 | 76.257 | 77.687 | 72.817 | U.S. Energy Information Administration | 78.01 | 79.74 | 80.75 | 76.14 | 70.64 | NO-ESTIMATION | NO-ESTIMATION | NO-ESTIMATION | NO-ESTIMATION | CAPACITY-FACTOR-V1
USA | United States of America | City of Pratt Solar |  | USA0062931 | 6 | 37.7106 | -98.7209 | Solar |  |  |  | 2019.0 | Kenyon Energy KS Solar 1 LLC | U.S. Energy Information Administration | http://www.eia.gov/electricity/data/browser/ | U.S. Energy Information Administration |  | 2019 | [6 empty] | 4.109 | U.S. Energy Information Administration |  |  |  |  | 9.77 | SOLAR-V1-NO-AGE | SOLAR-V1-NO-AGE | SOLAR-V1-NO-AGE | SOLAR-V1-NO-AGE | SOLAR-V1-NO-AGE
USA | United States of America | Preferred Freezer San Leandro |  | USA0062578 | 2 | 37.7120 | -122.1507 | Solar |  |  |  | 2017.0 | EnterSolar | U.S. Energy Information Administration | http://www.eia.gov/electricity/data/browser/ | U.S. Energy Information Administration |  | 2019 | [5 empty] | 6.368 | 3.46 | U.S. Energy Information Administration |  |  |  |  | 3.25 | SOLAR-V1-NO-AGE | SOLAR-V1-NO-AGE | SOLAR-V1-NO-AGE | SOLAR-V1-NO-AGE | SOLAR-V1-NO-AGE
USA | United States of America | Iron Springs Solar LLC |  | USA0059941 | 80 | 37.7212 | -113.1516 | Solar |  |  |  | 2016.0 | Dominion Renewable Energy | U.S. Energy Information Administration | http://www.eia.gov/electricity/data/browser/ | U.S. Energy Information Administration |  | 2019 |  |  |  | 114.476 | 212.005 | 211.796 | 208.224 | U.S. Energy Information Administration |  |  |  |  | 202.3 | SOLAR-V1-NO-AGE | SOLAR-V1-NO-AGE | SOLAR-V1-NO-AGE | SOLAR-V1-NO-AGE | SOLAR-V1-NO-AGE
USA | United States of America | Fiddler's Canyon 3 |  | USA0059932 | 3 | 37.7313 | -113.2166 | Solar |  |  |  | 2016.0 | SunE Solar XVII Project 3 LLC | U.S. Energy Information Administration | http://www.eia.gov/electricity/data/browser/ | U.S. Energy Information Administration |  | 2019 |  |  | 0.0 | 7.164000000000001 | 7.178 | 7.0920000000000005 | 6.592 | U.S. Energy Information Administration |  |  |  |  | 6.67 | SOLAR-V1-NO-AGE | SOLAR-V1-NO-AGE | SOLAR-V1-NO-AGE | SOLAR-V1-NO-AGE | SOLAR-V1-NO-AGE
USA | United States of America | Axium Modesto Solar |  | USA0058039 | 25 | 37.7342 | -120.9956 | Solar |  |  |  | 2013.0 | Axium US Solar Holdings LLC | U.S. Energy Information Administration | http://www.eia.gov/electricity/data/browser/ | U.S. Energy Information Administration |  | 2019 | 66.721 | 65.016 | 64.308 | 64.273 | 62.357 | 63.929 | 61.156 | U.S. Energy Information Administration |  | 53.35 | 57.24 | 53.32 | 58.89 | SOLAR-V1-NO-AGE | SOLAR-V1-NO-AGE | SOLAR-V1-NO-AGE | SOLAR-V1-NO-AGE | SOLAR-V1-NO-AGE
USA | United States of America | Medline Ind. Phase 2 Tracy |  | USA0063361 | 1 | 37.7348 | -121.5089 | Solar |  |  |  | 2018.0 | EnterSolar | U.S. Energy Information Administration | http://www.eia.gov/electricity/data/browser/ | U.S. Energy Information Administration |  | 2019 | [6 empty] | 1.388 | U.S. Energy Information Administration |  |  |  |  | 1.62 | SOLAR-V1-NO-AGE | SOLAR-V1-NO-AGE | SOLAR-V1-NO-AGE | SOLAR-V1-NO-AGE | SOLAR-V1-NO-AGE
USA | United States of America | Fiddler's Canyon #1 |  | USA0059787 | 3 | 37.7503 | -113.2537 | Solar |  |  |  | 2015.0 | SunE Solar XVII Project 1 LLC | U.S. Energy Information Administration | http://www.eia.gov/electricity/data/browser/ | U.S. Energy Information Administration |  | 2019 |  |  | 1.546 | 7.0120000000000005 | 7.438 | 7.485 | 7.156 | U.S. Energy Information Administration |  |  |  | 6.08 | 6.44 | SOLAR-V1-NO-AGE | SOLAR-V1-NO-AGE | SOLAR-V1-NO-AGE | SOLAR-V1-NO-AGE | SOLAR-V1-NO-AGE
USA | United States of America | John A Logan College Solar |  | USA0061878 | 1.9 | 37.7506 | -89.0853 | Solar |  |  |  | 2020.0 | StraightUp Solar | U.S. Energy Information Administration | http://www.eia.gov/electricity/data/browser/ | U.S. Energy Information Administration |  | 2019 | [12 empty] | 3.09 | SOLAR-V1-NO-AGE | SOLAR-V1-NO-AGE | SOLAR-V1-NO-AGE | SOLAR-V1-NO-AGE | SOLAR-V1-NO-AGE
USA | United States of America | Sunset Reservoir North Basin |  | USA0057559 | 4.5 | 37.7509 | -122.4818 | Solar |  |  |  | 2010.0 | RE SFCity1 LP | U.S. Energy Information Administration | http://www.eia.gov/electricity/data/browser/ | U.S. Energy Information Administration | 58364 | 2019 | 2.582 | 6.640000000000001 | 6.759 | 6.8790000000000004 | 6.545 | 6.905 | 6.572 | U.S. Energy Information Administration | 8.40 | 8.33 | 7.74 | 7.18 | 7.75 | SOLAR-V1-NO-AGE | SOLAR-V1-NO-AGE | SOLAR-V1-NO-AGE | SOLAR-V1-NO-AGE | SOLAR-V1-NO-AGE
USA | United States of America | Prairie Sky Solar Farm |  | USA0061798 | 1 | 37.7517 | -97.0745 | Solar |  |  |  | 2017.0 | Kansas Electric Power Coop Inc | U.S. Energy Information Administration | http://www.eia.gov/electricity/data/browser/ | U.S. Energy Information Administration |  | 2019 |  |  |  |  | 1.685 | 1.859 | 1.84 | U.S. Energy Information Administration |  |  |  |  | 1.62 | SOLAR-V1-NO-AGE | SOLAR-V1-NO-AGE | SOLAR-V1-NO-AGE | SOLAR-V1-NO-AGE | SOLAR-V1-NO-AGE
USA | United States of America | Farmington Solar Farm |  | USA0061450 | 2.5 | 37.7553 | -90.4277 | Solar |  |  |  | 2018.0 | MC Power Companies Inc | U.S. Energy Information Administration | http://www.eia.gov/electricity/data/browser/ | U.S. Energy Information Administration |  | 2019 |  |  |  |  | 0.0 | 1.145 | 4.191 | U.S. Energy Information Administration |  |  |  |  | 4.07 | SOLAR-V1-NO-AGE | SOLAR-V1-NO-AGE | SOLAR-V1-NO-AGE | SOLAR-V1-NO-AGE | SOLAR-V1-NO-AGE
USA | United States of America | Granite Mountain Solar East LLC |  | USA0059946 | 80 | 37.7751 | -113.2264 | Solar |  |  |  | 2016.0 | Dominion Renewable Energy | U.S. Energy Information Administration | http://www.eia.gov/electricity/data/browser/ | U.S. Energy Information Administration |  | 2019 |  |  |  | 55.797000000000004 | 208.687 | 208.091 | 204.075 | U.S. Energy Information Administration |  |  |  |  | 197.5 | SOLAR-V1-NO-AGE | SOLAR-V1-NO-AGE | SOLAR-V1-NO-AGE | SOLAR-V1-NO-AGE | SOLAR-V1-NO-AGE
USA | United States of America | San Luis Valley Solar Array |  | USA0061605 | 2.7 | 37.7770 | -106.2200 | Solar |  |  |  | 2017.0 | AEP Onsite Partners | U.S. Energy Information Administration | http://www.eia.gov/electricity/data/browser/ | U.S. Energy Information Administration |  | 2019 |  |  |  |  | 1.216 | 6.473 | 6.427 | U.S. Energy Information Administration |  |  |  |  | 4.39 | SOLAR-V1-NO-AGE | SOLAR-V1-NO-AGE | SOLAR-V1-NO-AGE | SOLAR-V1-NO-AGE | SOLAR-V1-NO-AGE
USA | United States of America | Fiddler's Canyon #2 |  | USA0059786 | 3 | 37.7947 | -113.2837 | Solar |  |  |  | 2015.0 | SunE Solar XVII Project 2 LLC | U.S. Energy Information Administration | http://www.eia.gov/electricity/data/browser/ | U.S. Energy Information Administration |  | 2019 |  |  | 1.589 | 7.274 | 7.3180000000000005 | 7.3660000000000005 | 6.105 | U.S. Energy Information Administration |  |  |  | 5.95 | 6.44 | SOLAR-V1-NO-AGE | SOLAR-V1-NO-AGE | SOLAR-V1-NO-AGE | SOLAR-V1-NO-AGE | SOLAR-V1-NO-AGE
USA | United States of America | Granite Mountain Solar West LLC |  | USA0059945 | 50.4 | 37.7989 | -113.3220 | Solar |  |  |  | 2016.0 | Dominion Renewable Energy | U.S. Energy Information Administration | http://www.eia.gov/electricity/data/browser/ | U.S. Energy Information Administration |  | 2019 |  |  |  | 25.727 | 127.971 | 123.56700000000001 | 125.44 | U.S. Energy Information Administration |  |  |  |  | 125.15 | SOLAR-V1-NO-AGE | SOLAR-V1-NO-AGE | SOLAR-V1-NO-AGE | SOLAR-V1-NO-AGE | SOLAR-V1-NO-AGE
USA | United States of America | Waynesville Solar Farm (MO) |  | USA0060706 | 2.8 | 37.8041 | -92.2535 | Solar |  |  |  | 2015.9999999999998 | MC Power Companies Inc | U.S. Energy Information Administration | http://www.eia.gov/electricity/data/browser/ | U.S. Energy Information Administration | 70692 | 2019 |  |  |  | 1.901 | 4.747 | 4.3790000000000004 | 4.32 | U.S. Energy Information Administration |  |  |  | 4.47 | 4.61 | NO-ESTIMATION | NO-ESTIMATION | NO-ESTIMATION | NO-ESTIMATION | CAPACITY-FACTOR-V1
USA | United States of America | Cedar Valley Solar Plant |  | USA0058599 | 3 | 37.8078 | -113.0900 | Solar |  |  |  | 2016.0 | First Wind O&M LLC | U.S. Energy Information Administration | http://www.eia.gov/electricity/data/browser/ | U.S. Energy Information Administration |  | 2019 |  |  | 0.048 | 3.1310000000000002 | 5.684 | 5.969 | 5.817 | U.S. Energy Information Administration |  |  |  |  | 6.47 | NO-ESTIMATION | NO-ESTIMATION | NO-ESTIMATION | NO-ESTIMATION | CAPACITY-FACTOR-V1
USA | United States of America | Three Peaks Power |  | USA0060432 | 80 | 37.8271 | -113.1371 | Solar |  |  |  | 2017.0 | Three Peaks Power LLC | U.S. Energy Information Administration | http://www.eia.gov/electricity/data/browser/ | U.S. Energy Information Administration |  | 2019 |  |  |  | 8.739 | 220.677 | 225.931 | 216.718 | U.S. Energy Information Administration |  |  |  |  | 130.36 | SOLAR-V1-NO-AGE | SOLAR-V1-NO-AGE | SOLAR-V1-NO-AGE | SOLAR-V1-NO-AGE | SOLAR-V1-NO-AGE
USA | United States of America | Essex Solar Center |  | USA0061406 | 20 | 37.8341 | -76.8000 | Solar |  |  |  | 2018.0 | Essex Solar Center LLC | U.S. Energy Information Administration | http://www.eia.gov/electricity/data/browser/ | U.S. Energy Information Administration |  | 2019 |  |  |  |  | 1.0170000000000001 | 37.917 | 42.723 | U.S. Energy Information Administration |  |  |  |  | 32.59 | SOLAR-V1-NO-AGE | SOLAR-V1-NO-AGE | SOLAR-V1-NO-AGE | SOLAR-V1-NO-AGE | SOLAR-V1-NO-AGE
USA | United States of America | Manteca Land PV |  | USA0061115 | 1 | 37.8401 | -121.2162 | Solar |  |  |  | 2018.0 | Manteca Land PV LLC | U.S. Energy Information Administration | http://www.eia.gov/electricity/data/browser/ | U.S. Energy Information Administration |  | 2019 |  |  |  |  | 0.018000000000000002 | 1.895 | 1.979 | U.S. Energy Information Administration |  |  |  |  | 1.62 | SOLAR-V1-NO-AGE | SOLAR-V1-NO-AGE | SOLAR-V1-NO-AGE | SOLAR-V1-NO-AGE | SOLAR-V1-NO-AGE
USA | United States of America | Robert O Schulz Solar Farm |  | USA0057579 | 1.3 | 37.8583 | -120.8917 | Solar |  |  |  | 2008.3076923076924 | South San Joaquin Irr District | U.S. Energy Information Administration | http://www.eia.gov/electricity/data/browser/ | U.S. Energy Information Administration | 57304 | 2019 | 3.067 | 2.828 | 2.942 | 2.732 | 2.867 | 2.761 | 2.71 | U.S. Energy Information Administration | 2.14 | 2.14 | 2.22 | 2.08 | 1.63 | SOLAR-V1-NO-AGE | SOLAR-V1-NO-AGE | SOLAR-V1-NO-AGE | SOLAR-V1-NO-AGE | SOLAR-V1-NO-AGE
USA | United States of America | El Dorado Springs Solar Farm |  | USA0061566 | 2.5 | 37.8587 | -94.0026 | Solar |  |  |  | 2018.0 | MC Power Companies Inc | U.S. Energy Information Administration | http://www.eia.gov/electricity/data/browser/ | U.S. Energy Information Administration |  | 2019 | [5 empty] | 2.857 | 3.728 | U.S. Energy Information Administration |  |  |  |  | 4.07 | SOLAR-V1-NO-AGE | SOLAR-V1-NO-AGE | SOLAR-V1-NO-AGE | SOLAR-V1-NO-AGE | SOLAR-V1-NO-AGE
USA | United States of America | Martin Solar Center |  | USA0061458 | 5 | 37.8805 | -78.0492 | Solar |  |  |  | 2018.0 | Martin Solar Center LLC | U.S. Energy Information Administration | http://www.eia.gov/electricity/data/browser/ | U.S. Energy Information Administration |  | 2019 |  |  |  |  | 0.277 | 8.793000000000001 | 9.292 | U.S. Energy Information Administration |  |  |  |  | 8.14 | SOLAR-V1-NO-AGE | SOLAR-V1-NO-AGE | SOLAR-V1-NO-AGE | SOLAR-V1-NO-AGE | SOLAR-V1-NO-AGE
USA | United States of America | Utah Red Hills Renewable Energy Park |  | USA0058660 | 80 | 37.8828 | -112.9042 | Solar |  |  |  | 2016.0 | Utah Red Hills Renewable Energy Park LLC | U.S. Energy Information Administration | http://www.eia.gov/electricity/data/browser/ | U.S. Energy Information Administration | 63058 | 2019 |  |  | 12.281 | 208.071 | 209.574 | 209.479 | 198.228 | U.S. Energy Information Administration |  |  |  |  | 197.5 | SOLAR-V1-NO-AGE | SOLAR-V1-NO-AGE | SOLAR-V1-NO-AGE | SOLAR-V1-NO-AGE | SOLAR-V1-NO-AGE
USA | United States of America | Sonora 1 |  | USA0058578 | 1.5 | 37.8898 | -120.5287 | Solar |  |  |  | 2014.0 | Greenbacker Renewable Energy Corporation | U.S. Energy Information Administration | http://www.eia.gov/electricity/data/browser/ | U.S. Energy Information Administration |  | 2019 | 0.081 | 3.751 | 3.7840000000000003 | 3.79 | 2.9472300000000002 | 3.657 | 3.606 | U.S. Energy Information Administration |  |  | 3.30 | 3.09 | 3.21 | SOLAR-V1-NO-AGE | SOLAR-V1-NO-AGE | SOLAR-V1-NO-AGE | SOLAR-V1-NO-AGE | SOLAR-V1-NO-AGE
USA | United States of America | Niagara Bottling Stockton |  | USA0063363 | 1 | 37.8948 | -121.2489 | Solar |  |  |  | 2018.0 | EnterSolar | U.S. Energy Information Administration | http://www.eia.gov/electricity/data/browser/ | U.S. Energy Information Administration |  | 2019 | [6 empty] | 1.492 | U.S. Energy Information Administration |  |  |  |  | 1.62 | SOLAR-V1-NO-AGE | SOLAR-V1-NO-AGE | SOLAR-V1-NO-AGE | SOLAR-V1-NO-AGE | SOLAR-V1-NO-AGE
USA | United States of America | CA Dept of Public Health at Richmond |  | USA0060428 | 2.2 | 37.9200 | -122.3440 | Solar |  |  |  | 2017.0 | California PV Energy LLC | U.S. Energy Information Administration | http://www.eia.gov/electricity/data/browser/ | U.S. Energy Information Administration |  | 2019 |  |  |  |  | 4.32 | 4.23 | 4.205 | U.S. Energy Information Administration |  |  |  |  | 3.58 | NO-ESTIMATION | NO-ESTIMATION | NO-ESTIMATION | NO-ESTIMATION | CAPACITY-FACTOR-V1
USA | United States of America | CSD 2 - Heritage High |  | USA0059130 | 1.3 | 37.9219 | -121.7556 | Solar |  |  |  | 2013.0 | Ahana Renewables LLC | U.S. Energy Information Administration | http://www.eia.gov/electricity/data/browser/ | U.S. Energy Information Administration |  | 2019 | 0.495 | 2.237 | 2.214 | 2.1670000000000003 | 2.807 | 2.082 | 2.002 | U.S. Energy Information Administration |  | 2.49 | 2.78 | 2.41 | 2.65 | SOLAR-V1-NO-AGE | SOLAR-V1-NO-AGE | SOLAR-V1-NO-AGE | SOLAR-V1-NO-AGE | SOLAR-V1-NO-AGE
USA | United States of America | Eastern Shore Solar LLC |  | USA0060127 | 80 | 37.9439 | -75.5696 | Solar |  |  |  | 2016.0 | Dominion Renewable Energy | U.S. Energy Information Administration | http://www.eia.gov/electricity/data/browser/ | U.S. Energy Information Administration |  | 2019 |  |  |  | 15.912 | 157.538 | 153.665 | 165.334 | U.S. Energy Information Administration |  |  |  |  | 178.49 | SOLAR-V1-NO-AGE | SOLAR-V1-NO-AGE | SOLAR-V1-NO-AGE | SOLAR-V1-NO-AGE | SOLAR-V1-NO-AGE
USA | United States of America | Marin Clean Energy Solar One |  | USA0061013 | 10.5 | 37.9453 | -122.3772 | Solar |  |  |  | 2018.0 | Sustainable Power Group LLC | U.S. Energy Information Administration | http://www.eia.gov/electricity/data/browser/ | U.S. Energy Information Administration |  | 2019 |  |  |  |  | 0.496 | 20.236 | 20.212 | U.S. Energy Information Administration |  |  |  |  | 17.11 | SOLAR-V1-NO-AGE | SOLAR-V1-NO-AGE | SOLAR-V1-NO-AGE | SOLAR-V1-NO-AGE | SOLAR-V1-NO-AGE
USA | United States of America | IMPA Tell City Solar Park |  | USA0059482 | 1 | 37.9461 | -86.7375 | Solar |  |  |  | 2015.0 | Indiana Municipal Power Agency | U.S. Energy Information Administration | http://www.eia.gov/electricity/data/browser/ | U.S. Energy Information Administration | 69791 | 2019 |  |  | 0.757 | 1.374 | 1.555 | 0.657 | 1.013 | U.S. Energy Information Administration |  |  |  | 1.56 | 1.59 | NO-ESTIMATION | NO-ESTIMATION | NO-ESTIMATION | NO-ESTIMATION | CAPACITY-FACTOR-V1
USA | United States of America | Palmer Solar Center |  | USA0061457 | 5 | 37.9672 | -78.2310 | Solar |  |  |  | 2018.0 | Palmer Solar Center LLC | U.S. Energy Information Administration | http://www.eia.gov/electricity/data/browser/ | U.S. Energy Information Administration |  | 2019 |  |  |  |  | 0.225 | 10.323 | 11.16 | U.S. Energy Information Administration |  |  |  |  | 8.14 | SOLAR-V1-NO-AGE | SOLAR-V1-NO-AGE | SOLAR-V1-NO-AGE | SOLAR-V1-NO-AGE | SOLAR-V1-NO-AGE
USA | United States of America | CSD 2- Freedom High |  | USA0059129 | 1.1 | 37.9697 | -121.7194 | Solar |  |  |  | 2013.0 | Ahana Renewables LLC | U.S. Energy Information Administration | http://www.eia.gov/electricity/data/browser/ | U.S. Energy Information Administration |  | 2019 | 0.51 | 1.7650000000000001 | 1.793 | 1.661 | 1.607 | 1.56 | 1.483 | U.S. Energy Information Administration |  | 2.04 | 2.30 | 1.96 | 2.12 | SOLAR-V1-NO-AGE | SOLAR-V1-NO-AGE | SOLAR-V1-NO-AGE | SOLAR-V1-NO-AGE | SOLAR-V1-NO-AGE
USA | United States of America | Rolla Solar Farm (MO) |  | USA0060705 | 2.8 | 37.9853 | -91.7169 | Solar |  |  |  | 2015.9999999999998 | MC Power Companies Inc | U.S. Energy Information Administration | http://www.eia.gov/electricity/data/browser/ | U.S. Energy Information Administration |  | 2019 |  |  |  | 3.239 | 4.604 | 4.234 | 4.102 | U.S. Energy Information Administration |  |  |  | 4.42 | 4.61 | SOLAR-V1-NO-AGE | SOLAR-V1-NO-AGE | SOLAR-V1-NO-AGE | SOLAR-V1-NO-AGE | SOLAR-V1-NO-AGE
USA | United States of America | Oak Hill Solar Array |  | USA0061333 | 2 | 37.9900 | -87.5300 | Solar |  |  |  | 2018.0 | Southern Indiana Gas & Elec Co | U.S. Energy Information Administration | http://www.eia.gov/electricity/data/browser/ | U.S. Energy Information Administration |  | 2019 | [5 empty] | 0.155 | 3.625 | U.S. Energy Information Administration |  |  |  |  | 3.25 | SOLAR-V1-NO-AGE | SOLAR-V1-NO-AGE | SOLAR-V1-NO-AGE | SOLAR-V1-NO-AGE | SOLAR-V1-NO-AGE
USA | United States of America | California PV Energy at ISD WWTP |  | USA0059283 | 1 | 38.0011 | -121.7039 | Solar |  |  |  | 2014.0 | California PV Energy LLC | U.S. Energy Information Administration | http://www.eia.gov/electricity/data/browser/ | U.S. Energy Information Administration | 57964 | 2019 |  | 0.77 | 2.383 | 2.193 | 1.943 | 2.009 | 1.965 | U.S. Energy Information Administration |  |  | 2.15 | 1.84 | 2.05 | SOLAR-V1-NO-AGE | SOLAR-V1-NO-AGE | SOLAR-V1-NO-AGE | SOLAR-V1-NO-AGE | SOLAR-V1-NO-AGE
USA | United States of America | Oakley Solar Project |  | USA0058376 | 1.5 | 38.0017 | -121.7478 | Solar |  |  |  | 2013.0 | Oakley Solar Project LLC | U.S. Energy Information Administration | http://www.eia.gov/electricity/data/browser/ | U.S. Energy Information Administration | 67491 | 2019 | 1.562 | 2.6270000000000002 | 2.6310000000000002 | 2.5460000000000003 | 2.322 | 2.2720000000000002 | 2.292 | U.S. Energy Information Administration |  | 3.03 | 3.36 | 2.94 | 3.1 | SOLAR-V1-NO-AGE | SOLAR-V1-NO-AGE | SOLAR-V1-NO-AGE | SOLAR-V1-NO-AGE | SOLAR-V1-NO-AGE
USA | United States of America | Westar Cities Solar |  | USA0060956 | 1 | 38.0194 | -97.9753 | Solar |  |  |  | 2017.0 | SoCore Energy LLC | U.S. Energy Information Administration | http://www.eia.gov/electricity/data/browser/ | U.S. Energy Information Administration |  | 2019 |  |  |  |  | 1.118 | 2.142 | 2.055 | U.S. Energy Information Administration |  |  |  |  | 1.62 | SOLAR-V1-NO-AGE | SOLAR-V1-NO-AGE | SOLAR-V1-NO-AGE | SOLAR-V1-NO-AGE | SOLAR-V1-NO-AGE
USA | United States of America | Columbia Solar Energy LLC |  | USA0059979 | 19.2 | 38.0197 | -121.8651 | Solar |  |  |  | 2015.0 | Columbia Solar Energy LLC | U.S. Energy Information Administration | http://www.eia.gov/electricity/data/browser/ | U.S. Energy Information Administration |  | 2019 |  |  | 4.485 | 40.794000000000004 | 41.315 | 39.313 | 38.363 | U.S. Energy Information Administration |  |  |  | 37.77 | 47.04 | SOLAR-V1-NO-AGE | SOLAR-V1-NO-AGE | SOLAR-V1-NO-AGE | SOLAR-V1-NO-AGE | SOLAR-V1-NO-AGE
USA | United States of America | Whitehouse Solar Farm |  | USA0060319 | 20 | 38.0230 | -77.9720 | Solar |  |  |  | 2017.0 | Virginia Electric & Power Co | U.S. Energy Information Administration | http://www.eia.gov/electricity/data/browser/ | U.S. Energy Information Administration | 69645 | 2019 |  |  |  | 0.99 | 35.636 | 28.485 | 37.031 | U.S. Energy Information Administration |  |  |  |  | 32.59 | SOLAR-V1-NO-AGE | SOLAR-V1-NO-AGE | SOLAR-V1-NO-AGE | SOLAR-V1-NO-AGE | SOLAR-V1-NO-AGE
USA | United States of America | Buckhorn Solar Plant |  | USA0058600 | 3 | 38.0233 | -112.7317 | Solar |  |  |  | 2016.0 | First Wind O&M LLC | U.S. Energy Information Administration | http://www.eia.gov/electricity/data/browser/ | U.S. Energy Information Administration |  | 2019 |  |  | 0.0 | 5.729 | 5.355 | 5.969 | 5.027 | U.S. Energy Information Administration |  |  |  |  | 6.45 | SOLAR-V1-NO-AGE | SOLAR-V1-NO-AGE | SOLAR-V1-NO-AGE | SOLAR-V1-NO-AGE | SOLAR-V1-NO-AGE
USA | United States of America | Cooperative Solar One |  | USA0060863 | 8.5 | 38.0272 | -84.2547 | Solar |  |  |  | 2017.0 | East Kentucky Power Coop Inc | U.S. Energy Information Administration | http://www.eia.gov/electricity/data/browser/ | U.S. Energy Information Administration |  | 2019 |  |  |  |  | 1.33 | 13.787 | 14.457 | U.S. Energy Information Administration |  |  |  |  | 13.85 | SOLAR-V1-NO-AGE | SOLAR-V1-NO-AGE | SOLAR-V1-NO-AGE | SOLAR-V1-NO-AGE | SOLAR-V1-NO-AGE
USA | United States of America | UMMS at Pocomoke |  | USA0058329 | 2.8 | 38.0981 | -75.6111 | Solar |  |  |  | 2013.0 | Constellation Solar Maryland II LLC | U.S. Energy Information Administration | http://www.eia.gov/electricity/data/browser/ | U.S. Energy Information Administration |  | 2019 | 4.249 | 4.792 | 4.447 | 5.03 | 4.952 | 4.835 | 5.101 | U.S. Energy Information Administration |  | 4.98 | 5.41 | 5.11 | 5.48 | NO-ESTIMATION | NO-ESTIMATION | NO-ESTIMATION | NO-ESTIMATION | CAPACITY-FACTOR-V1
USA | United States of America | Gibbons CSG |  | USA0063089 | 2 | 38.1154 | -75.2149 | Solar |  |  |  | 2020.0 | Forefront Power LLC | U.S. Energy Information Administration | http://www.eia.gov/electricity/data/browser/ | U.S. Energy Information Administration |  | 2019 | [6 empty] | 0.019 | U.S. Energy Information Administration |  |  |  |  | 3.25 | NO-ESTIMATION | NO-ESTIMATION | NO-ESTIMATION | NO-ESTIMATION | CAPACITY-FACTOR-V1
USA | United States of America | Kettleman Solar Project |  | USA0058510 | 1 | 38.1214 | -121.1412 | Solar |  |  |  | 2014.0 | Ecos Energy LLC | U.S. Energy Information Administration | http://www.eia.gov/electricity/data/browser/ | U.S. Energy Information Administration | 70106 | 2019 |  | 2.199 | 2.607 | 2.513 | 2.294 | 2.231 | 2.64 | U.S. Energy Information Administration |  |  | 2.16 | 1.94 | 1.88 | NO-ESTIMATION | NO-ESTIMATION | NO-ESTIMATION | NO-ESTIMATION | CAPACITY-FACTOR-V1
USA | United States of America | Cottonwood Solar LLC Cottonwood Carport |  | USA0059703 | 1 | 38.1298 | -122.5682 | Solar |  |  |  | 2016.0 | Dominion Renewable Energy | U.S. Energy Information Administration | http://www.eia.gov/electricity/data/browser/ | U.S. Energy Information Administration |  | 2019 |  |  |  | 0.8280000000000001 | 1.21 | 1.3960000000000001 | 1.32 | U.S. Energy Information Administration |  |  |  |  | 2.19 | SOLAR-V1-NO-AGE | SOLAR-V1-NO-AGE | SOLAR-V1-NO-AGE | SOLAR-V1-NO-AGE | SOLAR-V1-NO-AGE
USA | United States of America | SFDK Solar |  | USA0062649 | 6.3 | 38.1322 | -122.2320 | Solar |  |  |  | 2020.0 | Sustainable Power Group LLC | U.S. Energy Information Administration | http://www.eia.gov/electricity/data/browser/ | U.S. Energy Information Administration |  | 2019 | [6 empty] | 0.069 | U.S. Energy Information Administration |  |  |  |  | 10.26 | SOLAR-V1-NO-AGE | SOLAR-V1-NO-AGE | SOLAR-V1-NO-AGE | SOLAR-V1-NO-AGE | SOLAR-V1-NO-AGE
USA | United States of America | Bear Creek Solar |  | USA0058508 | 1.5 | 38.1364 | -121.1489 | Solar |  |  |  | 2014.0 | Ecos Energy LLC | U.S. Energy Information Administration | http://www.eia.gov/electricity/data/browser/ | U.S. Energy Information Administration | 67595 | 2019 |  | 3.495 | 3.716 | 3.722 | 3.142 | 3.367 | 3.868 | U.S. Energy Information Administration |  |  | 3.37 | 3.11 | 2.98 | SOLAR-V1-NO-AGE | SOLAR-V1-NO-AGE | SOLAR-V1-NO-AGE | SOLAR-V1-NO-AGE | SOLAR-V1-NO-AGE
USA | United States of America | Volkman Road Solar Array Hybrid |  | USA0061334 | 3 | 38.1492 | -87.5482 | Solar | Storage |  |  | 2018.3333333333333 | Southern Indiana Gas & Elec Co | U.S. Energy Information Administration | http://www.eia.gov/electricity/data/browser/ | U.S. Energy Information Administration |  | 2019 | [5 empty] | 0.0 | 3.835 | U.S. Energy Information Administration |  |  |  |  | 4.88 | HYDRO-V1 | HYDRO-V1 | HYDRO-V1 | HYDRO-V1 | HYDRO-V1
USA | United States of America | American Canyon Solar |  | USA0062687 | 3 | 38.1609 | -122.2140 | Solar |  |  |  | 2019.0 | RP Napa Solar 1 LLC | U.S. Energy Information Administration | http://www.eia.gov/electricity/data/browser/ | U.S. Energy Information Administration |  | 2019 | [6 empty] | 1.521 | U.S. Energy Information Administration |  |  |  |  | 4.88 | HYDRO-V1 | HYDRO-V1 | HYDRO-V1 | HYDRO-V1 | HYDRO-V1
USA | United States of America | Great Bay Solar 1 |  | USA0059851 | 75 | 38.1689 | -75.6975 | Solar |  |  |  | 2018.0 | Great Bay Solar I LLC | U.S. Energy Information Administration | http://www.eia.gov/electricity/data/browser/ | U.S. Energy Information Administration |  | 2019 | [5 empty] | 107.182 | 134.193 | U.S. Energy Information Administration |  |  |  |  | 122.21 | NO-ESTIMATION | NO-ESTIMATION | NO-ESTIMATION | NO-ESTIMATION | CAPACITY-FACTOR-V1
USA | United States of America | New Haven Solar RES |  | USA0059983 | 1.1 | 38.1941 | -86.9889 | Solar |  |  |  | 2016.0000000000002 | Hoosier Energy R E C Inc | U.S. Energy Information Administration | http://www.eia.gov/electricity/data/browser/ | U.S. Energy Information Administration |  | 2019 |  |  |  | 0.34400000000000003 | 1.869 | 1.71 | 1.902 | U.S. Energy Information Administration |  |  |  |  | 1.67 | NO-ESTIMATION | NO-ESTIMATION | NO-ESTIMATION | NO-ESTIMATION | CAPACITY-FACTOR-V1
USA | United States of America | Lavio Solar |  | USA0061792 | 1 | 38.1946 | -122.6634 | Solar |  |  |  | 2018.0 | Lavio Solar LLC | U.S. Energy Information Administration | http://www.eia.gov/electricity/data/browser/ | U.S. Energy Information Administration |  | 2019 | [5 empty] | 2.009 | 1.931 | U.S. Energy Information Administration |  |  |  |  | 1.62 | HYDRO-V1 | HYDRO-V1 | HYDRO-V1 | HYDRO-V1 | HYDRO-V1
USA | United States of America | UMES (MD) - Princess Anne |  | USA0059749 | 2.2 | 38.2026 | -75.6764 | Solar |  |  |  | 2011.0000000000002 | NVT LICENSES LLC | U.S. Energy Information Administration | http://www.eia.gov/electricity/data/browser/ | U.S. Energy Information Administration |  | 2019 |  |  | 3.04 | 3.119 | 3.234 | 3.129 | 3.169 | U.S. Energy Information Administration | 3.57 | 3.56 | 4.14 | 3.64 | 3.81 | HYDRO-V1 | HYDRO-V1 | HYDRO-V1 | HYDRO-V1 | HYDRO-V1
USA | United States of America | Comanche Solar |  | USA0059656 | 120 | 38.2053 | -104.5667 | Solar |  |  |  | 2016.0 | Novatus Energy | U.S. Energy Information Administration | http://www.eia.gov/electricity/data/browser/ | U.S. Energy Information Administration | 67903 | 2019 |  |  |  | 84.592 | 285.438 | 297.86 | 290.821 | U.S. Energy Information Administration |  |  |  |  | 281.79 | NO-ESTIMATION | NO-ESTIMATION | NO-ESTIMATION | NO-ESTIMATION | CAPACITY-FACTOR-V1
USA | United States of America | Stage Gulch Solar |  | USA0061791 | 1 | 38.2168 | -122.5429 | Solar |  |  |  | 2018.0 | Stage Gulch Solar LLC | U.S. Energy Information Administration | http://www.eia.gov/electricity/data/browser/ | U.S. Energy Information Administration |  | 2019 | [5 empty] | 1.862 | 1.715 | U.S. Energy Information Administration |  |  |  |  | 1.62 | HYDRO-V1 | HYDRO-V1 | HYDRO-V1 | HYDRO-V1 | HYDRO-V1
USA | United States of America | SunEdison Anheuser Busch Fairfield |  | USA0057010 | 1 | 38.2321 | -122.0927 | Solar |  |  |  | 2009.0 | SunE M5 Holdings LLC | U.S. Energy Information Administration | http://www.eia.gov/electricity/data/browser/ | U.S. Energy Information Administration |  | 2019 | 2.201 | 2.091 | 2.055 | 2.642 | 1.6280000000000001 | 1.699 | 1.582 | U.S. Energy Information Administration | 1.85 | 1.63 | 1.71 | 1.54 | 1.61 | HYDRO-V1 | HYDRO-V1 | HYDRO-V1 | HYDRO-V1 | HYDRO-V1
USA | United States of America | SMUD at Fleshman |  | USA0057671 | 2.9 | 38.2378 | -121.3375 | Solar |  |  |  | 2012.0000000000002 | Sacramento PV Energy LLC | U.S. Energy Information Administration | http://www.eia.gov/electricity/data/browser/ | U.S. Energy Information Administration |  | 2019 | 6.423 | 5.847 | 5.676 | 5.458 | 5.29 | 5.513 | 5.504 | U.S. Energy Information Administration | 6.02 | 5.71 | 6.50 | 5.52 | 4.85 | HYDRO-V1 | HYDRO-V1 | HYDRO-V1 | HYDRO-V1 | HYDRO-V1
USA | United States of America | Crescent Dunes Solar Energy |  | USA0057275 | 125 | 38.2389 | -117.3636 | Solar |  |  |  | 2015.0 | Tonopah Solar Energy LLC | U.S. Energy Information Administration | http://www.eia.gov/electricity/data/browser/ | U.S. Energy Information Administration | 61026 | 2019 |  |  | 3.5340000000000003 | 127.33800000000001 | 42.029 | 195.81 | 50.168 | U.S. Energy Information Administration |  |  |  | 270.69 | 307.43 | NO-ESTIMATION | NO-ESTIMATION | NO-ESTIMATION | NO-ESTIMATION | CAPACITY-FACTOR-V1
USA | United States of America | SMUD at Van Conett |  | USA0057670 | 2.9 | 38.2531 | -121.2789 | Solar |  |  |  | 2012.0000000000002 | Sacramento PV Energy LLC | U.S. Energy Information Administration | http://www.eia.gov/electricity/data/browser/ | U.S. Energy Information Administration |  | 2019 | 6.317 | 5.752 | 5.806 | 5.485 | 5.3020000000000005 | 5.561 | 4.98 | U.S. Energy Information Administration | 6.15 | 5.69 | 6.08 | 5.60 | 4.99 | NO-ESTIMATION | NO-ESTIMATION | NO-ESTIMATION | NO-ESTIMATION | CAPACITY-FACTOR-V1
USA | United States of America | Greenville Solar Plant |  | USA0058603 | 2.2 | 38.2561 | -112.7358 | Solar |  |  |  | 2014.9999999999998 | First Wind O&M LLC | U.S. Energy Information Administration | http://www.eia.gov/electricity/data/browser/ | U.S. Energy Information Administration |  | 2019 |  |  | 2.827 | 3.565 | 3.394 | 4.098 | 3.883 | U.S. Energy Information Administration |  |  | 4.54 | 4.24 | 4.62 | NO-ESTIMATION | NO-ESTIMATION | NO-ESTIMATION | NO-ESTIMATION | CAPACITY-FACTOR-V1
USA | United States of America | Butler Solar Power Project |  | USA0058959 | 2.8 | 38.2700 | -94.3500 | Solar |  |  |  | 2014.0 | MC Power Companies Inc | U.S. Energy Information Administration | http://www.eia.gov/electricity/data/browser/ | U.S. Energy Information Administration |  | 2019 |  | 4.061 | 4.58 | 4.699 | 4.502 | 4.086 | 4.078 | U.S. Energy Information Administration |  |  | 4.48 | 4.39 | 4.4 | HYDRO-V1 | HYDRO-V1 | HYDRO-V1 | HYDRO-V1 | HYDRO-V1
USA | United States of America | Lanesville Solar RES |  | USA0059984 | 1.1 | 38.2717 | -85.9864 | Solar |  |  |  | 2016.0000000000002 | Hoosier Energy R E C Inc | U.S. Energy Information Administration | http://www.eia.gov/electricity/data/browser/ | U.S. Energy Information Administration |  | 2019 |  |  | 0.022 | 1.8860000000000001 | 2.0380000000000003 | 1.881 | 1.837 | U.S. Energy Information Administration |  |  |  |  | 1.67 | HYDRO-V1 | HYDRO-V1 | HYDRO-V1 | HYDRO-V1 | HYDRO-V1
USA | United States of America | SMPA Solar 1 Community Solar |  | USA0058547 | 1 | 38.2725 | -108.7856 | Solar |  |  |  | 2013.0 | Clean Energy Collective LLC | U.S. Energy Information Administration | http://www.eia.gov/electricity/data/browser/ | U.S. Energy Information Administration |  | 2019 | 1.999 | 1.6540000000000001 | 1.849 | 1.862 | 1.951 | 1.957 | 1.713 | U.S. Energy Information Administration |  | 1.69 | 1.83 | 1.66 | 2.07 | HYDRO-V1 | HYDRO-V1 | HYDRO-V1 | HYDRO-V1 | HYDRO-V1
USA | United States of America | Green Acres Solar Facility 1 |  | USA0057849 | 3 | 38.2820 | -121.4647 | Solar |  |  |  | 2012.0 | SEAI Elk Grove LLC | U.S. Energy Information Administration | http://www.eia.gov/electricity/data/browser/ | U.S. Energy Information Administration |  | 2019 | 6.7 | 6.7 | 7.07 | 6.72 | 6.485 | 6.354 | 6.33 | U.S. Energy Information Administration | 6.36 | 5.71 | 6.29 | 5.79 | 5.16 | HYDRO-V1 | HYDRO-V1 | HYDRO-V1 | HYDRO-V1 | HYDRO-V1
USA | United States of America | Green Acres Solar Facility 2 |  | USA0057850 | 1 | 38.2836 | -121.4613 | Solar |  |  |  | 2012.0 | SEAI Elk Grove LLC | U.S. Energy Information Administration | http://www.eia.gov/electricity/data/browser/ | U.S. Energy Information Administration |  | 2019 | 2.2 | 2.2 | 2.39 | 2.315 | 2.14 | 2.1710000000000003 | 2.16 | U.S. Energy Information Administration | 2.12 | 1.84 | 2.06 | 1.83 | 1.65 | NO-ESTIMATION | NO-ESTIMATION | NO-ESTIMATION | NO-ESTIMATION | CAPACITY-FACTOR-V1
USA | United States of America | CEC Solar #1117 LLC |  | USA0060801 | 1.5 | 38.2844 | -104.5240 | Solar |  |  |  | 2018.0 | Clean Focus Renewables Inc. | U.S. Energy Information Administration | http://www.eia.gov/electricity/data/browser/ | U.S. Energy Information Administration |  | 2019 | [5 empty] | 1.729 | 4.182 | U.S. Energy Information Administration |  |  |  |  | 2.44 | NO-ESTIMATION | NO-ESTIMATION | NO-ESTIMATION | NO-ESTIMATION | CAPACITY-FACTOR-V1
USA | United States of America | Milford Flat Solar Plant |  | USA0058601 | 3 | 38.2914 | -113.0083 | Solar |  |  |  | 2015.0 | First Wind O&M LLC | U.S. Energy Information Administration | http://www.eia.gov/electricity/data/browser/ | U.S. Energy Information Administration |  | 2019 |  |  | 2.582 | 5.274 | 5.776 | 6.293 | 6.089 | U.S. Energy Information Administration |  |  |  | 5.91 | 6.71 | HYDRO-V1 | HYDRO-V1 | HYDRO-V1 | HYDRO-V1 | HYDRO-V1
USA | United States of America | Laho Solar Plant |  | USA0058602 | 3 | 38.2914 | -113.0356 | Solar |  |  |  | 2015.0 | First Wind O&M LLC | U.S. Energy Information Administration | http://www.eia.gov/electricity/data/browser/ | U.S. Energy Information Administration |  | 2019 |  |  | 0.0 | 6.0680000000000005 | 5.577 | 6.42 | 6.221 | U.S. Energy Information Administration |  |  |  | 5.91 | 6.3 | HYDRO-V1 | HYDRO-V1 | HYDRO-V1 | HYDRO-V1 | HYDRO-V1
USA | United States of America | North Bay Solar 1 |  | USA0058748 | 1 | 38.3006 | -121.9664 | Solar |  |  |  | 2013.0 | Sustainable Power Group LLC | U.S. Energy Information Administration | http://www.eia.gov/electricity/data/browser/ | U.S. Energy Information Administration | 67919 | 2019 | 0.668 | 2.3850000000000002 | 2.455 | 2.153 | 2.353 | 2.003 | 2.383 | U.S. Energy Information Administration |  | 1.91 | 2.22 | 1.90 | 1.89 | HYDRO-V1 | HYDRO-V1 | HYDRO-V1 | HYDRO-V1 | HYDRO-V1
USA | United States of America | RE McKenzie 1 LLC |  | USA0057816 | 5 | 38.3026 | -121.2958 | Solar |  |  |  | 2012.0 | Gamma Genco CV LLC | U.S. Energy Information Administration | http://www.eia.gov/electricity/data/browser/ | U.S. Energy Information Administration |  | 2019 | 13.135 | 12.251 | 12.233 | 12.316 | 11.848 | 11.75 | 12.063 | U.S. Energy Information Administration | 11.01 | 9.81 | 10.82 | 10.24 | 9 | NO-ESTIMATION | NO-ESTIMATION | NO-ESTIMATION | NO-ESTIMATION | CAPACITY-FACTOR-V1
USA | United States of America | RE McKenzie 2 LLC |  | USA0057817 | 5 | 38.3026 | -121.2958 | Solar |  |  |  | 2012.0 | Gamma Genco CV LLC | U.S. Energy Information Administration | http://www.eia.gov/electricity/data/browser/ | U.S. Energy Information Administration |  | 2019 | 12.917 | 12.143 | 12.27 | 12.298 | 11.932 | 12.381 | 12.105 | U.S. Energy Information Administration | 11.01 | 9.81 | 10.82 | 10.24 | 9 | NO-ESTIMATION | NO-ESTIMATION | NO-ESTIMATION | NO-ESTIMATION | CAPACITY-FACTOR-V1
USA | United States of America | RE McKenzie 3 LLC |  | USA0057818 | 5 | 38.3026 | -121.2958 | Solar |  |  |  | 2012.0 | Gamma Genco CV LLC | U.S. Energy Information Administration | http://www.eia.gov/electricity/data/browser/ | U.S. Energy Information Administration |  | 2019 | 13.129 | 11.753 | 12.241 | 12.358 | 11.33 | 12.485 | 11.946 | U.S. Energy Information Administration | 11.01 | 9.81 | 10.82 | 10.24 | 9 | NO-ESTIMATION | NO-ESTIMATION | NO-ESTIMATION | NO-ESTIMATION | CAPACITY-FACTOR-V1
USA | United States of America | RE McKenzie 4 LLC |  | USA0057819 | 5 | 38.3026 | -121.2958 | Solar |  |  |  | 2012.0 | Gamma Genco CV LLC | U.S. Energy Information Administration | http://www.eia.gov/electricity/data/browser/ | U.S. Energy Information Administration |  | 2019 | 12.858 | 12.301 | 12.276 | 12.0 | 11.814 | 12.313 | 12.003 | U.S. Energy Information Administration | 11.01 | 9.81 | 10.82 | 10.24 | 9 | SOLAR-V1-NO-AGE | SOLAR-V1-NO-AGE | SOLAR-V1-NO-AGE | SOLAR-V1-NO-AGE | SOLAR-V1-NO-AGE
USA | United States of America | RE McKenzie 5 LLC |  | USA0057820 | 5 | 38.3026 | -121.2958 | Solar |  |  |  | 2012.0 | Gamma Genco CV LLC | U.S. Energy Information Administration | http://www.eia.gov/electricity/data/browser/ | U.S. Energy Information Administration |  | 2019 | 13.061 | 12.244 | 12.287 | 12.433 | 11.005 | 12.458 | 12.147 | U.S. Energy Information Administration | 11.01 | 9.81 | 10.82 | 10.24 | 9 | SOLAR-V1-NO-AGE | SOLAR-V1-NO-AGE | SOLAR-V1-NO-AGE | SOLAR-V1-NO-AGE | SOLAR-V1-NO-AGE
USA | United States of America | RE McKenzie 6 LLC |  | USA0057821 | 5 | 38.3026 | -121.2958 | Solar |  |  |  | 2012.0 | Gamma Genco CV LLC | U.S. Energy Information Administration | http://www.eia.gov/electricity/data/browser/ | U.S. Energy Information Administration |  | 2019 | 12.929 | 12.281 | 12.316 | 12.371 | 12.019 | 12.345 | 11.915 | U.S. Energy Information Administration | 11.01 | 9.81 | 10.82 | 10.24 | 9 | SOLAR-V1-NO-AGE | SOLAR-V1-NO-AGE | SOLAR-V1-NO-AGE | SOLAR-V1-NO-AGE | SOLAR-V1-NO-AGE
USA | United States of America | CSU Pueblo |  | USA0058481 | 1 | 38.3061 | -104.5800 | Solar |  |  |  | 2009.0 | SSA Solar of CO 1 LLC | U.S. Energy Information Administration | http://www.eia.gov/electricity/data/browser/ | U.S. Energy Information Administration | 59266 | 2019 | 1.864 | 1.77 | 1.655 | 1.799 | 1.583 | 1.849 | 1.801 | U.S. Energy Information Administration | 1.79 | 1.66 | 1.73 | 1.57 | 1.72 | SOLAR-V1-NO-AGE | SOLAR-V1-NO-AGE | SOLAR-V1-NO-AGE | SOLAR-V1-NO-AGE | SOLAR-V1-NO-AGE
USA | United States of America | South Milford Solar Plant |  | USA0059620 | 2.9 | 38.3111 | -113.0536 | Solar |  |  |  | 2015.0 | REUT Origination LLC | U.S. Energy Information Administration | http://www.eia.gov/electricity/data/browser/ | U.S. Energy Information Administration | 69263 | 2019 |  |  | 5.759 | 7.304 | 6.399 | 7.703 | 7.207 | U.S. Energy Information Administration |  |  |  | 5.98 | 6.09 | SOLAR-V1-NO-AGE | SOLAR-V1-NO-AGE | SOLAR-V1-NO-AGE | SOLAR-V1-NO-AGE | SOLAR-V1-NO-AGE
USA | United States of America | IMPA Huntingburg Solar Park |  | USA0060251 | 2 | 38.3196 | -86.9681 | Solar |  |  |  | 2016.0 | Indiana Municipal Power Agency | U.S. Energy Information Administration | http://www.eia.gov/electricity/data/browser/ | U.S. Energy Information Administration | 70862 | 2019 |  |  |  | 0.8200000000000001 | 3.003 | 2.705 | 2.71 | U.S. Energy Information Administration |  |  |  |  | 3.13 | HYDRO-V1 | HYDRO-V1 | HYDRO-V1 | HYDRO-V1 | HYDRO-V1
USA | United States of America | CDCR (CA) - Solano State Prison |  | USA0061619 | 1.1 | 38.3227 | -121.9706 | Solar |  |  |  | 2014.0 | SunE Solano SP Owner LLC | U.S. Energy Information Administration | http://www.eia.gov/electricity/data/browser/ | U.S. Energy Information Administration |  | 2019 |  |  |  |  | 2.525 | 2.446 | 2.261 | U.S. Energy Information Administration |  |  | 2.24 | 2.05 | 2.04 | HYDRO-V1 | HYDRO-V1 | HYDRO-V1 | HYDRO-V1 | HYDRO-V1
USA | United States of America | SMUD at Lawrence |  | USA0057753 | 1 | 38.3389 | -121.4313 | Solar |  |  |  | 2012.0 | Sacramento PV Energy LLC | U.S. Energy Information Administration | http://www.eia.gov/electricity/data/browser/ | U.S. Energy Information Administration |  | 2019 | 2.146 | 1.933 | 1.926 | 1.541 | 1.499 | 1.796 | 1.818 | U.S. Energy Information Administration | 2.07 | 1.84 | 2.06 | 1.83 | 1.65 | NO-ESTIMATION | NO-ESTIMATION | NO-ESTIMATION | NO-ESTIMATION | CAPACITY-FACTOR-V1
USA | United States of America | Rancho Seco Solar LLC |  | USA0060226 | 10.8 | 38.3399 | -121.1145 | Solar |  |  |  | 2016.0000000000002 | Rancho Seco Solar LLC | U.S. Energy Information Administration | http://www.eia.gov/electricity/data/browser/ | U.S. Energy Information Administration |  | 2019 |  |  |  | 7.881 | 23.68 | 24.240000000000002 | 22.725 | U.S. Energy Information Administration |  |  |  |  | 23.99 | NO-ESTIMATION | NO-ESTIMATION | NO-ESTIMATION | NO-ESTIMATION | CAPACITY-FACTOR-V1
USA | United States of America | RE Bruceville 1 LLC |  | USA0057783 | 5 | 38.3475 | -121.4128 | Solar |  |  |  | 2012.0 | Gamma Genco CV LLC | U.S. Energy Information Administration | http://www.eia.gov/electricity/data/browser/ | U.S. Energy Information Administration | 64966 | 2019 | 12.92 | 11.564 | 11.895 | 12.08 | 11.16 | 11.418000000000001 | 10.922 | U.S. Energy Information Administration | 10.77 | 9.81 | 10.82 | 10.24 | 9 | NO-ESTIMATION | NO-ESTIMATION | NO-ESTIMATION | NO-ESTIMATION | CAPACITY-FACTOR-V1
USA | United States of America | RE Bruceville 2 LLC |  | USA0057784 | 5 | 38.3475 | -121.4128 | Solar |  |  |  | 2012.0 | Gamma Genco CV LLC | U.S. Energy Information Administration | http://www.eia.gov/electricity/data/browser/ | U.S. Energy Information Administration | 64966 | 2019 | 12.971 | 11.841000000000001 | 12.027000000000001 | 11.939 | 11.936 | 11.913 | 11.163 | U.S. Energy Information Administration | 10.77 | 9.81 | 10.82 | 10.24 | 9 | HYDRO-V1 | HYDRO-V1 | HYDRO-V1 | HYDRO-V1 | HYDRO-V1
USA | United States of America | RE Bruceville 3 LLC |  | USA0057785 | 5 | 38.3475 | -121.4128 | Solar |  |  |  | 2012.0 | Gamma Genco CV LLC | U.S. Energy Information Administration | http://www.eia.gov/electricity/data/browser/ | U.S. Energy Information Administration | 64966 | 2019 | 13.131 | 11.651 | 12.092 | 12.067 | 10.797 | 11.879 | 11.323 | U.S. Energy Information Administration | 10.77 | 9.81 | 10.82 | 10.24 | 9 | NO-ESTIMATION | NO-ESTIMATION | NO-ESTIMATION | NO-ESTIMATION | CAPACITY-FACTOR-V1
USA | United States of America | SMUD at Grundman |  | USA0057669 | 17 | 38.3647 | -121.4128 | Solar |  |  |  | 2012.0 | Sacramento PV Energy LLC | U.S. Energy Information Administration | http://www.eia.gov/electricity/data/browser/ | U.S. Energy Information Administration |  | 2019 | 37.614000000000004 | 34.798 | 34.515 | 32.147 | 31.952 | 33.14 | 32.416 | U.S. Energy Information Administration | 38.64 | 34.70 | 38.68 | 36.26 | 35.26 | NO-ESTIMATION | NO-ESTIMATION | NO-ESTIMATION | NO-ESTIMATION | CAPACITY-FACTOR-V1
USA | United States of America | RE Kammerer 1 LLC |  | USA0057778 | 5 | 38.3651 | -121.3811 | Solar |  |  |  | 2012.0 | Gamma Genco CV LLC | U.S. Energy Information Administration | http://www.eia.gov/electricity/data/browser/ | U.S. Energy Information Administration | 64967 | 2019 | 13.013 | 11.988 | 12.306000000000001 | 12.11 | 11.158 | 11.786 | 11.289 | U.S. Energy Information Administration | 10.81 | 9.81 | 10.82 | 10.15 | 9 | NO-ESTIMATION | NO-ESTIMATION | NO-ESTIMATION | NO-ESTIMATION | CAPACITY-FACTOR-V1
USA | United States of America | RE Kammerer 2 LLC |  | USA0057780 | 5 | 38.3651 | -121.3811 | Solar |  |  |  | 2012.0 | Gamma Genco CV LLC | U.S. Energy Information Administration | http://www.eia.gov/electricity/data/browser/ | U.S. Energy Information Administration | 64967 | 2019 | 13.222 | 11.886000000000001 | 12.145 | 11.964 | 11.373000000000001 | 12.212 | 11.716 | U.S. Energy Information Administration | 10.81 | 9.81 | 10.82 | 10.15 | 9 | NO-ESTIMATION | NO-ESTIMATION | NO-ESTIMATION | NO-ESTIMATION | CAPACITY-FACTOR-V1
USA | United States of America | RE Kammerer 3 LLC |  | USA0057782 | 5 | 38.3651 | -121.3811 | Solar |  |  |  | 2012.0 | Gamma Genco CV LLC | U.S. Energy Information Administration | http://www.eia.gov/electricity/data/browser/ | U.S. Energy Information Administration | 64967 | 2019 | 13.084 | 0.841 | 12.272 | 11.967 | 11.55 | 12.054 | 11.587 | U.S. Energy Information Administration | 10.81 | 9.81 | 10.82 | 10.15 | 9 | NO-ESTIMATION | NO-ESTIMATION | NO-ESTIMATION | NO-ESTIMATION | NO-ESTIMATION
USA | United States of America | Perdue Salisbury Photovoltaic |  | USA0057879 | 1 | 38.3736 | -75.5353 | Solar |  |  |  | 2011.0 | Terraform Arcadia | U.S. Energy Information Administration | http://www.eia.gov/electricity/data/browser/ | U.S. Energy Information Administration |  | 2019 | 1.609 | 1.606 | 1.476 | 1.674 | 1.647 | 1.229 | 1.606 | U.S. Energy Information Administration | 1.59 | 1.61 | 1.65 | 1.53 | 1.56 | NO-ESTIMATION | NO-ESTIMATION | NO-ESTIMATION | NO-ESTIMATION | CAPACITY-FACTOR-V1
USA | United States of America | Gateway Solar |  | USA0061794 | 7.6 | 38.3769 | -75.2742 | Solar |  |  |  | 2019.0000000000002 | Constellation Solar MC LLC | U.S. Energy Information Administration | http://www.eia.gov/electricity/data/browser/ | U.S. Energy Information Administration |  | 2019 | [6 empty] | 7.92 | U.S. Energy Information Administration |  |  |  |  | 12.38 | NO-ESTIMATION | NO-ESTIMATION | NO-ESTIMATION | NO-ESTIMATION | CAPACITY-FACTOR-V1
USA | United States of America | Merck |  | USA0059905 | 2.1 | 38.3832 | -78.6437 | Solar |  |  |  | 2016.9999999999998 | Virginia Electric & Power Co | U.S. Energy Information Administration | http://www.eia.gov/electricity/data/browser/ | U.S. Energy Information Administration |  | 2019 |  |  |  |  | 3.701 | 0.152 | 1.569 | U.S. Energy Information Administration |  |  |  |  | 3.27 | NO-ESTIMATION | NO-ESTIMATION | NO-ESTIMATION | NO-ESTIMATION | CAPACITY-FACTOR-V1
USA | United States of America | Milford 2 |  | USA0059958 | 3 | 38.3882 | -112.9908 | Solar |  |  |  | 2016.0 | SunE DB24 LLC | U.S. Energy Information Administration | http://www.eia.gov/electricity/data/browser/ | U.S. Energy Information Administration | 69263 | 2019 |  |  | 0.0 | 6.62 | 6.518 | 7.203 | 6.102 | U.S. Energy Information Administration |  |  |  |  | 6.33 | NO-ESTIMATION | NO-ESTIMATION | NO-ESTIMATION | NO-ESTIMATION | CAPACITY-FACTOR-V1
USA | United States of America | Vacaville Hospital |  | USA0063928 | 1.5 | 38.3887 | -121.9386 | Solar |  |  |  | 2020.0 | Ameresco | U.S. Energy Information Administration | http://www.eia.gov/electricity/data/browser/ | U.S. Energy Information Administration |  | 2019 | [6 empty] | 0.124 | U.S. Energy Information Administration |  |  |  |  | 2.44 | NO-ESTIMATION | NO-ESTIMATION | NO-ESTIMATION | NO-ESTIMATION | CAPACITY-FACTOR-V1
USA | United States of America | Genentech Vacaville Meter #1 |  | USA0060844 | 6.1 | 38.3908 | -121.9478 | Solar |  |  |  | 2017.0 | Tesla Inc. | U.S. Energy Information Administration | http://www.eia.gov/electricity/data/browser/ | U.S. Energy Information Administration |  | 2019 |  |  |  | 0.0 | 9.242 | 13.088000000000001 | 12.499 | U.S. Energy Information Administration |  |  |  |  | 9.94 | NO-ESTIMATION | NO-ESTIMATION | NO-ESTIMATION | NO-ESTIMATION | CAPACITY-FACTOR-V1
USA | United States of America | Longview Solar |  | USA0060735 | 13.6 | 38.3947 | -75.6727 | Solar |  |  |  | 2016.0 | Marina Energy LLC | U.S. Energy Information Administration | http://www.eia.gov/electricity/data/browser/ | U.S. Energy Information Administration |  | 2019 |  |  |  | 23.894000000000002 | 27.73 | 22.82 | 25.385 | U.S. Energy Information Administration |  |  |  |  | 25.1 | HYDRO-V1 | HYDRO-V1 | HYDRO-V1 | HYDRO-V1 | HYDRO-V1
USA | United States of America | Vacaville |  | USA0059058 | 1 | 38.3994 | -121.9603 | Solar |  |  |  | 2007.0 | Janssen Pharmaceutical Co | U.S. Energy Information Administration | http://www.eia.gov/electricity/data/browser/ | U.S. Energy Information Administration | 61622 | 2019 | 2.0460000000000003 | 1.9443599999999999 | 1.56519 | 0.495 | 1.6420000000000001 | 1.5 | 1.983 | U.S. Energy Information Administration | 1.54 | 1.48 | 1.74 | 0.58 | 1.57 | HYDRO-V1 | HYDRO-V1 | HYDRO-V1 | HYDRO-V1 | HYDRO-V1
USA | United States of America | Mariani Packing Vacaville Solar |  | USA0057005 | 1 | 38.4001 | -121.9637 | Solar |  |  |  | 2008.0 | SunE U6 Holdings LLC | U.S. Energy Information Administration | http://www.eia.gov/electricity/data/browser/ | U.S. Energy Information Administration | 61622 | 2019 | 2.142 | 1.991 | 2.0100000000000002 | 1.863 | 1.689 | 1.3860000000000001 | 1.753 | U.S. Energy Information Administration | 1.55 | 1.51 | 1.66 | 1.54 | 0.69 | NO-ESTIMATION | NO-ESTIMATION | NO-ESTIMATION | NO-ESTIMATION | CAPACITY-FACTOR-V1
USA | United States of America | Granite Peak Solar Plant |  | USA0058604 | 3 | 38.4028 | -112.9889 | Solar |  |  |  | 2015.0 | First Wind O&M LLC | U.S. Energy Information Administration | http://www.eia.gov/electricity/data/browser/ | U.S. Energy Information Administration |  | 2019 |  |  | 0.026000000000000002 | 5.565 | 6.191 | 6.074 | 5.663 | U.S. Energy Information Administration |  |  |  | 5.78 | 6.3 | NO-ESTIMATION | NO-ESTIMATION | NO-ESTIMATION | NO-ESTIMATION | CAPACITY-FACTOR-V1
USA | United States of America | Vaca Dixon Solar Station |  | USA0057041 | 2 | 38.4106 | -121.9264 | Solar |  |  |  | 2010.0 | Pacific Gas & Electric Co. | U.S. Energy Information Administration | http://www.eia.gov/electricity/data/browser/ | U.S. Energy Information Administration | 60024 | 2019 | 4.707 | 4.056 | 4.425 | 4.0280000000000005 | 3.434 | 4.069 | 3.074 | U.S. Energy Information Administration | 4.21 | 3.49 | 3.41 | 3.15 | 3.41 | SOLAR-V1-NO-AGE | SOLAR-V1-NO-AGE | SOLAR-V1-NO-AGE | SOLAR-V1-NO-AGE | SOLAR-V1-NO-AGE
USA | United States of America | Wor-Wic Community College - Offsite |  | USA0063512 | 2 | 38.4133 | -75.6901 | Solar |  |  |  | 2019.0 | Tesla Inc. | U.S. Energy Information Administration | http://www.eia.gov/electricity/data/browser/ | U.S. Energy Information Administration |  | 2019 | [6 empty] | 2.575 | U.S. Energy Information Administration |  |  |  |  | 3.25 | SOLAR-V1-NO-AGE | SOLAR-V1-NO-AGE | SOLAR-V1-NO-AGE | SOLAR-V1-NO-AGE | SOLAR-V1-NO-AGE
USA | United States of America | Sacramento Regional County Sanitation PV |  | USA0061209 | 3.5 | 38.4486 | -121.4637 | Solar |  |  |  | 2018.0 | Tesla Inc. | U.S. Energy Information Administration | http://www.eia.gov/electricity/data/browser/ | U.S. Energy Information Administration |  | 2019 |  |  |  |  | 0.0 | 7.239 | 7.72 | U.S. Energy Information Administration |  |  |  |  | 5.7 | SOLAR-V1-NO-AGE | SOLAR-V1-NO-AGE | SOLAR-V1-NO-AGE | SOLAR-V1-NO-AGE | SOLAR-V1-NO-AGE
USA | United States of America | Sacramento Soleil LLC |  | USA0056875 | 1 | 38.4498 | -121.1647 | Solar |  |  |  | 2008.0 | EDF Renewable Asset Holdings Inc. | U.S. Energy Information Administration | http://www.eia.gov/electricity/data/browser/ | U.S. Energy Information Administration | 58693 | 2019 | 1.778 | 1.692 | 1.73 | 1.683 | 1.71 | 1.537 | 1.446 | U.S. Energy Information Administration | 1.67 | 1.48 | 1.66 | 1.54 | 0.69 | SOLAR-V1-NO-AGE | SOLAR-V1-NO-AGE | SOLAR-V1-NO-AGE | SOLAR-V1-NO-AGE | SOLAR-V1-NO-AGE
USA | United States of America | RE Dillard 3 LLC |  | USA0057781 | 3 | 38.4619 | -121.1803 | Solar |  |  |  | 2012.0 | Gamma Genco CV LLC | U.S. Energy Information Administration | http://www.eia.gov/electricity/data/browser/ | U.S. Energy Information Administration |  | 2019 | 7.619 | 6.922 | 6.978 | 6.962 | 6.82 | 6.0520000000000005 | 6.21 | U.S. Energy Information Administration | 6.12 | 5.38 | 6.29 | 5.47 | 5.18 | SOLAR-V1-NO-AGE | SOLAR-V1-NO-AGE | SOLAR-V1-NO-AGE | SOLAR-V1-NO-AGE | SOLAR-V1-NO-AGE
USA | United States of America | RE Dillard 2 LLC |  | USA0057779 | 3 | 38.4661 | -121.1778 | Solar |  |  |  | 2012.0 | Gamma Genco CV LLC | U.S. Energy Information Administration | http://www.eia.gov/electricity/data/browser/ | U.S. Energy Information Administration |  | 2019 | 7.781000000000001 | 6.982 | 7.0120000000000005 | 7.006 | 6.808 | 4.228 | 4.878 | U.S. Energy Information Administration | 6.12 | 5.38 | 6.29 | 5.64 | 5.18 | SOLAR-V1-NO-AGE | SOLAR-V1-NO-AGE | SOLAR-V1-NO-AGE | SOLAR-V1-NO-AGE | SOLAR-V1-NO-AGE
USA | United States of America | RE Dillard 1 LLC |  | USA0057777 | 3 | 38.4686 | -121.1819 | Solar |  |  |  | 2012.0 | Gamma Genco CV LLC | U.S. Energy Information Administration | http://www.eia.gov/electricity/data/browser/ | U.S. Energy Information Administration |  | 2019 | 7.841 | 7.239 | 6.978 | 7.106 | 6.8340000000000005 | 5.732 | 5.338 | U.S. Energy Information Administration | 6.12 | 5.38 | 6.29 | 5.37 | 5.18 | SOLAR-V1-NO-AGE | SOLAR-V1-NO-AGE | SOLAR-V1-NO-AGE | SOLAR-V1-NO-AGE | SOLAR-V1-NO-AGE
USA | United States of America | Santa Rosa Junior College Petaluma Solar |  | USA0062039 | 1.2 | 38.4691 | -122.7219 | Solar |  |  |  | 2018.0 | Sonoma County Junior College District | U.S. Energy Information Administration | http://www.eia.gov/electricity/data/browser/ | U.S. Energy Information Administration |  | 2019 | [5 empty] | 1.298 | 2.912 | U.S. Energy Information Administration |  |  |  |  | 1.95 | SOLAR-V1-NO-AGE | SOLAR-V1-NO-AGE | SOLAR-V1-NO-AGE | SOLAR-V1-NO-AGE | SOLAR-V1-NO-AGE
USA | United States of America | FRV SI Transport Solar LP |  | USA0057506 | 1 | 38.4869 | -121.3911 | Solar |  |  |  | 2010.0 | Longroad Energy Services LLC | U.S. Energy Information Administration | http://www.eia.gov/electricity/data/browser/ | U.S. Energy Information Administration |  | 2019 | 1.893 | 1.7610000000000001 | 1.616 | 1.7510000000000001 |  | 1.625 | 3.083 | U.S. Energy Information Administration | 1.99 | 1.67 | 1.66 | 1.51 | 1.66 | SOLAR-V1-NO-AGE | SOLAR-V1-NO-AGE | SOLAR-V1-NO-AGE | SOLAR-V1-NO-AGE | SOLAR-V1-NO-AGE
USA | United States of America | Escalante Solar III LLC |  | USA0059389 | 80 | 38.4978 | -112.9869 | Solar |  |  |  | 2016.0 | Dominion Renewable Energy | U.S. Energy Information Administration | http://www.eia.gov/electricity/data/browser/ | U.S. Energy Information Administration |  | 2019 |  |  |  | 97.501 | 207.945 | 206.537 | 204.442 | U.S. Energy Information Administration |  |  |  |  | 184.55 | SOLAR-V1-NO-AGE | SOLAR-V1-NO-AGE | SOLAR-V1-NO-AGE | SOLAR-V1-NO-AGE | SOLAR-V1-NO-AGE
USA | United States of America | Grassland 1&2 Solar Project |  | USA0058217 | 2.5 | 38.5003 | -121.6942 | Solar |  |  |  | 2013.0 | Yolo County of | U.S. Energy Information Administration | http://www.eia.gov/electricity/data/browser/ | U.S. Energy Information Administration |  | 2019 | 2.45 | 4.617 | 4.698 | 4.663 | 4.61 | 4.746 | 3.806 | U.S. Energy Information Administration |  | 4.49 | 5.28 | 4.41 | 4.86 | SOLAR-V1-NO-AGE | SOLAR-V1-NO-AGE | SOLAR-V1-NO-AGE | SOLAR-V1-NO-AGE | SOLAR-V1-NO-AGE
USA | United States of America | Grassland 3&4 Solar Project |  | USA0058204 | 2.5 | 38.5003 | -121.6942 | Solar |  |  |  | 2013.0 | Yolo County of | U.S. Energy Information Administration | http://www.eia.gov/electricity/data/browser/ | U.S. Energy Information Administration |  | 2019 | 2.45 | 4.401 | 4.549 | 4.6080000000000005 | 4.672 | 4.737 | 4.584 | U.S. Energy Information Administration |  | 4.49 | 5.28 | 4.41 | 4.86 | SOLAR-V1-NO-AGE | SOLAR-V1-NO-AGE | SOLAR-V1-NO-AGE | SOLAR-V1-NO-AGE | SOLAR-V1-NO-AGE
USA | United States of America | Escalante Solar II LLC |  | USA0059388 | 80 | 38.5008 | -113.0300 | Solar |  |  |  | 2016.0 | Dominion Renewable Energy | U.S. Energy Information Administration | http://www.eia.gov/electricity/data/browser/ | U.S. Energy Information Administration |  | 2019 |  |  |  | 94.435 | 209.256 | 208.002 | 203.681 | U.S. Energy Information Administration |  |  |  |  | 199.7 | SOLAR-V1-NO-AGE | SOLAR-V1-NO-AGE | SOLAR-V1-NO-AGE | SOLAR-V1-NO-AGE | SOLAR-V1-NO-AGE
USA | United States of America | Beringer |  | USA0058890 | 1.2 | 38.5108 | -122.4797 | Solar |  |  |  | 2008.9999999999998 | Perpetual Energy Systems | U.S. Energy Information Administration | http://www.eia.gov/electricity/data/browser/ | U.S. Energy Information Administration | 59528 | 2019 | 1.647 | 1.709 | 1.698 | 1.629 | 1.6280000000000001 | 1.51074 | 1.242 | U.S. Energy Information Administration | 2.35 | 1.89 | 2.04 | 1.76 | 2.08 | SOLAR-V1-NO-AGE | SOLAR-V1-NO-AGE | SOLAR-V1-NO-AGE | SOLAR-V1-NO-AGE | SOLAR-V1-NO-AGE
USA | United States of America | Depot Park Solar System |  | USA0058119 | 3 | 38.5150 | -121.3983 | Solar |  |  |  | 2011.0 | Depot Park Solar Farm | U.S. Energy Information Administration | http://www.eia.gov/electricity/data/browser/ | U.S. Energy Information Administration | 63514 | 2019 | 6.956 | 6.86 | 6.162 | 5.263 | 5.57 | 6.083550000000001 | 5.6618 | U.S. Energy Information Administration | 6.24 | 5.34 | 6.19 | 4.85 | 5.12 | SOLAR-V1-NO-AGE | SOLAR-V1-NO-AGE | SOLAR-V1-NO-AGE | SOLAR-V1-NO-AGE | SOLAR-V1-NO-AGE
USA | United States of America | CNE at Cambridge MD |  | USA0059842 | 3.2 | 38.5158 | -76.0192 | Solar |  |  |  | 2015.0 | Constellation Solar Maryland II LLC | U.S. Energy Information Administration | http://www.eia.gov/electricity/data/browser/ | U.S. Energy Information Administration |  | 2019 |  |  | 4.057 | 6.377 | 6.140000000000001 | 5.862 | 6.044 | U.S. Energy Information Administration |  |  |  | 5.31 | 5.28 | SOLAR-V1-NO-AGE | SOLAR-V1-NO-AGE | SOLAR-V1-NO-AGE | SOLAR-V1-NO-AGE | SOLAR-V1-NO-AGE
USA | United States of America | Solar Star California II LLC |  | USA0057933 | 2 | 38.5164 | -121.4753 | Solar |  |  |  | 2012.0 | Solar Star California II LLC | U.S. Energy Information Administration | http://www.eia.gov/electricity/data/browser/ | U.S. Energy Information Administration |  | 2019 | 4.735 | 4.283 | 4.303 | 3.886 | 4.134 | 1.8820000000000001 | 3.77 | U.S. Energy Information Administration | 4.16 | 3.58 | 4.20 | 3.70 | 3.4 | SOLAR-V1-NO-AGE | SOLAR-V1-NO-AGE | SOLAR-V1-NO-AGE | SOLAR-V1-NO-AGE | SOLAR-V1-NO-AGE
USA | United States of America | Putah Creek Solar Farm |  | USA0059550 | 2 | 38.5211 | -121.9939 | Solar |  |  |  | 2015.0 | Solvida Energy Group/Blue Oak Energy | U.S. Energy Information Administration | http://www.eia.gov/electricity/data/browser/ | U.S. Energy Information Administration | 68693 | 2019 |  | 0.039 | 4.9 |  | 4.757 | 4.713 | 4.964 | U.S. Energy Information Administration |  |  |  | 3.60 | 3.9 | SOLAR-V1-NO-AGE | SOLAR-V1-NO-AGE | SOLAR-V1-NO-AGE | SOLAR-V1-NO-AGE | SOLAR-V1-NO-AGE
USA | United States of America | Escalante Solar I LLC |  | USA0059387 | 80 | 38.5242 | -113.0339 | Solar |  |  |  | 2016.0 | Dominion Renewable Energy | U.S. Energy Information Administration | http://www.eia.gov/electricity/data/browser/ | U.S. Energy Information Administration |  | 2019 |  |  |  | 85.34 | 206.822 | 204.549 | 205.146 | U.S. Energy Information Administration |  |  |  |  | 199.7 | SOLAR-V1-NO-AGE | SOLAR-V1-NO-AGE | SOLAR-V1-NO-AGE | SOLAR-V1-NO-AGE | SOLAR-V1-NO-AGE
USA | United States of America | Herbert Farm Solar |  | USA0058463 | 5.5 | 38.5456 | -76.7994 | Solar |  |  |  | 2012.0 | SMECO Solar LLC | U.S. Energy Information Administration | http://www.eia.gov/electricity/data/browser/ | U.S. Energy Information Administration |  | 2019 | 8.812 | 8.544 | 8.467 | 8.89 | 8.629 | 8.09 | 8.524 | U.S. Energy Information Administration | 8.98 | 8.83 | 9.21 | 9.15 | 8.76 | SOLAR-V1-NO-AGE | SOLAR-V1-NO-AGE | SOLAR-V1-NO-AGE | SOLAR-V1-NO-AGE | SOLAR-V1-NO-AGE
USA | United States of America | Luning Energy |  | USA0061084 | 50 | 38.5469 | -118.1916 | Solar |  |  |  | 2017.0 | Liberty Utilities (CalPeco Electric) LLC | U.S. Energy Information Administration | http://www.eia.gov/electricity/data/browser/ | U.S. Energy Information Administration |  | 2019 |  |  |  |  | 123.465 | 129.358 | 129.679 | U.S. Energy Information Administration |  |  |  |  | 81.47 | NO-ESTIMATION | NO-ESTIMATION | NO-ESTIMATION | NO-ESTIMATION | CAPACITY-FACTOR-V1
USA | United States of America | Remington Solar Facility |  | USA0059685 | 20 | 38.5483 | -77.7764 | Solar |  |  |  | 2017.0 | Virginia Electric & Power Co | U.S. Energy Information Administration | http://www.eia.gov/electricity/data/browser/ | U.S. Energy Information Administration |  | 2019 |  |  |  |  | 6.885 | 35.343 | 34.188 | U.S. Energy Information Administration |  |  |  |  | 32.59 | NO-ESTIMATION | NO-ESTIMATION | NO-ESTIMATION | NO-ESTIMATION | CAPACITY-FACTOR-V1
USA | United States of America | UC Davis South Campus |  | USA0059872 | 13 | 38.5500 | -121.7500 | Solar |  |  |  | 2015.0 | Solar Star California XXXII LLC | U.S. Energy Information Administration | http://www.eia.gov/electricity/data/browser/ | U.S. Energy Information Administration |  | 2019 |  |  | 4.953 | 29.651 | 29.454 | 30.821 | 29.877 | U.S. Energy Information Administration |  |  |  | 24.70 | 29.46 | NO-ESTIMATION | NO-ESTIMATION | NO-ESTIMATION | NO-ESTIMATION | CAPACITY-FACTOR-V1
USA | United States of America | FAA NorCal TRACON |  | USA0058261 | 1 | 38.5595 | -121.2576 | Solar |  |  |  | 2013.0 | Enfinity NorCal 1 FAA LLC | U.S. Energy Information Administration | http://www.eia.gov/electricity/data/browser/ | U.S. Energy Information Administration |  | 2019 | 2.086 | 1.845 | 2.142 | 4.376 | 1.968 | 1.6300000000000001 | 1.435 | U.S. Energy Information Administration |  | 1.74 | 2.07 | 1.73 | 1.9 | NO-ESTIMATION | NO-ESTIMATION | NO-ESTIMATION | NO-ESTIMATION | CAPACITY-FACTOR-V1
USA | United States of America | Dept of General Services -FTB |  | USA0060861 | 2.7 | 38.5650 | -121.3430 | Solar |  |  |  | 2017.0 | California PV Energy 2 LLC | U.S. Energy Information Administration | http://www.eia.gov/electricity/data/browser/ | U.S. Energy Information Administration |  | 2019 |  |  |  |  | 2.552 | 5.321 | 5.223 | U.S. Energy Information Administration |  |  |  |  | 4.39 | HYDRO-V1 | HYDRO-V1 | HYDRO-V1 | HYDRO-V1 | HYDRO-V1
USA | United States of America | UMCES Ground Mount |  | USA0062405 | 2 | 38.5831 | -76.1347 | Solar |  |  |  | 2018.0 | Standard Solar | U.S. Energy Information Administration | http://www.eia.gov/electricity/data/browser/ | U.S. Energy Information Administration |  | 2019 | [5 empty] | 3.5700000000000003 | 2.379 | U.S. Energy Information Administration |  |  |  |  | 3.25 | HYDRO-V1 | HYDRO-V1 | HYDRO-V1 | HYDRO-V1 | HYDRO-V1
USA | United States of America | Sacramento (SMUD) |  | USA0059323 | 1.5 | 38.5872 | -121.4578 | Solar |  |  |  | 2014.0 | Terraform Arcadia | U.S. Energy Information Administration | http://www.eia.gov/electricity/data/browser/ | U.S. Energy Information Administration |  | 2019 |  | 0.852 | 2.372 | 2.184 | 2.145 | 2.242 | 2.124 | U.S. Energy Information Administration |  |  | 3.26 | 2.79 | 3.02 | SOLAR-V1-NO-AGE | SOLAR-V1-NO-AGE | SOLAR-V1-NO-AGE | SOLAR-V1-NO-AGE | SOLAR-V1-NO-AGE
USA | United States of America | Rockfish Solar LLC |  | USA0059811 | 10.3 | 38.5915 | -76.8749 | Solar |  |  |  | 2014.9999999999998 | Rockfish Solar LLC | U.S. Energy Information Administration | http://www.eia.gov/electricity/data/browser/ | U.S. Energy Information Administration |  | 2019 |  |  | 7.007000000000001 | 20.268 | 20.128 | 18.815 | 20.274 | U.S. Energy Information Administration |  |  | 18.17 | 18.15 | 18.68 | SOLAR-V1-NO-AGE | SOLAR-V1-NO-AGE | SOLAR-V1-NO-AGE | SOLAR-V1-NO-AGE | SOLAR-V1-NO-AGE
USA | United States of America | Henryville Solar RES |  | USA0059986 | 1.1 | 38.5955 | -85.7773 | Solar |  |  |  | 2016.0000000000002 | Hoosier Energy R E C Inc | U.S. Energy Information Administration | http://www.eia.gov/electricity/data/browser/ | U.S. Energy Information Administration |  | 2019 |  |  |  | 0.319 | 1.805 | 1.699 | 1.817 | U.S. Energy Information Administration |  |  |  |  | 1.68 | SOLAR-V1-NO-AGE | SOLAR-V1-NO-AGE | SOLAR-V1-NO-AGE | SOLAR-V1-NO-AGE | SOLAR-V1-NO-AGE
USA | United States of America | US GSA - Sacramento |  | USA0060846 | 1.1 | 38.6014 | -121.3979 | Solar |  |  |  | 2018.0 | Tesla Inc. | U.S. Energy Information Administration | http://www.eia.gov/electricity/data/browser/ | U.S. Energy Information Administration |  | 2019 | [5 empty] | 1.827 | 2.048 | U.S. Energy Information Administration |  |  |  |  | 1.79 | SOLAR-V1-NO-AGE | SOLAR-V1-NO-AGE | SOLAR-V1-NO-AGE | SOLAR-V1-NO-AGE | SOLAR-V1-NO-AGE
USA | United States of America | Clear Spring Ranch PV Project |  | USA0060511 | 10 | 38.6021 | -104.6947 | Solar |  |  |  | 2016.0 | DG Colorado Solar LLC | U.S. Energy Information Administration | http://www.eia.gov/electricity/data/browser/ | U.S. Energy Information Administration | 70693 | 2019 |  |  |  | 2.1670000000000003 | 21.989 | 27.238 | 23.755 | U.S. Energy Information Administration |  |  |  |  | 22.46 | SOLAR-V1-NO-AGE | SOLAR-V1-NO-AGE | SOLAR-V1-NO-AGE | SOLAR-V1-NO-AGE | SOLAR-V1-NO-AGE
USA | United States of America | Aerojet II |  | USA0057698 | 2.7 | 38.6086 | -121.1703 | Solar |  |  |  | 2009.9999999999998 | Altus Power America Management LLC | U.S. Energy Information Administration | http://www.eia.gov/electricity/data/browser/ | U.S. Energy Information Administration |  | 2019 | 4.743 | 4.23 | 3.9450000000000003 | 3.861 | 2.945 | 3.892 | 3.994 | U.S. Energy Information Administration | 5.66 | 4.99 | 4.60 | 4.35 | 4.57 | SOLAR-V1-NO-AGE | SOLAR-V1-NO-AGE | SOLAR-V1-NO-AGE | SOLAR-V1-NO-AGE | SOLAR-V1-NO-AGE
USA | United States of America | Aerojet I |  | USA0057697 | 3 | 38.6135 | -121.1629 | Solar |  |  |  | 2010.0 | Altus Power America Management LLC | U.S. Energy Information Administration | http://www.eia.gov/electricity/data/browser/ | U.S. Energy Information Administration |  | 2019 | 7.109 | 6.38 | 6.363 | 5.7250000000000005 | 5.12 | 5.0280000000000005 | 5.923 | U.S. Energy Information Administration | 6.35 | 5.55 | 5.11 | 4.86 | 5.08 | SOLAR-V1-NO-AGE | SOLAR-V1-NO-AGE | SOLAR-V1-NO-AGE | SOLAR-V1-NO-AGE | SOLAR-V1-NO-AGE
USA | United States of America | IKEA St. Louis 410 |  | USA0059714 | 1 | 38.6350 | -90.2455 | Solar |  |  |  | 2015.0 | IKEA Property Inc | U.S. Energy Information Administration | http://www.eia.gov/electricity/data/browser/ | U.S. Energy Information Administration | 69440 | 2019 |  |  | 0.44847000000000004 | 1.677 | 1.6280000000000001 | 1.552 | 1.206 | U.S. Energy Information Administration |  |  |  | 1.58 | 1.6 | NO-ESTIMATION | NO-ESTIMATION | NO-ESTIMATION | NO-ESTIMATION | CAPACITY-FACTOR-V1
USA | United States of America | Strata Roof 1 |  | USA0060219 | 1 | 38.6435 | -121.5055 | Solar |  |  |  | 2013.0 | Strata Roof 1 LLC | U.S. Energy Information Administration | http://www.eia.gov/electricity/data/browser/ | U.S. Energy Information Administration |  | 2019 |  |  | 1.723 | 1.6520000000000001 | 1.574 | 1.475 | 1.536 | U.S. Energy Information Administration |  | 1.74 | 2.06 | 1.72 | 1.89 | NO-ESTIMATION | NO-ESTIMATION | NO-ESTIMATION | NO-ESTIMATION | CAPACITY-FACTOR-V1
USA | United States of America | Intel Folsom Phase 2 |  | USA0058954 | 1 | 38.6436 | -121.1639 | Solar |  |  |  | 2012.0 | Tesla Inc. | U.S. Energy Information Administration | http://www.eia.gov/electricity/data/browser/ | U.S. Energy Information Administration | 61211 | 2019 | 1.9020000000000001 | 1.81566 | 1.79982 | 1.74 | 1.713 | 1.663 | 1.58 | U.S. Energy Information Administration | 2.10 | 1.86 | 2.06 | 1.80 | 1.64 | NO-ESTIMATION | NO-ESTIMATION | NO-ESTIMATION | NO-ESTIMATION | CAPACITY-FACTOR-V1
USA | United States of America | Sacramento Fairbain Water Treatment Plant |  | USA0058636 | 1 | 38.6436 | -121.4164 | Solar |  |  |  | 2013.0 | Tesla Inc. | U.S. Energy Information Administration | http://www.eia.gov/electricity/data/browser/ | U.S. Energy Information Administration |  | 2019 | 1.19592 | 1.11375 | 1.28601 | 1.309 | 1.304 | 1.229 | 1.204 | U.S. Energy Information Administration |  | 1.74 | 2.06 | 1.72 | 1.89 | NO-ESTIMATION | NO-ESTIMATION | NO-ESTIMATION | NO-ESTIMATION | CAPACITY-FACTOR-V1
USA | United States of America | Intel Folsom |  | USA0058086 | 1 | 38.6451 | -121.1730 | Solar |  |  |  | 2010.0 | Tesla Inc. | U.S. Energy Information Administration | http://www.eia.gov/electricity/data/browser/ | U.S. Energy Information Administration | 61211 | 2019 | 1.7910000000000001 | 1.7216099999999999 | 1.6948800000000002 | 1.645 | 1.60974 | 1.6460000000000001 | 1.514 | U.S. Energy Information Administration | 2.06 | 1.78 | 1.66 | 1.50 | 1.65 | NO-ESTIMATION | NO-ESTIMATION | NO-ESTIMATION | NO-ESTIMATION | NO-ESTIMATION
USA | United States of America | Intel Folsom Phase 3 |  | USA0061152 | 5.2 | 38.6460 | -121.1626 | Solar |  |  |  | 2016.0 | Tesla Inc. | U.S. Energy Information Administration | http://www.eia.gov/electricity/data/browser/ | U.S. Energy Information Administration | 61211 | 2019 |  |  |  | 1.5350000000000001 | 8.539 | 9.077 | 8.13 | U.S. Energy Information Administration |  |  |  |  | 10.55 | NO-ESTIMATION | NO-ESTIMATION | NO-ESTIMATION | NO-ESTIMATION | CAPACITY-FACTOR-V1
USA | United States of America | Blue Shld Of Cal- El Dorado Hlls Mtr B |  | USA0062077 | 1.5 | 38.6506 | -121.0741 | Solar |  |  |  | 2019.0 | Tesla Inc. | U.S. Energy Information Administration | http://www.eia.gov/electricity/data/browser/ | U.S. Energy Information Administration |  | 2019 | [5 empty] | 0.0 | 1.323 | U.S. Energy Information Administration |  |  |  |  | 2.44 | NO-ESTIMATION | NO-ESTIMATION | NO-ESTIMATION | NO-ESTIMATION | CAPACITY-FACTOR-V1
USA | United States of America | IMPA Washington Solar Park |  | USA0060252 | 4 | 38.6535 | -87.2092 | Solar |  |  |  | 2016.0 | Indiana Municipal Power Agency | U.S. Energy Information Administration | http://www.eia.gov/electricity/data/browser/ | U.S. Energy Information Administration | 70221 | 2019 |  |  |  | 1.353 | 5.686 | 5.057 | 4.987 | U.S. Energy Information Administration |  |  |  |  | 6.25 | SOLAR-V1-NO-AGE | SOLAR-V1-NO-AGE | SOLAR-V1-NO-AGE | SOLAR-V1-NO-AGE | SOLAR-V1-NO-AGE
USA | United States of America | Yolo County Solar Project |  | USA0057422 | 1 | 38.6597 | -121.7294 | Solar |  |  |  | 2011.0 | Yolo County of | U.S. Energy Information Administration | http://www.eia.gov/electricity/data/browser/ | U.S. Energy Information Administration |  | 2019 | 2.041 | 2.021 | 2.037 | 1.94 | 1.93 | 1.869 | 1.106 | U.S. Energy Information Administration | 2.08 | 1.73 | 2.04 | 1.50 | 1.65 | SOLAR-V1-NO-AGE | SOLAR-V1-NO-AGE | SOLAR-V1-NO-AGE | SOLAR-V1-NO-AGE | SOLAR-V1-NO-AGE
USA | United States of America | Bruce A Henry Solar Farm |  | USA0058473 | 4 | 38.6640 | -75.4005 | Solar |  |  |  | 2013.0 | Delaware Electric Cooperative | U.S. Energy Information Administration | http://www.eia.gov/electricity/data/browser/ | U.S. Energy Information Administration | 67427 | 2019 | 2.012 | 6.2330000000000005 | 6.511 | 7.18 | 6.36867 | 6.212 | 6.5 | U.S. Energy Information Administration |  | 6.45 | 6.65 | 6.48 | 6.8 | SOLAR-V1-NO-AGE | SOLAR-V1-NO-AGE | SOLAR-V1-NO-AGE | SOLAR-V1-NO-AGE | SOLAR-V1-NO-AGE
USA | United States of America | DEC Phase II at Georgetown |  | USA0063392 | 3 | 38.6650 | -75.3994 | Solar |  |  |  | 2020.0 | Constellation Solar MC LLC | U.S. Energy Information Administration | http://www.eia.gov/electricity/data/browser/ | U.S. Energy Information Administration |  | 2019 | [6 empty] | 0 | U.S. Energy Information Administration |  |  |  |  | 4.88 | SOLAR-V1-NO-AGE | SOLAR-V1-NO-AGE | SOLAR-V1-NO-AGE | SOLAR-V1-NO-AGE | SOLAR-V1-NO-AGE
USA | United States of America | Walgreens Woodland Distribution Center |  | USA0057006 | 1 | 38.6749 | -121.7134 | Solar |  |  |  | 2007.0 | SunE WG45 Woodland LLC | U.S. Energy Information Administration | http://www.eia.gov/electricity/data/browser/ | U.S. Energy Information Administration | 64234 | 2019 | 1.544 | 1.586 | 1.47 | 0.46 | 0.66 | 0.8320000000000001 | 1.569 | U.S. Energy Information Administration | 1.67 | 1.44 | 1.75 | 0.57 | 1.58 | NO-ESTIMATION | NO-ESTIMATION | NO-ESTIMATION | NO-ESTIMATION | CAPACITY-FACTOR-V1
USA | United States of America | Target Woodland Solar Project |  | USA0062246 | 2.3 | 38.6827 | -121.7235 | Solar |  |  |  | 2019.0 | Good Fellow Solar 1 PH1 LLC | U.S. Energy Information Administration | http://www.eia.gov/electricity/data/browser/ | U.S. Energy Information Administration |  | 2019 | [5 empty] | 0.101 | 3.373 | U.S. Energy Information Administration |  |  |  |  | 3.74 | SOLAR-V1-NO-AGE | SOLAR-V1-NO-AGE | SOLAR-V1-NO-AGE | SOLAR-V1-NO-AGE | SOLAR-V1-NO-AGE
USA | United States of America | Folsom SP and CSP Sacramento |  | USA0061698 | 1.3 | 38.6870 | -121.1600 | Solar |  |  |  | 2019.0000000000002 | Ecoplexus Inc | U.S. Energy Information Administration | http://www.eia.gov/electricity/data/browser/ | U.S. Energy Information Administration |  | 2019 | [6 empty] | 1.568 | U.S. Energy Information Administration |  |  |  |  | 2.11 | NO-ESTIMATION | NO-ESTIMATION | NO-ESTIMATION | NO-ESTIMATION | CAPACITY-FACTOR-V1
USA | United States of America | SCDA Solar 1 |  | USA0061006 | 7 | 38.6902 | -121.5865 | Solar |  |  |  | 2017.0 | SCDA Solar 1 LLC | U.S. Energy Information Administration | http://www.eia.gov/electricity/data/browser/ | U.S. Energy Information Administration |  | 2019 |  |  |  |  | 1.231 | 2.339 | 14.883 | U.S. Energy Information Administration |  |  |  |  | 11.4 | SOLAR-V1-NO-AGE | SOLAR-V1-NO-AGE | SOLAR-V1-NO-AGE | SOLAR-V1-NO-AGE | SOLAR-V1-NO-AGE
USA | United States of America | Spring Mill Solar RES |  | USA0059987 | 1.1 | 38.7095 | -86.4697 | Solar |  |  |  | 2017.0 | Hoosier Energy R E C Inc | U.S. Energy Information Administration | http://www.eia.gov/electricity/data/browser/ | U.S. Energy Information Administration |  | 2019 |  |  |  |  | 0.439 | 1.651 | 1.655 | U.S. Energy Information Administration |  |  |  |  | 1.79 | SOLAR-V1-NO-AGE | SOLAR-V1-NO-AGE | SOLAR-V1-NO-AGE | SOLAR-V1-NO-AGE | SOLAR-V1-NO-AGE
USA | United States of America | Onyx - Allen Harim |  | USA0061206 | 1.2 | 38.7175 | -75.2888 | Solar |  |  |  | 2017.0000000000002 | Onyx Asset Services Group | U.S. Energy Information Administration | http://www.eia.gov/electricity/data/browser/ | U.S. Energy Information Administration |  | 2019 |  |  |  |  | 1.198 | 1.989 | 2.086 | U.S. Energy Information Administration |  |  |  |  | 1.95 | NO-ESTIMATION | NO-ESTIMATION | NO-ESTIMATION | NO-ESTIMATION | CAPACITY-FACTOR-V1
USA | United States of America | Carson Solar I |  | USA0057509 | 2 | 38.7228 | -104.7817 | Solar |  |  |  | 2008.0 | Carson Solar 1 LLC | U.S. Energy Information Administration | http://www.eia.gov/electricity/data/browser/ | U.S. Energy Information Administration | 57729 | 2019 | 2.501 | 2.11 | 2.411 | 2.695 | 2.189 | 1.645 | 0 | U.S. Energy Information Administration | 2.94 | 3.29 | 3.38 | 3.24 | 2.44 | NO-ESTIMATION | NO-ESTIMATION | NO-ESTIMATION | NO-ESTIMATION | CAPACITY-FACTOR-V1
USA | United States of America | Bluefin Origination 1 |  | USA0063323 | 2 | 38.7317 | -76.8284 | Solar |  |  |  | 2019.0 | Bluefin Origination 1 LLC | U.S. Energy Information Administration | http://www.eia.gov/electricity/data/browser/ | U.S. Energy Information Administration |  | 2019 | [6 empty] | 0.093 | U.S. Energy Information Administration |  |  |  |  | 3.25 | NO-ESTIMATION | NO-ESTIMATION | NO-ESTIMATION | NO-ESTIMATION | CAPACITY-FACTOR-V1
USA | United States of America | Crittenden Solar Facility |  | USA0061310 | 2.7 | 38.7518 | -84.6133 | Solar |  |  |  | 2018.0 | Duke Energy Kentucky Inc | U.S. Energy Information Administration | http://www.eia.gov/electricity/data/browser/ | U.S. Energy Information Administration |  | 2019 |  |  |  |  | 0.148 | 2.789 | 4.648 | U.S. Energy Information Administration |  |  |  |  | 4.39 | NO-ESTIMATION | NO-ESTIMATION | NO-ESTIMATION | NO-ESTIMATION | CAPACITY-FACTOR-V1
USA | United States of America | Perdue Bridgeville Photovoltaic |  | USA0057772 | 1.3 | 38.7577 | -75.6020 | Solar |  |  |  | 2011.0 | Terraform Arcadia | U.S. Energy Information Administration | http://www.eia.gov/electricity/data/browser/ | U.S. Energy Information Administration |  | 2019 | 2.066 | 2.029 | 2.0180000000000002 | 2.029 | 1.84 | 1.447 | 1.947 | U.S. Energy Information Administration | 1.97 | 1.97 | 2.03 | 1.86 | 1.79 | HYDRO-V1 | HYDRO-V1 | HYDRO-V1 | HYDRO-V1 | HYDRO-V1
USA | United States of America | ASTI |  | USA0058889 | 1 | 38.7614 | -122.9753 | Solar |  |  |  | 2009.0 | Perpetual Energy Systems | U.S. Energy Information Administration | http://www.eia.gov/electricity/data/browser/ | U.S. Energy Information Administration | 59529 | 2019 | 1.589 | 1.44936 | 1.5330000000000001 | 1.541 | 1.518 | 1.419 | 1.275 | U.S. Energy Information Administration | 1.43 | 1.54 | 1.73 | 1.48 | 1.73 | HYDRO-V1 | HYDRO-V1 | HYDRO-V1 | HYDRO-V1 | HYDRO-V1
USA | United States of America | Cloverdale Solar Center |  | USA0060813 | 1 | 38.7696 | -123.0207 | Solar |  |  |  | 2019.0 | Enerparc Inc. | U.S. Energy Information Administration | http://www.eia.gov/electricity/data/browser/ | U.S. Energy Information Administration |  | 2019 | [6 empty] | 1.321 | U.S. Energy Information Administration |  |  |  |  | 1.62 | HYDRO-V1 | HYDRO-V1 | HYDRO-V1 | HYDRO-V1 | HYDRO-V1
USA | United States of America | Synergen Panorama LLC CSG |  | USA0062327 | 5 | 38.7721 | -76.9734 | Solar |  |  |  | 2019.0 | Nautilus Solar Solutions | U.S. Energy Information Administration | http://www.eia.gov/electricity/data/browser/ | U.S. Energy Information Administration |  | 2019 | [6 empty] | 4.546 | U.S. Energy Information Administration |  |  |  |  | 8.14 | NO-ESTIMATION | NO-ESTIMATION | NO-ESTIMATION | NO-ESTIMATION | CAPACITY-FACTOR-V1
USA | United States of America | MEBA |  | USA0060496 | 1.5 | 38.7729 | -76.1389 | Solar |  |  |  | 2014.0 | Altus Power America Management LLC | U.S. Energy Information Administration | http://www.eia.gov/electricity/data/browser/ | U.S. Energy Information Administration |  | 2019 |  |  |  | 2.705 | 2.6630000000000003 | 2.539 | 2.723 | U.S. Energy Information Administration |  |  | 2.51 | 2.46 | 2.45 | NO-ESTIMATION | NO-ESTIMATION | NO-ESTIMATION | NO-ESTIMATION | CAPACITY-FACTOR-V1
USA | United States of America | Cloverdale Solar I |  | USA0058949 | 1.5 | 38.7731 | -123.0178 | Solar |  |  |  | 2014.0 | GLT Cloverdale Solar LLC | U.S. Energy Information Administration | http://www.eia.gov/electricity/data/browser/ | U.S. Energy Information Administration | 68367 | 2019 |  | 1.342 | 2.87 | 2.245 | 2.513 | 2.62 | 2.053 | U.S. Energy Information Administration |  |  | 3.39 | 3.09 | 3.44 | HYDRO-V1 | HYDRO-V1 | HYDRO-V1 | HYDRO-V1 | HYDRO-V1
USA | United States of America | Pikes Peak Solar Garden 1 LLC CSG |  | USA0059848 | 2 | 38.7745 | -104.7458 | Solar |  |  |  | 2015.0 | Pikes Peak Solar Garden 1 LLC | U.S. Energy Information Administration | http://www.eia.gov/electricity/data/browser/ | U.S. Energy Information Administration |  | 2019 |  |  | 1.436 | 4.566 | 3.524 | 3.96 | 4.048 | U.S. Energy Information Administration |  |  |  | 3.96 | 4.22 | HYDRO-V1 | HYDRO-V1 | HYDRO-V1 | HYDRO-V1 | HYDRO-V1
USA | United States of America | Upper Marlboro 1 CSG |  | USA0063075 | 2 | 38.7892 | -76.8009 | Solar |  |  |  | 2020.0 | Forefront Power LLC | U.S. Energy Information Administration | http://www.eia.gov/electricity/data/browser/ | U.S. Energy Information Administration |  | 2019 | [6 empty] | 0.001 | U.S. Energy Information Administration |  |  |  |  | 3.25 | HYDRO-V1 | HYDRO-V1 | HYDRO-V1 | HYDRO-V1 | HYDRO-V1
USA | United States of America | Roseville Solar |  | USA0062114 | 1 | 38.7918 | -121.3853 | Solar |  |  |  | 2019.0 | Greenskies | U.S. Energy Information Administration | http://www.eia.gov/electricity/data/browser/ | U.S. Energy Information Administration |  | 2019 | [5 empty] | 0.0 | 1.758 | U.S. Energy Information Administration |  |  |  |  | 1.62 | NO-ESTIMATION | NO-ESTIMATION | NO-ESTIMATION | NO-ESTIMATION | CAPACITY-FACTOR-V1
USA | United States of America | Trout Creek Solar |  | USA0062260 | 2 | 38.8151 | -106.1104 | Solar |  |  |  | 2019.0 | AEP Onsite Partners | U.S. Energy Information Administration | http://www.eia.gov/electricity/data/browser/ | U.S. Energy Information Administration |  | 2019 | [5 empty] | 0.0 | 4.84 | U.S. Energy Information Administration |  |  |  |  | 3.25 | NO-ESTIMATION | NO-ESTIMATION | NO-ESTIMATION | NO-ESTIMATION | CAPACITY-FACTOR-V1
USA | United States of America | Crane Solar Facility |  | USA0060435 | 17 | 38.8164 | -86.8842 | Solar |  |  |  | 2017.0 | Duke Energy Indiana LLC | U.S. Energy Information Administration | http://www.eia.gov/electricity/data/browser/ | U.S. Energy Information Administration |  | 2019 |  |  |  |  | 20.116 | 28.080000000000002 | 27.713 | U.S. Energy Information Administration |  |  |  |  | 27.7 | HYDRO-V1 | HYDRO-V1 | HYDRO-V1 | HYDRO-V1 | HYDRO-V1
USA | United States of America | First Baptist Church of Glenarden |  | USA0062043 | 1.5 | 38.8200 | -76.8700 | Solar |  |  |  | 2018.0 | IOS II LLC | U.S. Energy Information Administration | http://www.eia.gov/electricity/data/browser/ | U.S. Energy Information Administration |  | 2019 | [5 empty] | 1.993 | 2.8 | U.S. Energy Information Administration |  |  |  |  | 2.44 | NO-ESTIMATION | NO-ESTIMATION | NO-ESTIMATION | NO-ESTIMATION | CAPACITY-FACTOR-V1
USA | United States of America | O'Fallon Renewable Energy Center |  | USA0061826 | 4.5 | 38.8266 | -90.6781 | Solar |  |  |  | 2015.0 | Ameren Missouri | U.S. Energy Information Administration | http://www.eia.gov/electricity/data/browser/ | U.S. Energy Information Administration |  | 2019 |  |  |  |  | 5.9430000000000005 | 6.148 | 6.151 | U.S. Energy Information Administration |  |  |  | 7.09 | 7.03 | NO-ESTIMATION | NO-ESTIMATION | NO-ESTIMATION | NO-ESTIMATION | CAPACITY-FACTOR-V1
USA | United States of America | Walton 1 Solar Facility |  | USA0061311 | 2 | 38.8502 | -84.5923 | Solar |  |  |  | 2018.0 | Duke Energy Kentucky Inc | U.S. Energy Information Administration | http://www.eia.gov/electricity/data/browser/ | U.S. Energy Information Administration |  | 2019 |  |  |  |  | 0.036000000000000004 | 2.0460000000000003 | 3.553 | U.S. Energy Information Administration |  |  |  |  | 3.25 | HYDRO-V1 | HYDRO-V1 | HYDRO-V1 | HYDRO-V1 | HYDRO-V1
USA | United States of America | Walton 2 Solar Facility |  | USA0061312 | 2 | 38.8502 | -84.5923 | Solar |  |  |  | 2018.0 | Duke Energy Kentucky Inc | U.S. Energy Information Administration | http://www.eia.gov/electricity/data/browser/ | U.S. Energy Information Administration |  | 2019 |  |  |  |  | 0.10300000000000001 | 2.227 | 3.324 | U.S. Energy Information Administration |  |  |  |  | 3.25 | NO-ESTIMATION | NO-ESTIMATION | NO-ESTIMATION | NO-ESTIMATION | NO-ESTIMATION
USA | United States of America | JBAB - Washington DC |  | USA0062374 | 5.9 | 38.8527 | -77.0093 | Solar |  |  |  | 2019.0 | JBAB Solar I LLC. | U.S. Energy Information Administration | http://www.eia.gov/electricity/data/browser/ | U.S. Energy Information Administration |  | 2019 | [6 empty] | 7.126 | U.S. Energy Information Administration |  |  |  |  | 9.61 | NO-ESTIMATION | NO-ESTIMATION | NO-ESTIMATION | NO-ESTIMATION | NO-ESTIMATION
USA | United States of America | Nationals |  | USA0062710 | 1 | 38.8742 | -77.0067 | Solar |  |  |  | 2019.0 | Terraform Arcadia | U.S. Energy Information Administration | http://www.eia.gov/electricity/data/browser/ | U.S. Energy Information Administration |  | 2019 | [6 empty] | 1.703 | U.S. Energy Information Administration |  |  |  |  | 1.62 | NO-ESTIMATION | NO-ESTIMATION | NO-ESTIMATION | NO-ESTIMATION | NO-ESTIMATION
USA | United States of America | Jackson Co. Solar RES |  | USA0059989 | 1.1 | 38.8817 | -86.0330 | Solar |  |  |  | 2017.0 | Hoosier Energy R E C Inc | U.S. Energy Information Administration | http://www.eia.gov/electricity/data/browser/ | U.S. Energy Information Administration |  | 2019 |  |  |  |  | 0.47800000000000004 | 1.78 | 1.847 | U.S. Energy Information Administration |  |  |  |  | 1.79 | HYDRO-V1 | HYDRO-V1 | HYDRO-V1 | HYDRO-V1 | HYDRO-V1
USA | United States of America | FedEx Field Solar Facility |  | USA0057747 | 2 | 38.9078 | -76.8644 | Solar |  |  |  | 2011.0 | NRG Solar Arrowhead LLC | U.S. Energy Information Administration | http://www.eia.gov/electricity/data/browser/ | U.S. Energy Information Administration | 64466 | 2019 | 2.34234 | 2.1631500000000004 | 2.274 | 2.355 | 2.004 | 1.788 | 2.167 | U.S. Energy Information Administration | 3.07 | 3.07 | 3.16 | 2.85 | 2.81 | HYDRO-V1 | HYDRO-V1 | HYDRO-V1 | HYDRO-V1 | HYDRO-V1
USA | United States of America | Scotland Solar RES |  | USA0059982 | 1.1 | 38.9099 | -86.9473 | Solar |  |  |  | 2014.9999999999998 | Hoosier Energy R E C Inc | U.S. Energy Information Administration | http://www.eia.gov/electricity/data/browser/ | U.S. Energy Information Administration |  | 2019 |  |  | 0.14300000000000002 | 1.09 | 1.8820000000000001 | 1.93 | 1.732 | U.S. Energy Information Administration |  |  | 1.55 | 1.58 | 1.66 | NO-ESTIMATION | NO-ESTIMATION | NO-ESTIMATION | NO-ESTIMATION | CAPACITY-FACTOR-V1
USA | United States of America | Milford Solar Farm |  | USA0058228 | 11.8 | 38.9231 | -75.4533 | Solar |  |  |  | 2013.0 | Milford Solar LLC | U.S. Energy Information Administration | http://www.eia.gov/electricity/data/browser/ | U.S. Energy Information Administration | 66140 | 2019 | 21.152 | 20.535 | 19.293 | 20.325 | 19.922 | 18.732 | 19.447 | U.S. Energy Information Administration |  | 19.86 | 20.98 | 20.24 | 21.06 | NO-ESTIMATION | NO-ESTIMATION | NO-ESTIMATION | NO-ESTIMATION | NO-ESTIMATION
USA | United States of America | DG AMP Solar Front Royal |  | USA0061055 | 2.5 | 38.9290 | -78.1800 | Solar |  |  |  | 2017.0 | DG AMP Solar LLC | U.S. Energy Information Administration | http://www.eia.gov/electricity/data/browser/ | U.S. Energy Information Administration |  | 2019 |  |  |  |  | 3.426 | 4.565 | 4.682 | U.S. Energy Information Administration |  |  |  |  | 4.07 | HYDRO-V1 | HYDRO-V1 | HYDRO-V1 | HYDRO-V1 | HYDRO-V1
USA | United States of America | Wye Mills VNEM CSG |  | USA0060604 | 10 | 38.9404 | -76.0457 | Solar |  |  |  | 2016.0 | Tesla Inc. | U.S. Energy Information Administration | http://www.eia.gov/electricity/data/browser/ | U.S. Energy Information Administration |  | 2019 |  |  |  | 2.056 | 20.555 | 17.862000000000002 | 18.011 | U.S. Energy Information Administration |  |  |  |  | 17.02 | NO-ESTIMATION | NO-ESTIMATION | NO-ESTIMATION | NO-ESTIMATION | CAPACITY-FACTOR-V1
USA | United States of America | Chester Woods Point Solar LLC CSG |  | USA0062720 | 2 | 38.9484 | -76.3004 | Solar |  |  |  | 2019.0 | Chester Woods Point Solar LLC | U.S. Energy Information Administration | http://www.eia.gov/electricity/data/browser/ | U.S. Energy Information Administration |  | 2019 | [6 empty] | 2.628 | U.S. Energy Information Administration |  |  |  |  | 3.25 | NO-ESTIMATION | NO-ESTIMATION | NO-ESTIMATION | NO-ESTIMATION | CAPACITY-FACTOR-V1
USA | United States of America | Chesapeake College |  | USA0060465 | 1.5 | 38.9534 | -76.0832 | Solar |  |  |  | 2016.0 | Tesla Inc. | U.S. Energy Information Administration | http://www.eia.gov/electricity/data/browser/ | U.S. Energy Information Administration |  | 2019 |  |  |  | 1.075 | 2.305 | 2.282 | 2.45 | U.S. Energy Information Administration |  |  |  |  | 2.47 | NO-ESTIMATION | NO-ESTIMATION | NO-ESTIMATION | NO-ESTIMATION | NO-ESTIMATION
USA | United States of America | AFA Solar Farm |  | USA0057554 | 5.5 | 38.9579 | -104.8066 | Solar |  |  |  | 2011.0 | Solar Star Colorado II LLC | U.S. Energy Information Administration | http://www.eia.gov/electricity/data/browser/ | U.S. Energy Information Administration |  | 2019 | 11.27 | 11.294 | 11.205 | 11.563 | 11.203 | 11.799 | 11.093 | U.S. Energy Information Administration | 9.59 | 9.85 | 10.50 | 9.77 | 9.75 | NO-ESTIMATION | NO-ESTIMATION | NO-ESTIMATION | NO-ESTIMATION | NO-ESTIMATION
USA | United States of America | Pavant Solar LLC |  | USA0059702 | 50 | 38.9605 | -112.3633 | Solar |  |  |  | 2016.0 | Dominion Renewable Energy | U.S. Energy Information Administration | http://www.eia.gov/electricity/data/browser/ | U.S. Energy Information Administration | 70044 | 2019 |  |  | 1.3920000000000001 | 115.589 | 118.00200000000001 | 121.658 | 100.95 | U.S. Energy Information Administration |  |  |  |  | 112.38 | NO-ESTIMATION | NO-ESTIMATION | NO-ESTIMATION | NO-ESTIMATION | CAPACITY-FACTOR-V1
USA | United States of America | Lower Cape May HS |  | USA0060769 | 1.5 | 38.9767 | -74.9065 | Solar |  |  |  | 2013.0 | GSRP | U.S. Energy Information Administration | http://www.eia.gov/electricity/data/browser/ | U.S. Energy Information Administration |  | 2019 |  |  |  | 2.59 | 2.497 | 2.2560000000000002 | 2.496 | U.S. Energy Information Administration |  | 2.45 | 2.66 | 2.71 | 2.54 | NO-ESTIMATION | NO-ESTIMATION | NO-ESTIMATION | NO-ESTIMATION | CAPACITY-FACTOR-V1
USA | United States of America | Grazing Yak Solar |  | USA0062376 | 35 | 38.9778 | -104.2527 | Solar |  |  |  | 2019.0 | Grazing Yak Solar LLC | U.S. Energy Information Administration | http://www.eia.gov/electricity/data/browser/ | U.S. Energy Information Administration |  | 2019 | [6 empty] | 4.545 | U.S. Energy Information Administration |  |  |  |  | 57.03 | NO-ESTIMATION | NO-ESTIMATION | NO-ESTIMATION | NO-ESTIMATION | CAPACITY-FACTOR-V1
USA | United States of America | L'Oreal Solar - Florence |  | USA0061744 | 1.1 | 38.9877 | -84.6082 | Solar |  |  |  | 2017.0 | L'Oreal USA Products Inc | U.S. Energy Information Administration | http://www.eia.gov/electricity/data/browser/ | U.S. Energy Information Administration |  | 2019 |  |  |  |  | 0.8190000000000001 | 1.557 | 1.532 | U.S. Energy Information Administration |  |  |  |  | 1.79 | NO-ESTIMATION | NO-ESTIMATION | NO-ESTIMATION | NO-ESTIMATION | CAPACITY-FACTOR-V1
USA | United States of America | Annapolis Solar Park LLC |  | USA0060681 | 12 | 38.9921 | -76.5738 | Solar |  |  |  | 2018.0 | Annapolis Solar Park LLC | U.S. Energy Information Administration | http://www.eia.gov/electricity/data/browser/ | U.S. Energy Information Administration |  | 2019 | [5 empty] | 10.186 | 22.6 | U.S. Energy Information Administration |  |  |  |  | 19.55 | HYDRO-V1 | HYDRO-V1 | HYDRO-V1 | HYDRO-V1 | HYDRO-V1
USA | United States of America | Kent County Wastewater Treatment Solar |  | USA0057330 | 1.2 | 38.9931 | -75.4375 | Solar |  |  |  | 2011.0 | Kent County Levy Court Dept of Pub Work | U.S. Energy Information Administration | http://www.eia.gov/electricity/data/browser/ | U.S. Energy Information Administration | 62491 | 2019 | 1.345 | 1.225 | 1.227 | 0.919 | 1.4671800000000002 | 1.426 | 1.339 | U.S. Energy Information Administration | 1.82 | 1.81 | 1.88 | 1.68 | 1.65 | HYDRO-V1 | HYDRO-V1 | HYDRO-V1 | HYDRO-V1 | HYDRO-V1
USA | United States of America | Higginsville Solar Farm |  | USA0061316 | 2.5 | 39.0021 | -93.7268 | Solar |  |  |  | 2017.0 | MC Power Companies Inc | U.S. Energy Information Administration | http://www.eia.gov/electricity/data/browser/ | U.S. Energy Information Administration |  | 2019 |  |  |  |  | 0.279 | 4.301 | 4.281 | U.S. Energy Information Administration |  |  |  |  | 4.07 | HYDRO-V1 | HYDRO-V1 | HYDRO-V1 | HYDRO-V1 | HYDRO-V1
USA | United States of America | LTMUA |  | USA0063413 | 1 | 39.0078 | -74.9356 | Solar |  |  |  | 2012.0 | GSRP | U.S. Energy Information Administration | http://www.eia.gov/electricity/data/browser/ | U.S. Energy Information Administration |  | 2019 | [6 empty] | 1.663 | U.S. Energy Information Administration |  |  |  |  | 1.62 | HYDRO-V1 | HYDRO-V1 | HYDRO-V1 | HYDRO-V1 | HYDRO-V1
USA | United States of America | GWCC PV Solar Farm |  | USA0061738 | 1.6 | 39.0172 | -76.9090 | Solar |  |  |  | 2015.0 | GWCC PV Solar Farm | U.S. Energy Information Administration | http://www.eia.gov/electricity/data/browser/ | U.S. Energy Information Administration |  | 2019 |  |  |  |  | 1.867 | 1.982 | 2.0087 | U.S. Energy Information Administration |  |  |  | 2.61 | 2.62 | NO-ESTIMATION | NO-ESTIMATION | NO-ESTIMATION | NO-ESTIMATION | NO-ESTIMATION
USA | United States of America | Bowie State Solar |  | USA0061915 | 1.3 | 39.0191 | -76.7595 | Solar |  |  |  | 2018.0 | Terraform Arcadia | U.S. Energy Information Administration | http://www.eia.gov/electricity/data/browser/ | U.S. Energy Information Administration |  | 2019 | [5 empty] | 1.153 | 0.404 | U.S. Energy Information Administration |  |  |  |  | 2.11 | NO-ESTIMATION | NO-ESTIMATION | NO-ESTIMATION | NO-ESTIMATION | NO-ESTIMATION
USA | United States of America | IKEA College Park 411 |  | USA0058015 | 1 | 39.0210 | -76.9260 | Solar |  |  |  | 2012.0 | IKEA Property Inc | U.S. Energy Information Administration | http://www.eia.gov/electricity/data/browser/ | U.S. Energy Information Administration |  | 2019 | 1.42956 | 1.4750999999999999 | 1.45233 | 1.496 | 1.436 | 1.37 | 1.439 | U.S. Energy Information Administration | 1.59 | 1.59 | 1.60 | 1.55 | 1.43 | HYDRO-V1 | HYDRO-V1 | HYDRO-V1 | HYDRO-V1 | HYDRO-V1
USA | United States of America | Queen Anne's County |  | USA0058631 | 2 | 39.0317 | -76.0164 | Solar |  |  |  | 2014.0 | Tesla Inc. | U.S. Energy Information Administration | http://www.eia.gov/electricity/data/browser/ | U.S. Energy Information Administration |  | 2019 | 0.0 | 2.72646 | 2.73834 | 2.713 | 2.7880000000000003 | 2.369 | 2.659 | U.S. Energy Information Administration |  |  | 3.22 | 3.13 | 3.15 | NO-ESTIMATION | NO-ESTIMATION | NO-ESTIMATION | NO-ESTIMATION | CAPACITY-FACTOR-V1
USA | United States of America | Bd of Educ of Queen Anne's Cnty Cnty HS |  | USA0062074 | 1.7 | 39.0360 | -76.0543 | Solar |  |  |  | 2019.0 | Tesla Inc. | U.S. Energy Information Administration | http://www.eia.gov/electricity/data/browser/ | U.S. Energy Information Administration |  | 2019 | [5 empty] | 0.0 | 2.087 | U.S. Energy Information Administration |  |  |  |  | 2.77 | HYDRO-V1 | HYDRO-V1 | HYDRO-V1 | HYDRO-V1 | HYDRO-V1
USA | United States of America | Independence II Solar Farm |  | USA0061588 | 8.5 | 39.0400 | -94.2700 | Solar |  |  |  | 2018.0 | MC Power Companies Inc | U.S. Energy Information Administration | http://www.eia.gov/electricity/data/browser/ | U.S. Energy Information Administration |  | 2019 | [5 empty] | 7.654 | 14.632 | U.S. Energy Information Administration |  |  |  |  | 13.85 | HYDRO-V1 | HYDRO-V1 | HYDRO-V1 | HYDRO-V1 | HYDRO-V1
USA | United States of America | Mesa CSG 2 Massicotte |  | USA0062718 | 1.5 | 39.0448 | -108.4197 | Solar |  |  |  | 2019.0 | Standard Solar | U.S. Energy Information Administration | http://www.eia.gov/electricity/data/browser/ | U.S. Energy Information Administration |  | 2019 | [6 empty] | 2.063 | U.S. Energy Information Administration |  |  |  |  | 2.44 | HYDRO-V1 | HYDRO-V1 | HYDRO-V1 | HYDRO-V1 | HYDRO-V1
USA | United States of America | Clarke Solar Power Facility |  | USA0061374 | 10 | 39.0648 | -78.1382 | Solar |  |  |  | 2017.0 | Dominion Renewable Energy | U.S. Energy Information Administration | http://www.eia.gov/electricity/data/browser/ | U.S. Energy Information Administration |  | 2019 |  |  |  |  | 9.257 | 16.330000000000002 | 17.771 | U.S. Energy Information Administration |  |  |  |  | 16.29 | HYDRO-V1 | HYDRO-V1 | HYDRO-V1 | HYDRO-V1 | HYDRO-V1
USA | United States of America | Mesa PV1 |  | USA0059199 | 1.6 | 39.0672 | -108.5091 | Solar |  |  |  | 2015.0 | Greenbacker Renewable Energy Corporation | U.S. Energy Information Administration | http://www.eia.gov/electricity/data/browser/ | U.S. Energy Information Administration |  | 2019 |  | 0.001 | 3.303 | 3.33036 | 3.36798 | 3.303 | 3.283 | U.S. Energy Information Administration |  |  |  | 2.95 | 3.59 | NO-ESTIMATION | NO-ESTIMATION | NO-ESTIMATION | NO-ESTIMATION | CAPACITY-FACTOR-V1
USA | United States of America | Marshall Solar Farm (MO) |  | USA0060707 | 2.8 | 39.0948 | -93.2104 | Solar |  |  |  | 2017.0 | MC Power Companies Inc | U.S. Energy Information Administration | http://www.eia.gov/electricity/data/browser/ | U.S. Energy Information Administration |  | 2019 |  |  |  | 0.151 | 4.551 | 4.259 | 4.155 | U.S. Energy Information Administration |  |  |  |  | 4.56 | HYDRO-V1 | HYDRO-V1 | HYDRO-V1 | HYDRO-V1 | HYDRO-V1
USA | United States of America | Church Hill |  | USA0060737 | 6 | 39.1009 | -75.9597 | Solar |  |  |  | 2016.0 | Marina Energy LLC | U.S. Energy Information Administration | http://www.eia.gov/electricity/data/browser/ | U.S. Energy Information Administration |  | 2019 |  |  |  | 6.723 | 10.006 | 9.644 | 10.019 | U.S. Energy Information Administration |  |  |  |  | 10.16 | NO-ESTIMATION | NO-ESTIMATION | NO-ESTIMATION | NO-ESTIMATION | CAPACITY-FACTOR-V1
USA | United States of America | Mesa CSG 1 Murdock |  | USA0062719 | 1.5 | 39.1088 | -108.6439 | Solar |  |  |  | 2019.0 | Standard Solar | U.S. Energy Information Administration | http://www.eia.gov/electricity/data/browser/ | U.S. Energy Information Administration |  | 2019 | [6 empty] | 2.476 | U.S. Energy Information Administration |  |  |  |  | 2.44 | NO-ESTIMATION | NO-ESTIMATION | NO-ESTIMATION | NO-ESTIMATION | CAPACITY-FACTOR-V1
USA | United States of America | Montgomery County Solar |  | USA0061608 | 1.9 | 39.1130 | -77.2360 | Solar |  |  |  | 2018.0 | Montgomery County Solar | U.S. Energy Information Administration | http://www.eia.gov/electricity/data/browser/ | U.S. Energy Information Administration |  | 2019 | [5 empty] | 1.288 | 2.932 | U.S. Energy Information Administration |  |  |  |  | 3.09 | HYDRO-V1 | HYDRO-V1 | HYDRO-V1 | HYDRO-V1 | HYDRO-V1
USA | United States of America | Independence Solar Farm |  | USA0061092 | 3 | 39.1171 | -94.2882 | Solar |  |  |  | 2017.0 | MC Power Companies Inc | U.S. Energy Information Administration | http://www.eia.gov/electricity/data/browser/ | U.S. Energy Information Administration |  | 2019 |  |  |  |  | 4.64 | 5.103 | 5.074 | U.S. Energy Information Administration |  |  |  |  | 4.88 | HYDRO-V1 | HYDRO-V1 | HYDRO-V1 | HYDRO-V1 | HYDRO-V1
USA | United States of America | NIST Solar |  | USA0062208 | 4 | 39.1270 | -77.2160 | Solar |  |  |  | 2019.0 | Constellation New Energy Inc. | U.S. Energy Information Administration | http://www.eia.gov/electricity/data/browser/ | U.S. Energy Information Administration |  | 2019 | [5 empty] | 0.0 | 6.321 | U.S. Energy Information Administration |  |  |  |  | 6.51 | NO-ESTIMATION | NO-ESTIMATION | NO-ESTIMATION | NO-ESTIMATION | CAPACITY-FACTOR-V1
USA | United States of America | Ft. Churchill PV |  | USA0059472 | 19.9 | 39.1281 | -119.1400 | Solar |  |  |  | 2015.0000000000002 | Apple Inc | U.S. Energy Information Administration | http://www.eia.gov/electricity/data/browser/ | U.S. Energy Information Administration | 67068 | 2019 |  |  | 14.4 | 39.842 | 36.509 | 35.396 | 36.412 | U.S. Energy Information Administration |  |  |  | 43.54 | 48.56 | HYDRO-V1 | HYDRO-V1 | HYDRO-V1 | HYDRO-V1 | HYDRO-V1
USA | United States of America | Sullivan Solar LLC |  | USA0060410 | 5.2 | 39.1320 | -87.4138 | Solar |  |  |  | 2016.0 | Cypress Creek Renewables | U.S. Energy Information Administration | http://www.eia.gov/electricity/data/browser/ | U.S. Energy Information Administration |  | 2019 |  |  |  | 2.496 | 9.643 | 6.7620000000000005 | 9.049 | U.S. Energy Information Administration |  |  |  |  | 8.75 | NO-ESTIMATION | NO-ESTIMATION | NO-ESTIMATION | NO-ESTIMATION | CAPACITY-FACTOR-V1
USA | United States of America | Anne Arundel County Public Schools |  | USA0062407 | 1 | 39.1373 | -76.4980 | Solar |  |  |  | 2017.0 | Standard Solar | U.S. Energy Information Administration | http://www.eia.gov/electricity/data/browser/ | U.S. Energy Information Administration |  | 2019 | [6 empty] | 2.094 | U.S. Energy Information Administration |  |  |  |  | 1.62 | NO-ESTIMATION | NO-ESTIMATION | NO-ESTIMATION | NO-ESTIMATION | CAPACITY-FACTOR-V1
USA | United States of America | Parking Lot Array |  | USA0063294 | 1.4 | 39.1419 | -84.5107 | Solar |  |  |  | 2010.9999999999998 | Cincinnati Zoo & Botanical Garden | U.S. Energy Information Administration | http://www.eia.gov/electricity/data/browser/ | U.S. Energy Information Administration |  | 2019 | [6 empty] | 1.4365 | U.S. Energy Information Administration |  |  |  |  | 2.28 | NO-ESTIMATION | NO-ESTIMATION | NO-ESTIMATION | NO-ESTIMATION | CAPACITY-FACTOR-V1
USA | United States of America | Rock Hall |  | USA0058241 | 1 | 39.1444 | -76.2316 | Solar |  |  |  | 2013.0 | Terraform Arcadia | U.S. Energy Information Administration | http://www.eia.gov/electricity/data/browser/ | U.S. Energy Information Administration | 66408 | 2019 | 1.851 | 1.806 | 1.848 | 1.863 | 1.829 | 1.668 | 1.707 | U.S. Energy Information Administration |  | 1.60 | 1.62 | 1.59 | 1.58 | NO-ESTIMATION | NO-ESTIMATION | NO-ESTIMATION | NO-ESTIMATION | CAPACITY-FACTOR-V1
USA | United States of America | Oak Leaf Solar XXXI LLC (CSG) |  | USA0062244 | 1.5 | 39.1450 | -108.3200 | Solar |  |  |  | 2019.0 | Greenbacker Renewable Energy Corporation | U.S. Energy Information Administration | http://www.eia.gov/electricity/data/browser/ | U.S. Energy Information Administration |  | 2019 | [5 empty] | 0.0 | 3.601 | U.S. Energy Information Administration |  |  |  |  | 2.44 | NO-ESTIMATION | NO-ESTIMATION | NO-ESTIMATION | NO-ESTIMATION | CAPACITY-FACTOR-V1
USA | United States of America | MNCPPC Germantown Solar |  | USA0062910 | 1 | 39.1490 | -77.3179 | Solar |  |  |  | 2018.0 | Standard Solar | U.S. Energy Information Administration | http://www.eia.gov/electricity/data/browser/ | U.S. Energy Information Administration |  | 2019 | [6 empty] | 2.716 | U.S. Energy Information Administration |  |  |  |  | 1.62 | NO-ESTIMATION | NO-ESTIMATION | NO-ESTIMATION | NO-ESTIMATION | CAPACITY-FACTOR-V1
USA | United States of America | Pavant Solar III |  | USA0060886 | 20 | 39.1545 | -112.3598 | Solar |  |  |  | 2017.0 | AEP Renewables | U.S. Energy Information Administration | http://www.eia.gov/electricity/data/browser/ | U.S. Energy Information Administration |  | 2019 |  |  |  | 0.8310000000000001 | 48.018 | 50.512 | 48.133 | U.S. Energy Information Administration |  |  |  |  | 32.59 | NO-ESTIMATION | NO-ESTIMATION | NO-ESTIMATION | NO-ESTIMATION | CAPACITY-FACTOR-V1
USA | United States of America | Pavant Solar II LLC |  | USA0060449 | 50 | 39.1625 | -112.3430 | Solar |  |  |  | 2016.0 | Pavant Solar II LLC | U.S. Energy Information Administration | http://www.eia.gov/electricity/data/browser/ | U.S. Energy Information Administration | 70045 | 2019 |  |  |  | 8.284 | 119.175 | 121.56700000000001 | 115.082 | U.S. Energy Information Administration |  |  |  |  | 112.38 | NO-ESTIMATION | NO-ESTIMATION | NO-ESTIMATION | NO-ESTIMATION | CAPACITY-FACTOR-V1
USA | United States of America | BPU Solar Farm |  | USA0061313 | 1 | 39.1664 | -94.6969 | Solar |  |  |  | 2017.0 | MC Power Companies Inc | U.S. Energy Information Administration | http://www.eia.gov/electricity/data/browser/ | U.S. Energy Information Administration |  | 2019 |  |  |  |  | 0.425 | 1.705 | 1.728 | U.S. Energy Information Administration |  |  |  |  | 1.62 | NO-ESTIMATION | NO-ESTIMATION | NO-ESTIMATION | NO-ESTIMATION | CAPACITY-FACTOR-V1
USA | United States of America | Dover Sun Park |  | USA0057337 | 10 | 39.1836 | -75.5044 | Solar |  |  |  | 2011.0 | White Oak Solar Energy LLC | U.S. Energy Information Administration | http://www.eia.gov/electricity/data/browser/ | U.S. Energy Information Administration | 60020 | 2019 | 18.152 | 17.792 | 17.439 | 17.596 | 16.59141 | 16.16373 | 17.225 | U.S. Energy Information Administration | 16.14 | 16.42 | 16.74 | 14.95 | 14.89 | NO-ESTIMATION | NO-ESTIMATION | NO-ESTIMATION | NO-ESTIMATION | CAPACITY-FACTOR-V1
USA | United States of America | Town of Chestertown- Chestertown WWTP |  | USA0060096 | 1 | 39.1995 | -76.0767 | Solar |  |  |  | 2016.0 | Tesla Inc. | U.S. Energy Information Administration | http://www.eia.gov/electricity/data/browser/ | U.S. Energy Information Administration |  | 2019 |  |  | 0.023760000000000003 | 1.815 | 1.798 | 1.673 | 1.79 | U.S. Energy Information Administration |  |  |  |  | 1.62 | NO-ESTIMATION | NO-ESTIMATION | NO-ESTIMATION | NO-ESTIMATION | CAPACITY-FACTOR-V1
USA | United States of America | Amazon Maryland DCA1 |  | USA0062876 | 1.3 | 39.2226 | -76.4690 | Solar |  |  |  | 2019.0000000000002 | Westbound Solar LLC | U.S. Energy Information Administration | http://www.eia.gov/electricity/data/browser/ | U.S. Energy Information Administration |  | 2019 | [6 empty] | 1.514 | U.S. Energy Information Administration |  |  |  |  | 2.11 | NO-ESTIMATION | NO-ESTIMATION | NO-ESTIMATION | NO-ESTIMATION | CAPACITY-FACTOR-V1
USA | United States of America | Montgomery County Correctional Facility |  | USA0060820 | 1.4 | 39.2379 | -77.2932 | Solar |  |  |  | 2017.0 | Tesla Inc. | U.S. Energy Information Administration | http://www.eia.gov/electricity/data/browser/ | U.S. Energy Information Administration |  | 2019 |  |  |  |  | 0.0 | 1.407 | 2.069 | U.S. Energy Information Administration |  |  |  |  | 2.28 | NO-ESTIMATION | NO-ESTIMATION | NO-ESTIMATION | NO-ESTIMATION | CAPACITY-FACTOR-V1
USA | United States of America | CCBC-Catonsville |  | USA0060036 | 1.6 | 39.2525 | -76.7350 | Solar |  |  |  | 2015.0 | Constellation Solar Holding LLC | U.S. Energy Information Administration | http://www.eia.gov/electricity/data/browser/ | U.S. Energy Information Administration |  | 2019 |  |  | 0.47000000000000003 | 3.0580000000000003 | 2.816 | 2.6390000000000002 | 2.787 | U.S. Energy Information Administration |  |  |  | 2.58 | 2.55 | NO-ESTIMATION | NO-ESTIMATION | NO-ESTIMATION | NO-ESTIMATION | CAPACITY-FACTOR-V1
USA | United States of America | Ellettsville Solar RES |  | USA0059985 | 1.1 | 39.2548 | -86.6568 | Solar |  |  |  | 2016.0000000000002 | Hoosier Energy R E C Inc | U.S. Energy Information Administration | http://www.eia.gov/electricity/data/browser/ | U.S. Energy Information Administration |  | 2019 |  |  |  | 0.251 | 1.841 | 1.82 | 1.726 | U.S. Energy Information Administration |  |  |  |  | 1.58 | NO-ESTIMATION | NO-ESTIMATION | NO-ESTIMATION | NO-ESTIMATION | CAPACITY-FACTOR-V1
USA | United States of America | IGS Solar I - BWI2 |  | USA0061465 | 1.4 | 39.2670 | -76.5480 | Solar |  |  |  | 2017.0 | IGS ORIX Solar I LLC | U.S. Energy Information Administration | http://www.eia.gov/electricity/data/browser/ | U.S. Energy Information Administration |  | 2019 |  |  |  |  | 2.322 | 2.485 | 2.646 | U.S. Energy Information Administration |  |  |  |  | 2.28 | NO-ESTIMATION | NO-ESTIMATION | NO-ESTIMATION | NO-ESTIMATION | CAPACITY-FACTOR-V1
USA | United States of America | IGS Solar I - BWI5 |  | USA0061358 | 1.1 | 39.2700 | -76.5480 | Solar |  |  |  | 2017.0 | IGS Solar I LLC | U.S. Energy Information Administration | http://www.eia.gov/electricity/data/browser/ | U.S. Energy Information Administration |  | 2019 |  |  |  | 0.0 | 1.969 | 1.7630000000000001 | 0.303 | U.S. Energy Information Administration |  |  |  |  | 1.79 | NO-ESTIMATION | NO-ESTIMATION | NO-ESTIMATION | NO-ESTIMATION | CAPACITY-FACTOR-V1
USA | United States of America | DG AMP Solar Smyrna |  | USA0061800 | 1.2 | 39.2797 | -75.6224 | Solar |  |  |  | 2018.0 | DG AMP Solar LLC | U.S. Energy Information Administration | http://www.eia.gov/electricity/data/browser/ | U.S. Energy Information Administration |  | 2019 | [5 empty] | 1.164 | 2.008 | U.S. Energy Information Administration |  |  |  |  | 1.95 | NO-ESTIMATION | NO-ESTIMATION | NO-ESTIMATION | NO-ESTIMATION | CAPACITY-FACTOR-V1
USA | United States of America | Kent County - Worton Complex |  | USA0058243 | 1 | 39.2808 | -76.0908 | Solar |  |  |  | 2012.0 | Terraform Arcadia | U.S. Energy Information Administration | http://www.eia.gov/electricity/data/browser/ | U.S. Energy Information Administration |  | 2019 | 1.801 | 1.747 | 1.69 | 1.863 | 1.528 | 1.6600000000000001 | 1.766 | U.S. Energy Information Administration | 1.59 | 1.61 | 1.59 | 1.55 | 1.4 | NO-ESTIMATION | NO-ESTIMATION | NO-ESTIMATION | NO-ESTIMATION | CAPACITY-FACTOR-V1
USA | United States of America | 2127 Harris Solar Project |  | USA0058919 | 1.3 | 39.2917 | -121.6697 | Solar |  |  |  | 2014.0000000000002 | Solarenewal LLC | U.S. Energy Information Administration | http://www.eia.gov/electricity/data/browser/ | U.S. Energy Information Administration |  | 2019 |  | 0.792 | 2.88 | 2.712 | 2.646 | 2.662 | 2.41 | U.S. Energy Information Administration |  |  | 2.74 | 2.38 | 2.48 | NO-ESTIMATION | NO-ESTIMATION | NO-ESTIMATION | NO-ESTIMATION | CAPACITY-FACTOR-V1
USA | United States of America | Chimes West Friendship (Nixon Farms) |  | USA0059743 | 1.5 | 39.2967 | -76.9574 | Solar |  |  |  | 2015.0 | SunE SEM 1 LLC | U.S. Energy Information Administration | http://www.eia.gov/electricity/data/browser/ | U.S. Energy Information Administration |  | 2019 |  | 0.0 | 1.895 | 1.935 | 1.829 | 1.714 | 1.745 | U.S. Energy Information Administration |  |  |  | 2.41 | 2.39 | NO-ESTIMATION | NO-ESTIMATION | NO-ESTIMATION | NO-ESTIMATION | CAPACITY-FACTOR-V1
USA | United States of America | Kent County-Kennedyville |  | USA0058239 | 1 | 39.2972 | -75.9822 | Solar |  |  |  | 2012.0 | Terraform Arcadia | U.S. Energy Information Administration | http://www.eia.gov/electricity/data/browser/ | U.S. Energy Information Administration |  | 2019 | 1.6460000000000001 | 1.733 | 1.73151 | 1.776 | 1.675 | 1.577 | 1.512 | U.S. Energy Information Administration | 1.59 | 1.61 | 1.59 | 1.55 | 1.4 | NO-ESTIMATION | NO-ESTIMATION | NO-ESTIMATION | NO-ESTIMATION | CAPACITY-FACTOR-V1
USA | United States of America | Decatur Co. Solar RES (IN) |  | USA0059988 | 1.1 | 39.3379 | -85.5064 | Solar |  |  |  | 2017.0 | Hoosier Energy R E C Inc | U.S. Energy Information Administration | http://www.eia.gov/electricity/data/browser/ | U.S. Energy Information Administration |  | 2019 |  |  |  |  | 0.417 | 1.549 | 1.888 | U.S. Energy Information Administration |  |  |  |  | 1.79 | NO-ESTIMATION | NO-ESTIMATION | NO-ESTIMATION | NO-ESTIMATION | CAPACITY-FACTOR-V1
USA | United States of America | Old Court Rd Solar |  | USA0063237 | 2 | 39.3417 | -76.8351 | Solar |  |  |  | 2019.0 | Old Court Rd Solar LLC | U.S. Energy Information Administration | http://www.eia.gov/electricity/data/browser/ | U.S. Energy Information Administration |  | 2019 | [6 empty] | 0.473 | U.S. Energy Information Administration |  |  |  |  | 3.25 | NO-ESTIMATION | NO-ESTIMATION | NO-ESTIMATION | NO-ESTIMATION | CAPACITY-FACTOR-V1
USA | United States of America | Atlantic City Convention Center |  | USA0056900 | 2 | 39.3639 | -74.4408 | Solar |  |  |  | 2009.0 | Constellation Solar New Jersey LLC | U.S. Energy Information Administration | http://www.eia.gov/electricity/data/browser/ | U.S. Energy Information Administration | 59739 | 2019 | 2.85 | 2.979 | 2.982 | 3.0620000000000003 | 2.99 | 2.899 | 3.117 | U.S. Energy Information Administration | 3.08 | 2.97 | 2.97 | 2.91 | 3 | NO-ESTIMATION | NO-ESTIMATION | NO-ESTIMATION | NO-ESTIMATION | CAPACITY-FACTOR-V1
USA | United States of America | General Motors Corp at White Marsh MD |  | USA0059841 | 1 | 39.3716 | -76.4405 | Solar |  |  |  | 2011.0 | Constellation Solar Maryland LLC | U.S. Energy Information Administration | http://www.eia.gov/electricity/data/browser/ | U.S. Energy Information Administration |  | 2019 |  | 1.624 | 1.609 | 1.587 | 1.56 | 1.487 | 1.292 | U.S. Energy Information Administration | 1.57 | 1.59 | 1.58 | 1.45 | 1.38 | NO-ESTIMATION | NO-ESTIMATION | NO-ESTIMATION | NO-ESTIMATION | CAPACITY-FACTOR-V1
USA | United States of America | Gridley Main Two |  | USA0058371 | 2.5 | 39.3733 | -121.6817 | Solar |  |  |  | 2013.0 | Light Beam Power Co LLC | U.S. Energy Information Administration | http://www.eia.gov/electricity/data/browser/ | U.S. Energy Information Administration |  | 2019 |  | 4.8420000000000005 | 5.367 | 4.749 | 4.0 | 3.862 | 4.155 | U.S. Energy Information Administration |  | 4.65 | 5.33 | 4.66 | 4.86 | NO-ESTIMATION | NO-ESTIMATION | NO-ESTIMATION | NO-ESTIMATION | CAPACITY-FACTOR-V1
USA | United States of America | Gridley Main |  | USA0058370 | 1 | 39.3733 | -121.6842 | Solar |  |  |  | 2013.0 | Light Beam Power Co LLC | U.S. Energy Information Administration | http://www.eia.gov/electricity/data/browser/ | U.S. Energy Information Administration |  | 2019 | 2.122 | 1.9180000000000001 | 2.1670000000000003 | 1.7890000000000001 | 2.016 | 1.957 | 1.469 | U.S. Energy Information Administration |  | 1.84 | 2.09 | 1.83 | 1.9 | NO-ESTIMATION | NO-ESTIMATION | NO-ESTIMATION | NO-ESTIMATION | CAPACITY-FACTOR-V1
USA | United States of America | Frederick County - Landfill |  | USA0063496 | 2 | 39.3733 | -77.3499 | Solar |  |  |  | 2019.0 | Tesla Inc. | U.S. Energy Information Administration | http://www.eia.gov/electricity/data/browser/ | U.S. Energy Information Administration |  | 2019 | [6 empty] | 1.088 | U.S. Energy Information Administration |  |  |  |  | 3.25 | NO-ESTIMATION | NO-ESTIMATION | NO-ESTIMATION | NO-ESTIMATION | CAPACITY-FACTOR-V1
USA | United States of America | White Marsh Mall |  | USA0063289 | 1.1 | 39.3761 | -76.4681 | Solar |  |  |  | 2016.0000000000002 | White Marsh Mall | U.S. Energy Information Administration | http://www.eia.gov/electricity/data/browser/ | U.S. Energy Information Administration |  | 2019 | [6 empty] | 1.27 | U.S. Energy Information Administration |  |  |  |  | 1.79 | NO-ESTIMATION | NO-ESTIMATION | NO-ESTIMATION | NO-ESTIMATION | CAPACITY-FACTOR-V1
USA | United States of America | Millville City Sewer Auth WTP |  | USA0058822 | 1.3 | 39.3764 | -75.0331 | Solar |  |  |  | 2013.0 | GSRP | U.S. Energy Information Administration | http://www.eia.gov/electricity/data/browser/ | U.S. Energy Information Administration |  | 2019 | 1.927 | 2.0 | 1.979 | 2.033 | 1.919 | 1.7670000000000001 | 1.669 | U.S. Energy Information Administration |  | 2.03 | 2.03 | 2.00 | 1.98 | NO-ESTIMATION | NO-ESTIMATION | NO-ESTIMATION | NO-ESTIMATION | CAPACITY-FACTOR-V1
USA | United States of America | NJ Oak Solar Plant |  | USA0057948 | 10 | 39.3806 | -75.1883 | Solar |  |  |  | 2012.0 | NJ Oak Solar LLC | U.S. Energy Information Administration | http://www.eia.gov/electricity/data/browser/ | U.S. Energy Information Administration |  | 2019 | 17.254 | 16.697 | 15.921000000000001 | 15.995000000000001 | 15.166 | 13.788 | 14.626 | U.S. Energy Information Administration | 16.86 | 16.15 | 16.59 | 16.10 | 14.74 | NO-ESTIMATION | NO-ESTIMATION | NO-ESTIMATION | NO-ESTIMATION | CAPACITY-FACTOR-V1
USA | United States of America | Francis Scott Key Mall |  | USA0063253 | 1.6 | 39.3859 | -77.4095 | Solar |  |  |  | 2018.0 | Francis Scott Key Mall | U.S. Energy Information Administration | http://www.eia.gov/electricity/data/browser/ | U.S. Energy Information Administration |  | 2019 | [6 empty] | 2.1018 | U.S. Energy Information Administration |  |  |  |  | 2.6 | NO-ESTIMATION | NO-ESTIMATION | NO-ESTIMATION | NO-ESTIMATION | CAPACITY-FACTOR-V1
USA | United States of America | Midwest Energy Community Solar Array |  | USA0059632 | 1 | 39.4069 | -101.0394 | Solar |  |  |  | 2015.0 | Clean Energy Collective LLC | U.S. Energy Information Administration | http://www.eia.gov/electricity/data/browser/ | U.S. Energy Information Administration |  | 2019 |  |  | 1.806 | 2.102 | 2.052 | 2.021 | 1.591 | U.S. Energy Information Administration |  |  |  | 1.78 | 1.59 | NO-ESTIMATION | NO-ESTIMATION | NO-ESTIMATION | NO-ESTIMATION | CAPACITY-FACTOR-V1
USA | United States of America | KDC Solar ASGM |  | USA0062739 | 3.8 | 39.4097 | -75.2185 | Solar |  |  |  | 2019.0 | KDC Solar ASGM LLC | U.S. Energy Information Administration | http://www.eia.gov/electricity/data/browser/ | U.S. Energy Information Administration |  | 2019 | [6 empty] | 3.82 | U.S. Energy Information Administration |  |  |  |  | 6.19 | NO-ESTIMATION | NO-ESTIMATION | NO-ESTIMATION | NO-ESTIMATION | CAPACITY-FACTOR-V1
USA | United States of America | Adams Ave MS and HS |  | USA0060772 | 3.1 | 39.4114 | -74.5309 | Solar |  |  |  | 2011.5806451612902 | GSRP | U.S. Energy Information Administration | http://www.eia.gov/electricity/data/browser/ | U.S. Energy Information Administration |  | 2019 |  |  |  | 4.839 | 5.085 | 4.789 | 4.673 | U.S. Energy Information Administration | 4.89 | 4.99 | 5.16 | 4.72 | 4.57 | NO-ESTIMATION | NO-ESTIMATION | NO-ESTIMATION | NO-ESTIMATION | CAPACITY-FACTOR-V1
USA | United States of America | Sunnyside Ranch Community Solar Array |  | USA0059742 | 1.5 | 39.4150 | -107.1572 | Solar |  |  |  | 2015.0 | Clean Energy Collective LLC | U.S. Energy Information Administration | http://www.eia.gov/electricity/data/browser/ | U.S. Energy Information Administration | 69047 | 2019 |  |  | 2.21 | 3.13 | 3.278 | 3.205 | 2.909 | U.S. Energy Information Administration |  |  |  | 2.73 | 2.92 | NO-ESTIMATION | NO-ESTIMATION | NO-ESTIMATION | NO-ESTIMATION | CAPACITY-FACTOR-V1
USA | United States of America | Delilah Road Landfill |  | USA0058951 | 8.5 | 39.4161 | -74.5439 | Solar |  |  |  | 2016.0 | CVI CleanCapital Solar 5 LLC | U.S. Energy Information Administration | http://www.eia.gov/electricity/data/browser/ | U.S. Energy Information Administration |  | 2019 |  |  |  | 2.432 | 14.566 | 14.159 | 14.89 | U.S. Energy Information Administration |  |  |  |  | 14.64 | NO-ESTIMATION | NO-ESTIMATION | NO-ESTIMATION | NO-ESTIMATION | CAPACITY-FACTOR-V1
USA | United States of America | Vineland Mays Landing Solar |  | USA0057660 | 4.3 | 39.4175 | -74.9739 | Solar |  |  |  | 2011.0 | NJR Clean Energy Ventures Corporation | U.S. Energy Information Administration | http://www.eia.gov/electricity/data/browser/ | U.S. Energy Information Administration | 61832 | 2019 | 6.969 | 6.76 | 7.105 | 7.03 | 6.728 | 6.353 | 6.706 | U.S. Energy Information Administration | 6.72 | 6.63 | 6.75 | 6.19 | 5.94 | NO-ESTIMATION | NO-ESTIMATION | NO-ESTIMATION | NO-ESTIMATION | CAPACITY-FACTOR-V1
USA | United States of America | Kingsville CSG |  | USA0063072 | 2 | 39.4181 | -76.3977 | Solar |  |  |  | 2019.0 | Forefront Power LLC | U.S. Energy Information Administration | http://www.eia.gov/electricity/data/browser/ | U.S. Energy Information Administration |  | 2019 | [6 empty] | 0.89 | U.S. Energy Information Administration |  |  |  |  | 3.25 | NO-ESTIMATION | NO-ESTIMATION | NO-ESTIMATION | NO-ESTIMATION | CAPACITY-FACTOR-V1
USA | United States of America | McKee City Solar Phase 2 |  | USA0057863 | 2.4 | 39.4219 | -74.6392 | Solar |  |  |  | 2012.0000000000002 | GSRP | U.S. Energy Information Administration | http://www.eia.gov/electricity/data/browser/ | U.S. Energy Information Administration | 62524 | 2019 | 3.484 | 3.306 | 3.346 | 4.329 | 4.197 | 3.101 | 3.106 | U.S. Energy Information Administration | 3.72 | 3.81 | 3.94 | 3.79 | 3.35 | NO-ESTIMATION | NO-ESTIMATION | NO-ESTIMATION | NO-ESTIMATION | CAPACITY-FACTOR-V1
USA | United States of America | Pfeffers |  | USA0061185 | 1 | 39.4276 | -76.3936 | Solar |  |  |  | 2016.0 | Terraform Arcadia | U.S. Energy Information Administration | http://www.eia.gov/electricity/data/browser/ | U.S. Energy Information Administration |  | 2019 |  |  |  | 1.173 | 2.108 | 1.901 | 1.719 | U.S. Energy Information Administration |  |  |  |  | 1.57 | NO-ESTIMATION | NO-ESTIMATION | NO-ESTIMATION | NO-ESTIMATION | CAPACITY-FACTOR-V1
USA | United States of America | Baltimore City B |  | USA0060664 | 2 | 39.4360 | -76.2200 | Solar |  |  |  | 2016.0 | Constellation Solar MC LLC | U.S. Energy Information Administration | http://www.eia.gov/electricity/data/browser/ | U.S. Energy Information Administration |  | 2019 |  |  |  | 3.212 | 3.258 | 3.057 | 3.17 | U.S. Energy Information Administration |  |  |  |  | 3.14 | NO-ESTIMATION | NO-ESTIMATION | NO-ESTIMATION | NO-ESTIMATION | CAPACITY-FACTOR-V1
USA | United States of America | Baltimore City D |  | USA0060665 | 2 | 39.4360 | -76.2200 | Solar |  |  |  | 2016.0 | Constellation Solar MC LLC | U.S. Energy Information Administration | http://www.eia.gov/electricity/data/browser/ | U.S. Energy Information Administration |  | 2019 |  |  |  | 3.209 | 3.3040000000000003 | 3.024 | 3.075 | U.S. Energy Information Administration |  |  |  |  | 3.14 | NO-ESTIMATION | NO-ESTIMATION | NO-ESTIMATION | NO-ESTIMATION | CAPACITY-FACTOR-V1
USA | United States of America | Baltimore City F |  | USA0060666 | 2 | 39.4360 | -76.2200 | Solar |  |  |  | 2016.0 | Constellation Solar MC LLC | U.S. Energy Information Administration | http://www.eia.gov/electricity/data/browser/ | U.S. Energy Information Administration |  | 2019 |  |  |  | 3.234 | 3.205 | 3.052 | 3.189 | U.S. Energy Information Administration |  |  |  |  | 3.14 | NO-ESTIMATION | NO-ESTIMATION | NO-ESTIMATION | NO-ESTIMATION | CAPACITY-FACTOR-V1
USA | United States of America | Baltimore City G |  | USA0060667 | 2 | 39.4360 | -76.2200 | Solar |  |  |  | 2016.0 | Constellation Solar MC LLC | U.S. Energy Information Administration | http://www.eia.gov/electricity/data/browser/ | U.S. Energy Information Administration |  | 2019 |  |  |  | 3.343 | 3.287 | 3.063 | 3.205 | U.S. Energy Information Administration |  |  |  |  | 3.14 | NO-ESTIMATION | NO-ESTIMATION | NO-ESTIMATION | NO-ESTIMATION | CAPACITY-FACTOR-V1
USA | United States of America | City of Havre De Grace C |  | USA0060668 | 2 | 39.4360 | -76.2200 | Solar |  |  |  | 2016.0 | Constellation Solar MC LLC | U.S. Energy Information Administration | http://www.eia.gov/electricity/data/browser/ | U.S. Energy Information Administration |  | 2019 |  |  |  | 3.231 | 3.315 | 3.289 | 3.506 | U.S. Energy Information Administration |  |  |  |  | 3.14 | NO-ESTIMATION | NO-ESTIMATION | NO-ESTIMATION | NO-ESTIMATION | CAPACITY-FACTOR-V1
USA | United States of America | Havre de Grace II - E at Perryman |  | USA0060708 | 1.4 | 39.4360 | -76.2200 | Solar |  |  |  | 2015.9999999999998 | Constellation Solar MC LLC | U.S. Energy Information Administration | http://www.eia.gov/electricity/data/browser/ | U.S. Energy Information Administration |  | 2019 |  |  |  | 0.917 | 2.109 | 1.97 | 2.079 | U.S. Energy Information Administration |  |  |  | 2.18 | 2.18 | NO-ESTIMATION | NO-ESTIMATION | NO-ESTIMATION | NO-ESTIMATION | CAPACITY-FACTOR-V1
USA | United States of America | Sod Run WTP A |  | USA0060669 | 2 | 39.4360 | -76.2200 | Solar |  |  |  | 2016.0 | Constellation Solar MC LLC | U.S. Energy Information Administration | http://www.eia.gov/electricity/data/browser/ | U.S. Energy Information Administration |  | 2019 |  |  |  | 2.187 | 3.6 | 3.415 | 3.109 | U.S. Energy Information Administration |  |  |  |  | 3.14 | NO-ESTIMATION | NO-ESTIMATION | NO-ESTIMATION | NO-ESTIMATION | CAPACITY-FACTOR-V1
USA | United States of America | AC Criminal Courts Complex SPE2 LLC |  | USA0058798 | 1.3 | 39.4375 | -74.6906 | Solar |  |  |  | 2013.0 | Sustainable Power Group LLC | U.S. Energy Information Administration | http://www.eia.gov/electricity/data/browser/ | U.S. Energy Information Administration |  | 2019 | 1.947 | 1.925 | 2.328 | 1.9160000000000001 | 1.907 | 1.744 | 1.898 | U.S. Energy Information Administration |  | 2.01 | 2.03 | 2.00 | 1.98 | NO-ESTIMATION | NO-ESTIMATION | NO-ESTIMATION | NO-ESTIMATION | CAPACITY-FACTOR-V1
USA | United States of America | Cornerstone Power Vineland I LLC |  | USA0058512 | 3.1 | 39.4397 | -75.0439 | Solar |  |  |  | 2011.9999999999998 | Altus Power America Management LLC | U.S. Energy Information Administration | http://www.eia.gov/electricity/data/browser/ | U.S. Energy Information Administration |  | 2019 | 5.38362 | 5.575 | 5.609 | 5.587 | 5.339 | 4.618 | 5.282 | U.S. Energy Information Administration | 4.73 | 4.88 | 4.96 | 4.82 | 4.38 | NO-ESTIMATION | NO-ESTIMATION | NO-ESTIMATION | NO-ESTIMATION | CAPACITY-FACTOR-V1
USA | United States of America | Fort Detrick Solar PV |  | USA0061552 | 15.7 | 39.4400 | -77.4500 | Solar |  |  |  | 2016.0 | Montevue Lane Solar LLC | U.S. Energy Information Administration | http://www.eia.gov/electricity/data/browser/ | U.S. Energy Information Administration |  | 2019 |  |  |  |  | 20.55 | 21.199 | 22.447 | U.S. Energy Information Administration |  |  |  |  | 27.12 | NO-ESTIMATION | NO-ESTIMATION | NO-ESTIMATION | NO-ESTIMATION | CAPACITY-FACTOR-V1
USA | United States of America | Archdiocese of Baltimore J |  | USA0060662 | 2 | 39.4450 | -76.2170 | Solar |  |  |  | 2016.0 | Constellation Solar MC LLC | U.S. Energy Information Administration | http://www.eia.gov/electricity/data/browser/ | U.S. Energy Information Administration |  | 2019 |  |  |  | 1.497 | 3.591 | 3.403 | 3.595 | U.S. Energy Information Administration |  |  |  |  | 3.14 | NO-ESTIMATION | NO-ESTIMATION | NO-ESTIMATION | NO-ESTIMATION | CAPACITY-FACTOR-V1
USA | United States of America | Archdiocese of Baltimore L |  | USA0060663 | 2 | 39.4450 | -76.2170 | Solar |  |  |  | 2016.0 | Constellation Solar MC LLC | U.S. Energy Information Administration | http://www.eia.gov/electricity/data/browser/ | U.S. Energy Information Administration |  | 2019 |  |  |  | 1.659 | 3.6270000000000002 | 3.443 | 3.656 | U.S. Energy Information Administration |  |  |  |  | 3.14 | NO-ESTIMATION | NO-ESTIMATION | NO-ESTIMATION | NO-ESTIMATION | CAPACITY-FACTOR-V1
USA | United States of America | Macy's MD Joppa Solar Project |  | USA0062323 | 1.8 | 39.4475 | -76.3209 | Solar |  |  |  | 2016.0 | Northstar Macy's Maryland 2015 LLC | U.S. Energy Information Administration | http://www.eia.gov/electricity/data/browser/ | U.S. Energy Information Administration |  | 2019 | [5 empty] | 2.704 | 2.921 | U.S. Energy Information Administration |  |  |  |  | 2.93 | NO-ESTIMATION | NO-ESTIMATION | NO-ESTIMATION | NO-ESTIMATION | CAPACITY-FACTOR-V1
USA | United States of America | Presbyterian Senior Living Service |  | USA0060447 | 1.2 | 39.4476 | -76.5163 | Solar |  |  |  | 2013.0 | Terraform Arcadia | U.S. Energy Information Administration | http://www.eia.gov/electricity/data/browser/ | U.S. Energy Information Administration |  | 2019 |  |  |  | 1.294 | 1.429 | 1.341 | 1.474 | U.S. Energy Information Administration |  | 1.86 | 1.89 | 1.82 | 1.82 | NO-ESTIMATION | NO-ESTIMATION | NO-ESTIMATION | NO-ESTIMATION | CAPACITY-FACTOR-V1
USA | United States of America | Staunton |  | USA0061885 | 4 | 39.4575 | -87.2082 | Solar |  |  |  | 2019.0 | Cypress Creek Renewables | U.S. Energy Information Administration | http://www.eia.gov/electricity/data/browser/ | U.S. Energy Information Administration |  | 2019 | [5 empty] | 0.0 | 4.15 | U.S. Energy Information Administration |  |  |  |  | 6.51 | NO-ESTIMATION | NO-ESTIMATION | NO-ESTIMATION | NO-ESTIMATION | CAPACITY-FACTOR-V1
USA | United States of America | ACCC Mays Landing |  | USA0060802 | 1.4 | 39.4606 | -74.6809 | Solar |  |  |  | 2013.0 | GSRP | U.S. Energy Information Administration | http://www.eia.gov/electricity/data/browser/ | U.S. Energy Information Administration | 68073 | 2019 |  |  |  | 2.024 | 1.985 | 1.9100000000000001 | 1.979 | U.S. Energy Information Administration |  | 2.20 | 2.25 | 2.19 | 2.14 | NO-ESTIMATION | NO-ESTIMATION | NO-ESTIMATION | NO-ESTIMATION | CAPACITY-FACTOR-V1
USA | United States of America | The City of Vineland at West Vineland |  | USA0057745 | 3.7 | 39.4624 | -75.0700 | Solar |  |  |  | 2011.0 | Constellation Solar New Jersey LLC | U.S. Energy Information Administration | http://www.eia.gov/electricity/data/browser/ | U.S. Energy Information Administration | 63140 | 2019 | 6.676 | 6.631 | 6.587 | 6.3870000000000005 | 6.335 | 3.724 | 3.891 | U.S. Energy Information Administration | 5.52 | 5.70 | 5.81 | 5.33 | 5.11 | NO-ESTIMATION | NO-ESTIMATION | NO-ESTIMATION | NO-ESTIMATION | CAPACITY-FACTOR-V1
USA | United States of America | Calpine Vineland Solar LLC |  | USA0057081 | 4.1 | 39.4636 | -75.0667 | Solar |  |  |  | 2009.4390243902442 | Calpine Vineland Solar LLC | U.S. Energy Information Administration | http://www.eia.gov/electricity/data/browser/ | U.S. Energy Information Administration | 61832 | 2019 | 5.372 | 5.514 | 5.4 | 5.605 | 5.4830000000000005 | 5.086 | 5.214 | U.S. Energy Information Administration | 6.12 | 5.79 | 5.78 | 5.72 | 5.96 | NO-ESTIMATION | NO-ESTIMATION | NO-ESTIMATION | NO-ESTIMATION | CAPACITY-FACTOR-V1
USA | United States of America | The Clorox Company |  | USA0060461 | 1.6 | 39.4721 | -76.2013 | Solar |  |  |  | 2016.0000000000002 | Tesla Inc. | U.S. Energy Information Administration | http://www.eia.gov/electricity/data/browser/ | U.S. Energy Information Administration |  | 2019 |  |  |  | 0.976 | 2.568 | 2.529 | 2.02 | U.S. Energy Information Administration |  |  |  |  | 2.6 | NO-ESTIMATION | NO-ESTIMATION | NO-ESTIMATION | NO-ESTIMATION | CAPACITY-FACTOR-V1
USA | United States of America | McCormick & Co. Inc. at Belcamp |  | USA0057646 | 1.4 | 39.4836 | -76.2292 | Solar |  |  |  | 2010.9999999999998 | Constellation Solar Maryland LLC | U.S. Energy Information Administration | http://www.eia.gov/electricity/data/browser/ | U.S. Energy Information Administration | 61600 | 2019 | 2.316 | 2.332 | 2.239 | 2.414 | 2.365 | 2.255 | 2.43 | U.S. Energy Information Administration | 2.13 | 2.16 | 2.19 | 1.94 | 1.89 | NO-ESTIMATION | NO-ESTIMATION | NO-ESTIMATION | NO-ESTIMATION | CAPACITY-FACTOR-V1
USA | United States of America | Seabrook Solar Plant |  | USA0057667 | 6.8 | 39.4850 | -75.2150 | Solar |  |  |  | 2012.2352941176473 | GSRP | U.S. Energy Information Administration | http://www.eia.gov/electricity/data/browser/ | U.S. Energy Information Administration |  | 2019 | 5.829 | 4.923 | 4.5200000000000005 | 10.734 | 10.441 | 9.785 | 9.02 | U.S. Energy Information Administration | 11.14 | 10.98 | 11.22 | 10.93 | 9.8 | NO-ESTIMATION | NO-ESTIMATION | NO-ESTIMATION | NO-ESTIMATION | CAPACITY-FACTOR-V1
USA | United States of America | Maple Solar |  | USA0057750 | 2.4 | 39.4875 | -74.9808 | Solar |  |  |  | 2011.0 | NFI Solar LLC | U.S. Energy Information Administration | http://www.eia.gov/electricity/data/browser/ | U.S. Energy Information Administration |  | 2019 | 4.029 | 4.031 | 3.984 | 3.986 | 4.03 | 4.087 | 4.103 | U.S. Energy Information Administration | 3.65 | 3.70 | 3.75 | 3.45 | 3.25 | NO-ESTIMATION | NO-ESTIMATION | NO-ESTIMATION | NO-ESTIMATION | CAPACITY-FACTOR-V1
USA | United States of America | Barrette Outdoor Living Inc. |  | USA0063298 | 1.5 | 39.4877 | -74.6004 | Solar |  |  |  | 2019.0 | Dynamic Energy Solutions LLC | U.S. Energy Information Administration | http://www.eia.gov/electricity/data/browser/ | U.S. Energy Information Administration |  | 2019 | [6 empty] | 2.105 | U.S. Energy Information Administration |  |  |  |  | 2.44 | NO-ESTIMATION | NO-ESTIMATION | NO-ESTIMATION | NO-ESTIMATION | CAPACITY-FACTOR-V1
USA | United States of America | Stockton Athletic Center |  | USA0057864 | 1.4 | 39.4884 | -74.5353 | Solar |  |  |  | 2008.9999999999993 | GSRP | U.S. Energy Information Administration | http://www.eia.gov/electricity/data/browser/ | U.S. Energy Information Administration |  | 2019 | 1.357 | 1.343 | 1.3900000000000001 | 1.357 | 1.34 | 1.2670000000000001 | 1.3 | U.S. Energy Information Administration | 2.06 | 2.01 | 2.02 | 1.91 | 2.04 | NO-ESTIMATION | NO-ESTIMATION | NO-ESTIMATION | NO-ESTIMATION | CAPACITY-FACTOR-V1
USA | United States of America | Vineland Headquarters |  | USA0057742 | 1.1 | 39.4903 | -75.0374 | Solar |  |  |  | 2011.0000000000002 | NFI Solar LLC | U.S. Energy Information Administration | http://www.eia.gov/electricity/data/browser/ | U.S. Energy Information Administration |  | 2019 | 1.42461 | 1.53 | 1.547 | 1.489 | 1.528 | 1.411 | 1.5642 | U.S. Energy Information Administration | 1.66 | 1.66 | 1.67 | 1.51 | 1.45 | NO-ESTIMATION | NO-ESTIMATION | NO-ESTIMATION | NO-ESTIMATION | CAPACITY-FACTOR-V1
USA | United States of America | APG New Chesapeake |  | USA0062629 | 2.3 | 39.4937 | -76.1467 | Solar |  |  |  | 2018.0 | Onyx Asset Services Group | U.S. Energy Information Administration | http://www.eia.gov/electricity/data/browser/ | U.S. Energy Information Administration |  | 2019 | [5 empty] | 0.313 | 3.773 | U.S. Energy Information Administration |  |  |  |  | 3.74 | NO-ESTIMATION | NO-ESTIMATION | NO-ESTIMATION | NO-ESTIMATION | CAPACITY-FACTOR-V1
USA | United States of America | Corning Pharmaceutical Glass |  | USA0058359 | 2.3 | 39.4967 | -75.0186 | Solar |  |  |  | 2012.0 | CVI CleanCapital Solar 4 LLC | U.S. Energy Information Administration | http://www.eia.gov/electricity/data/browser/ | U.S. Energy Information Administration | 68321 | 2019 | 3.692 | 3.584 | 3.613 | 3.615 | 3.473 | 3.357 | 3.492 | U.S. Energy Information Administration | 3.51 | 3.56 | 3.62 | 3.52 | 3.18 | NO-ESTIMATION | NO-ESTIMATION | NO-ESTIMATION | NO-ESTIMATION | CAPACITY-FACTOR-V1
USA | United States of America | APG Old Bayside |  | USA0062628 | 1.7 | 39.4990 | -76.1461 | Solar |  |  |  | 2018.0 | Onyx Asset Services Group | U.S. Energy Information Administration | http://www.eia.gov/electricity/data/browser/ | U.S. Energy Information Administration |  | 2019 | [5 empty] | 0.417 | 3.18 | U.S. Energy Information Administration |  |  |  |  | 2.77 | NO-ESTIMATION | NO-ESTIMATION | NO-ESTIMATION | NO-ESTIMATION | CAPACITY-FACTOR-V1
USA | United States of America | Cedar Branch |  | USA0060266 | 5.9 | 39.5033 | -74.9645 | Solar |  |  |  | 2016.0000000000002 | NJR Clean Energy Ventures Corporation | U.S. Energy Information Administration | http://www.eia.gov/electricity/data/browser/ | U.S. Energy Information Administration |  | 2019 |  |  |  | 1.307 | 9.716000000000001 | 8.639 | 10.198 | U.S. Energy Information Administration |  |  |  |  | 9.86 | NO-ESTIMATION | NO-ESTIMATION | NO-ESTIMATION | NO-ESTIMATION | CAPACITY-FACTOR-V1
USA | United States of America | The City of Vineland at North Vineland |  | USA0057746 | 2.3 | 39.5050 | -74.9977 | Solar |  |  |  | 2010.9999999999998 | Constellation Solar New Jersey LLC | U.S. Energy Information Administration | http://www.eia.gov/electricity/data/browser/ | U.S. Energy Information Administration | 63132 | 2019 | 3.7880000000000003 | 3.989 | 4.062 | 3.971 | 3.9010000000000002 | 5.68 | 6.121 | U.S. Energy Information Administration | 3.51 | 3.54 | 3.54 | 3.27 | 3.22 | NO-ESTIMATION | NO-ESTIMATION | NO-ESTIMATION | NO-ESTIMATION | CAPACITY-FACTOR-V1
USA | United States of America | Garrett County - DPU Treatment Plant |  | USA0060847 | 1.2 | 39.5052 | -79.3930 | Solar |  |  |  | 2017.0000000000002 | Tesla Inc. | U.S. Energy Information Administration | http://www.eia.gov/electricity/data/browser/ | U.S. Energy Information Administration |  | 2019 |  |  |  |  | 0.0 | 0.605 | 1.613 | U.S. Energy Information Administration |  |  |  |  | 1.95 | NO-ESTIMATION | NO-ESTIMATION | NO-ESTIMATION | NO-ESTIMATION | CAPACITY-FACTOR-V1
USA | United States of America | Johnson Co. Solar RES |  | USA0059990 | 1.1 | 39.5180 | -86.0684 | Solar |  |  |  | 2016.0000000000002 | Hoosier Energy R E C Inc | U.S. Energy Information Administration | http://www.eia.gov/electricity/data/browser/ | U.S. Energy Information Administration |  | 2019 |  |  |  | 0.178 | 1.988 | 1.859 | 1.889 | U.S. Energy Information Administration |  |  |  |  | 1.6 | NO-ESTIMATION | NO-ESTIMATION | NO-ESTIMATION | NO-ESTIMATION | CAPACITY-FACTOR-V1
USA | United States of America | Atlantic Coast Freezers Solar Facility |  | USA0058360 | 2.2 | 39.5199 | -75.0290 | Solar |  |  |  | 2012.0 | CVI CleanCapital Solar 4 LLC | U.S. Energy Information Administration | http://www.eia.gov/electricity/data/browser/ | U.S. Energy Information Administration | 68320 | 2019 | 3.297 | 3.342 | 3.384 | 3.439 | 3.261 | 2.96 | 3.238 | U.S. Energy Information Administration | 3.41 | 3.41 | 3.47 | 3.34 | 3.05 | NO-ESTIMATION | NO-ESTIMATION | NO-ESTIMATION | NO-ESTIMATION | CAPACITY-FACTOR-V1
USA | United States of America | Pastime Farm LLC |  | USA0060239 | 5.2 | 39.5209 | -87.1816 | Solar |  |  |  | 2016.0 | Cypress Creek Renewables | U.S. Energy Information Administration | http://www.eia.gov/electricity/data/browser/ | U.S. Energy Information Administration | 70498 | 2019 |  |  | 0.003 | 9.72 | 9.321 | 9.104000000000001 | 8.727 | U.S. Energy Information Administration |  |  |  |  | 8.52 | NO-ESTIMATION | NO-ESTIMATION | NO-ESTIMATION | NO-ESTIMATION | CAPACITY-FACTOR-V1
USA | United States of America | WWRF Solar Plant |  | USA0056922 | 1.5 | 39.5229 | -107.8134 | Solar |  |  |  | 2009.0 | SunE U6 Holdings LLC | U.S. Energy Information Administration | http://www.eia.gov/electricity/data/browser/ | U.S. Energy Information Administration |  | 2019 | 2.922 | 2.973 |  | 2.981 | 2.809 | 2.96 | 2.852 | U.S. Energy Information Administration | 2.75 | 2.48 | 2.29 | 2.27 | 2.28 | NO-ESTIMATION | NO-ESTIMATION | NO-ESTIMATION | NO-ESTIMATION | CAPACITY-FACTOR-V1
USA | United States of America | Oak Leaf Solar XXXII (CSG) |  | USA0062251 | 1.5 | 39.5230 | -107.8150 | Solar |  |  |  | 2019.0 | Greenbacker Renewable Energy Corporation | U.S. Energy Information Administration | http://www.eia.gov/electricity/data/browser/ | U.S. Energy Information Administration |  | 2019 | [6 empty] | 3.226 | U.S. Energy Information Administration |  |  |  |  | 2.44 | NO-ESTIMATION | NO-ESTIMATION | NO-ESTIMATION | NO-ESTIMATION | CAPACITY-FACTOR-V1
USA | United States of America | Eagle Springs Solar LLC |  | USA0059239 | 1 | 39.5261 | -107.6961 | Solar |  |  |  | 2013.0 | Eagle Springs Solar LLC | U.S. Energy Information Administration | http://www.eia.gov/electricity/data/browser/ | U.S. Energy Information Administration |  | 2019 | 0.5484600000000001 | 1.239 | 1.455 | 1.495 | 1.598 | 1.545 | 1.529 | U.S. Energy Information Administration |  | 1.62 | 1.73 | 1.60 | 1.71 | NO-ESTIMATION | NO-ESTIMATION | NO-ESTIMATION | NO-ESTIMATION | CAPACITY-FACTOR-V1
USA | United States of America | Pittsgrove Solar |  | USA0060740 | 2 | 39.5390 | -75.1793 | Solar |  |  |  | 2014.0 | GSRP | U.S. Energy Information Administration | http://www.eia.gov/electricity/data/browser/ | U.S. Energy Information Administration |  | 2019 |  |  |  | 3.204 | 3.08 | 2.863 | 3.024 | U.S. Energy Information Administration |  |  | 3.18 | 3.13 | 3.11 | NO-ESTIMATION | NO-ESTIMATION | NO-ESTIMATION | NO-ESTIMATION | CAPACITY-FACTOR-V1
USA | United States of America | EGP Stillwater Solar PV II LLC |  | USA0061809 | 20 | 39.5420 | -118.5601 | Solar |  |  |  | 2018.0 | EGP Stillwater Solar PV II LLC | U.S. Energy Information Administration | http://www.eia.gov/electricity/data/browser/ | U.S. Energy Information Administration |  | 2019 | [5 empty] | 39.522 | 27.005 | U.S. Energy Information Administration |  |  |  |  | 32.59 | NO-ESTIMATION | NO-ESTIMATION | NO-ESTIMATION | NO-ESTIMATION | CAPACITY-FACTOR-V1
USA | United States of America | IKEA Perryville 460 |  | USA0058014 | 2.1 | 39.5608 | -76.0553 | Solar |  |  |  | 2013.0 | IKEA Property Inc | U.S. Energy Information Administration | http://www.eia.gov/electricity/data/browser/ | U.S. Energy Information Administration | 66803 | 2019 | 2.1294899999999997 | 2.09187 | 5.32026 | 5.45 | 5.14 | 5.315 | 5.23 | U.S. Energy Information Administration |  | 3.24 | 3.35 | 3.22 | 3.24 | NO-ESTIMATION | NO-ESTIMATION | NO-ESTIMATION | NO-ESTIMATION | CAPACITY-FACTOR-V1
USA | United States of America | Maryland Solar |  | USA0058408 | 27 | 39.5631 | -77.7203 | Solar |  |  |  | 2013.0 | CD Arevon USA Inc. | U.S. Energy Information Administration | http://www.eia.gov/electricity/data/browser/ | U.S. Energy Information Administration | 63607 | 2019 | 10.394 | 36.084 | 36.536 | 37.943 | 35.735 | 34.233000000000004 | 34.739 | U.S. Energy Information Administration |  | 42.16 | 46.29 | 44.05 | 45.59 | NO-ESTIMATION | NO-ESTIMATION | NO-ESTIMATION | NO-ESTIMATION | CAPACITY-FACTOR-V1
USA | United States of America | Baker Point |  | USA0061519 | 9 | 39.5703 | -77.3634 | Solar |  |  |  | 2016.0 | Cypress Creek Renewables | U.S. Energy Information Administration | http://www.eia.gov/electricity/data/browser/ | U.S. Energy Information Administration |  | 2019 |  |  |  |  | 2.161 | 13.09 | 14.271 | U.S. Energy Information Administration |  |  |  |  | 14.93 | NO-ESTIMATION | NO-ESTIMATION | NO-ESTIMATION | NO-ESTIMATION | CAPACITY-FACTOR-V1
USA | United States of America | DG New Jersey Solar RLS Logistics |  | USA0061507 | 4 | 39.5752 | -75.0141 | Solar |  |  |  | 2018.0 | DG New Jersey Solar LLC | U.S. Energy Information Administration | http://www.eia.gov/electricity/data/browser/ | U.S. Energy Information Administration |  | 2019 |  |  |  |  | 0.0 | 4.4110000000000005 | 5.491 | U.S. Energy Information Administration |  |  |  |  | 6.51 | NO-ESTIMATION | NO-ESTIMATION | NO-ESTIMATION | NO-ESTIMATION | CAPACITY-FACTOR-V1
USA | United States of America | Turquoise Liberty Solar |  | USA0062980 | 10 | 39.5900 | -119.5200 | Solar |  |  |  | 2019.0 | Liberty Utilities (CalPeco Electric) LLC | U.S. Energy Information Administration | http://www.eia.gov/electricity/data/browser/ | U.S. Energy Information Administration |  | 2019 | [6 empty] | 1.348 | U.S. Energy Information Administration |  |  |  |  | 16.29 | NO-ESTIMATION | NO-ESTIMATION | NO-ESTIMATION | NO-ESTIMATION | CAPACITY-FACTOR-V1
USA | United States of America | McDonald Solar Farm LLC |  | USA0060238 | 5.2 | 39.5946 | -87.4740 | Solar |  |  |  | 2016.0 | Cypress Creek Renewables | U.S. Energy Information Administration | http://www.eia.gov/electricity/data/browser/ | U.S. Energy Information Administration |  | 2019 |  |  | 0.002 | 9.492 | 9.126 | 9.041 | 5.915 | U.S. Energy Information Administration |  |  |  |  | 8.52 | NO-ESTIMATION | NO-ESTIMATION | NO-ESTIMATION | NO-ESTIMATION | CAPACITY-FACTOR-V1
USA | United States of America | Elkton Solar |  | USA0060089 | 1.6 | 39.6035 | -75.8362 | Solar |  |  |  | 2016.0000000000002 | SunE DB27 LLC | U.S. Energy Information Administration | http://www.eia.gov/electricity/data/browser/ | U.S. Energy Information Administration | 65642 | 2019 |  |  | 0.093 | 2.991 | 2.352 | 2.64 | 2.793 | U.S. Energy Information Administration |  |  |  |  | 2.6 | NO-ESTIMATION | NO-ESTIMATION | NO-ESTIMATION | NO-ESTIMATION | CAPACITY-FACTOR-V1
USA | United States of America | Pilesgrove |  | USA0057448 | 18 | 39.6130 | -75.3095 | Solar |  |  |  | 2011.0 | Consolidated Edison Development Inc. | U.S. Energy Information Administration | http://www.eia.gov/electricity/data/browser/ | U.S. Energy Information Administration | 62517 | 2019 | 26.79138 | 27.184 | 27.967000000000002 | 28.465 | 25.876 | 25.649 | 26.446 | U.S. Energy Information Administration | 29.27 | 29.67 | 31.01 | 28.59 | 27.8 | NO-ESTIMATION | NO-ESTIMATION | NO-ESTIMATION | NO-ESTIMATION | CAPACITY-FACTOR-V1
USA | United States of America | Spruce - WCMD - Rubble I |  | USA0063524 | 2 | 39.6185 | -77.8233 | Solar |  |  |  | 2015.0 | GSRP | U.S. Energy Information Administration | http://www.eia.gov/electricity/data/browser/ | U.S. Energy Information Administration |  | 2019 | [6 empty] | 1.334 | U.S. Energy Information Administration |  |  |  |  | 3.25 | NO-ESTIMATION | NO-ESTIMATION | NO-ESTIMATION | NO-ESTIMATION | CAPACITY-FACTOR-V1
USA | United States of America | Spruce - WCMD - Rubble II |  | USA0063523 | 2 | 39.6214 | -77.8254 | Solar |  |  |  | 2015.0 | GSRP | U.S. Energy Information Administration | http://www.eia.gov/electricity/data/browser/ | U.S. Energy Information Administration |  | 2019 | [6 empty] | 2.827 | U.S. Energy Information Administration |  |  |  |  | 3.25 | NO-ESTIMATION | NO-ESTIMATION | NO-ESTIMATION | NO-ESTIMATION | CAPACITY-FACTOR-V1
USA | United States of America | Oak Leaf Solar XXV LLC (CSG) |  | USA0062245 | 1.5 | 39.6370 | -104.5290 | Solar |  |  |  | 2019.0 | Greenbacker Renewable Energy Corporation | U.S. Energy Information Administration | http://www.eia.gov/electricity/data/browser/ | U.S. Energy Information Administration |  | 2019 | [5 empty] | 0.0 | 2.879 | U.S. Energy Information Administration |  |  |  |  | 2.44 | HYDRO-V1 | HYDRO-V1 | HYDRO-V1 | HYDRO-V1 | HYDRO-V1
USA | United States of America | Oak Leaf Solar XXIV LLC (CSG) |  | USA0062253 | 1.5 | 39.6370 | -104.5610 | Solar |  |  |  | 2019.0 | Greenbacker Renewable Energy Corporation | U.S. Energy Information Administration | http://www.eia.gov/electricity/data/browser/ | U.S. Energy Information Administration |  | 2019 | [6 empty] | 2.817 | U.S. Energy Information Administration |  |  |  |  | 2.44 | NO-ESTIMATION | NO-ESTIMATION | NO-ESTIMATION | NO-ESTIMATION | CAPACITY-FACTOR-V1
USA | United States of America | Oak Leaf Solar XXI (CSG) |  | USA0062243 | 1.5 | 39.6380 | -104.6040 | Solar |  |  |  | 2019.0 | Greenbacker Renewable Energy Corporation | U.S. Energy Information Administration | http://www.eia.gov/electricity/data/browser/ | U.S. Energy Information Administration |  | 2019 | [5 empty] | 0.0 | 3.662 | U.S. Energy Information Administration |  |  |  |  | 2.44 | NO-ESTIMATION | NO-ESTIMATION | NO-ESTIMATION | NO-ESTIMATION | CAPACITY-FACTOR-V1
USA | United States of America | Quincy Solar |  | USA0062664 | 1.5 | 39.6384 | -104.5626 | Solar |  |  |  | 2018.0 | Terraform Arcadia | U.S. Energy Information Administration | http://www.eia.gov/electricity/data/browser/ | U.S. Energy Information Administration |  | 2019 | [5 empty] | 0.0 | 3.426 | U.S. Energy Information Administration |  |  |  |  | 2.44 | NO-ESTIMATION | NO-ESTIMATION | NO-ESTIMATION | NO-ESTIMATION | CAPACITY-FACTOR-V1
USA | United States of America | Quincy II Solar Garden |  | USA0061752 | 1.5 | 39.6384 | -104.6625 | Solar |  |  |  | 2018.0 | AEP Onsite Partners | U.S. Energy Information Administration | http://www.eia.gov/electricity/data/browser/ | U.S. Energy Information Administration |  | 2019 | [5 empty] | 2.335 | 3.386 | U.S. Energy Information Administration |  |  |  |  | 2.44 | NO-ESTIMATION | NO-ESTIMATION | NO-ESTIMATION | NO-ESTIMATION | CAPACITY-FACTOR-V1
USA | United States of America | Arapahoe 3 Community Solar Array |  | USA0060724 | 1.8 | 39.6384 | -104.6742 | Solar |  |  |  | 2017.0 | Clean Focus Renewables Inc. | U.S. Energy Information Administration | http://www.eia.gov/electricity/data/browser/ | U.S. Energy Information Administration |  | 2019 |  |  |  |  | 0.0 | 2.767 | 3.62 | U.S. Energy Information Administration |  |  |  |  | 2.93 | NO-ESTIMATION | NO-ESTIMATION | NO-ESTIMATION | NO-ESTIMATION | CAPACITY-FACTOR-V1
USA | United States of America | Butte College Main Campus Solar |  | USA0057970 | 3.5 | 39.6481 | -121.6442 | Solar |  |  |  | 2011.0 | Butte-Glenn Community College District | U.S. Energy Information Administration | http://www.eia.gov/electricity/data/browser/ | U.S. Energy Information Administration | 60963 | 2019 | 6.517 | 5.752 | 5.776 | 5.0920000000000005 | 5.805 | 5.529 | 5.212 | U.S. Energy Information Administration | 6.97 | 6.08 | 7.22 | 5.65 | 5.73 | NO-ESTIMATION | NO-ESTIMATION | NO-ESTIMATION | NO-ESTIMATION | CAPACITY-FACTOR-V1
USA | United States of America | Cecil County CCVT HS |  | USA0060353 | 2 | 39.6510 | -75.8083 | Solar |  |  |  | 2016.0 | SunE DB42 LLC | U.S. Energy Information Administration | http://www.eia.gov/electricity/data/browser/ | U.S. Energy Information Administration |  | 2019 |  |  |  | 3.473 | 3.45 | 3.297 | 3.4 | U.S. Energy Information Administration |  |  |  |  | 3.14 | HYDRO-V1 | HYDRO-V1 | HYDRO-V1 | HYDRO-V1 | HYDRO-V1
USA | United States of America | Indy Solar III LLC |  | USA0058553 | 8.6 | 39.6594 | -86.2597 | Solar |  |  |  | 2013.9999999999998 | Dominion Renewable Energy | U.S. Energy Information Administration | http://www.eia.gov/electricity/data/browser/ | U.S. Energy Information Administration | 65717 | 2019 | 0.355 | 15.083 | 14.791 | 17.378 | 14.355 | 13.727 | 13.472 | U.S. Energy Information Administration |  | 13.17 | 13.36 | 14.54 | 13.57 | NO-ESTIMATION | NO-ESTIMATION | NO-ESTIMATION | NO-ESTIMATION | CAPACITY-FACTOR-V1
USA | United States of America | Indy Solar I LLC |  | USA0058552 | 10 | 39.6628 | -85.9856 | Solar |  |  |  | 2014.0 | Dominion Renewable Energy | U.S. Energy Information Administration | http://www.eia.gov/electricity/data/browser/ | U.S. Energy Information Administration | 65717 | 2019 | 0.335 | 17.504 | 17.531 | 17.812 | 16.159 | 15.424 | 14.812 | U.S. Energy Information Administration |  |  | 15.21 | 17.15 | 16.96 | HYDRO-V1 | HYDRO-V1 | HYDRO-V1 | HYDRO-V1 | HYDRO-V1
USA | United States of America | Indy Solar II LLC |  | USA0058556 | 10.1 | 39.6628 | -85.9856 | Solar |  |  |  | 2013.9999999999998 | Dominion Renewable Energy | U.S. Energy Information Administration | http://www.eia.gov/electricity/data/browser/ | U.S. Energy Information Administration | 65717 | 2019 | 0.28800000000000003 | 17.527 | 17.829 | 17.378 | 16.580000000000002 | 15.766 | 15.398 | U.S. Energy Information Administration |  | 15.47 | 15.36 | 17.32 | 17.13 | HYDRO-V1 | HYDRO-V1 | HYDRO-V1 | HYDRO-V1 | HYDRO-V1
USA | United States of America | Spruce - WCMD - Creek |  | USA0063525 | 2 | 39.6718 | -77.8233 | Solar |  |  |  | 2015.0 | GSRP | U.S. Energy Information Administration | http://www.eia.gov/electricity/data/browser/ | U.S. Energy Information Administration |  | 2019 | [6 empty] | 0.801 | U.S. Energy Information Administration |  |  |  |  | 3.25 | HYDRO-V1 | HYDRO-V1 | HYDRO-V1 | HYDRO-V1 | HYDRO-V1
USA | United States of America | Mount Saint Mary's |  | USA0057758 | 13.7 | 39.6750 | -77.3450 | Solar |  |  |  | 2012.0 | Constellation Solar Horizons LLC | U.S. Energy Information Administration | http://www.eia.gov/electricity/data/browser/ | U.S. Energy Information Administration | 60976 | 2019 | 23.619 | 23.18 | 23.185 | 21.845 | 20.912 | 19.646 | 20.092 | U.S. Energy Information Administration | 22.32 | 21.91 | 23.90 | 21.49 | 21.37 | HYDRO-V1 | HYDRO-V1 | HYDRO-V1 | HYDRO-V1 | HYDRO-V1
USA | United States of America | CES VMT Solar |  | USA0060029 | 1.1 | 39.6809 | -77.7271 | Solar |  |  |  | 2014.9999999999998 | Consolidated Edison Solutions Inc | U.S. Energy Information Administration | http://www.eia.gov/electricity/data/browser/ | U.S. Energy Information Administration |  | 2019 |  |  | 0.0 | 1.714 | 1.675 | 1.469 | 1.539 | U.S. Energy Information Administration |  |  | 1.66 | 1.71 | 1.69 | HYDRO-V1 | HYDRO-V1 | HYDRO-V1 | HYDRO-V1 | HYDRO-V1
USA | United States of America | Spruce - WCMD - Resh I |  | USA0063526 | 2 | 39.6818 | -77.8015 | Solar |  |  |  | 2016.0 | GSRP | U.S. Energy Information Administration | http://www.eia.gov/electricity/data/browser/ | U.S. Energy Information Administration |  | 2019 | [6 empty] | 0.935 | U.S. Energy Information Administration |  |  |  |  | 3.25 | HYDRO-V1 | HYDRO-V1 | HYDRO-V1 | HYDRO-V1 | HYDRO-V1
USA | United States of America | Titan Solar |  | USA0061811 | 50 | 39.6865 | -104.0140 | Solar |  |  |  | 2019.0 | Titan Solar LLC | U.S. Energy Information Administration | http://www.eia.gov/electricity/data/browser/ | U.S. Energy Information Administration |  | 2019 | [5 empty] | 2.399 | 103.639 | U.S. Energy Information Administration |  |  |  |  | 81.47 | NO-ESTIMATION | NO-ESTIMATION | NO-ESTIMATION | NO-ESTIMATION | CAPACITY-FACTOR-V1
USA | United States of America | Emmitsburg Solar Arrays |  | USA0060849 | 1.7 | 39.6937 | -77.3144 | Solar |  |  |  | 2014.0 | UGI Energy Services LLC | U.S. Energy Information Administration | http://www.eia.gov/electricity/data/browser/ | U.S. Energy Information Administration |  | 2019 |  |  |  | 3.274 | 2.739 | 2.399 | 2.271 | U.S. Energy Information Administration |  |  | 2.71 | 2.72 | 2.61 | HYDRO-V1 | HYDRO-V1 | HYDRO-V1 | HYDRO-V1 | HYDRO-V1
USA | United States of America | IND Solar Farm (Phase IIA) |  | USA0059424 | 7.5 | 39.6947 | -86.3217 | Solar |  |  |  | 2015.0 | Terraform Arcadia | U.S. Energy Information Administration | http://www.eia.gov/electricity/data/browser/ | U.S. Energy Information Administration | 65771 | 2019 |  | 0.0 | 14.043000000000001 | 14.651 | 13.747 | 13.307 | 12.689 | U.S. Energy Information Administration |  |  |  | 12.68 | 12.87 | HYDRO-V1 | HYDRO-V1 | HYDRO-V1 | HYDRO-V1 | HYDRO-V1
USA | United States of America | IND Community Solar Farm 1st Phase |  | USA0058391 | 10 | 39.6952 | -86.3155 | Solar |  |  |  | 2013.0 | Terraform Arcadia | U.S. Energy Information Administration | http://www.eia.gov/electricity/data/browser/ | U.S. Energy Information Administration | 65771 | 2019 | 17.796 | 15.593 | 15.9 | 16.089 | 15.603 | 13.192 | 14.516 | U.S. Energy Information Administration |  | 15.32 | 15.83 | 16.62 | 16.92 | NO-ESTIMATION | NO-ESTIMATION | NO-ESTIMATION | NO-ESTIMATION | CAPACITY-FACTOR-V1
USA | United States of America | Enerparc CA2 LLC |  | USA0059978 | 1.5 | 39.6990 | -122.1756 | Solar |  |  |  | 2016.0 | Enerparc Inc. | U.S. Energy Information Administration | http://www.eia.gov/electricity/data/browser/ | U.S. Energy Information Administration |  | 2019 |  |  |  | 3.2960000000000003 | 3.544 | 3.448 | 3.54 | U.S. Energy Information Administration |  |  |  |  | 3.04 | NO-ESTIMATION | NO-ESTIMATION | NO-ESTIMATION | NO-ESTIMATION | CAPACITY-FACTOR-V1
USA | United States of America | Belmont |  | USA0059172 | 3.8 | 39.7200 | -86.1931 | Solar |  |  |  | 2015.0 | Marion Solar LLC | U.S. Energy Information Administration | http://www.eia.gov/electricity/data/browser/ | U.S. Energy Information Administration |  | 2019 |  |  | 0.447 | 6.373 | 6.239 | 6.109 | 5.866 | U.S. Energy Information Administration |  |  |  | 6.20 | 6.12 | HYDRO-V1 | HYDRO-V1 | HYDRO-V1 | HYDRO-V1 | HYDRO-V1
USA | United States of America | INDY III |  | USA0059823 | 2.5 | 39.7230 | -86.3145 | Solar |  |  |  | 2015.0 | Terraform Arcadia | U.S. Energy Information Administration | http://www.eia.gov/electricity/data/browser/ | U.S. Energy Information Administration |  | 2019 |  |  | 1.1260000000000001 | 4.587 | 4.34 | 4.357 | 4.131 | U.S. Energy Information Administration |  |  |  | 4.09 | 3.99 | NO-ESTIMATION | NO-ESTIMATION | NO-ESTIMATION | NO-ESTIMATION | CAPACITY-FACTOR-V1
USA | United States of America | WHA Southbridge Solar Park CSG |  | USA0061934 | 1.4 | 39.7236 | -75.5460 | Solar |  |  |  | 2018.0 | Ecogy Delaware II LLC. | U.S. Energy Information Administration | http://www.eia.gov/electricity/data/browser/ | U.S. Energy Information Administration |  | 2019 | [5 empty] | 0.81 | 1.443 | U.S. Energy Information Administration |  |  |  |  | 2.28 | HYDRO-V1 | HYDRO-V1 | HYDRO-V1 | HYDRO-V1 | HYDRO-V1
USA | United States of America | DD Hay Road Solar 23 LLC |  | USA0059715 | 1.2 | 39.7367 | -75.5117 | Solar |  |  |  | 2015.0 | Laurel Capital Partners | U.S. Energy Information Administration | http://www.eia.gov/electricity/data/browser/ | U.S. Energy Information Administration |  | 2019 |  |  | 0.95139 | 1.705 | 1.445 | 1.249 | 1.357 | U.S. Energy Information Administration |  |  |  | 1.85 | 1.81 | NO-ESTIMATION | NO-ESTIMATION | NO-ESTIMATION | NO-ESTIMATION | CAPACITY-FACTOR-V1
USA | United States of America | Indy Grocers |  | USA0059834 | 1 | 39.7379 | -86.2377 | Solar |  |  |  | 2015.0 | Terraform Arcadia | U.S. Energy Information Administration | http://www.eia.gov/electricity/data/browser/ | U.S. Energy Information Administration |  | 2019 |  |  | 0.719 | 3.013 | 1.5130000000000001 | 1.434 | 1.202 | U.S. Energy Information Administration |  |  |  | 1.81 | 1.63 | NO-ESTIMATION | NO-ESTIMATION | NO-ESTIMATION | NO-ESTIMATION | CAPACITY-FACTOR-V1
USA | United States of America | DOE Golden NREL Main Campus |  | USA0057694 | 3.3 | 39.7409 | -105.1710 | Solar |  |  |  | 2011.3636363636363 | DOE National Renewable Energy Laboratory | U.S. Energy Information Administration | http://www.eia.gov/electricity/data/browser/ | U.S. Energy Information Administration |  | 2019 | 2.423 | 2.541 | 2.5180000000000002 | 2.7920000000000003 | 2.8000000000000003 | 2.802 | 3.803 | U.S. Energy Information Administration | 6.11 | 5.52 | 6.14 | 4.55 | 4.62 | NO-ESTIMATION | NO-ESTIMATION | NO-ESTIMATION | NO-ESTIMATION | CAPACITY-FACTOR-V1
USA | United States of America | CU Solar Plant |  | USA0058386 | 1.8 | 39.7419 | -83.8169 | Solar |  |  |  | 2013.0 | CU Solar LLC | U.S. Energy Information Administration | http://www.eia.gov/electricity/data/browser/ | U.S. Energy Information Administration |  | 2019 | 0.026000000000000002 | 2.709 | 2.7760000000000002 | 2.783 | 2.496 | 2.202 | 2.115 | U.S. Energy Information Administration |  | 2.72 | 2.72 | 2.76 | 2.73 | NO-ESTIMATION | NO-ESTIMATION | NO-ESTIMATION | NO-ESTIMATION | CAPACITY-FACTOR-V1
USA | United States of America | Maywood Photovoltaic Project |  | USA0058770 | 8 | 39.7439 | -86.2181 | Solar |  |  |  | 2014.0 | Hanwha Q CELLS USA | U.S. Energy Information Administration | http://www.eia.gov/electricity/data/browser/ | U.S. Energy Information Administration |  | 2019 |  | 9.401 | 10.923 | 13.30857 | 11.61468 | 11.23848 | 10.9098 | U.S. Energy Information Administration |  |  | 12.10 | 13.86 | 13.36 | HYDRO-V1 | HYDRO-V1 | HYDRO-V1 | HYDRO-V1 | HYDRO-V1
USA | United States of America | Amazon_DEN2 |  | USA0063536 | 1.2 | 39.7500 | -104.7500 | Solar |  |  |  | 2018.9999999999998 | Solar Star Prime 1 LLC | U.S. Energy Information Administration | http://www.eia.gov/electricity/data/browser/ | U.S. Energy Information Administration |  | 2019 | [6 empty] | 0.44 | U.S. Energy Information Administration |  |  |  |  | 1.95 | HYDRO-V1 | HYDRO-V1 | HYDRO-V1 | HYDRO-V1 | HYDRO-V1
USA | United States of America | Denver Metro Solar |  | USA0061563 | 1.6 | 39.7593 | -104.6211 | Solar |  |  |  | 2018.0 | Denver Metro Solar LLC | U.S. Energy Information Administration | http://www.eia.gov/electricity/data/browser/ | U.S. Energy Information Administration |  | 2019 |  |  |  |  | 0.044 | 3.7070000000000003 | 3.697 | U.S. Energy Information Administration |  |  |  |  | 2.6 | HYDRO-V1 | HYDRO-V1 | HYDRO-V1 | HYDRO-V1 | HYDRO-V1
USA | United States of America | Macon Solar Power Project |  | USA0059729 | 2.8 | 39.7600 | -92.4600 | Solar |  |  |  | 2015.0000000000002 | MC Power Companies Inc | U.S. Energy Information Administration | http://www.eia.gov/electricity/data/browser/ | U.S. Energy Information Administration |  | 2019 |  |  | 2.847 | 4.422 | 4.328 | 4.097 | 3.92 | U.S. Energy Information Administration |  |  |  | 4.12 | 4.34 | NO-ESTIMATION | NO-ESTIMATION | NO-ESTIMATION | NO-ESTIMATION | NO-ESTIMATION
USA | United States of America | Timber Creek HS |  | USA0060771 | 1.3 | 39.7602 | -75.0148 | Solar |  |  |  | 2014.0000000000002 | GSRP | U.S. Energy Information Administration | http://www.eia.gov/electricity/data/browser/ | U.S. Energy Information Administration |  | 2019 |  |  |  | 1.727 | 1.539 | 1.5250000000000001 | 1.651 | U.S. Energy Information Administration |  |  | 2.07 | 1.96 | 1.97 | NO-ESTIMATION | NO-ESTIMATION | NO-ESTIMATION | NO-ESTIMATION | NO-ESTIMATION
USA | United States of America | Rockville Solar I LLC |  | USA0058942 | 2.8 | 39.7631 | -86.3011 | Solar |  |  |  | 2014.0 | Greenbacker Renewable Energy Corporation | U.S. Energy Information Administration | http://www.eia.gov/electricity/data/browser/ | U.S. Energy Information Administration |  | 2019 |  | 2.74 | 4.042 | 4.018 | 3.9610000000000003 | 3.432 | 1.729 | U.S. Energy Information Administration |  |  | 3.93 | 4.26 | 4.52 | HYDRO-V1 | HYDRO-V1 | HYDRO-V1 | HYDRO-V1 | HYDRO-V1
USA | United States of America | Xcel Adams 1 Community Solar Array |  | USA0060726 | 1.8 | 39.7655 | -104.5886 | Solar |  |  |  | 2017.0 | Clean Focus Renewables Inc. | U.S. Energy Information Administration | http://www.eia.gov/electricity/data/browser/ | U.S. Energy Information Administration |  | 2019 |  |  |  |  | 0.241 | 3.604 | 3.467 | U.S. Energy Information Administration |  |  |  |  | 2.93 | HYDRO-V1 | HYDRO-V1 | HYDRO-V1 | HYDRO-V1 | HYDRO-V1
USA | United States of America | Mtn. Solar 2 |  | USA0063277 | 1.5 | 39.7668 | -104.5905 | Solar |  |  |  | 2019.0 | Standard Solar | U.S. Energy Information Administration | http://www.eia.gov/electricity/data/browser/ | U.S. Energy Information Administration |  | 2019 | [6 empty] | 0.998 | U.S. Energy Information Administration |  |  |  |  | 2.44 | NO-ESTIMATION | NO-ESTIMATION | NO-ESTIMATION | NO-ESTIMATION | CAPACITY-FACTOR-V1
USA | United States of America | Rockville Solar II LLC |  | USA0058953 | 2.7 | 39.7669 | -86.3000 | Solar |  |  |  | 2014.0 | Greenbacker Renewable Energy Corporation | U.S. Energy Information Administration | http://www.eia.gov/electricity/data/browser/ | U.S. Energy Information Administration |  | 2019 |  | 1.099 | 3.348 | 3.785 | 3.517 | 3.069 | 1.58 | U.S. Energy Information Administration |  |  | 3.74 | 4.06 | 4.3 | NO-ESTIMATION | NO-ESTIMATION | NO-ESTIMATION | NO-ESTIMATION | CAPACITY-FACTOR-V1
USA | United States of America | Lenape II |  | USA0058703 | 4 | 39.7767 | -86.0428 | Solar |  |  |  | 2015.0 | Lenape Solar II LLC | U.S. Energy Information Administration | http://www.eia.gov/electricity/data/browser/ | U.S. Energy Information Administration | 68995 | 2019 |  |  | 0.353 | 5.748 | 6.056 | 5.264 | 4.681 | U.S. Energy Information Administration |  |  |  | 5.70 | 6.42 | NO-ESTIMATION | NO-ESTIMATION | NO-ESTIMATION | NO-ESTIMATION | CAPACITY-FACTOR-V1
USA | United States of America | Mtn. Solar 1 |  | USA0063276 | 1.5 | 39.7776 | -104.5859 | Solar |  |  |  | 2019.0 | Standard Solar | U.S. Energy Information Administration | http://www.eia.gov/electricity/data/browser/ | U.S. Energy Information Administration |  | 2019 | [6 empty] | 1.25 | U.S. Energy Information Administration |  |  |  |  | 2.44 | HYDRO-V1 | HYDRO-V1 | HYDRO-V1 | HYDRO-V1 | HYDRO-V1
USA | United States of America | Gloucester Community College Solar |  | USA0060752 | 2.3 | 39.7808 | -75.1229 | Solar |  |  |  | 2014.0 | GSRP | U.S. Energy Information Administration | http://www.eia.gov/electricity/data/browser/ | U.S. Energy Information Administration |  | 2019 |  |  |  | 4.001 | 3.837 | 3.7 | 3.378 | U.S. Energy Information Administration |  |  | 3.71 | 3.52 | 3.54 | SOLAR-V1-NO-AGE | SOLAR-V1-NO-AGE | SOLAR-V1-NO-AGE | SOLAR-V1-NO-AGE | SOLAR-V1-NO-AGE
USA | United States of America | CO LI CSG 1 - Kamerra |  | USA0063278 | 1.5 | 39.7849 | -104.5834 | Solar |  |  |  | 2019.0 | Standard Solar | U.S. Energy Information Administration | http://www.eia.gov/electricity/data/browser/ | U.S. Energy Information Administration |  | 2019 | [6 empty] | 0.76 | U.S. Energy Information Administration |  |  |  |  | 2.44 | NO-ESTIMATION | NO-ESTIMATION | NO-ESTIMATION | NO-ESTIMATION | CAPACITY-FACTOR-V1
USA | United States of America | Xcel Adams 2 Community Solar Array |  | USA0060725 | 1.5 | 39.7849 | -104.5834 | Solar |  |  |  | 2018.0 | Clean Focus Renewables Inc. | U.S. Energy Information Administration | http://www.eia.gov/electricity/data/browser/ | U.S. Energy Information Administration |  | 2019 |  |  |  |  | 0.02 | 2.7560000000000002 | 2.952 | U.S. Energy Information Administration |  |  |  |  | 2.44 | NO-ESTIMATION | NO-ESTIMATION | NO-ESTIMATION | NO-ESTIMATION | CAPACITY-FACTOR-V1
USA | United States of America | Adams Community Solar Garden III LLC |  | USA0059850 | 1.2 | 39.7867 | -104.5877 | Solar |  |  |  | 2015.0 | Adams Community Solar Garden III LLC | U.S. Energy Information Administration | http://www.eia.gov/electricity/data/browser/ | U.S. Energy Information Administration |  | 2019 |  |  | 0.669 | 2.935 | 2.447 | 0.874 | 1.255 | U.S. Energy Information Administration |  |  |  | 2.24 | 2.37 | NO-ESTIMATION | NO-ESTIMATION | NO-ESTIMATION | NO-ESTIMATION | CAPACITY-FACTOR-V1
USA | United States of America | Imboden Solar Garden |  | USA0061753 | 3 | 39.7868 | -104.5836 | Solar |  |  |  | 2018.0 | AEP Onsite Partners | U.S. Energy Information Administration | http://www.eia.gov/electricity/data/browser/ | U.S. Energy Information Administration |  | 2019 | [5 empty] | 1.683 | 6.357 | U.S. Energy Information Administration |  |  |  |  | 4.88 | NO-ESTIMATION | NO-ESTIMATION | NO-ESTIMATION | NO-ESTIMATION | CAPACITY-FACTOR-V1
USA | United States of America | Bridgeport Disposal Solar Farm |  | USA0059166 | 1.2 | 39.7875 | -75.3508 | Solar |  |  |  | 2011.0 | Bridgeport Disposal LLC | U.S. Energy Information Administration | http://www.eia.gov/electricity/data/browser/ | U.S. Energy Information Administration |  | 2019 | 1.939 | 1.9136700000000002 | 1.931 | 1.958 | 1.852 | 1.729 | 1.847 | U.S. Energy Information Administration | 1.77 | 1.81 | 1.90 | 1.67 | 1.57 | NO-ESTIMATION | NO-ESTIMATION | NO-ESTIMATION | NO-ESTIMATION | CAPACITY-FACTOR-V1
USA | United States of America | Adams Community Solar Garden LLC |  | USA0059849 | 1.2 | 39.7876 | -104.5859 | Solar |  |  |  | 2015.0 | Adams Community Solar Garden LLC | U.S. Energy Information Administration | http://www.eia.gov/electricity/data/browser/ | U.S. Energy Information Administration |  | 2019 |  |  | 0.6940000000000001 | 2.935 | 0.781 | 2.5300000000000002 | 3.323 | U.S. Energy Information Administration |  |  |  | 2.24 | 2.37 | NO-ESTIMATION | NO-ESTIMATION | NO-ESTIMATION | NO-ESTIMATION | CAPACITY-FACTOR-V1
USA | United States of America | Chillicothe Solar Farm |  | USA0061223 | 2.5 | 39.7888 | -93.5368 | Solar |  |  |  | 2017.0 | MC Power Companies Inc | U.S. Energy Information Administration | http://www.eia.gov/electricity/data/browser/ | U.S. Energy Information Administration |  | 2019 |  |  |  |  | 2.121 | 4.534 | 4.323 | U.S. Energy Information Administration |  |  |  |  | 4.07 | NO-ESTIMATION | NO-ESTIMATION | NO-ESTIMATION | NO-ESTIMATION | CAPACITY-FACTOR-V1
USA | United States of America | Indianapolis Motor Speedway Solar PV |  | USA0058615 | 9 | 39.7900 | -86.2336 | Solar |  |  |  | 2014.0 | Blue Renewable Energy IMS LLC | U.S. Energy Information Administration | http://www.eia.gov/electricity/data/browser/ | U.S. Energy Information Administration |  | 2019 |  | 6.2469 | 14.568 | 14.145 | 14.081 | 13.366 | 12.755 | U.S. Energy Information Administration |  |  | 13.33 | 14.30 | 15.48 | NO-ESTIMATION | NO-ESTIMATION | NO-ESTIMATION | NO-ESTIMATION | CAPACITY-FACTOR-V1
USA | United States of America | Kinsley Landfill Solar |  | USA0058877 | 8.6 | 39.7933 | -75.1064 | Solar |  |  |  | 2015.0 | Public Service Elec & Gas Co | U.S. Energy Information Administration | http://www.eia.gov/electricity/data/browser/ | U.S. Energy Information Administration | 68665 | 2019 |  |  | 12.356 | 14.92 | 13.618 | 12.977 | 14.363 | U.S. Energy Information Administration |  |  |  | 13.89 | 14.19 | NO-ESTIMATION | NO-ESTIMATION | NO-ESTIMATION | NO-ESTIMATION | CAPACITY-FACTOR-V1
USA | United States of America | Greenfield Solar Park |  | USA0061053 | 2.8 | 39.7938 | -85.8165 | Solar |  |  |  | 2018.0 | Indiana Municipal Power Agency | U.S. Energy Information Administration | http://www.eia.gov/electricity/data/browser/ | U.S. Energy Information Administration |  | 2019 |  |  |  |  | 0.024 | 4.694 | 4.89 | U.S. Energy Information Administration |  |  |  |  | 4.56 | SOLAR-V1-NO-AGE | SOLAR-V1-NO-AGE | SOLAR-V1-NO-AGE | SOLAR-V1-NO-AGE | SOLAR-V1-NO-AGE
USA | United States of America | Victory Solar LLC |  | USA0060764 | 12.8 | 39.7950 | -104.4330 | Solar |  |  |  | 2017.0 | Victory Solar LLC | U.S. Energy Information Administration | http://www.eia.gov/electricity/data/browser/ | U.S. Energy Information Administration |  | 2019 |  |  |  | 1.162 | 29.146 | 29.678 | 29.236 | U.S. Energy Information Administration |  |  |  |  | 20.85 | NO-ESTIMATION | NO-ESTIMATION | NO-ESTIMATION | NO-ESTIMATION | CAPACITY-FACTOR-V1
USA | United States of America | IMPA Richmond Solar Park |  | USA0059478 | 1 | 39.8011 | -84.8950 | Solar |  |  |  | 2014.0 | Indiana Municipal Power Agency | U.S. Energy Information Administration | http://www.eia.gov/electricity/data/browser/ | U.S. Energy Information Administration | 68727 | 2019 |  | 0.373 | 1.696 | 1.7570000000000001 | 1.719 | 1.441 | 1.192 | U.S. Energy Information Administration |  |  | 1.40 | 1.46 | 1.47 | NO-ESTIMATION | NO-ESTIMATION | NO-ESTIMATION | NO-ESTIMATION | CAPACITY-FACTOR-V1
USA | United States of America | Oak Leaf Solar XXIII LLC (CSG) |  | USA0062256 | 1.5 | 39.8017 | -104.6215 | Solar |  |  |  | 2019.0 | Greenbacker Renewable Energy Corporation | U.S. Energy Information Administration | http://www.eia.gov/electricity/data/browser/ | U.S. Energy Information Administration |  | 2019 | [6 empty] | 2.929 | U.S. Energy Information Administration |  |  |  |  | 2.44 | NO-ESTIMATION | NO-ESTIMATION | NO-ESTIMATION | NO-ESTIMATION | CAPACITY-FACTOR-V1
USA | United States of America | Panasonic Carport Solar Hybrid |  | USA0061439 | 2.3 | 39.8087 | -104.7815 | Solar | Storage |  |  | 2017.0000000000002 | Public Service Co of Colorado | U.S. Energy Information Administration | http://www.eia.gov/electricity/data/browser/ | U.S. Energy Information Administration |  | 2019 |  |  |  |  | 1.349 | 2.202 | 1.27 | U.S. Energy Information Administration |  |  |  |  | 3.74 | HYDRO-V1 | HYDRO-V1 | HYDRO-V1 | HYDRO-V1 | HYDRO-V1
USA | United States of America | Colonial Pipeline Woodbury West Deptford |  | USA0063357 | 3.7 | 39.8173 | -75.1969 | Solar |  |  |  | 2018.0 | EnterSolar | U.S. Energy Information Administration | http://www.eia.gov/electricity/data/browser/ | U.S. Energy Information Administration |  | 2019 | [6 empty] | 3.933 | U.S. Energy Information Administration |  |  |  |  | 6.02 | HYDRO-V1 | HYDRO-V1 | HYDRO-V1 | HYDRO-V1 | HYDRO-V1
USA | United States of America | DG Amaze ACY1 |  | USA0063286 | 3.8 | 39.8229 | -75.2163 | Solar |  |  |  | 2019.0 | DG Amaze New Jersey LLC | U.S. Energy Information Administration | http://www.eia.gov/electricity/data/browser/ | U.S. Energy Information Administration |  | 2019 | [6 empty] | 3.441 | U.S. Energy Information Administration |  |  |  |  | 6.19 | NO-ESTIMATION | NO-ESTIMATION | NO-ESTIMATION | NO-ESTIMATION | CAPACITY-FACTOR-V1
USA | United States of America | Johnson Matthey Inc. Solar |  | USA0057723 | 4 | 39.8253 | -75.2197 | Solar |  |  |  | 2011.0 | Constellation Solar New Jersey II LLC | U.S. Energy Information Administration | http://www.eia.gov/electricity/data/browser/ | U.S. Energy Information Administration |  | 2019 | 6.4670000000000005 | 6.7940000000000005 | 6.928 | 7.051 | 6.3340000000000005 | 6.397 | 7.214 | U.S. Energy Information Administration | 6.15 | 6.13 | 6.43 | 5.81 | 5.49 | NO-ESTIMATION | NO-ESTIMATION | NO-ESTIMATION | NO-ESTIMATION | CAPACITY-FACTOR-V1
USA | United States of America | Richmond Solar Site 2 |  | USA0061729 | 7.5 | 39.8335 | -84.8162 | Solar |  |  |  | 2019.0 | Indiana Municipal Power Agency | U.S. Energy Information Administration | http://www.eia.gov/electricity/data/browser/ | U.S. Energy Information Administration |  | 2019 | [5 empty] | 0.25 | 13.252 | U.S. Energy Information Administration |  |  |  |  | 12.22 | NO-ESTIMATION | NO-ESTIMATION | NO-ESTIMATION | NO-ESTIMATION | CAPACITY-FACTOR-V1
USA | United States of America | Paradise Solar Energy Center |  | USA0058569 | 5 | 39.8358 | -75.2225 | Solar |  |  |  | 2011.0 | Paradise Solar Urban Renewal LLC | U.S. Energy Information Administration | http://www.eia.gov/electricity/data/browser/ | U.S. Energy Information Administration |  | 2019 | 8.138 | 8.02 | 8.333 | 8.307 | 7.971 | 7.49 | 7.997 | U.S. Energy Information Administration | 8.02 | 7.99 | 8.42 | 7.64 | 7.36 | NO-ESTIMATION | NO-ESTIMATION | NO-ESTIMATION | NO-ESTIMATION | CAPACITY-FACTOR-V1
USA | United States of America | Denver Int Airport |  | USA0056815 | 1.9 | 39.8368 | -104.6971 | Solar |  |  |  | 2008.0 | MMA DAS Power | U.S. Energy Information Administration | http://www.eia.gov/electricity/data/browser/ | U.S. Energy Information Administration |  | 2019 | 1.469 | 2.6870000000000003 | 3.027 | 3.205 | 2.8120000000000003 | 2.539 | 2.092 | U.S. Energy Information Administration | 2.82 | 2.67 | 3.33 | 3.10 | 1.44 | HYDRO-V1 | HYDRO-V1 | HYDRO-V1 | HYDRO-V1 | HYDRO-V1
USA | United States of America | Owens Corning |  | USA0062439 | 2.8 | 39.8388 | -75.0530 | Solar |  |  |  | 2017.0 | Marina Energy LLC | U.S. Energy Information Administration | http://www.eia.gov/electricity/data/browser/ | U.S. Energy Information Administration |  | 2019 | [6 empty] | 4.725 | U.S. Energy Information Administration |  |  |  |  | 4.56 | NO-ESTIMATION | NO-ESTIMATION | NO-ESTIMATION | NO-ESTIMATION | CAPACITY-FACTOR-V1
USA | United States of America | Richmond Solar Park 3 |  | USA0062770 | 6.7 | 39.8390 | -84.8256 | Solar |  |  |  | 2020.0 | Indiana Municipal Power Agency | U.S. Energy Information Administration | http://www.eia.gov/electricity/data/browser/ | U.S. Energy Information Administration |  | 2019 | [6 empty] | 0.001 | U.S. Energy Information Administration |  |  |  |  | 10.91 | SOLAR-V1-NO-AGE | SOLAR-V1-NO-AGE | SOLAR-V1-NO-AGE | SOLAR-V1-NO-AGE | SOLAR-V1-NO-AGE
USA | United States of America | M. G. Emmett J. Bean Federal Center |  | USA0058178 | 2 | 39.8531 | -86.0144 | Solar |  |  |  | 2011.0 | U.S. General Services Administration | U.S. Energy Information Administration | http://www.eia.gov/electricity/data/browser/ | U.S. Energy Information Administration |  | 2019 | 2.156 | 2.0180000000000002 | 2.092 | 1.915 | 1.786 | 1.1260000000000001 | 1.45 | U.S. Energy Information Administration | 2.83 | 2.83 | 2.93 | 2.65 | 2.74 | NO-ESTIMATION | NO-ESTIMATION | NO-ESTIMATION | NO-ESTIMATION | CAPACITY-FACTOR-V1
USA | United States of America | New Castle Solar RES |  | USA0059981 | 1.1 | 39.8541 | -85.4034 | Solar |  |  |  | 2016.0000000000002 | Hoosier Energy R E C Inc | U.S. Energy Information Administration | http://www.eia.gov/electricity/data/browser/ | U.S. Energy Information Administration | 69544 | 2019 |  |  |  | 1.633 | 1.899 | 1.703 | 1.629 | U.S. Energy Information Administration |  |  |  |  | 1.61 | NO-ESTIMATION | NO-ESTIMATION | NO-ESTIMATION | NO-ESTIMATION | CAPACITY-FACTOR-V1
USA | United States of America | Jeffco Community Solar Gardens LLC |  | USA0060320 | 1.2 | 39.8596 | -105.1497 | Solar |  |  |  | 2016.0 | SunShare Management | U.S. Energy Information Administration | http://www.eia.gov/electricity/data/browser/ | U.S. Energy Information Administration |  | 2019 |  |  |  | 1.471 | 2.4 | 2.576 | 2.46 | U.S. Energy Information Administration |  |  |  |  | 2.31 | NO-ESTIMATION | NO-ESTIMATION | NO-ESTIMATION | NO-ESTIMATION | CAPACITY-FACTOR-V1
USA | United States of America | Keystone Solar |  | USA0058091 | 5 | 39.8611 | -76.2211 | Solar |  |  |  | 2012.0 | Keystone Solar LLC | U.S. Energy Information Administration | http://www.eia.gov/electricity/data/browser/ | U.S. Energy Information Administration | 65969 | 2019 | 8.370000000000001 | 8.042 | 8.399000000000001 | 8.35 | 7.844 | 7.064 | 7.866 | U.S. Energy Information Administration | 7.94 | 7.88 | 8.18 | 8.06 | 7.37 | NO-ESTIMATION | NO-ESTIMATION | NO-ESTIMATION | NO-ESTIMATION | CAPACITY-FACTOR-V1
USA | United States of America | Longwood Gardens |  | USA0057768 | 1.3 | 39.8667 | -75.6678 | Solar |  |  |  | 2010.0 | Ecogy Pennsylvania Systems LLC | U.S. Energy Information Administration | http://www.eia.gov/electricity/data/browser/ | U.S. Energy Information Administration | 65968 | 2019 | 2.078 | 2.05 | 2.158 | 2.039 | 2.063 | 1.843 | 2.004 | U.S. Energy Information Administration | 1.93 | 1.78 | 1.85 | 1.79 | 1.55 | SOLAR-V1-NO-AGE | SOLAR-V1-NO-AGE | SOLAR-V1-NO-AGE | SOLAR-V1-NO-AGE | SOLAR-V1-NO-AGE
USA | United States of America | Cherry Hill |  | USA0057734 | 1.1 | 39.8761 | -75.0086 | Solar |  |  |  | 2009.9999999999998 | NFI Solar LLC | U.S. Energy Information Administration | http://www.eia.gov/electricity/data/browser/ | U.S. Energy Information Administration | 61699 | 2019 | 1.48104 | 1.41768 | 1.421 | 1.3780000000000001 | 1.358 | 1.3483800000000001 | 1.506 | U.S. Energy Information Administration | 1.64 | 1.65 | 1.56 | 1.47 | 1.44 | NO-ESTIMATION | NO-ESTIMATION | NO-ESTIMATION | NO-ESTIMATION | CAPACITY-FACTOR-V1
USA | United States of America | Marlboro Mushrooms Solar Field |  | USA0059327 | 1 | 39.8828 | -75.8294 | Solar |  |  |  | 2011.0 | Marlboro Mushroom | U.S. Energy Information Administration | http://www.eia.gov/electricity/data/browser/ | U.S. Energy Information Administration |  | 2019 | 1.714 | 1.686 | 1.737 | 1.7453699999999999 | 1.62558 | 1.3563 | 1.6592 | U.S. Energy Information Administration | 1.52 | 1.46 | 1.62 | 1.44 | 1.37 | NO-ESTIMATION | NO-ESTIMATION | NO-ESTIMATION | NO-ESTIMATION | CAPACITY-FACTOR-V1
USA | United States of America | Amazon Denver DEN3 |  | USA0062877 | 4.6 | 39.8851 | -104.9823 | Solar |  |  |  | 2019.0 | Westbound Solar LLC | U.S. Energy Information Administration | http://www.eia.gov/electricity/data/browser/ | U.S. Energy Information Administration |  | 2019 | [6 empty] | 0.198 | U.S. Energy Information Administration |  |  |  |  | 7.49 | HYDRO-V1 | HYDRO-V1 | HYDRO-V1 | HYDRO-V1 | HYDRO-V1
USA | United States of America | Duke Building 87 |  | USA0059432 | 2.7 | 39.8908 | -86.2556 | Solar |  |  |  | 2014.9999999999998 | Half Moon Ventures LLC | U.S. Energy Information Administration | http://www.eia.gov/electricity/data/browser/ | U.S. Energy Information Administration |  | 2019 |  | 0.006 | 3.402 | 3.473 | 2.186 | 3.21 | 3.849 | U.S. Energy Information Administration |  |  | 3.74 | 3.75 | 4.3 | NO-ESTIMATION | NO-ESTIMATION | WIND-V1 | WIND-V1 | WIND-V1
USA | United States of America | Springfield Solar LLC |  | USA0059545 | 1.5 | 39.8939 | -83.8056 | Solar |  |  |  | 2012.0 | Laurel Capital Partners | U.S. Energy Information Administration | http://www.eia.gov/electricity/data/browser/ | U.S. Energy Information Administration |  | 2019 |  | 2.105 | 2.045 | 2.392 | 2.132 | 1.744 | 1.387 | U.S. Energy Information Administration | 1.99 | 2.34 | 2.29 | 2.24 | 1.98 | HYDRO-V1 | HYDRO-V1 | HYDRO-V1 | HYDRO-V1 | HYDRO-V1
USA | United States of America | Oak Leaf Solar XXVI LLC |  | USA0062254 | 1.5 | 39.8990 | -104.6590 | Solar |  |  |  | 2019.0 | Greenbacker Renewable Energy Corporation | U.S. Energy Information Administration | http://www.eia.gov/electricity/data/browser/ | U.S. Energy Information Administration |  | 2019 | [6 empty] | 2.848 | U.S. Energy Information Administration |  |  |  |  | 2.44 | NO-ESTIMATION | NO-ESTIMATION | NO-ESTIMATION | NO-ESTIMATION | CAPACITY-FACTOR-V1
USA | United States of America | Airport 1 Solar (DIA) |  | USA0059807 | 1.5 | 39.8994 | -104.6753 | Solar |  |  |  | 2010.0 | Greenbacker Renewable Energy Corporation | U.S. Energy Information Administration | http://www.eia.gov/electricity/data/browser/ | U.S. Energy Information Administration | 58114 | 2019 |  | 2.0300000000000002 | 2.47 | 2.523 | 2.59 | 2.507 | 2.555 | U.S. Energy Information Administration | 2.79 | 2.69 | 2.55 | 2.49 | 2.66 | HYDRO-V1 | HYDRO-V1 | HYDRO-V1 | HYDRO-V1 | HYDRO-V1
USA | United States of America | Denver Intl Airport IV Solar |  | USA0059462 | 1.5 | 39.9006 | -104.6694 | Solar |  |  |  | 2014.0 | Denver Int'l Airport IV Solar | U.S. Energy Information Administration | http://www.eia.gov/electricity/data/browser/ | U.S. Energy Information Administration |  | 2019 |  | 0.002 | 2.86 | 2.8970000000000002 | 2.967 | 3.0 | 3 | U.S. Energy Information Administration |  |  | 2.89 | 2.89 | 3.07 | HYDRO-V1 | HYDRO-V1 | HYDRO-V1 | HYDRO-V1 | HYDRO-V1
USA | United States of America | Lincoln Financial Field |  | USA0058231 | 2.9 | 39.9008 | -75.1675 | Solar |  |  |  | 2013.0 | NRG Energy Center Eagles LLC | U.S. Energy Information Administration | http://www.eia.gov/electricity/data/browser/ | U.S. Energy Information Administration |  | 2019 | 3.55212 | 3.32442 | 3.463 | 3.694 | 3.418 | 2.803 | 2.871 | U.S. Energy Information Administration |  | 4.50 | 4.71 | 4.55 | 4.48 | HYDRO-V1 | HYDRO-V1 | HYDRO-V1 | HYDRO-V1 | HYDRO-V1
USA | United States of America | Riverside Renewable Energy LLC |  | USA0058036 | 7.5 | 39.9031 | -75.1258 | Solar |  |  |  | 2011.0 | Riverside Renewable Energy | U.S. Energy Information Administration | http://www.eia.gov/electricity/data/browser/ | U.S. Energy Information Administration |  | 2019 | 9.736 | 9.042 | 10.189 | 10.535 | 9.772 | 9.623 | 10.375 | U.S. Energy Information Administration | 12.03 | 11.98 | 12.63 | 11.46 | 11.14 | NO-ESTIMATION | NO-ESTIMATION | NO-ESTIMATION | NO-ESTIMATION | CAPACITY-FACTOR-V1
USA | United States of America | City & County of Denver at Denver Int'l |  | USA0057645 | 3.4 | 39.9041 | -104.6542 | Solar |  |  |  | 2011.0 | Denver Airport Solar LLC | U.S. Energy Information Administration | http://www.eia.gov/electricity/data/browser/ | U.S. Energy Information Administration |  | 2019 | 5.853 | 6.732 | 6.5280000000000005 | 7.039000000000001 | 6.92 | 7.034 | 6.74 | U.S. Energy Information Administration | 6.10 | 6.06 | 6.25 | 5.63 | 5.88 | NO-ESTIMATION | NO-ESTIMATION | NO-ESTIMATION | NO-ESTIMATION | CAPACITY-FACTOR-V1
USA | United States of America | Oak Leaf Solar XXII LLC (CSG) |  | USA0062252 | 1.5 | 39.9044 | -104.6848 | Solar |  |  |  | 2019.0 | Greenbacker Renewable Energy Corporation | U.S. Energy Information Administration | http://www.eia.gov/electricity/data/browser/ | U.S. Energy Information Administration |  | 2019 | [6 empty] | 2.821 | U.S. Energy Information Administration |  |  |  |  | 2.44 | SOLAR-V1-NO-AGE | SOLAR-V1-NO-AGE | SOLAR-V1-NO-AGE | SOLAR-V1-NO-AGE | SOLAR-V1-NO-AGE
USA | United States of America | Duke Building 98 |  | USA0059433 | 2.7 | 39.9047 | -86.2600 | Solar |  |  |  | 2014.9999999999998 | Half Moon Ventures LLC | U.S. Energy Information Administration | http://www.eia.gov/electricity/data/browser/ | U.S. Energy Information Administration |  | 2019 |  | 0.045 | 3.744 | 3.023 | 1.249 | 2.183 | 3.849 | U.S. Energy Information Administration |  |  | 3.74 | 3.75 | 4.15 | NO-ESTIMATION | NO-ESTIMATION | NO-ESTIMATION | NO-ESTIMATION | CAPACITY-FACTOR-V1
USA | United States of America | DOE Golden NWTC Building Side |  | USA0057692 | 1.1 | 39.9090 | -105.2318 | Solar |  |  |  | 2009.0 | DOE National Renewable Energy Laboratory | U.S. Energy Information Administration | http://www.eia.gov/electricity/data/browser/ | U.S. Energy Information Administration |  | 2019 | 1.703 | 1.608 | 1.614 | 1.682 | 0.0 | 0.0 | 1.404 | U.S. Energy Information Administration | 1.82 | 1.47 | 1.59 | 1.34 | 1.53 | HYDRO-V1 | HYDRO-V1 | HYDRO-V1 | HYDRO-V1 | HYDRO-V1
USA | United States of America | Duke Building 129 |  | USA0059434 | 3.4 | 39.9108 | -86.2453 | Solar |  |  |  | 2015.0 | Half Moon Ventures LLC | U.S. Energy Information Administration | http://www.eia.gov/electricity/data/browser/ | U.S. Energy Information Administration |  | 2019 |  | 0.07100000000000001 | 4.091 | 3.241 | 2.81 | 3.968 | 4.588 | U.S. Energy Information Administration |  |  |  | 4.74 | 5.25 | SOLAR-V1-NO-AGE | SOLAR-V1-NO-AGE | SOLAR-V1-NO-AGE | SOLAR-V1-NO-AGE | SOLAR-V1-NO-AGE
USA | United States of America | DG Camden LLC Holtec |  | USA0061515 | 2.2 | 39.9110 | -75.1186 | Solar |  |  |  | 2018.0 | DG Camden LLC | U.S. Energy Information Administration | http://www.eia.gov/electricity/data/browser/ | U.S. Energy Information Administration |  | 2019 |  |  |  |  | 0.0 | 4.01 | 4.014 | U.S. Energy Information Administration |  |  |  |  | 3.58 | NO-ESTIMATION | NO-ESTIMATION | NO-ESTIMATION | NO-ESTIMATION | CAPACITY-FACTOR-V1
USA | United States of America | Marion Solar LNG |  | USA0059180 | 1.5 | 39.9131 | -86.2381 | Solar |  |  |  | 2015.0 | Marion Solar LLC | U.S. Energy Information Administration | http://www.eia.gov/electricity/data/browser/ | U.S. Energy Information Administration |  | 2019 |  |  | 0.256 | 2.36 | 2.498 | 2.35 | 2.305 | U.S. Energy Information Administration |  |  |  | 2.22 | 2.4 | NO-ESTIMATION | NO-ESTIMATION | NO-ESTIMATION | NO-ESTIMATION | CAPACITY-FACTOR-V1
USA | United States of America | Medford WWTP |  | USA0059277 | 1.3 | 39.9222 | -74.8067 | Solar |  |  |  | 2013.0 | NJR Clean Energy Ventures Corporation | U.S. Energy Information Administration | http://www.eia.gov/electricity/data/browser/ | U.S. Energy Information Administration |  | 2019 | 0.789 | 1.966 | 2.029 | 1.956 | 1.86 | 1.861 | 2.009 | U.S. Energy Information Administration |  | 2.01 | 2.06 | 1.96 | 1.96 | NO-ESTIMATION | NO-ESTIMATION | NO-ESTIMATION | NO-ESTIMATION | CAPACITY-FACTOR-V1
USA | United States of America | CCMUA |  | USA0059248 | 1.5 | 39.9231 | -75.1275 | Solar |  |  |  | 2012.0 | Camden Solar Center LLC | U.S. Energy Information Administration | http://www.eia.gov/electricity/data/browser/ | U.S. Energy Information Administration |  | 2019 | 2.333 | 2.2880000000000003 | 2.403 | 2.419 | 2.209 | 1.8820000000000001 | 1.804 | U.S. Energy Information Administration | 2.39 | 2.39 | 2.51 | 2.30 | 2.07 | HYDRO-V1 | HYDRO-V1 | HYDRO-V1 | HYDRO-V1 | HYDRO-V1
USA | United States of America | Bar D |  | USA0061886 | 4 | 39.9237 | -108.4627 | Solar |  |  |  | 2019.0 | Cypress Creek Renewables | U.S. Energy Information Administration | http://www.eia.gov/electricity/data/browser/ | U.S. Energy Information Administration |  | 2019 | [5 empty] | 0.0 | 5.902 | U.S. Energy Information Administration |  |  |  |  | 6.51 | NO-ESTIMATION | NO-ESTIMATION | NO-ESTIMATION | NO-ESTIMATION | CAPACITY-FACTOR-V1
USA | United States of America | Reeves South |  | USA0059278 | 1 | 39.9267 | -74.8136 | Solar |  |  |  | 2014.0 | NJR Clean Energy Ventures Corporation | U.S. Energy Information Administration | http://www.eia.gov/electricity/data/browser/ | U.S. Energy Information Administration |  | 2019 | 0.036000000000000004 | 1.76 | 1.835 | 1.857 | 1.76 | 1.6340000000000001 | 1.798 | U.S. Energy Information Administration |  |  | 1.65 | 1.56 | 1.55 | SOLAR-V1-NO-AGE | SOLAR-V1-NO-AGE | SOLAR-V1-NO-AGE | SOLAR-V1-NO-AGE | SOLAR-V1-NO-AGE
USA | United States of America | Reeves Station Rd East |  | USA0058030 | 5.4 | 39.9283 | -74.8144 | Solar |  |  |  | 2012.0 | NJR Clean Energy Ventures Corporation | U.S. Energy Information Administration | http://www.eia.gov/electricity/data/browser/ | U.S. Energy Information Administration |  | 2019 | 9.103 | 8.66 | 8.913 | 8.852 | 8.072000000000001 | 8.052 | 8.65 | U.S. Energy Information Administration | 8.87 | 8.75 | 9.14 | 8.67 | 8.17 | HYDRO-V1 | HYDRO-V1 | HYDRO-V1 | HYDRO-V1 | HYDRO-V1
USA | United States of America | Constellation New Energy Inc |  | USA0058029 | 3.9 | 39.9289 | -74.8181 | Solar |  |  |  | 2012.0 | Constellation Solar Federal LLC | U.S. Energy Information Administration | http://www.eia.gov/electricity/data/browser/ | U.S. Energy Information Administration |  | 2019 | 6.631 | 6.359 | 6.377 | 6.3260000000000005 | 6.073 | 5.729 | 6.299 | U.S. Energy Information Administration | 6.03 | 5.95 | 6.19 | 5.89 | 5.4 | NO-ESTIMATION | NO-ESTIMATION | NO-ESTIMATION | NO-ESTIMATION | CAPACITY-FACTOR-V1
USA | United States of America | BNB Camden Solar |  | USA0061893 | 3.7 | 39.9390 | -75.1080 | Solar |  |  |  | 2018.0 | BNB Camden Solar LLC | U.S. Energy Information Administration | http://www.eia.gov/electricity/data/browser/ | U.S. Energy Information Administration |  | 2019 |  |  |  |  | 0.197 | 5.11 | 5.527 | U.S. Energy Information Administration |  |  |  |  | 6.02 | HYDRO-V1 | HYDRO-V1 | HYDRO-V1 | HYDRO-V1 | HYDRO-V1
USA | United States of America | CES Cherry Hill Solar |  | USA0060201 | 1.2 | 39.9419 | -75.0262 | Solar |  |  |  | 2016.0 | Consolidated Edison Solutions Inc | U.S. Energy Information Administration | http://www.eia.gov/electricity/data/browser/ | U.S. Energy Information Administration | 61699 | 2019 |  |  |  | 1.768 | 1.702 | 1.469 | 1.835 | U.S. Energy Information Administration |  |  |  |  | 1.8 | NO-ESTIMATION | NO-ESTIMATION | NO-ESTIMATION | NO-ESTIMATION | CAPACITY-FACTOR-V1
USA | United States of America | Tom Sifers Solar |  | USA0063163 | 1 | 39.9592 | -105.8460 | Solar |  |  |  | 2019.0 | Mountain Parks Services Inc. | U.S. Energy Information Administration | http://www.eia.gov/electricity/data/browser/ | U.S. Energy Information Administration |  | 2019 | [6 empty] | 0.097 | U.S. Energy Information Administration |  |  |  |  | 1.62 | NO-ESTIMATION | NO-ESTIMATION | NO-ESTIMATION | NO-ESTIMATION | CAPACITY-FACTOR-V1
USA | United States of America | Aqua Ingrams Mill |  | USA0057280 | 1 | 39.9647 | -75.6578 | Solar |  |  |  | 2010.0 | Aqua America Inc | U.S. Energy Information Administration | http://www.eia.gov/electricity/data/browser/ | U.S. Energy Information Administration |  | 2019 | 1.343 | 1.266 | 1.2570000000000001 | 1.079 | 1.231 | 1.153 | 1.346 | U.S. Energy Information Administration | 1.54 | 1.40 | 1.46 | 1.32 | 1.42 | NO-ESTIMATION | NO-ESTIMATION | NO-ESTIMATION | NO-ESTIMATION | CAPACITY-FACTOR-V1
USA | United States of America | Dix Solar L.L.C |  | USA0061864 | 13 | 39.9774 | -74.6219 | Solar |  |  |  | 2017.0 | Dix Solar L.L.C | U.S. Energy Information Administration | http://www.eia.gov/electricity/data/browser/ | U.S. Energy Information Administration |  | 2019 |  |  |  |  | 8.412 | 20.053 | 20.681 | U.S. Energy Information Administration |  |  |  |  | 21.18 | NO-ESTIMATION | NO-ESTIMATION | NO-ESTIMATION | NO-ESTIMATION | CAPACITY-FACTOR-V1
USA | United States of America | Pemberton Road II |  | USA0061074 | 8.6 | 39.9799 | -74.7019 | Solar |  |  |  | 2017.0000000000002 | NJR Clean Energy Ventures Corporation | U.S. Energy Information Administration | http://www.eia.gov/electricity/data/browser/ | U.S. Energy Information Administration |  | 2019 |  |  |  |  | 6.237 | 12.49 | 13.399 | U.S. Energy Information Administration |  |  |  |  | 16.43 | NO-ESTIMATION | NO-ESTIMATION | NO-ESTIMATION | NO-ESTIMATION | CAPACITY-FACTOR-V1
USA | United States of America | L&D Landfill Solar |  | USA0059601 | 10 | 39.9803 | -74.7703 | Solar |  |  |  | 2016.0 | Public Service Elec & Gas Co | U.S. Energy Information Administration | http://www.eia.gov/electricity/data/browser/ | U.S. Energy Information Administration | 68739 | 2019 |  |  | 0.0 | 16.661 | 16.59 | 15.753 | 16.708 | U.S. Energy Information Administration |  |  |  |  | 16.59 | NO-ESTIMATION | NO-ESTIMATION | NO-ESTIMATION | NO-ESTIMATION | CAPACITY-FACTOR-V1
USA | United States of America | Lafayette Horizon Solar CSG LLC |  | USA0062667 | 1.6 | 39.9816 | -105.0637 | Solar |  |  |  | 2019.0 | Lafayette Horizon Solar CSG LLC | U.S. Energy Information Administration | http://www.eia.gov/electricity/data/browser/ | U.S. Energy Information Administration |  | 2019 | [6 empty] | 3.276 | U.S. Energy Information Administration |  |  |  |  | 2.6 | NO-ESTIMATION | NO-ESTIMATION | NO-ESTIMATION | NO-ESTIMATION | CAPACITY-FACTOR-V1
USA | United States of America | Pemberton Road I |  | USA0061073 | 8.6 | 39.9818 | -74.6974 | Solar |  |  |  | 2017.0000000000002 | NJR Clean Energy Ventures Corporation | U.S. Energy Information Administration | http://www.eia.gov/electricity/data/browser/ | U.S. Energy Information Administration |  | 2019 |  |  |  |  | 6.755 | 12.495000000000001 | 13.428 | U.S. Energy Information Administration |  |  |  |  | 16.43 | NO-ESTIMATION | NO-ESTIMATION | NO-ESTIMATION | NO-ESTIMATION | CAPACITY-FACTOR-V1
USA | United States of America | Brighton PV Solar Plant |  | USA0059144 | 1.8 | 39.9825 | -104.9408 | Solar |  |  |  | 2013.0 | Hangar 160 LLC | U.S. Energy Information Administration | http://www.eia.gov/electricity/data/browser/ | U.S. Energy Information Administration | 66348 | 2019 | 3.529 | 3.319 | 3.285 | 3.56 | 3.344 | 3.442 | 3.125 | U.S. Energy Information Administration |  | 3.02 | 3.45 | 3.31 | 3.5 | NO-ESTIMATION | NO-ESTIMATION | NO-ESTIMATION | NO-ESTIMATION | CAPACITY-FACTOR-V1
USA | United States of America | Summit Water Nexus Mt. Holly LLC Solar |  | USA0060809 | 1 | 39.9873 | -74.8018 | Solar |  |  |  | 2013.0 | Summit Water Nexus Mount Holly LLC | U.S. Energy Information Administration | http://www.eia.gov/electricity/data/browser/ | U.S. Energy Information Administration |  | 2019 |  |  |  | 1.587 | 1.444 | 1.344 | 1.552 | U.S. Energy Information Administration |  | 1.63 | 1.63 | 1.56 | 1.54 | NO-ESTIMATION | NO-ESTIMATION | NO-ESTIMATION | NO-ESTIMATION | CAPACITY-FACTOR-V1
USA | United States of America | IMPA Pendleton Solar Park |  | USA0059770 | 2 | 39.9886 | -85.7709 | Solar |  |  |  | 2015.0 | Indiana Municipal Power Agency | U.S. Energy Information Administration | http://www.eia.gov/electricity/data/browser/ | U.S. Energy Information Administration | 69816 | 2019 |  |  | 0.359 | 3.133 | 3.208 | 2.977 | 2.32 | U.S. Energy Information Administration |  |  |  | 2.86 | 3.02 | NO-ESTIMATION | NO-ESTIMATION | NO-ESTIMATION | NO-ESTIMATION | CAPACITY-FACTOR-V1
USA | United States of America | Pennsauken Solar |  | USA0056883 | 3.9 | 39.9894 | -75.0400 | Solar |  |  |  | 2013.948717948718 | EPP Renewable Energy | U.S. Energy Information Administration | http://www.eia.gov/electricity/data/browser/ | U.S. Energy Information Administration |  | 2019 | 2.523 | 2.402 | 2.352 | 2.308 | 2.369 | 2.041 | 2.292 | U.S. Energy Information Administration | 2.11 | 2.04 | 2.25 | 1.61 | 2.3 | NO-ESTIMATION | NO-ESTIMATION | NO-ESTIMATION | NO-ESTIMATION | CAPACITY-FACTOR-V1
USA | United States of America | JMB Mcguire-Dix-Lakehurst Solar Project |  | USA0058793 | 11.4 | 39.9928 | -74.6369 | Solar |  |  |  | 2013.0 | WR-TGC Solar Generation IV LLC | U.S. Energy Information Administration | http://www.eia.gov/electricity/data/browser/ | U.S. Energy Information Administration |  | 2019 | 14.531 | 14.225 | 14.342 | 14.301 | 13.514000000000001 | 13.012 | 13.033 | U.S. Energy Information Administration |  | 18.87 | 18.96 | 18.64 | 19.43 | NO-ESTIMATION | NO-ESTIMATION | NO-ESTIMATION | NO-ESTIMATION | CAPACITY-FACTOR-V1
USA | United States of America | Alethea I |  | USA0058519 | 2.8 | 40.0006 | -74.7350 | Solar |  |  |  | 2010.9999999999998 | Syncarpha Alethea I LLC | U.S. Energy Information Administration | http://www.eia.gov/electricity/data/browser/ | U.S. Energy Information Administration |  | 2019 | 3.74 | 3.5700000000000003 | 3.5180000000000002 | 3.6750000000000003 | 3.5620000000000003 | 3.136 | 3.86 | U.S. Energy Information Administration | 4.35 | 4.31 | 4.45 | 4.01 | 3.86 | NO-ESTIMATION | NO-ESTIMATION | NO-ESTIMATION | NO-ESTIMATION | CAPACITY-FACTOR-V1
USA | United States of America | West Pemberton |  | USA0059186 | 7 | 40.0067 | -74.7303 | Solar |  |  |  | 2014.0 | NJR Clean Energy Ventures Corporation | U.S. Energy Information Administration | http://www.eia.gov/electricity/data/browser/ | U.S. Energy Information Administration |  | 2019 |  | 6.304 | 12.092 | 12.505 | 11.562 | 11.282 | 10.955 | U.S. Energy Information Administration |  |  | 11.69 | 11.18 | 11.49 | NO-ESTIMATION | NO-ESTIMATION | NO-ESTIMATION | NO-ESTIMATION | CAPACITY-FACTOR-V1
USA | United States of America | IKEA Westhampton 061 |  | USA0058016 | 1.8 | 40.0139 | -74.8536 | Solar |  |  |  | 2013.0 | IKEA Property Inc | U.S. Energy Information Administration | http://www.eia.gov/electricity/data/browser/ | U.S. Energy Information Administration |  | 2019 | 2.03148 | 1.7136900000000002 | 2.23641 | 2.089 | 2.049 | 2.281 | 2.349 | U.S. Energy Information Administration |  | 2.81 | 2.91 | 2.76 | 2.75 | NO-ESTIMATION | NO-ESTIMATION | NO-ESTIMATION | NO-ESTIMATION | CAPACITY-FACTOR-V1
USA | United States of America | Knouse Solar Project 1 |  | USA0057412 | 3 | 40.0264 | -77.2344 | Solar |  |  |  | 2011.0 | Knouse Food Cooperative Inc | U.S. Energy Information Administration | http://www.eia.gov/electricity/data/browser/ | U.S. Energy Information Administration |  | 2019 | 4.345 | 4.234 | 4.4190000000000005 | 4.1850000000000005 | 4.0200000000000005 | 3.7600000000000002 | 4.102 | U.S. Energy Information Administration | 4.64 | 4.56 | 4.75 | 4.38 | 4.2 | HYDRO-V1 | HYDRO-V1 | HYDRO-V1 | HYDRO-V1 | HYDRO-V1
USA | United States of America | Mill Creek Solar |  | USA0057728 | 3.5 | 40.0314 | -74.8247 | Solar |  |  |  | 2012.0 | Public Service Elec & Gas Co | U.S. Energy Information Administration | http://www.eia.gov/electricity/data/browser/ | U.S. Energy Information Administration |  | 2019 | 5.589 | 5.704 | 5.817 | 5.7490000000000006 | 5.237 | 5.0120000000000005 | 5.005 | U.S. Energy Information Administration | 5.41 | 5.43 | 5.64 | 5.28 | 4.89 | NO-ESTIMATION | NO-ESTIMATION | NO-ESTIMATION | NO-ESTIMATION | CAPACITY-FACTOR-V1
USA | United States of America | Springfield Solar Project |  | USA0061907 | 7.5 | 40.0321 | -74.6474 | Solar |  |  |  | 2018.0 | NJR Clean Energy Ventures Corporation | U.S. Energy Information Administration | http://www.eia.gov/electricity/data/browser/ | U.S. Energy Information Administration |  | 2019 | [5 empty] | 1.556 | 8.989 | U.S. Energy Information Administration |  |  |  |  | 12.22 | HYDRO-V1 | HYDRO-V1 | HYDRO-V1 | HYDRO-V1 | HYDRO-V1
USA | United States of America | IBM Solar |  | USA0063869 | 8.1 | 40.0383 | -105.2449 | Solar |  |  |  | 2019.0 | DG Colorado Solar LLC | U.S. Energy Information Administration | http://www.eia.gov/electricity/data/browser/ | U.S. Energy Information Administration |  | 2019 | [6 empty] | 6.445 | U.S. Energy Information Administration |  |  |  |  | 13.19 | HYDRO-V1 | HYDRO-V1 | HYDRO-V1 | HYDRO-V1 | HYDRO-V1
USA | United States of America | Bordentown Solar |  | USA0060734 | 6.8 | 40.0389 | -74.7766 | Solar |  |  |  | 2016.0 | Marina Energy LLC | U.S. Energy Information Administration | http://www.eia.gov/electricity/data/browser/ | U.S. Energy Information Administration |  | 2019 |  |  |  | 11.388 | 10.809000000000001 | 10.365 | 10.709 | U.S. Energy Information Administration |  |  |  |  | 11.22 | NO-ESTIMATION | NO-ESTIMATION | NO-ESTIMATION | NO-ESTIMATION | CAPACITY-FACTOR-V1
USA | United States of America | GSK York RDC Solar Facility |  | USA0057390 | 2.6 | 40.0439 | -76.7355 | Solar |  |  |  | 2011.0 | GlaxoSmithKline Consumer Healthcare L P | U.S. Energy Information Administration | http://www.eia.gov/electricity/data/browser/ | U.S. Energy Information Administration | 66913 | 2019 | 3.544 | 3.029 | 3.333 | 3.307 | 2.89476 | 2.689 | 1.862 | U.S. Energy Information Administration | 4.01 | 3.88 | 3.98 | 3.59 | 3.44 | NO-ESTIMATION | NO-ESTIMATION | NO-ESTIMATION | NO-ESTIMATION | CAPACITY-FACTOR-V1
USA | United States of America | Spartan |  | USA0060755 | 8.3 | 40.0478 | -74.6165 | Solar |  |  |  | 2017.0 | Altus Power America Management LLC | U.S. Energy Information Administration | http://www.eia.gov/electricity/data/browser/ | U.S. Energy Information Administration |  | 2019 |  |  |  |  | 10.578 | 13.771 | 13.81 | U.S. Energy Information Administration |  |  |  |  | 13.52 | NO-ESTIMATION | NO-ESTIMATION | NO-ESTIMATION | NO-ESTIMATION | CAPACITY-FACTOR-V1
USA | United States of America | City of Boulder WWTP |  | USA0057681 | 1 | 40.0480 | -105.1803 | Solar |  |  |  | 2010.0 | SunE NLB-2 LLC | U.S. Energy Information Administration | http://www.eia.gov/electricity/data/browser/ | U.S. Energy Information Administration |  | 2019 | 1.484 | 1.422 | 1.4060000000000001 | 0.777 | 1.252 | 1.2790000000000001 | 1.38 | U.S. Energy Information Administration | 1.53 | 1.51 | 1.51 | 1.26 | 1.56 | NO-ESTIMATION | NO-ESTIMATION | NO-ESTIMATION | NO-ESTIMATION | CAPACITY-FACTOR-V1
USA | United States of America | AC Power |  | USA0063260 | 1.3 | 40.0498 | -74.9352 | Solar |  |  |  | 2019.0000000000002 | AC Power 1 LLC | U.S. Energy Information Administration | http://www.eia.gov/electricity/data/browser/ | U.S. Energy Information Administration |  | 2019 | [6 empty] | 0.899 | U.S. Energy Information Administration |  |  |  |  | 2.11 | NO-ESTIMATION | NO-ESTIMATION | NO-ESTIMATION | NO-ESTIMATION | CAPACITY-FACTOR-V1
USA | United States of America | IMPA Anderson Solar Park |  | USA0060253 | 5 | 40.0516 | -85.7371 | Solar |  |  |  | 2017.0 | Indiana Municipal Power Agency | U.S. Energy Information Administration | http://www.eia.gov/electricity/data/browser/ | U.S. Energy Information Administration |  | 2019 |  |  |  |  | 6.731 | 6.583 | 6.881 | U.S. Energy Information Administration |  |  |  |  | 8.14 | NO-ESTIMATION | NO-ESTIMATION | NO-ESTIMATION | NO-ESTIMATION | CAPACITY-FACTOR-V1
USA | United States of America | Day Four Solar LLC |  | USA0062905 | 4.5 | 40.0530 | -74.5560 | Solar |  |  |  | 2016.0 | Day Four Solar LLC | U.S. Energy Information Administration | http://www.eia.gov/electricity/data/browser/ | U.S. Energy Information Administration |  | 2019 | [6 empty] | 7.946 | U.S. Energy Information Administration |  |  |  |  | 7.33 | NO-ESTIMATION | NO-ESTIMATION | NO-ESTIMATION | NO-ESTIMATION | CAPACITY-FACTOR-V1
USA | United States of America | IMPA Crawfordsville Solar Park |  | USA0059483 | 3 | 40.0531 | -86.8872 | Solar |  |  |  | 2015.0 | Indiana Municipal Power Agency | U.S. Energy Information Administration | http://www.eia.gov/electricity/data/browser/ | U.S. Energy Information Administration | 69371 | 2019 |  |  | 1.184 | 4.612 | 4.497 | 3.882 | 3.11 | U.S. Energy Information Administration |  |  |  | 4.63 | 4.72 | NO-ESTIMATION | NO-ESTIMATION | NO-ESTIMATION | NO-ESTIMATION | CAPACITY-FACTOR-V1
USA | United States of America | Crawfordsville 2 Solar Park |  | USA0062484 | 7.9 | 40.0558 | -86.8884 | Solar |  |  |  | 2020.0 | Indiana Municipal Power Agency | U.S. Energy Information Administration | http://www.eia.gov/electricity/data/browser/ | U.S. Energy Information Administration |  | 2019 | [6 empty] | 0.141 | U.S. Energy Information Administration |  |  |  |  | 12.87 | NO-ESTIMATION | NO-ESTIMATION | NO-ESTIMATION | NO-ESTIMATION | CAPACITY-FACTOR-V1
USA | United States of America | Lakewood Seven Solar LLC |  | USA0059369 | 1 | 40.0575 | -74.1856 | Solar |  |  |  | 2012.0 | Altus Power America Management LLC | U.S. Energy Information Administration | http://www.eia.gov/electricity/data/browser/ | U.S. Energy Information Administration |  | 2019 | 1.2216600000000002 | 0.604 | 1.278 | 1.2730000000000001 | 1.083 | 0.634 | 1.076 | U.S. Energy Information Administration | 1.60 | 1.60 | 1.60 | 1.55 | 1.39 | NO-ESTIMATION | NO-ESTIMATION | NO-ESTIMATION | NO-ESTIMATION | CAPACITY-FACTOR-V1
USA | United States of America | Jacobstown |  | USA0059185 | 5 | 40.0637 | -74.5824 | Solar |  |  |  | 2014.0 | NJR Clean Energy Ventures Corporation | U.S. Energy Information Administration | http://www.eia.gov/electricity/data/browser/ | U.S. Energy Information Administration |  | 2019 |  | 1.366 | 8.355 | 8.532 | 7.904 | 7.668 | 8.026 | U.S. Energy Information Administration |  |  | 8.04 | 8.05 | 8.18 | NO-ESTIMATION | NO-ESTIMATION | NO-ESTIMATION | NO-ESTIMATION | CAPACITY-FACTOR-V1
USA | United States of America | Hanover |  | USA0059628 | 5 | 40.0653 | -74.5906 | Solar |  |  |  | 2015.0 | NJR Clean Energy Ventures Corporation | U.S. Energy Information Administration | http://www.eia.gov/electricity/data/browser/ | U.S. Energy Information Administration | 68895 | 2019 |  |  | 1.568 | 8.389 | 7.681 | 7.343 | 7.883 | U.S. Energy Information Administration |  |  |  | 8.09 | 8.18 | HYDRO-V1 | HYDRO-V1 | HYDRO-V1 | HYDRO-V1 | HYDRO-V1
USA | United States of America | North Run |  | USA0059318 | 5.2 | 40.0696 | -74.5848 | Solar |  |  |  | 2015.0 | NJR Clean Energy Ventures Corporation | U.S. Energy Information Administration | http://www.eia.gov/electricity/data/browser/ | U.S. Energy Information Administration |  | 2019 |  |  | 7.931 | 8.106 | 7.6160000000000005 | 7.2490000000000006 | 7.938 | U.S. Energy Information Administration |  |  |  | 8.09 | 8.18 | HYDRO-V1 | HYDRO-V1 | HYDRO-V1 | HYDRO-V1 | HYDRO-V1
USA | United States of America | NES Rutgers Solar |  | USA0060857 | 1 | 40.0709 | -74.1612 | Solar |  |  |  | 2012.0 | NES Rutgers LLC | U.S. Energy Information Administration | http://www.eia.gov/electricity/data/browser/ | U.S. Energy Information Administration |  | 2019 |  |  |  | 1.256 | 1.201 | 1.211 | 1.197 | U.S. Energy Information Administration | 1.64 | 1.59 | 1.60 | 1.55 | 1.39 | NO-ESTIMATION | NO-ESTIMATION | NO-ESTIMATION | NO-ESTIMATION | CAPACITY-FACTOR-V1
USA | United States of America | Lakewood Cheddar School |  | USA0062454 | 1 | 40.0709 | -74.1808 | Solar |  |  |  | 2013.0 | GSRP | U.S. Energy Information Administration | http://www.eia.gov/electricity/data/browser/ | U.S. Energy Information Administration |  | 2019 | [6 empty] | 1.367 | U.S. Energy Information Administration |  |  |  |  | 1.62 | NO-ESTIMATION | NO-ESTIMATION | NO-ESTIMATION | NO-ESTIMATION | CAPACITY-FACTOR-V1
USA | United States of America | Denison Solar Array |  | USA0061637 | 1.9 | 40.0733 | -82.5180 | Solar |  |  |  | 2018.0 | AEP Onsite Partners | U.S. Energy Information Administration | http://www.eia.gov/electricity/data/browser/ | U.S. Energy Information Administration |  | 2019 |  |  |  |  | 0.024 | 2.763 | 2.325 | U.S. Energy Information Administration |  |  |  |  | 3.09 | NO-ESTIMATION | NO-ESTIMATION | NO-ESTIMATION | NO-ESTIMATION | CAPACITY-FACTOR-V1
USA | United States of America | Crawfordsville 3 Solar Park |  | USA0062485 | 3.8 | 40.0781 | -86.8968 | Solar |  |  |  | 2020.0 | Indiana Municipal Power Agency | U.S. Energy Information Administration | http://www.eia.gov/electricity/data/browser/ | U.S. Energy Information Administration |  | 2019 | [6 empty] | 0.159 | U.S. Energy Information Administration |  |  |  |  | 6.19 | NO-ESTIMATION | NO-ESTIMATION | NO-ESTIMATION | NO-ESTIMATION | CAPACITY-FACTOR-V1
USA | United States of America | SR Jenkins Ft Lupton |  | USA0060023 | 13 | 40.0814 | -104.7467 | Solar |  |  |  | 2016.0 | SR Jenkins LLC | U.S. Energy Information Administration | http://www.eia.gov/electricity/data/browser/ | U.S. Energy Information Administration |  | 2019 |  |  |  | 20.184 | 30.512 | 31.29 | 30.883 | U.S. Energy Information Administration |  |  |  |  | 29.64 | NO-ESTIMATION | NO-ESTIMATION | NO-ESTIMATION | NO-ESTIMATION | CAPACITY-FACTOR-V1
USA | United States of America | Phoenix Solar South Farms LLC Solar Farm |  | USA0062735 | 4.7 | 40.0817 | -88.2445 | Solar |  |  |  | 2016.0 | Phoenix Solar South Farms LLC | U.S. Energy Information Administration | http://www.eia.gov/electricity/data/browser/ | U.S. Energy Information Administration |  | 2019 | [6 empty] | 7.093 | U.S. Energy Information Administration |  |  |  |  | 7.65 | NO-ESTIMATION | NO-ESTIMATION | NO-ESTIMATION | NO-ESTIMATION | CAPACITY-FACTOR-V1
USA | United States of America | Jackson Board of Education-Liberty HS |  | USA0060113 | 1.2 | 40.0927 | -74.2620 | Solar |  |  |  | 2016.0 | Tesla Inc. | U.S. Energy Information Administration | http://www.eia.gov/electricity/data/browser/ | U.S. Energy Information Administration |  | 2019 |  |  |  | 0.725 | 1.7530000000000001 | 1.609 | 1.8 | U.S. Energy Information Administration |  |  |  |  | 1.85 | NO-ESTIMATION | NO-ESTIMATION | NO-ESTIMATION | NO-ESTIMATION | CAPACITY-FACTOR-V1
USA | United States of America | Burlington Coat Factory Solar |  | USA0062712 | 2.6 | 40.0928 | -74.8077 | Solar |  |  |  | 2019.0000000000002 | DG Northeast Solar II LLC | U.S. Energy Information Administration | http://www.eia.gov/electricity/data/browser/ | U.S. Energy Information Administration |  | 2019 | [5 empty] | 0.0 | 4.568 | U.S. Energy Information Administration |  |  |  |  | 4.23 | NO-ESTIMATION | NO-ESTIMATION | NO-ESTIMATION | NO-ESTIMATION | CAPACITY-FACTOR-V1
USA | United States of America | IKEA Conshohocken Rooftop PV System |  | USA0061819 | 1 | 40.0952 | -75.3064 | Solar |  |  |  | 2013.0 | IKEA Property Inc | U.S. Energy Information Administration | http://www.eia.gov/electricity/data/browser/ | U.S. Energy Information Administration |  | 2019 |  |  |  |  | 1.212 | 0.875 | 0 | U.S. Energy Information Administration |  | 1.65 | 1.63 | 1.57 | 1.51 | HYDRO-V1 | HYDRO-V1 | HYDRO-V1 | HYDRO-V1 | HYDRO-V1
USA | United States of America | Florence Solar W3-080 LLC |  | USA0060990 | 7.9 | 40.0956 | -74.7876 | Solar |  |  |  | 2017.0 | Florence Solar W3-080 LLC | U.S. Energy Information Administration | http://www.eia.gov/electricity/data/browser/ | U.S. Energy Information Administration |  | 2019 |  |  |  | 0.043000000000000003 | 11.913 | 11.281 | 12.288 | U.S. Energy Information Administration |  |  |  |  | 12.87 | SOLAR-V1 | SOLAR-V1 | SOLAR-V1 | SOLAR-V1 | SOLAR-V1
USA | United States of America | BJ's Wholesale Club Inc Dist Center |  | USA0060227 | 1.4 | 40.0985 | -74.8259 | Solar |  |  |  | 2015.9999999999998 | Tesla Inc. | U.S. Energy Information Administration | http://www.eia.gov/electricity/data/browser/ | U.S. Energy Information Administration |  | 2019 |  |  |  | 0.299 | 2.299 | 2.027 | 1.114 | U.S. Energy Information Administration |  |  |  | 2.15 | 2.1 | NO-ESTIMATION | NO-ESTIMATION | NO-ESTIMATION | NO-ESTIMATION | CAPACITY-FACTOR-V1
USA | United States of America | Christmas Tree Shops DC Burlington NJ |  | USA0058094 | 2.1 | 40.1042 | -74.8128 | Solar |  |  |  | 2011.0 | Bed Bath & Beyond | U.S. Energy Information Administration | http://www.eia.gov/electricity/data/browser/ | U.S. Energy Information Administration |  | 2019 | 3.231 | 2.583 | 3.306 | 3.2840000000000003 | 3.1 | 2.82 | 3.142 | U.S. Energy Information Administration | 3.20 | 3.26 | 3.37 | 2.96 | 2.87 | NO-ESTIMATION | NO-ESTIMATION | NO-ESTIMATION | NO-ESTIMATION | CAPACITY-FACTOR-V1
USA | United States of America | Martin Limestone Solar Array |  | USA0058443 | 1 | 40.1078 | -76.0617 | Solar |  |  |  | 2013.0 | Sunstream Energy LLC | U.S. Energy Information Administration | http://www.eia.gov/electricity/data/browser/ | U.S. Energy Information Administration |  | 2019 | 1.553 | 1.5330000000000001 | 1.451 | 1.601 | 1.526 | 1.34 | 1.436 | U.S. Energy Information Administration |  | 1.42 | 1.58 | 1.56 | 1.52 | NO-ESTIMATION | NO-ESTIMATION | NO-ESTIMATION | NO-ESTIMATION | CAPACITY-FACTOR-V1
USA | United States of America | French's Landfill PV |  | USA0060994 | 6.1 | 40.1097 | -74.1302 | Solar |  |  |  | 2014.0 | Brick Standard LLC | U.S. Energy Information Administration | http://www.eia.gov/electricity/data/browser/ | U.S. Energy Information Administration |  | 2019 |  |  |  | 7.664000000000001 | 6.88 | 7.085 | 5.085 | U.S. Energy Information Administration |  |  | 10.16 | 9.94 | 10.01 | NO-ESTIMATION | NO-ESTIMATION | NO-ESTIMATION | NO-ESTIMATION | CAPACITY-FACTOR-V1
USA | United States of America | Manheim New Jersey |  | USA0063229 | 2.2 | 40.1136 | -74.7063 | Solar |  |  |  | 2010.4545454545453 | Cox Enterprises | U.S. Energy Information Administration | http://www.eia.gov/electricity/data/browser/ | U.S. Energy Information Administration |  | 2019 | [6 empty] | 2.638 | U.S. Energy Information Administration |  |  |  |  | 3.58 | NO-ESTIMATION | NO-ESTIMATION | NO-ESTIMATION | NO-ESTIMATION | CAPACITY-FACTOR-V1
USA | United States of America | Trenton Solar Farm (MO) |  | USA0060704 | 2.8 | 40.1155 | -93.6122 | Solar |  |  |  | 2015.0000000000002 | MC Power Companies Inc | U.S. Energy Information Administration | http://www.eia.gov/electricity/data/browser/ | U.S. Energy Information Administration |  | 2019 |  |  |  | 4.729 | 4.6770000000000005 | 4.429 | 4.181 | U.S. Energy Information Administration |  |  |  | 4.61 | 4.34 | NO-ESTIMATION | NO-ESTIMATION | NO-ESTIMATION | NO-ESTIMATION | CAPACITY-FACTOR-V1
USA | United States of America | Pickering Solar |  | USA0058535 | 1.5 | 40.1206 | -75.4881 | Solar |  |  |  | 2012.0 | Aqua America Inc | U.S. Energy Information Administration | http://www.eia.gov/electricity/data/browser/ | U.S. Energy Information Administration |  | 2019 | 2.126 | 2.001 | 2.146 | 2.157 | 2.05 | 1.718 | 1.947 | U.S. Energy Information Administration | 2.36 | 2.31 | 2.46 | 2.30 | 2.04 | NO-ESTIMATION | NO-ESTIMATION | NO-ESTIMATION | NO-ESTIMATION | CAPACITY-FACTOR-V1
USA | United States of America | Parkland Landfill Solar |  | USA0059001 | 7.8 | 40.1275 | -74.7108 | Solar |  |  |  | 2015.0 | Public Service Elec & Gas Co | U.S. Energy Information Administration | http://www.eia.gov/electricity/data/browser/ | U.S. Energy Information Administration | 68572 | 2019 |  |  | 11.802 | 11.737 | 11.856 | 11.484 | 12.751 | U.S. Energy Information Administration |  |  |  | 12.53 | 12.9 | NO-ESTIMATION | NO-ESTIMATION | NO-ESTIMATION | NO-ESTIMATION | CAPACITY-FACTOR-V1
USA | United States of America | DG AMP Solar Piqua Manier |  | USA0062792 | 12.6 | 40.1304 | -84.2554 | Solar |  |  |  | 2018.9999999999998 | DG AMP Solar LLC | U.S. Energy Information Administration | http://www.eia.gov/electricity/data/browser/ | U.S. Energy Information Administration |  | 2019 | [6 empty] | 12.762 | U.S. Energy Information Administration |  |  |  |  | 20.53 | HYDRO-V1 | HYDRO-V1 | HYDRO-V1 | HYDRO-V1 | HYDRO-V1
USA | United States of America | KDC Solar PR1 LLC |  | USA0059910 | 17 | 40.1367 | -74.4397 | Solar |  |  |  | 2019.0 | KDC Solar PR1 LLC | U.S. Energy Information Administration | http://www.eia.gov/electricity/data/browser/ | U.S. Energy Information Administration |  | 2019 | [6 empty] | 15.491 | U.S. Energy Information Administration |  |  |  |  | 27.7 | NO-ESTIMATION | NO-ESTIMATION | NO-ESTIMATION | NO-ESTIMATION | CAPACITY-FACTOR-V1
USA | United States of America | IMPA Anderson Solar Park 2 |  | USA0061054 | 8.1 | 40.1383 | -85.6909 | Solar |  |  |  | 2018.0 | Indiana Municipal Power Agency | U.S. Energy Information Administration | http://www.eia.gov/electricity/data/browser/ | U.S. Energy Information Administration |  | 2019 |  |  |  |  | 0.039 | 13.59 | 13.837 | U.S. Energy Information Administration |  |  |  |  | 13.19 | NO-ESTIMATION | NO-ESTIMATION | NO-ESTIMATION | NO-ESTIMATION | CAPACITY-FACTOR-V1
USA | United States of America | 500 Virginia Solar |  | USA0057640 | 1 | 40.1392 | -75.1917 | Solar |  |  |  | 2011.0 | 500 Virginia Solar LP | U.S. Energy Information Administration | http://www.eia.gov/electricity/data/browser/ | U.S. Energy Information Administration | 65140 | 2019 |  | 1.129 | 1.103 | 1.238 | 1.174 | 1.108 | 1.029 | U.S. Energy Information Administration | 1.51 | 1.63 | 1.62 | 1.44 | 1.28 | NO-ESTIMATION | NO-ESTIMATION | NO-ESTIMATION | NO-ESTIMATION | CAPACITY-FACTOR-V1
USA | United States of America | Sheridan School Corporation Solar |  | USA0063213 | 1.5 | 40.1403 | -86.2153 | Solar |  |  |  | 2016.5999999999997 | Johnson Melloh Solutions | U.S. Energy Information Administration | http://www.eia.gov/electricity/data/browser/ | U.S. Energy Information Administration |  | 2019 | [6 empty] | 1.969 | U.S. Energy Information Administration |  |  |  |  | 2.44 | NO-ESTIMATION | NO-ESTIMATION | NO-ESTIMATION | NO-ESTIMATION | CAPACITY-FACTOR-V1
USA | United States of America | DG AMP Solar Piqua Staunton |  | USA0061805 | 1.8 | 40.1409 | -84.2315 | Solar |  |  |  | 2018.0 | DG AMP Solar LLC | U.S. Energy Information Administration | http://www.eia.gov/electricity/data/browser/ | U.S. Energy Information Administration |  | 2019 | [5 empty] | 0.491 | 2.831 | U.S. Energy Information Administration |  |  |  |  | 2.93 | NO-ESTIMATION | NO-ESTIMATION | NO-ESTIMATION | NO-ESTIMATION | CAPACITY-FACTOR-V1
USA | United States of America | Whitetail Solar 1 |  | USA0062989 | 13.5 | 40.1414 | -77.6097 | Solar |  |  |  | 2020.0 | Lightsource Renewable Energy Asset Management LLC | U.S. Energy Information Administration | http://www.eia.gov/electricity/data/browser/ | U.S. Energy Information Administration |  | 2019 | [6 empty] | 0.021 | U.S. Energy Information Administration |  |  |  |  | 21.99 | NO-ESTIMATION | NO-ESTIMATION | NO-ESTIMATION | NO-ESTIMATION | CAPACITY-FACTOR-V1
USA | United States of America | Howell Solar |  | USA0060728 | 7 | 40.1470 | -74.1675 | Solar |  |  |  | 2016.0 | Marina Energy LLC | U.S. Energy Information Administration | http://www.eia.gov/electricity/data/browser/ | U.S. Energy Information Administration |  | 2019 |  |  |  | 9.09 | 11.598 | 11.052 | 11.825 | U.S. Energy Information Administration |  |  |  |  | 11.6 | NO-ESTIMATION | NO-ESTIMATION | NO-ESTIMATION | NO-ESTIMATION | CAPACITY-FACTOR-V1
USA | United States of America | MF Mesa Lane LLC |  | USA0056993 | 3 | 40.1483 | -74.7772 | Solar |  |  |  | 2008.0 | MF Mesa Lane LLC | U.S. Energy Information Administration | http://www.eia.gov/electricity/data/browser/ | U.S. Energy Information Administration |  | 2019 | 3.9 | 3.6990000000000003 | 3.878 | 4.021 | 3.598 | 3.223 | 3.729 | U.S. Energy Information Administration | 4.39 | 4.41 | 4.45 | 4.36 | 3.12 | NO-ESTIMATION | NO-ESTIMATION | NO-ESTIMATION | NO-ESTIMATION | CAPACITY-FACTOR-V1
USA | United States of America | PSREC/SIAD Solar |  | USA0063493 | 2.5 | 40.1501 | -120.1234 | Solar |  |  |  | 2018.0 | Plumas Sierra Rural Electric Coop | U.S. Energy Information Administration | http://www.eia.gov/electricity/data/browser/ | U.S. Energy Information Administration |  | 2019 | [6 empty] | 1.123 | U.S. Energy Information Administration |  |  |  |  | 4.07 | NO-ESTIMATION | NO-ESTIMATION | NO-ESTIMATION | NO-ESTIMATION | CAPACITY-FACTOR-V1
USA | United States of America | Morgantown Solar Park |  | USA0057362 | 2 | 40.1521 | -75.8659 | Solar |  |  |  | 2011.0 | The Hankin Group | U.S. Energy Information Administration | http://www.eia.gov/electricity/data/browser/ | U.S. Energy Information Administration |  | 2019 | 2.603 | 2.378 | 2.438 | 2.251 | 2.269 | 2.138 | 2.461 | U.S. Energy Information Administration | 3.00 | 2.95 | 3.09 | 2.80 | 2.69 | NO-ESTIMATION | NO-ESTIMATION | NO-ESTIMATION | NO-ESTIMATION | CAPACITY-FACTOR-V1
USA | United States of America | Colonial Pipeline Allentown Chesterfield |  | USA0063356 | 1.9 | 40.1523 | -74.6578 | Solar |  |  |  | 2018.0 | EnterSolar | U.S. Energy Information Administration | http://www.eia.gov/electricity/data/browser/ | U.S. Energy Information Administration |  | 2019 | [6 empty] | 1.07 | U.S. Energy Information Administration |  |  |  |  | 3.09 | NO-ESTIMATION | NO-ESTIMATION | NO-ESTIMATION | NO-ESTIMATION | CAPACITY-FACTOR-V1
USA | United States of America | Elizabethtown Solar |  | USA0060985 | 2 | 40.1527 | -76.5814 | Solar |  |  |  | 2016.0 | Elizabethtown Solar LLC | U.S. Energy Information Administration | http://www.eia.gov/electricity/data/browser/ | U.S. Energy Information Administration | 69784 | 2019 |  |  |  | 3.2640000000000002 | 3.174 | 2.807 | 2.355 | U.S. Energy Information Administration |  |  |  |  | 3.06 | HYDRO-V1 | HYDRO-V1 | HYDRO-V1 | HYDRO-V1 | HYDRO-V1
USA | United States of America | Yardville Solar Farm |  | USA0057382 | 3.6 | 40.1688 | -74.6567 | Solar |  |  |  | 2011.0 | Public Service Elec & Gas Co | U.S. Energy Information Administration | http://www.eia.gov/electricity/data/browser/ | U.S. Energy Information Administration | 61095 | 2019 | 5.4670000000000005 | 5.46 | 5.675 | 5.769 | 5.312 | 5.016 | 5.121 | U.S. Energy Information Administration | 5.50 | 5.55 | 5.77 | 5.15 | 5.01 | HYDRO-V1 | HYDRO-V1 | HYDRO-V1 | HYDRO-V1 | HYDRO-V1
USA | United States of America | Hamilton Solar-Crosswicks |  | USA0060489 | 7.5 | 40.1690 | -74.6301 | Solar |  |  |  | 2012.0 | Hartz Solar Hamilton LLC | U.S. Energy Information Administration | http://www.eia.gov/electricity/data/browser/ | U.S. Energy Information Administration | 65440 | 2019 |  |  |  | 11.285 | 10.42 | 9.662 | 10.285 | U.S. Energy Information Administration | 12.02 | 12.11 | 12.63 | 11.86 | 11.1 | NO-ESTIMATION | NO-ESTIMATION | NO-ESTIMATION | NO-ESTIMATION | CAPACITY-FACTOR-V1
USA | United States of America | SR Platte Solar Farm |  | USA0061462 | 16 | 40.1817 | -104.6921 | Solar |  |  |  | 2017.0 | SR Platte | U.S. Energy Information Administration | http://www.eia.gov/electricity/data/browser/ | U.S. Energy Information Administration |  | 2019 |  |  |  |  | 2.578 | 38.754 | 37.769 | U.S. Energy Information Administration |  |  |  |  | 26.07 | NO-ESTIMATION | NO-ESTIMATION | NO-ESTIMATION | NO-ESTIMATION | CAPACITY-FACTOR-V1
USA | United States of America | Sharon Station |  | USA0060267 | 2.7 | 40.1826 | -74.5390 | Solar |  |  |  | 2016.0000000000002 | NJR Clean Energy Ventures Corporation | U.S. Energy Information Administration | http://www.eia.gov/electricity/data/browser/ | U.S. Energy Information Administration |  | 2019 |  |  |  | 3.047 | 4.192 | 3.869 | 4.563 | U.S. Energy Information Administration |  |  |  |  | 4.16 | NO-ESTIMATION | NO-ESTIMATION | NO-ESTIMATION | NO-ESTIMATION | CAPACITY-FACTOR-V1
USA | United States of America | Brickyard Solar |  | USA0060733 | 1.5 | 40.1894 | -74.1545 | Solar |  |  |  | 2015.0 | GSRP | U.S. Energy Information Administration | http://www.eia.gov/electricity/data/browser/ | U.S. Energy Information Administration | 69131 | 2019 |  |  |  | 2.594 | 2.448 | 2.343 | 2.17 | U.S. Energy Information Administration |  |  |  | 2.45 | 2.4 | HYDRO-V1 | HYDRO-V1 | HYDRO-V1 | HYDRO-V1 | HYDRO-V1
USA | United States of America | 4 Applegate Solar LLC |  | USA0059370 | 1.8 | 40.1964 | -74.5836 | Solar |  |  |  | 2012.0 | G&S Solar Installers LLC | U.S. Energy Information Administration | http://www.eia.gov/electricity/data/browser/ | U.S. Energy Information Administration |  | 2019 | 2.24037 | 2.028 | 2.1590000000000003 | 2.265 | 1.93 | 1.784 | 2.056 | U.S. Energy Information Administration | 2.77 | 2.79 | 2.90 | 2.70 | 2.47 | HYDRO-V1 | HYDRO-V1 | HYDRO-V1 | HYDRO-V1 | HYDRO-V1
USA | United States of America | Dickinson Solar |  | USA0062946 | 3 | 40.1976 | -77.2197 | Solar |  |  |  | 2017.0 | Dickinson Solar LLC | U.S. Energy Information Administration | http://www.eia.gov/electricity/data/browser/ | U.S. Energy Information Administration |  | 2019 | [6 empty] | 5.008 | U.S. Energy Information Administration |  |  |  |  | 4.88 | NO-ESTIMATION | NO-ESTIMATION | NO-ESTIMATION | NO-ESTIMATION | CAPACITY-FACTOR-V1
USA | United States of America | TPE Pennsylvania Solar 1 LLC |  | USA0062686 | 3.6 | 40.1985 | -76.1616 | Solar |  |  |  | 2019.0 | Alchemy Renewable Energy | U.S. Energy Information Administration | http://www.eia.gov/electricity/data/browser/ | U.S. Energy Information Administration |  | 2019 | [6 empty] | 1.532 | U.S. Energy Information Administration |  |  |  |  | 5.86 | HYDRO-V1 | HYDRO-V1 | HYDRO-V1 | HYDRO-V1 | HYDRO-V1
USA | United States of America | 12 Applegate Solar LLC |  | USA0059371 | 1.9 | 40.2003 | -74.5761 | Solar |  |  |  | 2012.0 | G&S Solar Installers LLC | U.S. Energy Information Administration | http://www.eia.gov/electricity/data/browser/ | U.S. Energy Information Administration |  | 2019 | 2.41461 | 2.35 | 2.43 | 2.492 | 2.2760000000000002 | 2.207 | 2.349 | U.S. Energy Information Administration | 2.92 | 2.94 | 3.06 | 2.85 | 2.61 | HYDRO-V1 | HYDRO-V1 | HYDRO-V1 | HYDRO-V1 | HYDRO-V1
USA | United States of America | 24 Applegate Solar LLC |  | USA0059365 | 4.9 | 40.2058 | -74.5797 | Solar |  |  |  | 2014.0 | Altus Power America Management LLC | U.S. Energy Information Administration | http://www.eia.gov/electricity/data/browser/ | U.S. Energy Information Administration |  | 2019 |  | 5.734 | 1.742 | 1.667 | 5.259 | 0.709 | 0.866 | U.S. Energy Information Administration |  |  | 8.47 | 7.88 | 8.01 | NO-ESTIMATION | NO-ESTIMATION | NO-ESTIMATION | NO-ESTIMATION | CAPACITY-FACTOR-V1
USA | United States of America | CASD Solar |  | USA0057668 | 1.3 | 40.2142 | -77.2061 | Solar |  |  |  | 2010.0 | Carlisle Area School District | U.S. Energy Information Administration | http://www.eia.gov/electricity/data/browser/ | U.S. Energy Information Administration |  | 2019 | 0.00099 | 0.001 | 0.001 | 0.00099 | 0.0 | 0.001 | 0.001 | U.S. Energy Information Administration | 1.91 | 1.82 | 1.80 | 1.82 | 1.77 | NO-ESTIMATION | NO-ESTIMATION | NO-ESTIMATION | NO-ESTIMATION | CAPACITY-FACTOR-V1
USA | United States of America | Merck - Upper Gwynedd Solar Array |  | USA0061198 | 1.5 | 40.2154 | -75.2831 | Solar |  |  |  | 2011.0 | Merck - Upper Gwynedd Solar Array | U.S. Energy Information Administration | http://www.eia.gov/electricity/data/browser/ | U.S. Energy Information Administration |  | 2019 |  |  |  | 1.76 | 1.579 | 1.389 | 0.774 | U.S. Energy Information Administration | 2.32 | 2.39 | 2.41 | 2.13 | 2.04 | HYDRO-V1 | HYDRO-V1 | HYDRO-V1 | HYDRO-V1 | HYDRO-V1
USA | United States of America | IMPA Frankton Solar Park |  | USA0059479 | 1 | 40.2164 | -85.7747 | Solar |  |  |  | 2014.0 | Indiana Municipal Power Agency | U.S. Energy Information Administration | http://www.eia.gov/electricity/data/browser/ | U.S. Energy Information Administration | 68728 | 2019 |  | 0.47800000000000004 | 1.256 | 1.286 | 0.712 | 0.657 | 0.439 | U.S. Energy Information Administration |  |  | 1.44 | 1.47 | 1.47 | NO-ESTIMATION | NO-ESTIMATION | NO-ESTIMATION | NO-ESTIMATION | CAPACITY-FACTOR-V1
USA | United States of America | DG AMP Solar Versailles |  | USA0061437 | 1.8 | 40.2207 | -84.4978 | Solar |  |  |  | 2018.0 | DG AMP Solar LLC | U.S. Energy Information Administration | http://www.eia.gov/electricity/data/browser/ | U.S. Energy Information Administration |  | 2019 |  |  |  |  | 0.0 | 2.607 | 2.739 | U.S. Energy Information Administration |  |  |  |  | 2.93 | NO-ESTIMATION | NO-ESTIMATION | NO-ESTIMATION | NO-ESTIMATION | CAPACITY-FACTOR-V1
USA | United States of America | Rock Solid |  | USA0059319 | 8.2 | 40.2297 | -74.2258 | Solar |  |  |  | 2014.0 | NJR Clean Energy Ventures Corporation | U.S. Energy Information Administration | http://www.eia.gov/electricity/data/browser/ | U.S. Energy Information Administration |  | 2019 |  | 0.403 | 13.571 | 12.458 | 12.805 | 11.93 | 13.364 | U.S. Energy Information Administration |  |  | 13.32 | 13.03 | 13.1 | NO-ESTIMATION | NO-ESTIMATION | NO-ESTIMATION | NO-ESTIMATION | CAPACITY-FACTOR-V1
USA | United States of America | SR Mavericks |  | USA0060283 | 7.8 | 40.2300 | -105.0300 | Solar |  |  |  | 2017.0 | SR Mavericks LLC | U.S. Energy Information Administration | http://www.eia.gov/electricity/data/browser/ | U.S. Energy Information Administration |  | 2019 |  |  |  | 0.385 | 14.450000000000001 | 14.696 | 13.87 | U.S. Energy Information Administration |  |  |  |  | 12.71 | NO-ESTIMATION | NO-ESTIMATION | NO-ESTIMATION | NO-ESTIMATION | CAPACITY-FACTOR-V1
USA | United States of America | Trenton Solar Farm |  | USA0057352 | 1 | 40.2314 | -74.7539 | Solar |  |  |  | 2010.0 | Public Service Elec & Gas Co | U.S. Energy Information Administration | http://www.eia.gov/electricity/data/browser/ | U.S. Energy Information Administration | 61097 | 2019 | 1.583 | 1.5150000000000001 | 1.599 | 1.649 | 1.543 | 1.47 | 1.582 | U.S. Energy Information Administration | 1.58 | 1.61 | 1.47 | 1.45 | 1.36 | NO-ESTIMATION | NO-ESTIMATION | NO-ESTIMATION | NO-ESTIMATION | CAPACITY-FACTOR-V1
USA | United States of America | Weld 1 Community Solar Array |  | USA0060720 | 1.5 | 40.2321 | -104.7919 | Solar |  |  |  | 2017.0 | Clean Focus Renewables Inc. | U.S. Energy Information Administration | http://www.eia.gov/electricity/data/browser/ | U.S. Energy Information Administration |  | 2019 |  |  |  |  | 0.0 | 2.192 | 3.045 | U.S. Energy Information Administration |  |  |  |  | 2.44 | WIND-V1 | WIND-V1 | WIND-V1 | WIND-V1 | WIND-V1
USA | United States of America | Seabrook Village |  | USA0060747 | 3.1 | 40.2342 | -74.0872 | Solar |  |  |  | 2016.0 | CVI CleanCapital Solar 5 LLC | U.S. Energy Information Administration | http://www.eia.gov/electricity/data/browser/ | U.S. Energy Information Administration |  | 2019 |  |  |  | 0.625 | 4.7090000000000005 | 4.543 | 4.967 | U.S. Energy Information Administration |  |  |  |  | 4.88 | HYDRO-V1 | HYDRO-V1 | HYDRO-V1 | HYDRO-V1 | HYDRO-V1
USA | United States of America | CentraState Medical Center PV Facility |  | USA0059630 | 5.2 | 40.2361 | -74.3214 | Solar |  |  |  | 2014.0000000000002 | CleanCapital | U.S. Energy Information Administration | http://www.eia.gov/electricity/data/browser/ | U.S. Energy Information Administration | 68323 | 2019 |  | 0.038 | 8.496 | 8.48 | 7.904 | 7.5200000000000005 | 7.991 | U.S. Energy Information Administration |  |  | 8.66 | 8.37 | 8.5 | WIND-V1 | WIND-V1 | WIND-V1 | WIND-V1 | WIND-V1
USA | United States of America | Oak Leaf Solar XXVIII LLC (CSG) |  | USA0062255 | 1.5 | 40.2370 | -104.7790 | Solar |  |  |  | 2019.0 | Greenbacker Renewable Energy Corporation | U.S. Energy Information Administration | http://www.eia.gov/electricity/data/browser/ | U.S. Energy Information Administration |  | 2019 | [6 empty] | 2.077 | U.S. Energy Information Administration |  |  |  |  | 2.44 | WIND-V1 | WIND-V1 | WIND-V1 | WIND-V1 | WIND-V1
USA | United States of America | KDC Solar CSCP LLC |  | USA0062746 | 3.4 | 40.2378 | -74.3144 | Solar |  |  |  | 2019.0 | KDC Solar CSCP LLC | U.S. Energy Information Administration | http://www.eia.gov/electricity/data/browser/ | U.S. Energy Information Administration |  | 2019 | [6 empty] | 1.03 | U.S. Energy Information Administration |  |  |  |  | 5.54 | WIND-V1 | WIND-V1 | WIND-V1 | WIND-V1 | WIND-V1
USA | United States of America | Shore Point Solar |  | USA0057951 | 1 | 40.2450 | -74.2433 | Solar |  |  |  | 2011.0 | Shore Point Solar LLC | U.S. Energy Information Administration | http://www.eia.gov/electricity/data/browser/ | U.S. Energy Information Administration |  | 2019 | 1.188 | 1.295 | 1.318 | 1.323 | 1.281 | 1.18899 | 1.684 | U.S. Energy Information Administration | 1.58 | 1.59 | 1.59 | 1.45 | 1.35 | NO-ESTIMATION | NO-ESTIMATION | NO-ESTIMATION | WIND-V1 | WIND-V1
USA | United States of America | Milhurst Solar |  | USA0062904 | 1.3 | 40.2550 | -74.3808 | Solar |  |  |  | 2016.0 | NorthPark Solar LLC | U.S. Energy Information Administration | http://www.eia.gov/electricity/data/browser/ | U.S. Energy Information Administration |  | 2019 | [6 empty] | 2.284 | U.S. Energy Information Administration |  |  |  |  | 2.11 | WIND-V1 | WIND-V1 | WIND-V1 | WIND-V1 | WIND-V1
USA | United States of America | Mercer County Community College |  | USA0058882 | 7.5 | 40.2558 | -74.6453 | Solar |  |  |  | 2013.0 | Sunlight General Mercer Solar LLC | U.S. Energy Information Administration | http://www.eia.gov/electricity/data/browser/ | U.S. Energy Information Administration | 65416 | 2019 | 1.73 | 10.782 | 11.081 | 11.099 | 10.459 | 9.622 | 10.828 | U.S. Energy Information Administration |  | 12.20 | 12.73 | 11.99 | 12.02 | WIND-V1 | WIND-V1 | WIND-V1 | WIND-V1 | WIND-V1
USA | United States of America | Manalapan Village Solar |  | USA0057661 | 3.5 | 40.2567 | -74.3497 | Solar |  |  |  | 2012.0 | NJR Clean Energy Ventures Corporation | U.S. Energy Information Administration | http://www.eia.gov/electricity/data/browser/ | U.S. Energy Information Administration | 63568 | 2019 | 4.719 | 4.434 | 4.501 | 4.572 | 4.242 | 3.954 | 4.218 | U.S. Energy Information Administration | 5.43 | 5.37 | 5.51 | 5.30 | 4.83 | WIND-V1 | WIND-V1 | WIND-V1 | WIND-V1 | WIND-V1
USA | United States of America | NorthPark Solar |  | USA0062903 | 10.6 | 40.2577 | -74.4420 | Solar |  |  |  | 2016.0 | NorthPark Solar LLC | U.S. Energy Information Administration | http://www.eia.gov/electricity/data/browser/ | U.S. Energy Information Administration |  | 2019 | [6 empty] | 16.415 | U.S. Energy Information Administration |  |  |  |  | 17.27 | NO-ESTIMATION | NO-ESTIMATION | NO-ESTIMATION | WIND-V1 | WIND-V1
USA | United States of America | Tinton Falls Solar Farm |  | USA0058483 | 16 | 40.2639 | -74.0842 | Solar |  |  |  | 2012.0 | Tinton Falls Solar | U.S. Energy Information Administration | http://www.eia.gov/electricity/data/browser/ | U.S. Energy Information Administration | 66074 | 2019 | 26.356 | 24.953 | 25.113 | 27.026 | 24.91236 | 24.989 | 22.813 | U.S. Energy Information Administration | 26.85 | 26.31 | 27.85 | 26.03 | 25.32 | NO-ESTIMATION | NO-ESTIMATION | WIND-V1 | WIND-V1 | WIND-V1
USA | United States of America | ISH Solar Central LLC |  | USA0057799 | 1.4 | 40.2675 | -74.2786 | Solar |  |  |  | 2010.9999999999998 | SunEdison LLC | U.S. Energy Information Administration | http://www.eia.gov/electricity/data/browser/ | U.S. Energy Information Administration |  | 2019 | 1.854 | 1.857 | 1.2630000000000001 | 1.937 | 1.792 | 1.459 | 1.443 | U.S. Energy Information Administration | 2.16 | 2.14 | 2.21 | 1.94 | 1.88 | WIND-V1 | WIND-V1 | WIND-V1 | WIND-V1 | WIND-V1
USA | United States of America | Tipton Solar Park |  | USA0062305 | 5.3 | 40.2761 | -86.0769 | Solar |  |  |  | 2018.9999999999998 | Indiana Municipal Power Agency | U.S. Energy Information Administration | http://www.eia.gov/electricity/data/browser/ | U.S. Energy Information Administration |  | 2019 | [6 empty] | 5.258 | U.S. Energy Information Administration |  |  |  |  | 8.63 | NO-ESTIMATION | NO-ESTIMATION | NO-ESTIMATION | WIND-V1 | WIND-V1
USA | United States of America | McGraw Hill Solar |  | USA0057662 | 12 | 40.2797 | -74.5564 | Solar |  |  |  | 2012.0 | NJR Clean Energy Ventures Corporation | U.S. Energy Information Administration | http://www.eia.gov/electricity/data/browser/ | U.S. Energy Information Administration | 63694 | 2019 | 18.658 | 17.694 | 18.106 | 17.961000000000002 | 17.154 | 16.536 | 18.055 | U.S. Energy Information Administration | 19.83 | 19.58 | 21.24 | 19.47 | 18.23 | WIND-V1 | WIND-V1 | WIND-V1 | WIND-V1 | WIND-V1
USA | United States of America | ETS Ewing Solar Facility |  | USA0057574 | 1.3 | 40.2818 | -74.7936 | Solar |  |  |  | 2010.0 | Solar Star New Jersey IV LLC | U.S. Energy Information Administration | http://www.eia.gov/electricity/data/browser/ | U.S. Energy Information Administration |  | 2019 | 1.61 | 2.052 | 2.121 | 2.109 | 1.992 | 1.815 | 2.237 | U.S. Energy Information Administration | 1.93 | 1.87 | 1.77 | 1.84 | 1.74 | WIND-V1 | WIND-V1 | WIND-V1 | WIND-V1 | WIND-V1
USA | United States of America | Rantoul Solar |  | USA0062451 | 1 | 40.2867 | -88.1328 | Solar |  |  |  | 2017.0 | Altorfer Inc. | U.S. Energy Information Administration | http://www.eia.gov/electricity/data/browser/ | U.S. Energy Information Administration |  | 2019 | [6 empty] | 1.482 | U.S. Energy Information Administration |  |  |  |  | 1.62 | WIND-V1 | WIND-V1 | WIND-V1 | WIND-V1 | WIND-V1
USA | United States of America | Gilcrest Solar |  | USA0062663 | 1.5 | 40.2894 | -104.7836 | Solar |  |  |  | 2018.0 | Terraform Arcadia | U.S. Energy Information Administration | http://www.eia.gov/electricity/data/browser/ | U.S. Energy Information Administration |  | 2019 | [5 empty] | 0.231 | 3.348 | U.S. Energy Information Administration |  |  |  |  | 2.44 | NO-ESTIMATION | NO-ESTIMATION | NO-ESTIMATION | NO-ESTIMATION | CAPACITY-FACTOR-V1
USA | United States of America | Mercer Mall |  | USA0058070 | 1.1 | 40.2906 | -74.6819 | Solar |  |  |  | 2012.0 | FRIT Solar Inc | U.S. Energy Information Administration | http://www.eia.gov/electricity/data/browser/ | U.S. Energy Information Administration |  | 2019 | 1.666 | 1.577 | 1.651 | 1.558 | 1.52658 | 1.485 | 1.4216 | U.S. Energy Information Administration | 1.64 | 1.67 | 1.73 | 1.57 | 1.44 | WIND-V1 | WIND-V1 | WIND-V1 | WIND-V1 | WIND-V1
USA | United States of America | Titusville Solar |  | USA0057815 | 4.1 | 40.2928 | -74.8472 | Solar |  |  |  | 2010.0000000000002 | Janssen Pharmaceutical Co | U.S. Energy Information Administration | http://www.eia.gov/electricity/data/browser/ | U.S. Energy Information Administration | 50990 | 2019 | 6.9814799999999995 | 6.72903 | 7.15869 | 6.5840000000000005 | 6.3870000000000005 | 3.964 | 6.916 | U.S. Energy Information Administration | 6.21 | 6.23 | 5.76 | 5.89 | 5.84 | WIND-V1 | WIND-V1 | WIND-V1 | WIND-V1 | WIND-V1
USA | United States of America | The Lawrenceville School Solar Facility |  | USA0058356 | 5.2 | 40.3014 | -74.7221 | Solar |  |  |  | 2011.9999999999998 | CVI CleanCapital Solar 4 LLC | U.S. Energy Information Administration | http://www.eia.gov/electricity/data/browser/ | U.S. Energy Information Administration | 62422 | 2019 | 8.913 | 8.89515 | 9.204 | 9.255 | 8.629 | 8.075 | 8.724 | U.S. Energy Information Administration | 8.26 | 8.26 | 8.64 | 8.32 | 7.79 | NO-ESTIMATION | NO-ESTIMATION | NO-ESTIMATION | NO-ESTIMATION | CAPACITY-FACTOR-V1
USA | United States of America | USAA Black Bear Energy |  | USA0062612 | 1.9 | 40.3136 | -74.4847 | Solar |  |  |  | 2018.0 | EnterSolar | U.S. Energy Information Administration | http://www.eia.gov/electricity/data/browser/ | U.S. Energy Information Administration |  | 2019 | [5 empty] | 1.737 | 3.135 | U.S. Energy Information Administration |  |  |  |  | 3.09 | NO-ESTIMATION | NO-ESTIMATION | NO-ESTIMATION | NO-ESTIMATION | CAPACITY-FACTOR-V1
USA | United States of America | Cranbury |  | USA0059446 | 5 | 40.3147 | -74.4992 | Solar |  |  |  | 2012.0 | RE Cranbury Solar 1 LLC | U.S. Energy Information Administration | http://www.eia.gov/electricity/data/browser/ | U.S. Energy Information Administration | 63383 | 2019 |  | 6.531 | 7.149 | 7.384 | 6.66 | 6.307 | 6.71 | U.S. Energy Information Administration | 8.06 | 7.96 | 8.48 | 7.89 | 7.29 | WIND-V1 | WIND-V1 | WIND-V1 | WIND-V1 | WIND-V1
USA | United States of America | United Stationers Supply Solar Electric |  | USA0058040 | 2.8 | 40.3206 | -74.5017 | Solar |  |  |  | 2012.0000000000002 | CVI CleanCapital Solar 4 LLC | U.S. Energy Information Administration | http://www.eia.gov/electricity/data/browser/ | U.S. Energy Information Administration |  | 2019 | 4.103 | 2.93 | 4.248 | 4.188 | 3.9370000000000003 | 3.745 | 4.12 | U.S. Energy Information Administration | 4.35 | 4.31 | 4.57 | 4.25 | 3.79 | NO-ESTIMATION | NO-ESTIMATION | NO-ESTIMATION | NO-ESTIMATION | CAPACITY-FACTOR-V1
USA | United States of America | Engelhard Solar LLC |  | USA0059367 | 1.1 | 40.3300 | -74.4625 | Solar |  |  |  | 2013.0 | SunRay Power LLC | U.S. Energy Information Administration | http://www.eia.gov/electricity/data/browser/ | U.S. Energy Information Administration |  | 2019 | 1.14048 | 0.796 | 1.185 | 1.183 | 1.1300000000000001 | 1.002 | 0.91 | U.S. Energy Information Administration |  | 1.67 | 1.72 | 1.63 | 1.58 | WIND-V1 | WIND-V1 | WIND-V1 | WIND-V1 | WIND-V1
USA | United States of America | Munich Re Plaza |  | USA0059844 | 2.4 | 40.3503 | -74.5927 | Solar |  |  |  | 2011.9999999999998 | Munich Reinsurance America Inc | U.S. Energy Information Administration | http://www.eia.gov/electricity/data/browser/ | U.S. Energy Information Administration | 65621 | 2019 |  | 2.79 | 2.668 | 2.744 | 2.619 | 2.31 | 2.652 | U.S. Energy Information Administration | 3.66 | 3.73 | 3.85 | 3.37 | 3.25 | WIND-V1 | WIND-V1 | WIND-V1 | WIND-V1 | WIND-V1
USA | United States of America | Cornerstone Power Holmdel LLC |  | USA0058536 | 3 | 40.3522 | -74.1878 | Solar |  |  |  | 2013.0 | OCI Solar Power | U.S. Energy Information Administration | http://www.eia.gov/electricity/data/browser/ | U.S. Energy Information Administration | 65541 | 2019 | 3.051 | 5.024 | 4.89 | 4.823 | 4.298 | 3.6990000000000003 | 3.904 | U.S. Energy Information Administration |  | 4.70 | 4.86 | 4.68 | 4.63 | NO-ESTIMATION | NO-ESTIMATION | NO-ESTIMATION | NO-ESTIMATION | CAPACITY-FACTOR-V1
USA | United States of America | BlackRock-Matrix |  | USA0057727 | 2.5 | 40.3622 | -74.4797 | Solar |  |  |  | 2012.0 | Public Service Elec & Gas Co | U.S. Energy Information Administration | http://www.eia.gov/electricity/data/browser/ | U.S. Energy Information Administration |  | 2019 | 3.762 | 3.649 | 3.7760000000000002 | 3.789 | 3.511 | 3.577 | 3.383 | U.S. Energy Information Administration | 3.83 | 3.82 | 4.06 | 3.77 | 3.39 | NO-ESTIMATION | NO-ESTIMATION | NO-ESTIMATION | NO-ESTIMATION | CAPACITY-FACTOR-V1
USA | United States of America | Matrix Stults Road Solar Facility |  | USA0057588 | 2.6 | 40.3622 | -74.4797 | Solar |  |  |  | 2011.0 | Public Service Elec & Gas Co | U.S. Energy Information Administration | http://www.eia.gov/electricity/data/browser/ | U.S. Energy Information Administration |  | 2019 | 3.705 | 3.608 | 3.633 | 3.829 | 3.567 | 3.29 | 3.404 | U.S. Energy Information Administration | 3.88 | 3.89 | 4.11 | 3.62 | 3.41 | NO-ESTIMATION | NO-ESTIMATION | NO-ESTIMATION | NO-ESTIMATION | CAPACITY-FACTOR-V1
USA | United States of America | Dow Jones South Brunswick Solar |  | USA0057397 | 4.1 | 40.3698 | -74.5868 | Solar |  |  |  | 2011.0000000000002 | Dow Jones & Co | U.S. Energy Information Administration | http://www.eia.gov/electricity/data/browser/ | U.S. Energy Information Administration | 61550 | 2019 | 5.016 | 4.816 | 4.961 | 5.147 | 4.567 | 4.007 | 4.818 | U.S. Energy Information Administration | 6.26 | 6.36 | 6.54 | 5.91 | 5.58 | WIND-V1 | WIND-V1 | WIND-V1 | WIND-V1 | WIND-V1
USA | United States of America | HL Solar |  | USA0062655 | 7.6 | 40.3730 | -120.2620 | Solar |  |  |  | 2019.0 | HL Solar LLC | U.S. Energy Information Administration | http://www.eia.gov/electricity/data/browser/ | U.S. Energy Information Administration |  | 2019 | [6 empty] | 4.086 | U.S. Energy Information Administration |  |  |  |  | 12.38 | NO-ESTIMATION | NO-ESTIMATION | WIND-V1 | WIND-V1 | WIND-V1
USA | United States of America | Heller Industrial Parks |  | USA0057869 | 4.6 | 40.3739 | -74.4892 | Solar |  |  |  | 2012.173913043478 | Marina Energy LLC | U.S. Energy Information Administration | http://www.eia.gov/electricity/data/browser/ | U.S. Energy Information Administration |  | 2019 | 3.468 | 3.466 | 3.595 | 4.758 | 3.362 | 3.1670000000000003 | 6.081 | U.S. Energy Information Administration | 4.14 | 4.20 | 4.38 | 4.07 | 3.66 | NO-ESTIMATION | WIND-V1 | WIND-V1 | WIND-V1 | WIND-V1
USA | United States of America | Freeze Solar |  | USA0060759 | 1.5 | 40.3763 | -74.5278 | Solar |  |  |  | 2014.0 | Marina Energy LLC | U.S. Energy Information Administration | http://www.eia.gov/electricity/data/browser/ | U.S. Energy Information Administration |  | 2019 |  |  |  | 2.166 | 2.182 | 2.066 | 1.871 | U.S. Energy Information Administration |  |  | 2.54 | 2.40 | 2.36 | NO-ESTIMATION | WIND-V1 | WIND-V1 | WIND-V1 | WIND-V1
USA | United States of America | Princeton Solar Project |  | USA0061354 | 2.5 | 40.3797 | -74.6257 | Solar |  |  |  | 2017.0 | NJR Clean Energy Ventures Corporation | U.S. Energy Information Administration | http://www.eia.gov/electricity/data/browser/ | U.S. Energy Information Administration |  | 2019 |  |  |  |  | 0.707 | 3.303 | 3.568 | U.S. Energy Information Administration |  |  |  |  | 4.07 | WIND-V1 | WIND-V1 | WIND-V1 | WIND-V1 | WIND-V1
USA | United States of America | SR Kersey |  | USA0061314 | 3.5 | 40.3862 | -104.5510 | Solar |  |  |  | 2017.0 | SR Kersey LLC | U.S. Energy Information Administration | http://www.eia.gov/electricity/data/browser/ | U.S. Energy Information Administration |  | 2019 |  |  |  |  | 1.7730000000000001 | 8.423 | 8.252 | U.S. Energy Information Administration |  |  |  |  | 5.7 | HYDRO-V1 | HYDRO-V1 | HYDRO-V1 | HYDRO-V1 | HYDRO-V1
USA | United States of America | SR Kersey II |  | USA0063586 | 1 | 40.3862 | -104.5540 | Solar |  |  |  | 2020.0 | SR Kersey II LLC | U.S. Energy Information Administration | http://www.eia.gov/electricity/data/browser/ | U.S. Energy Information Administration |  | 2019 | [6 empty] | 0 | U.S. Energy Information Administration |  |  |  |  | 1.62 | WIND-V1 | WIND-V1 | WIND-V1 | WIND-V1 | WIND-V1
USA | United States of America | Williams-Sonoma Solar Facility |  | USA0058361 | 3 | 40.3878 | -74.4553 | Solar |  |  |  | 2012.0 | CVI CleanCapital Solar 4 LLC | U.S. Energy Information Administration | http://www.eia.gov/electricity/data/browser/ | U.S. Energy Information Administration | 68318 | 2019 | 4.557 | 4.456 | 4.621 | 4.447 | 4.231 | 4.103 | 4.485 | U.S. Energy Information Administration | 4.70 | 4.73 | 4.94 | 4.59 | 4.17 | WIND-V1 | WIND-V1 | WIND-V1 | WIND-V1 | WIND-V1
USA | United States of America | HMW Minster PV I |  | USA0060190 | 3 | 40.3904 | -84.4016 | Solar |  |  |  | 2016.0 | Half Moon Ventures LLC | U.S. Energy Information Administration | http://www.eia.gov/electricity/data/browser/ | U.S. Energy Information Administration |  | 2019 |  |  | 0.005 | 5.199 | 5.101 | 4.986 | 4.754 | U.S. Energy Information Administration |  |  |  |  | 4.35 | WIND-V1 | WIND-V1 | WIND-V1 | WIND-V1 | WIND-V1
USA | United States of America | L'Oreal Monmouth |  | USA0060766 | 2 | 40.4003 | -74.5047 | Solar |  |  |  | 2013.0 | GSRP | U.S. Energy Information Administration | http://www.eia.gov/electricity/data/browser/ | U.S. Energy Information Administration |  | 2019 |  |  |  | 2.904 | 2.766 | 2.541 | 2.229 | U.S. Energy Information Administration |  | 3.12 | 3.25 | 3.07 | 3 | NO-ESTIMATION | NO-ESTIMATION | NO-ESTIMATION | NO-ESTIMATION | CAPACITY-FACTOR-V1
USA | United States of America | Solar Star New Jersey NJ LLC |  | USA0058402 | 1.5 | 40.4015 | -74.6697 | Solar |  |  |  | 2012.0 | Solar Star New Jersey VI LLC | U.S. Energy Information Administration | http://www.eia.gov/electricity/data/browser/ | U.S. Energy Information Administration |  | 2019 | 2.471 | 2.606 | 1.614 | 2.942 | 2.499 | 1.961 | 2.501 | U.S. Energy Information Administration | 2.37 | 2.27 | 2.49 | 2.32 | 2.05 | WIND-V1 | WIND-V1 | WIND-V1 | WIND-V1 | WIND-V1
USA | United States of America | New Road Solar LLC |  | USA0061599 | 10 | 40.4032 | -74.5678 | Solar |  |  |  | 2018.0 | NJR Clean Energy Ventures Corporation | U.S. Energy Information Administration | http://www.eia.gov/electricity/data/browser/ | U.S. Energy Information Administration |  | 2019 | [5 empty] | 7.284 | 16.732 | U.S. Energy Information Administration |  |  |  |  | 16.29 | NO-ESTIMATION | NO-ESTIMATION | WIND-V1 | WIND-V1 | WIND-V1
USA | United States of America | Valley View Solar |  | USA0060247 | 4 | 40.4188 | -104.8919 | Solar |  |  |  | 2016.0 | SR Clinch | U.S. Energy Information Administration | http://www.eia.gov/electricity/data/browser/ | U.S. Energy Information Administration |  | 2019 |  |  | 0.163 | 9.91 | 9.103 | 7.881 | 9.626 | U.S. Energy Information Administration |  |  |  |  | 7.84 | NO-ESTIMATION | NO-ESTIMATION | NO-ESTIMATION | NO-ESTIMATION | CAPACITY-FACTOR-V1
USA | United States of America | Tippecanoe Solar Power Plant |  | USA0063137 | 1.6 | 40.4211 | -86.9402 | Solar |  |  |  | 2020.0 | Duke Energy Indiana LLC | U.S. Energy Information Administration | http://www.eia.gov/electricity/data/browser/ | U.S. Energy Information Administration |  | 2019 | [6 empty] | 0 | U.S. Energy Information Administration |  |  |  |  | 2.6 | NO-ESTIMATION | NO-ESTIMATION | WIND-V1 | WIND-V1 | WIND-V1
USA | United States of America | Temple Solar Arrays |  | USA0060848 | 2.2 | 40.4235 | -75.9252 | Solar |  |  |  | 2011.0000000000002 | UGI Energy Services LLC | U.S. Energy Information Administration | http://www.eia.gov/electricity/data/browser/ | U.S. Energy Information Administration | 66412 | 2019 |  |  |  | 3.206 | 2.96 | 2.737 | 3.018 | U.S. Energy Information Administration | 3.25 | 3.29 | 3.42 | 3.10 | 2.93 | WIND-V1 | WIND-V1 | WIND-V1 | WIND-V1 | WIND-V1
USA | United States of America | Middlesex Apple Orchard Solar |  | USA0058090 | 4.7 | 40.4264 | -74.4922 | Solar |  |  |  | 2013.0 | CVI CleanCapital Solar 4 LLC | U.S. Energy Information Administration | http://www.eia.gov/electricity/data/browser/ | U.S. Energy Information Administration |  | 2019 | 5.625 | 4.95 | 7.8100000000000005 | 7.875 | 7.426 | 7.0360000000000005 | 7.541 | U.S. Energy Information Administration |  | 7.77 | 7.62 | 7.63 | 7.15 | NO-ESTIMATION | NO-ESTIMATION | NO-ESTIMATION | NO-ESTIMATION | CAPACITY-FACTOR-V1
USA | United States of America | Fort Indiantown Gap |  | USA0062408 | 3 | 40.4276 | -76.5731 | Solar |  |  |  | 2019.0 | Standard Solar | U.S. Energy Information Administration | http://www.eia.gov/electricity/data/browser/ | U.S. Energy Information Administration |  | 2019 | [6 empty] | 4.849 | U.S. Energy Information Administration |  |  |  |  | 4.88 | WIND-V1 | WIND-V1 | WIND-V1 | WIND-V1 | WIND-V1
USA | United States of America | Sayreville Solar Project |  | USA0063185 | 3.1 | 40.4380 | -74.3360 | Solar |  |  |  | 2019.0000000000002 | NJR Clean Energy Ventures Corporation | U.S. Energy Information Administration | http://www.eia.gov/electricity/data/browser/ | U.S. Energy Information Administration |  | 2019 | [6 empty] | 1.227 | U.S. Energy Information Administration |  |  |  |  | 5.05 | NO-ESTIMATION | NO-ESTIMATION | NO-ESTIMATION | NO-ESTIMATION | WIND-V1
USA | United States of America | IFF Hazlet |  | USA0060709 | 3 | 40.4382 | -74.1601 | Solar |  |  |  | 2015.0 | GSRP | U.S. Energy Information Administration | http://www.eia.gov/electricity/data/browser/ | U.S. Energy Information Administration |  | 2019 |  |  |  | 5.195 | 4.798 | 4.561 | 4.704 | U.S. Energy Information Administration |  |  |  | 4.73 | 4.66 | NO-ESTIMATION | NO-ESTIMATION | NO-ESTIMATION | NO-ESTIMATION | CAPACITY-FACTOR-V1
USA | United States of America | Oak Leaf Solar XXVII LLC |  | USA0062224 | 1.5 | 40.4400 | -104.6400 | Solar |  |  |  | 2018.0 | Greenbacker Renewable Energy Corporation | U.S. Energy Information Administration | http://www.eia.gov/electricity/data/browser/ | U.S. Energy Information Administration |  | 2019 | [5 empty] | 0.0 | 3.46 | U.S. Energy Information Administration |  |  |  |  | 2.44 | NO-ESTIMATION | NO-ESTIMATION | NO-ESTIMATION | NO-ESTIMATION | CAPACITY-FACTOR-V1
USA | United States of America | East Amwell |  | USA0060327 | 1.8 | 40.4433 | -74.8764 | Solar |  |  |  | 2016.0 | NJR Clean Energy Ventures Corporation | U.S. Energy Information Administration | http://www.eia.gov/electricity/data/browser/ | U.S. Energy Information Administration |  | 2019 |  |  |  | 1.796 | 2.767 | 2.641 | 2.825 | U.S. Energy Information Administration |  |  |  |  | 2.9 | NO-ESTIMATION | NO-ESTIMATION | NO-ESTIMATION | NO-ESTIMATION | WIND-V1
USA | United States of America | Old Bridge Solar Farm |  | USA0061600 | 8.8 | 40.4444 | -74.2434 | Solar |  |  |  | 2018.0 | NJR Clean Energy Ventures Corporation | U.S. Energy Information Administration | http://www.eia.gov/electricity/data/browser/ | U.S. Energy Information Administration |  | 2019 | [5 empty] | 4.126 | 13.837 | U.S. Energy Information Administration |  |  |  |  | 14.33 | NO-ESTIMATION | NO-ESTIMATION | NO-ESTIMATION | NO-ESTIMATION | CAPACITY-FACTOR-V1
USA | United States of America | DG AMP Solar Jackson Center |  | USA0061438 | 1.6 | 40.4450 | -84.0472 | Solar |  |  |  | 2018.0 | DG AMP Solar LLC | U.S. Energy Information Administration | http://www.eia.gov/electricity/data/browser/ | U.S. Energy Information Administration |  | 2019 |  |  |  |  | 0.0 | 2.383 | 2.731 | U.S. Energy Information Administration |  |  |  |  | 2.6 | WIND-V1 | WIND-V1 | WIND-V1 | WIND-V1 | WIND-V1
USA | United States of America | IFF Union Beach Project |  | USA0062306 | 5.5 | 40.4466 | -74.1546 | Solar |  |  |  | 2019.0 | NJR Clean Energy Ventures Corporation | U.S. Energy Information Administration | http://www.eia.gov/electricity/data/browser/ | U.S. Energy Information Administration |  | 2019 | [6 empty] | 3.02 | U.S. Energy Information Administration |  |  |  |  | 8.96 | NO-ESTIMATION | NO-ESTIMATION | NO-ESTIMATION | NO-ESTIMATION | CAPACITY-FACTOR-V1
USA | United States of America | Silvi Gibraltar Rock |  | USA0060746 | 2.5 | 40.4509 | -74.7171 | Solar |  |  |  | 2016.0 | CVI CleanCapital Solar 5 LLC | U.S. Energy Information Administration | http://www.eia.gov/electricity/data/browser/ | U.S. Energy Information Administration |  | 2019 |  |  |  | 0.536 | 3.923 | 3.763 | 3.94 | U.S. Energy Information Administration |  |  |  |  | 4.03 | WIND-V1 | WIND-V1 | WIND-V1 | WIND-V1 | WIND-V1
USA | United States of America | Raritan Solar - 53 Highway |  | USA0061601 | 8.4 | 40.4539 | -74.8630 | Solar |  |  |  | 2018.0 | NJR Clean Energy Ventures Corporation | U.S. Energy Information Administration | http://www.eia.gov/electricity/data/browser/ | U.S. Energy Information Administration |  | 2019 | [5 empty] | 6.916 | 12.238 | U.S. Energy Information Administration |  |  |  |  | 13.68 | HYDRO-V1 | HYDRO-V1 | HYDRO-V1 | HYDRO-V1 | HYDRO-V1
USA | United States of America | Parlin Solar LLC |  | USA0059544 | 1.3 | 40.4567 | -74.3289 | Solar |  |  |  | 2011.9999999999998 | Laurel Capital Partners | U.S. Energy Information Administration | http://www.eia.gov/electricity/data/browser/ | U.S. Energy Information Administration |  | 2019 |  | 1.358 | 1.329 | 1.45 | 1.302 | 1.216 | 1.13 | U.S. Energy Information Administration | 1.98 | 2.02 | 2.11 | 1.89 | 1.74 | NO-ESTIMATION | NO-ESTIMATION | NO-ESTIMATION | NO-ESTIMATION | CAPACITY-FACTOR-V1
USA | United States of America | Raritan Solar |  | USA0060729 | 7.5 | 40.4642 | -74.8579 | Solar |  |  |  | 2016.0 | Marina Energy LLC | U.S. Energy Information Administration | http://www.eia.gov/electricity/data/browser/ | U.S. Energy Information Administration | 67643 | 2019 |  |  |  | 9.136000000000001 | 12.592 | 8.633000000000001 | 12.565 | U.S. Energy Information Administration |  |  |  |  | 12.96 | NO-ESTIMATION | NO-ESTIMATION | NO-ESTIMATION | NO-ESTIMATION | NO-ESTIMATION
USA | United States of America | Carrier Clinic |  | USA0059297 | 1.5 | 40.4700 | -74.6850 | Solar |  |  |  | 2009.0 | Sunlight General Solar Fund II LLC | U.S. Energy Information Administration | http://www.eia.gov/electricity/data/browser/ | U.S. Energy Information Administration |  | 2019 | 2.0420000000000003 | 1.99 | 2.14 | 2.121 | 1.917 | 1.844 | 1.938 | U.S. Energy Information Administration | 2.22 | 2.14 | 2.15 | 2.02 | 2.11 | NO-ESTIMATION | NO-ESTIMATION | NO-ESTIMATION | NO-ESTIMATION | CAPACITY-FACTOR-V1
USA | United States of America | ILR Landfill |  | USA0060375 | 7.7 | 40.4705 | -74.3836 | Solar |  |  |  | 2017.0 | ILR Landfill | U.S. Energy Information Administration | http://www.eia.gov/electricity/data/browser/ | U.S. Energy Information Administration | 101809 | 2019 |  |  |  | 0.0 | 9.3 | 8.791 | 9.628 | U.S. Energy Information Administration |  |  |  |  | 12.54 | NO-ESTIMATION | NO-ESTIMATION | NO-ESTIMATION | NO-ESTIMATION | CAPACITY-FACTOR-V1
USA | United States of America | Kokomo Solar 1 LLC |  | USA0060864 | 5.4 | 40.4730 | -86.1460 | Solar |  |  |  | 2017.0 | Kokomo Solar 1 LLC | U.S. Energy Information Administration | http://www.eia.gov/electricity/data/browser/ | U.S. Energy Information Administration |  | 2019 |  |  |  | 0.294 | 8.715 | 8.263 | 8.048 | U.S. Energy Information Administration |  |  |  |  | 8.79 | SOLAR-V1-NO-AGE | SOLAR-V1-NO-AGE | SOLAR-V1-NO-AGE | SOLAR-V1-NO-AGE | SOLAR-V1-NO-AGE
USA | United States of America | Sabert Solar |  | USA0060810 | 1.8 | 40.4755 | -74.3209 | Solar |  |  |  | 2011.0 | Sabert Corporation | U.S. Energy Information Administration | http://www.eia.gov/electricity/data/browser/ | U.S. Energy Information Administration |  | 2019 |  |  |  | 0.002 | 0.0 | 1.682 | 1.862 | U.S. Energy Information Administration | 2.74 | 2.80 | 2.90 | 2.50 | 2.42 | NO-ESTIMATION | NO-ESTIMATION | NO-ESTIMATION | NO-ESTIMATION | CAPACITY-FACTOR-V1
USA | United States of America | Frenchtown III Solar |  | USA0058564 | 7.9 | 40.4825 | -75.0181 | Solar |  |  |  | 2014.0 | Consolidated Edison Development Inc. | U.S. Energy Information Administration | http://www.eia.gov/electricity/data/browser/ | U.S. Energy Information Administration | 102063 | 2019 | 0.005940000000000001 | 11.455 | 13.545 | 13.615 | 12.652000000000001 | 11.811 | 12.372 | U.S. Energy Information Administration |  |  | 13.09 | 12.70 | 12.86 | NO-ESTIMATION | NO-ESTIMATION | NO-ESTIMATION | NO-ESTIMATION | CAPACITY-FACTOR-V1
USA | United States of America | RB Manufacturing LLC Belle Mead NJ |  | USA0061162 | 1.5 | 40.4836 | -74.6501 | Solar |  |  |  | 2016.0 | RB Manufacturing LLC | U.S. Energy Information Administration | http://www.eia.gov/electricity/data/browser/ | U.S. Energy Information Administration | 60781 | 2019 |  |  |  | 0.0 | 1.8315000000000001 | 1.3464 | 1.2028 | U.S. Energy Information Administration |  |  |  |  | 2.39 | NO-ESTIMATION | NO-ESTIMATION | NO-ESTIMATION | NO-ESTIMATION | CAPACITY-FACTOR-V1
USA | United States of America | Flemington Solar |  | USA0057485 | 8 | 40.4839 | -74.8567 | Solar |  |  |  | 2012.0 | Consolidated Edison Development Inc. | U.S. Energy Information Administration | http://www.eia.gov/electricity/data/browser/ | U.S. Energy Information Administration | 102062 | 2019 | 12.74229 | 12.231 | 13.065 | 13.4 | 12.5 | 11.751 | 12.314 | U.S. Energy Information Administration | 13.26 | 12.80 | 13.19 | 12.83 | 12.07 | NO-ESTIMATION | SOLAR-V1 | SOLAR-V1 | SOLAR-V1 | SOLAR-V1
USA | United States of America | L'Oreal Franklin |  | USA0060765 | 1 | 40.4879 | -74.5214 | Solar |  |  |  | 2012.0 | GSRP | U.S. Energy Information Administration | http://www.eia.gov/electricity/data/browser/ | U.S. Energy Information Administration |  | 2019 |  |  |  | 1.966 | 1.78 | 1.764 | 1.931 | U.S. Energy Information Administration | 1.57 | 1.63 | 1.64 | 1.61 | 1.38 | NO-ESTIMATION | SOLAR-V1 | SOLAR-V1 | SOLAR-V1 | SOLAR-V1
USA | United States of America | Silver Lake Solar Farm |  | USA0057341 | 1.7 | 40.4948 | -74.3995 | Solar |  |  |  | 2010.0 | Public Service Elec & Gas Co | U.S. Energy Information Administration | http://www.eia.gov/electricity/data/browser/ | U.S. Energy Information Administration | 61096 | 2019 | 2.596 | 2.39 | 2.434 | 2.5020000000000002 | 2.46 | 2.33 | 2.343 | U.S. Energy Information Administration | 2.59 | 2.57 | 2.46 | 2.37 | 2.27 | NO-ESTIMATION | NO-ESTIMATION | NO-ESTIMATION | NO-ESTIMATION | CAPACITY-FACTOR-V1
USA | United States of America | Heller 400M |  | USA0062438 | 1.2 | 40.4987 | -74.3878 | Solar |  |  |  | 2013.0 | Marina Energy LLC | U.S. Energy Information Administration | http://www.eia.gov/electricity/data/browser/ | U.S. Energy Information Administration |  | 2019 | [6 empty] | 1.435 | U.S. Energy Information Administration |  |  |  |  | 1.95 | NO-ESTIMATION | NO-ESTIMATION | NO-ESTIMATION | NO-ESTIMATION | CAPACITY-FACTOR-V1
USA | United States of America | Summit Associates |  | USA0057726 | 1.9 | 40.5003 | -74.3536 | Solar |  |  |  | 2012.0 | Public Service Elec & Gas Co | U.S. Energy Information Administration | http://www.eia.gov/electricity/data/browser/ | U.S. Energy Information Administration |  | 2019 | 2.451 | 2.563 | 2.59 | 2.563 | 2.387 | 2.185 | 2.488 | U.S. Energy Information Administration | 2.91 | 2.91 | 3.04 | 2.84 | 2.58 | NO-ESTIMATION | NO-ESTIMATION | SOLAR-V1 | SOLAR-V1 | SOLAR-V1
USA | United States of America | Coyote Ridge Community Solar |  | USA0061425 | 1.5 | 40.5010 | -105.1314 | Solar |  |  |  | 2017.0 | Poudre Valley REA Inc | U.S. Energy Information Administration | http://www.eia.gov/electricity/data/browser/ | U.S. Energy Information Administration |  | 2019 |  |  |  |  | 0.47500000000000003 | 3.04623 | 2.9334 | U.S. Energy Information Administration |  |  |  |  | 2.44 | SOLAR-V1-NO-AGE | SOLAR-V1-NO-AGE | SOLAR-V1-NO-AGE | SOLAR-V1-NO-AGE | SOLAR-V1-NO-AGE
USA | United States of America | FedEx Woodbridge |  | USA0057776 | 2.4 | 40.5064 | -74.3235 | Solar |  |  |  | 2010.0 | SSA Solar of NJ LLC | U.S. Energy Information Administration | http://www.eia.gov/electricity/data/browser/ | U.S. Energy Information Administration | 61551 | 2019 | 2.215 | 2.146 | 2.162 | 2.787 | 2.42 | 2.259 | 2.275 | U.S. Energy Information Administration | 3.66 | 3.66 | 3.52 | 3.34 | 3.21 | NO-ESTIMATION | NO-ESTIMATION | NO-ESTIMATION | NO-ESTIMATION | CAPACITY-FACTOR-V1
USA | United States of America | Wakefern Food Corp |  | USA0058123 | 2 | 40.5100 | -74.3283 | Solar |  |  |  | 2013.0 | NJR Clean Energy Ventures Corporation | U.S. Energy Information Administration | http://www.eia.gov/electricity/data/browser/ | U.S. Energy Information Administration |  | 2019 | 2.976 | 2.744 | 2.722 | 2.781 | 2.605 | 2.6670000000000003 | 2.832 | U.S. Energy Information Administration |  | 3.08 | 3.25 | 3.03 | 3 | SOLAR-V1-NO-AGE | SOLAR-V1-NO-AGE | SOLAR-V1-NO-AGE | SOLAR-V1-NO-AGE | SOLAR-V1-NO-AGE
USA | United States of America | Deer Creek PV |  | USA0059855 | 2.5 | 40.5100 | -85.6400 | Solar |  |  |  | 2016.0 | Indiana Michigan Power Co | U.S. Energy Information Administration | http://www.eia.gov/electricity/data/browser/ | U.S. Energy Information Administration | 68906 | 2019 |  |  |  | 3.343 | 3.801 | 1.419 | 1.519 | U.S. Energy Information Administration |  |  |  |  | 3.55 | NO-ESTIMATION | NO-ESTIMATION | NO-ESTIMATION | NO-ESTIMATION | CAPACITY-FACTOR-V1
USA | United States of America | Frenchtown II Solar |  | USA0057487 | 3 | 40.5144 | -74.9769 | Solar |  |  |  | 2012.0 | Consolidated Edison Development Inc. | U.S. Energy Information Administration | http://www.eia.gov/electricity/data/browser/ | U.S. Energy Information Administration | 102063 | 2019 | 4.441140000000001 | 4.276 | 4.676 | 4.67 | 4.376 | 4.066 | 4.285 | U.S. Energy Information Administration | 4.67 | 4.66 | 4.78 | 4.66 | 4.16 | NO-ESTIMATION | NO-ESTIMATION | SOLAR-V1 | SOLAR-V1 | SOLAR-V1
USA | United States of America | 180 Raritan Solar |  | USA0058187 | 1.9 | 40.5161 | -74.3400 | Solar |  |  |  | 2012.0 | 180 Raritan Energy Solutions LLC | U.S. Energy Information Administration | http://www.eia.gov/electricity/data/browser/ | U.S. Energy Information Administration | 67643 | 2019 | 2.741 | 2.584 | 2.5260000000000002 | 2.6590000000000003 | 2.547 | 2.386 | 2.659 | U.S. Energy Information Administration | 2.91 | 2.91 | 3.04 | 2.84 | 2.58 | NO-ESTIMATION | NO-ESTIMATION | NO-ESTIMATION | NO-ESTIMATION | CAPACITY-FACTOR-V1
USA | United States of America | Frenchtown I Solar |  | USA0057486 | 3 | 40.5217 | -75.0122 | Solar |  |  |  | 2012.0 | Consolidated Edison Development Inc. | U.S. Energy Information Administration | http://www.eia.gov/electricity/data/browser/ | U.S. Energy Information Administration | 102063 | 2019 | 4.6025100000000005 | 4.539 | 4.8790000000000004 | 4.9 | 4.593 | 4.273 | 4.44 | U.S. Energy Information Administration | 4.67 | 4.66 | 4.78 | 4.66 | 4.16 | SOLAR-V1-NO-AGE | SOLAR-V1-NO-AGE | SOLAR-V1-NO-AGE | SOLAR-V1-NO-AGE | SOLAR-V1-NO-AGE
USA | United States of America | Quakertown Solar Farm LLC |  | USA0061965 | 8.8 | 40.5228 | -74.9442 | Solar |  |  |  | 2018.0 | NJR Clean Energy Ventures Corporation | U.S. Energy Information Administration | http://www.eia.gov/electricity/data/browser/ | U.S. Energy Information Administration |  | 2019 | [5 empty] | 1.195 | 13.457 | U.S. Energy Information Administration |  |  |  |  | 14.33 | NO-ESTIMATION | NO-ESTIMATION | NO-ESTIMATION | NO-ESTIMATION | CAPACITY-FACTOR-V1
USA | United States of America | Livingston Solar Farm |  | USA0058504 | 1.2 | 40.5236 | -74.4300 | Solar |  |  |  | 2008.9999999999998 | Rutgers The State University of NJ | U.S. Energy Information Administration | http://www.eia.gov/electricity/data/browser/ | U.S. Energy Information Administration |  | 2019 | 1.7196300000000002 | 1.64142 | 1.4454 | 1.5642 | 1.366 | 1.366 | 1.097 | U.S. Energy Information Administration | 1.79 | 1.70 | 1.71 | 1.55 | 1.65 | NO-ESTIMATION | NO-ESTIMATION | NO-ESTIMATION | NO-ESTIMATION | CAPACITY-FACTOR-V1
USA | United States of America | Junction Road |  | USA0060265 | 4.4 | 40.5237 | -74.8434 | Solar |  |  |  | 2016.0000000000002 | NJR Clean Energy Ventures Corporation | U.S. Energy Information Administration | http://www.eia.gov/electricity/data/browser/ | U.S. Energy Information Administration |  | 2019 |  |  |  | 4.236 | 6.876 | 6.672 | 7.364 | U.S. Energy Information Administration |  |  |  |  | 6.9 | NO-ESTIMATION | NO-ESTIMATION | NO-ESTIMATION | NO-ESTIMATION | CAPACITY-FACTOR-V1
USA | United States of America | Livingston Solar Canopies |  | USA0058505 | 6.6 | 40.5275 | -74.4383 | Solar |  |  |  | 2013.0 | Rutgers The State University of NJ | U.S. Energy Information Administration | http://www.eia.gov/electricity/data/browser/ | U.S. Energy Information Administration |  | 2019 | 9.61 | 9.19413 | 9.25848 | 9.286200000000001 | 8.901 | 6.184 | 7.424 | U.S. Energy Information Administration |  | 10.60 | 11.06 | 10.20 | 10.73 | NO-ESTIMATION | NO-ESTIMATION | NO-ESTIMATION | SOLAR-V1 | SOLAR-V1
USA | United States of America | Matrix Buildings A&B (Perth Amboy) Solar |  | USA0057384 | 2.5 | 40.5344 | -74.2700 | Solar |  |  |  | 2011.0 | Public Service Elec & Gas Co | U.S. Energy Information Administration | http://www.eia.gov/electricity/data/browser/ | U.S. Energy Information Administration | 63502 | 2019 | 3.572 | 3.476 | 3.544 | 3.567 | 3.245 | 3.045 | 2.537 | U.S. Energy Information Administration | 3.81 | 3.89 | 4.03 | 3.56 | 3.36 | SOLAR-V1-NO-AGE | SOLAR-V1-NO-AGE | SOLAR-V1-NO-AGE | SOLAR-V1-NO-AGE | SOLAR-V1-NO-AGE
USA | United States of America | US Foods Solar |  | USA0060808 | 6 | 40.5344 | -74.2752 | Solar |  |  |  | 2012.0 | CD US Solar MT1 LLC | U.S. Energy Information Administration | http://www.eia.gov/electricity/data/browser/ | U.S. Energy Information Administration |  | 2019 |  |  |  |  | 9.049 | 8.087 | 8.659 | U.S. Energy Information Administration | 9.67 | 9.71 | 10.18 | 9.47 | 8.85 | SOLAR-V1-NO-AGE | SOLAR-V1-NO-AGE | SOLAR-V1-NO-AGE | SOLAR-V1-NO-AGE | SOLAR-V1-NO-AGE
USA | United States of America | 145 Talmadge Solar |  | USA0057458 | 3.8 | 40.5358 | -74.3913 | Solar |  |  |  | 2011.0 | Avidan Energy Solutions | U.S. Energy Information Administration | http://www.eia.gov/electricity/data/browser/ | U.S. Energy Information Administration | 67644 | 2019 | 5.0360000000000005 | 4.524 | 4.8020000000000005 | 5.051 | 4.819 | 4.626 | 5.01 | U.S. Energy Information Administration | 5.84 | 5.82 | 6.06 | 5.41 | 5.17 | SOLAR-V1-NO-AGE | SOLAR-V1-NO-AGE | SOLAR-V1-NO-AGE | SOLAR-V1-NO-AGE | SOLAR-V1-NO-AGE
USA | United States of America | Rotor Clip |  | USA0061751 | 2.8 | 40.5391 | -74.5324 | Solar |  |  |  | 2019.0 | MERIT SI | U.S. Energy Information Administration | http://www.eia.gov/electricity/data/browser/ | U.S. Energy Information Administration |  | 2019 | [5 empty] | 0.061 | 4.574 | U.S. Energy Information Administration |  |  |  |  | 4.56 | SOLAR-V1-NO-AGE | SOLAR-V1-NO-AGE | SOLAR-V1-NO-AGE | SOLAR-V1-NO-AGE | SOLAR-V1-NO-AGE
USA | United States of America | Celina Solar Project #1 LLC |  | USA0058665 | 4 | 40.5406 | -84.5906 | Solar |  |  |  | 2013.0 | Celina Solar Project #1 LLC | U.S. Energy Information Administration | http://www.eia.gov/electricity/data/browser/ | U.S. Energy Information Administration | 66032 | 2019 |  | 6.139 | 6.05 | 6.166 | 4.831 | 5.505 |  | U.S. Energy Information Administration |  | 5.46 | 5.76 | 5.75 | 5.95 | NO-ESTIMATION | NO-ESTIMATION | NO-ESTIMATION | SOLAR-V1 | SOLAR-V1
USA | United States of America | Kinder Morgan Fordham |  | USA0062614 | 1.7 | 40.5426 | -74.2366 | Solar |  |  |  | 2018.0 | EnterSolar | U.S. Energy Information Administration | http://www.eia.gov/electricity/data/browser/ | U.S. Energy Information Administration |  | 2019 | [5 empty] | 4.154 | 3.863 | U.S. Energy Information Administration |  |  |  |  | 2.77 | NO-ESTIMATION | NO-ESTIMATION | SOLAR-V1 | SOLAR-V1 | SOLAR-V1
USA | United States of America | Deutsche Bank- Piscataway Solar |  | USA0060803 | 1 | 40.5458 | -74.4964 | Solar |  |  |  | 2011.0 | Deutsche Bank | U.S. Energy Information Administration | http://www.eia.gov/electricity/data/browser/ | U.S. Energy Information Administration | 61709 | 2019 |  |  |  | 0.002 | 1.3810499999999999 | 1.1360000000000001 | 1.3316 | U.S. Energy Information Administration | 1.53 | 1.63 | 1.63 | 1.52 | 1.37 | SOLAR-V1-NO-AGE | SOLAR-V1-NO-AGE | SOLAR-V1-NO-AGE | SOLAR-V1-NO-AGE | SOLAR-V1-NO-AGE
USA | United States of America | Chanel Piscataway Rooftop |  | USA0063355 | 1.4 | 40.5503 | -74.4830 | Solar |  |  |  | 2018.0 | EnterSolar | U.S. Energy Information Administration | http://www.eia.gov/electricity/data/browser/ | U.S. Energy Information Administration |  | 2019 | [6 empty] | 0.264 | U.S. Energy Information Administration |  |  |  |  | 2.28 | SOLAR-V1-NO-AGE | SOLAR-V1-NO-AGE | SOLAR-V1-NO-AGE | SOLAR-V1-NO-AGE | SOLAR-V1-NO-AGE
USA | United States of America | L'Oreal Piscataway |  | USA0057868 | 2.3 | 40.5543 | -74.4680 | Solar |  |  |  | 2013.6086956521738 | Marina Energy LLC | U.S. Energy Information Administration | http://www.eia.gov/electricity/data/browser/ | U.S. Energy Information Administration | 61709 | 2019 | 1.248 | 1.074 | 1.345 | 1.814 | 2.535 | 2.462 | 2.226 | U.S. Energy Information Administration | 1.95 | 1.99 | 2.08 | 1.96 | 1.75 | NO-ESTIMATION | NO-ESTIMATION | NO-ESTIMATION | SOLAR-V1 | SOLAR-V1
USA | United States of America | Imclone Solar Electric Facility |  | USA0059631 | 8 | 40.5550 | -74.7094 | Solar |  |  |  | 2014.0 | CVI CleanCapital Solar 5 LLC | U.S. Energy Information Administration | http://www.eia.gov/electricity/data/browser/ | U.S. Energy Information Administration |  | 2019 |  | 8.724 | 13.128 | 13.582 | 12.474 | 11.751 | 12.342 | U.S. Energy Information Administration |  |  | 13.26 | 12.83 | 13.76 | SOLAR-V1-NO-AGE | SOLAR-V1-NO-AGE | SOLAR-V1-NO-AGE | SOLAR-V1-NO-AGE | SOLAR-V1-NO-AGE
USA | United States of America | Jordache Enterprises Solar |  | USA0058049 | 1.3 | 40.5557 | -74.4084 | Solar |  |  |  | 2011.0 | Jordache Enterprises | U.S. Energy Information Administration | http://www.eia.gov/electricity/data/browser/ | U.S. Energy Information Administration |  | 2019 | 1.3671900000000001 | -0.064 | 0.8170000000000001 | 0.675 | 0.809 | 0.0 | 0.13 | U.S. Energy Information Administration | 1.92 | 1.99 | 2.07 | 1.65 | 1.72 | SOLAR-V1-NO-AGE | SOLAR-V1-NO-AGE | SOLAR-V1-NO-AGE | SOLAR-V1-NO-AGE | SOLAR-V1-NO-AGE
USA | United States of America | Trexlertown Solar Array North and South |  | USA0057519 | 1.9 | 40.5562 | -75.5939 | Solar |  |  |  | 2011.0 | Trexlertown Solar Array North and South | U.S. Energy Information Administration | http://www.eia.gov/electricity/data/browser/ | U.S. Energy Information Administration |  | 2019 | 2.307 | 2.234 | 2.12 | 2.4130000000000003 | 2.169 | 2.047 | 2.203 | U.S. Energy Information Administration | 2.69 | 2.84 | 3.16 | 2.68 | 2.44 | SOLAR-V1-NO-AGE | SOLAR-V1-NO-AGE | SOLAR-V1-NO-AGE | SOLAR-V1-NO-AGE | SOLAR-V1-NO-AGE
USA | United States of America | Patriots Stadium |  | USA0058896 | 1 | 40.5606 | -74.5514 | Solar |  |  |  | 2013.0 | Sunlight General Somerset Solar LLC | U.S. Energy Information Administration | http://www.eia.gov/electricity/data/browser/ | U.S. Energy Information Administration |  | 2019 | 0.359 | 1.252 | 1.294 | 1.343 | 1.2750000000000001 | 1.165 | 0.658 | U.S. Energy Information Administration |  | 1.43 | 1.64 | 1.56 | 1.54 | SOLAR-V1-NO-AGE | SOLAR-V1-NO-AGE | SOLAR-V1-NO-AGE | SOLAR-V1-NO-AGE | SOLAR-V1-NO-AGE
USA | United States of America | Amazon |  | USA0058357 | 4.2 | 40.5664 | -74.2214 | Solar |  |  |  | 2011.9999999999998 | CVI CleanCapital Solar 4 LLC | U.S. Energy Information Administration | http://www.eia.gov/electricity/data/browser/ | U.S. Energy Information Administration | 62853 | 2019 | 6.093 | 5.95 | 6.032 | 5.962 | 5.659 | 5.2 | 5.671 | U.S. Energy Information Administration | 6.49 | 6.41 | 6.70 | 6.35 | 5.77 | NO-ESTIMATION | NO-ESTIMATION | NO-ESTIMATION | NO-ESTIMATION | CAPACITY-FACTOR-V1
USA | United States of America | Bed Bath & Beyond DC Port Reading NJ |  | USA0058096 | 1.8 | 40.5683 | -74.2425 | Solar |  |  |  | 2012.0 | Bed Bath & Beyond | U.S. Energy Information Administration | http://www.eia.gov/electricity/data/browser/ | U.S. Energy Information Administration |  | 2019 | 2.535 | 2.443 | 2.4210000000000003 | 2.5420000000000003 | 2.2 | 2.286 | 2.457 | U.S. Energy Information Administration | 2.76 | 2.75 | 2.92 | 2.69 | 2.44 | SOLAR-V1-NO-AGE | SOLAR-V1-NO-AGE | SOLAR-V1-NO-AGE | SOLAR-V1-NO-AGE | SOLAR-V1-NO-AGE
USA | United States of America | Hall's Warehouse Solar Project |  | USA0056877 | 1.6 | 40.5737 | -74.3944 | Solar |  |  |  | 2009.0 | Sunlight General Solar Fund II LLC | U.S. Energy Information Administration | http://www.eia.gov/electricity/data/browser/ | U.S. Energy Information Administration |  | 2019 | 1.869 | 1.28 | 1.508 | 1.456 | 1.782 | 1.6480000000000001 | 1.557 | U.S. Energy Information Administration | 2.41 | 2.29 | 2.30 | 1.99 | 2.25 | NO-ESTIMATION | NO-ESTIMATION | SOLAR-V1 | SOLAR-V1 | SOLAR-V1
USA | United States of America | Thermo Fisher |  | USA0063404 | 1.5 | 40.5737 | -74.6295 | Solar |  |  |  | 2013.0 | GSRP | U.S. Energy Information Administration | http://www.eia.gov/electricity/data/browser/ | U.S. Energy Information Administration |  | 2019 | [6 empty] | 1.81 | U.S. Energy Information Administration |  |  |  |  | 2.44 | NO-ESTIMATION | NO-ESTIMATION | NO-ESTIMATION | NO-ESTIMATION | CAPACITY-FACTOR-V1
USA | United States of America | Skillman |  | USA0059057 | 2.7 | 40.5744 | -74.6481 | Solar |  |  |  | 2011.0000000000002 | Janssen Pharmaceutical Co | U.S. Energy Information Administration | http://www.eia.gov/electricity/data/browser/ | U.S. Energy Information Administration | 55044 | 2019 | 3.0660000000000003 | 2.51262 | 2.65914 | 2.95119 | 2.545 | 0.75 | 1.049 | U.S. Energy Information Administration | 4.01 | 4.13 | 4.30 | 3.84 | 3.66 | SOLAR-V1-NO-AGE | SOLAR-V1-NO-AGE | SOLAR-V1-NO-AGE | SOLAR-V1-NO-AGE | SOLAR-V1-NO-AGE
USA | United States of America | Raritan ITS |  | USA0059059 | 2 | 40.5744 | -74.6542 | Solar |  |  |  | 2010.0 | Janssen Pharmaceutical Co | U.S. Energy Information Administration | http://www.eia.gov/electricity/data/browser/ | U.S. Energy Information Administration | 67643 | 2019 | 2.553 | 2.34333 | 2.28789 | 2.3661 | 1.137 | 1.493 | 2.128 | U.S. Energy Information Administration | 2.97 | 3.01 | 2.89 | 2.80 | 2.7 | SOLAR-V1-NO-AGE | SOLAR-V1-NO-AGE | SOLAR-V1-NO-AGE | SOLAR-V1-NO-AGE | SOLAR-V1-NO-AGE
USA | United States of America | SR Skylark C |  | USA0063587 | 1.1 | 40.5751 | -104.8958 | Solar |  |  |  | 2019.9999999999998 | SR Skylark C LLC | U.S. Energy Information Administration | http://www.eia.gov/electricity/data/browser/ | U.S. Energy Information Administration |  | 2019 | [6 empty] | 0 | U.S. Energy Information Administration |  |  |  |  | 1.79 | NO-ESTIMATION | NO-ESTIMATION | NO-ESTIMATION | NO-ESTIMATION | CAPACITY-FACTOR-V1
USA | United States of America | Glopak Solar PV Power Plant |  | USA0061248 | 1 | 40.5754 | -74.3928 | Solar |  |  |  | 2011.5 | Glopak Corporation | U.S. Energy Information Administration | http://www.eia.gov/electricity/data/browser/ | U.S. Energy Information Administration |  | 2019 |  |  |  | 1.1260000000000001 | 1.085 | 1.008 | 1.173 | U.S. Energy Information Administration | 1.56 | 1.63 | 1.64 | 1.27 | 1.37 | NO-ESTIMATION | NO-ESTIMATION | NO-ESTIMATION | NO-ESTIMATION | CAPACITY-FACTOR-V1
USA | United States of America | Skylark |  | USA0060248 | 4 | 40.5779 | -104.8948 | Solar |  |  |  | 2016.0 | SR Clinch | U.S. Energy Information Administration | http://www.eia.gov/electricity/data/browser/ | U.S. Energy Information Administration | 70001 | 2019 |  |  | 0.116 | 9.096 | 9.121 | 9.195 | 8.748 | U.S. Energy Information Administration |  |  |  |  | 7.78 | NO-ESTIMATION | NO-ESTIMATION | SOLAR-V1 | SOLAR-V1 | SOLAR-V1
USA | United States of America | SR Skylark B |  | USA0060497 | 2 | 40.5795 | -104.8957 | Solar |  |  |  | 2016.0 | SR Skylark B LLC | U.S. Energy Information Administration | http://www.eia.gov/electricity/data/browser/ | U.S. Energy Information Administration |  | 2019 |  |  |  | 0.842 | 4.424 | 4.548 | 4.553 | U.S. Energy Information Administration |  |  |  |  | 3.94 | NO-ESTIMATION | NO-ESTIMATION | NO-ESTIMATION | NO-ESTIMATION | CAPACITY-FACTOR-V1
USA | United States of America | IGS Solar I - EWR5 |  | USA0061359 | 1.9 | 40.5820 | -74.2550 | Solar |  |  |  | 2016.0 | IGS Solar I LLC | U.S. Energy Information Administration | http://www.eia.gov/electricity/data/browser/ | U.S. Energy Information Administration |  | 2019 |  |  |  | 0.0 | 3.6 | 3.469 | 3.661 | U.S. Energy Information Administration |  |  |  |  | 2.89 | NO-ESTIMATION | NO-ESTIMATION | NO-ESTIMATION | NO-ESTIMATION | CAPACITY-FACTOR-V1
USA | United States of America | IGS Solar I - EWR6 |  | USA0061360 | 1.9 | 40.5830 | -74.2570 | Solar |  |  |  | 2016.0 | IGS Solar I LLC | U.S. Energy Information Administration | http://www.eia.gov/electricity/data/browser/ | U.S. Energy Information Administration |  | 2019 |  |  |  | 0.0 | 3.189 | 3.102 | 3.302 | U.S. Energy Information Administration |  |  |  |  | 2.89 | NO-ESTIMATION | NO-ESTIMATION | NO-ESTIMATION | NO-ESTIMATION | CAPACITY-FACTOR-V1
USA | United States of America | RV CSU Power LLC |  | USA0057141 | 1.9 | 40.5911 | -105.1459 | Solar |  |  |  | 2010.0 | RV CSU Power LLC | U.S. Energy Information Administration | http://www.eia.gov/electricity/data/browser/ | U.S. Energy Information Administration |  | 2019 | 3.3890000000000002 | 2.93 | 2.991 | 4.61 | 3.35 | 3.391 | 3.007 | U.S. Energy Information Administration | 2.95 | 2.91 | 2.77 | 3.26 | 3.41 | SOLAR-V1-NO-AGE | SOLAR-V1-NO-AGE | SOLAR-V1-NO-AGE | SOLAR-V1-NO-AGE | SOLAR-V1-NO-AGE
USA | United States of America | RV CSU Power II LLC |  | USA0057507 | 3 | 40.5928 | -105.1471 | Solar |  |  |  | 2011.0 | RV CSU Power II LLC | U.S. Energy Information Administration | http://www.eia.gov/electricity/data/browser/ | U.S. Energy Information Administration |  | 2019 | 4.5760000000000005 | 3.6270000000000002 | 4.4110000000000005 | 5.093 | 4.734 | 4.4190000000000005 | 4.579 | U.S. Energy Information Administration | 4.75 | 4.73 | 4.94 | 4.87 | 5.34 | SOLAR-V1-NO-AGE | SOLAR-V1-NO-AGE | SOLAR-V1-NO-AGE | SOLAR-V1-NO-AGE | SOLAR-V1-NO-AGE
USA | United States of America | IOS - ERW9 |  | USA0061466 | 5.3 | 40.5950 | -74.2250 | Solar |  |  |  | 2017.0000000000002 | IGS ORIX Solar I LLC | U.S. Energy Information Administration | http://www.eia.gov/electricity/data/browser/ | U.S. Energy Information Administration |  | 2019 |  |  |  |  | 2.832 | 8.439 | 8.842 | U.S. Energy Information Administration |  |  |  |  | 8.63 | SOLAR-V1-NO-AGE | SOLAR-V1-NO-AGE | SOLAR-V1-NO-AGE | SOLAR-V1-NO-AGE | SOLAR-V1-NO-AGE
USA | United States of America | Holland Solar |  | USA0060763 | 3 | 40.5997 | -75.1086 | Solar |  |  |  | 2016.0 | GSRP | U.S. Energy Information Administration | http://www.eia.gov/electricity/data/browser/ | U.S. Energy Information Administration | 69130 | 2019 |  |  |  | 4.252 | 4.287 | 3.852 | 3.657 | U.S. Energy Information Administration |  |  |  |  | 4.76 | NO-ESTIMATION | NO-ESTIMATION | NO-ESTIMATION | NO-ESTIMATION | CAPACITY-FACTOR-V1
USA | United States of America | Hastings Community Solar Farm |  | USA0062833 | 1.5 | 40.6020 | -98.4370 | Solar |  |  |  | 2019.0 | City of Hastings - (NE) | U.S. Energy Information Administration | http://www.eia.gov/electricity/data/browser/ | U.S. Energy Information Administration |  | 2019 | [6 empty] | 0.686 | U.S. Energy Information Administration |  |  |  |  | 2.44 | NO-ESTIMATION | NO-ESTIMATION | NO-ESTIMATION | NO-ESTIMATION | CAPACITY-FACTOR-V1
USA | United States of America | Plainfield One Solar LLC |  | USA0059364 | 1.3 | 40.6050 | -74.4394 | Solar |  |  |  | 2011.9999999999998 | SunRay Power LLC | U.S. Energy Information Administration | http://www.eia.gov/electricity/data/browser/ | U.S. Energy Information Administration |  | 2019 | 1.40184 | 1.424 | 1.5270000000000001 | 1.473 | 1.326 | 1.095 | 1.338 | U.S. Energy Information Administration | 1.95 | 2.04 | 2.08 | 1.96 | 1.75 | NO-ESTIMATION | SOLAR-V1 | SOLAR-V1 | SOLAR-V1 | SOLAR-V1
USA | United States of America | Logan 1 Community Solar Array |  | USA0060722 | 1.7 | 40.6100 | -103.1451 | Solar |  |  |  | 2017.0 | Clean Focus Renewables Inc. | U.S. Energy Information Administration | http://www.eia.gov/electricity/data/browser/ | U.S. Energy Information Administration |  | 2019 |  |  |  |  | 0.106 | 2.777 | 3.027 | U.S. Energy Information Administration |  |  |  |  | 2.77 | NO-ESTIMATION | SOLAR-V1 | SOLAR-V1 | SOLAR-V1 | SOLAR-V1
USA | United States of America | Milford Solar Farm (NJ) LLC |  | USA0062637 | 7.5 | 40.6150 | -75.1565 | Solar |  |  |  | 2019.0 | NJR Clean Energy Ventures Corporation | U.S. Energy Information Administration | http://www.eia.gov/electricity/data/browser/ | U.S. Energy Information Administration |  | 2019 | [6 empty] | 2.102 | U.S. Energy Information Administration |  |  |  |  | 12.22 | NO-ESTIMATION | NO-ESTIMATION | SOLAR-V1 | SOLAR-V1 | SOLAR-V1
USA | United States of America | Linden Solar Farm |  | USA0057381 | 2.7 | 40.6200 | -74.2144 | Solar |  |  |  | 2011.0000000000002 | Public Service Elec & Gas Co | U.S. Energy Information Administration | http://www.eia.gov/electricity/data/browser/ | U.S. Energy Information Administration | 61098 | 2019 | 2.751 | 3.8000000000000003 | 3.9 | 4.158 | 3.851 | 3.873 | 3.797 | U.S. Energy Information Administration | 4.12 | 4.13 | 4.36 | 3.84 | 3.63 | SOLAR-V1-NO-AGE | SOLAR-V1-NO-AGE | SOLAR-V1-NO-AGE | SOLAR-V1-NO-AGE | SOLAR-V1-NO-AGE
USA | United States of America | Sterling PV 3 |  | USA0059198 | 1.6 | 40.6316 | -103.1947 | Solar |  |  |  | 2015.0 | Greenbacker Renewable Energy Corporation | U.S. Energy Information Administration | http://www.eia.gov/electricity/data/browser/ | U.S. Energy Information Administration |  | 2019 |  | 0.0 | 3.704 | 3.7917 | 4.37877 | 4.445 | 3.594 | U.S. Energy Information Administration |  |  |  | 3.13 | 2.78 | NO-ESTIMATION | NO-ESTIMATION | NO-ESTIMATION | NO-ESTIMATION | CAPACITY-FACTOR-V1
USA | United States of America | Port Richmond WWT Solar |  | USA0058647 | 1 | 40.6381 | -74.1261 | Solar |  |  |  | 2015.0 | Consolidated Edison Solutions Inc | U.S. Energy Information Administration | http://www.eia.gov/electricity/data/browser/ | U.S. Energy Information Administration |  | 2019 |  |  | 0.0 | 1.528 | 1.663 | 1.435 | 1.565 | U.S. Energy Information Administration |  |  |  | 1.60 | 1.5 | NO-ESTIMATION | NO-ESTIMATION | NO-ESTIMATION | NO-ESTIMATION | CAPACITY-FACTOR-V1
USA | United States of America | Masser Farms Realty Solar |  | USA0057494 | 1 | 40.6406 | -76.6054 | Solar |  |  |  | 2011.0 | Masser Farms Realty Ltd | U.S. Energy Information Administration | http://www.eia.gov/electricity/data/browser/ | U.S. Energy Information Administration | 66314 | 2019 | 1.353 | 1.336 | 1.161 | 1.233 | 1.239 | 1.105 | 1.237 | U.S. Energy Information Administration | 1.37 | 1.44 | 1.56 | 1.43 | 1.32 | SOLAR-V1-NO-AGE | SOLAR-V1-NO-AGE | SOLAR-V1-NO-AGE | SOLAR-V1-NO-AGE | SOLAR-V1-NO-AGE
USA | United States of America | Cedar Creek PV |  | USA0061376 | 1.8 | 40.6489 | -73.5067 | Solar |  |  |  | 2017.0 | AES Distributed Energy | U.S. Energy Information Administration | http://www.eia.gov/electricity/data/browser/ | U.S. Energy Information Administration |  | 2019 |  |  |  |  | 0.72 | 2.9130000000000003 | 3.041 | U.S. Energy Information Administration |  |  |  |  | 2.93 | NO-ESTIMATION | NO-ESTIMATION | NO-ESTIMATION | NO-ESTIMATION | SOLAR-V1
USA | United States of America | Hunterdon Health System Solar Project |  | USA0062225 | 1.5 | 40.6520 | -74.9080 | Solar |  |  |  | 2019.0 | NJ Solar 1 LLC | U.S. Energy Information Administration | http://www.eia.gov/electricity/data/browser/ | U.S. Energy Information Administration |  | 2019 | [5 empty] | 0.0 | 1.772 | U.S. Energy Information Administration |  |  |  |  | 2.44 | HYDRO-V1 | HYDRO-V1 | HYDRO-V1 | HYDRO-V1 | HYDRO-V1
USA | United States of America | Jersey Gardens Phase 1 |  | USA0058653 | 1.7 | 40.6608 | -74.1733 | Solar |  |  |  | 2012.0 | SEDC Jersey Gardens Owner LLC | U.S. Energy Information Administration | http://www.eia.gov/electricity/data/browser/ | U.S. Energy Information Administration |  | 2019 | 2.317 | 2.2600000000000002 | 2.259 | 2.392 | 2.189 | 1.435 | 3.102 | U.S. Energy Information Administration | 2.59 | 2.60 | 2.76 | 2.55 | 2.32 | NO-ESTIMATION | NO-ESTIMATION | NO-ESTIMATION | NO-ESTIMATION | CAPACITY-FACTOR-V1
USA | United States of America | Jersey Gardens Phase 2 |  | USA0058654 | 2.3 | 40.6608 | -74.1733 | Solar |  |  |  | 2012.0 | CF Jersey Gardens Owner Two LLC | U.S. Energy Information Administration | http://www.eia.gov/electricity/data/browser/ | U.S. Energy Information Administration |  | 2019 | 3.241 | 3.077 | 3.2 | 3.404 | 3.09 | 2.985 | 3.06 | U.S. Energy Information Administration | 3.50 | 3.51 | 3.73 | 3.48 | 3.15 | SOLAR-V1-NO-AGE | SOLAR-V1-NO-AGE | SOLAR-V1-NO-AGE | SOLAR-V1-NO-AGE | SOLAR-V1-NO-AGE
USA | United States of America | Royal Wine Corp Solar Power Plant |  | USA0060781 | 1 | 40.6636 | -74.1002 | Solar |  |  |  | 2012.0 | Royal Wine Corp | U.S. Energy Information Administration | http://www.eia.gov/electricity/data/browser/ | U.S. Energy Information Administration |  | 2019 |  |  |  | 1.385 | 1.249 | 1.1300000000000001 | 1.353 | U.S. Energy Information Administration | 1.62 | 1.62 | 1.64 | 1.53 | 1.35 | NO-ESTIMATION | NO-ESTIMATION | NO-ESTIMATION | NO-ESTIMATION | CAPACITY-FACTOR-V1
USA | United States of America | Allied Beverages Elizabeth |  | USA0063353 | 3.2 | 40.6657 | -74.1752 | Solar |  |  |  | 2018.0 | EnterSolar | U.S. Energy Information Administration | http://www.eia.gov/electricity/data/browser/ | U.S. Energy Information Administration |  | 2019 | [6 empty] | 2.91 | U.S. Energy Information Administration |  |  |  |  | 5.21 | HYDRO-V1 | HYDRO-V1 | HYDRO-V1 | HYDRO-V1 | HYDRO-V1
USA | United States of America | Riverview Solar |  | USA0063092 | 1.5 | 40.6658 | -103.1324 | Solar |  |  |  | 2019.0 | Highline Services LLC | U.S. Energy Information Administration | http://www.eia.gov/electricity/data/browser/ | U.S. Energy Information Administration |  | 2019 | [6 empty] | 0.216 | U.S. Energy Information Administration |  |  |  |  | 2.44 | NO-ESTIMATION | NO-ESTIMATION | NO-ESTIMATION | NO-ESTIMATION | CAPACITY-FACTOR-V1
USA | United States of America | Connell East LLC |  | USA0062598 | 1.4 | 40.6670 | -74.4078 | Solar |  |  |  | 2013.0 | Connell East LLC. | U.S. Energy Information Administration | http://www.eia.gov/electricity/data/browser/ | U.S. Energy Information Administration |  | 2019 | [6 empty] | 1.4998 | U.S. Energy Information Administration |  |  |  |  | 2.28 | HYDRO-V1 | HYDRO-V1 | HYDRO-V1 | HYDRO-V1 | HYDRO-V1
USA | United States of America | Lebanon Solar |  | USA0057488 | 2 | 40.6758 | -74.9122 | Solar |  |  |  | 2012.0 | Consolidated Edison Development Inc. | U.S. Energy Information Administration | http://www.eia.gov/electricity/data/browser/ | U.S. Energy Information Administration | 102064 | 2019 | 3.0046500000000003 | 3.0020000000000002 | 3.206 | 3.1630000000000003 | 2.993 | 2.706 | 2.791 | U.S. Energy Information Administration | 3.16 | 2.98 | 3.12 | 3.02 | 2.78 | NO-ESTIMATION | NO-ESTIMATION | NO-ESTIMATION | NO-ESTIMATION | CAPACITY-FACTOR-V1
USA | United States of America | WEA Texas Bayonne |  | USA0057383 | 1.5 | 40.6772 | -74.0919 | Solar |  |  |  | 2011.0 | Public Service Elec & Gas Co | U.S. Energy Information Administration | http://www.eia.gov/electricity/data/browser/ | U.S. Energy Information Administration |  | 2019 | 1.772 | 1.746 | 2.142 | 1.464 | 1.801 | 1.974 | 1.147 | U.S. Energy Information Administration | 2.41 | 2.38 | 2.40 | 2.13 | 1.99 | NO-ESTIMATION | NO-ESTIMATION | NO-ESTIMATION | NO-ESTIMATION | CAPACITY-FACTOR-V1
USA | United States of America | Murray Hill Solar |  | USA0057471 | 1 | 40.6844 | -74.4044 | Solar |  |  |  | 2011.0 | Consolidated Edison Development Inc. | U.S. Energy Information Administration | http://www.eia.gov/electricity/data/browser/ | U.S. Energy Information Administration | 102066 | 2019 | 1.69686 | 1.669 | 1.739 | 1.7870000000000001 | 1.613 | 1.504 | 1.662 | U.S. Energy Information Administration | 1.53 | 1.49 | 1.63 | 1.45 | 1.37 | HYDRO-V1 | HYDRO-V1 | HYDRO-V1 | HYDRO-V1 | HYDRO-V1
USA | United States of America | Jersey City DWP |  | USA0063530 | 1 | 40.6900 | -74.0874 | Solar |  |  |  | 2020.0 | Onyx Asset Services Group | U.S. Energy Information Administration | http://www.eia.gov/electricity/data/browser/ | U.S. Energy Information Administration |  | 2019 | [6 empty] | 0.016 | U.S. Energy Information Administration |  |  |  |  | 1.62 | NO-ESTIMATION | NO-ESTIMATION | NO-ESTIMATION | NO-ESTIMATION | CAPACITY-FACTOR-V1
USA | United States of America | Beaver Solar LLC |  | USA0059546 | 1.3 | 40.6914 | -80.3239 | Solar |  |  |  | 2013.0 | Laurel Capital Partners | U.S. Energy Information Administration | http://www.eia.gov/electricity/data/browser/ | U.S. Energy Information Administration |  | 2019 |  | 1.472 | 1.534 | 1.546 | 1.5210000000000001 | 1.3840000000000001 | 1.282 | U.S. Energy Information Administration |  | 1.56 | 1.86 | 1.97 | 1.86 | SOLAR-V1-NO-AGE | SOLAR-V1-NO-AGE | SOLAR-V1-NO-AGE | SOLAR-V1-NO-AGE | SOLAR-V1-NO-AGE
USA | United States of America | BBB Corporate Headquarters |  | USA0058093 | 1 | 40.6972 | -74.3050 | Solar |  |  |  | 2010.0 | Bed Bath & Beyond | U.S. Energy Information Administration | http://www.eia.gov/electricity/data/browser/ | U.S. Energy Information Administration |  | 2019 | 1.437 | 1.391 | 1.4060000000000001 | 1.431 | 1.405 | 1.3780000000000001 | 1.393 | U.S. Energy Information Administration | 1.55 | 1.39 | 1.48 | 1.46 | 1.37 | SOLAR-V1-NO-AGE | SOLAR-V1-NO-AGE | SOLAR-V1-NO-AGE | SOLAR-V1-NO-AGE | SOLAR-V1-NO-AGE
USA | United States of America | Community Foodbank of NJ |  | USA0060776 | 1.1 | 40.6973 | -74.2122 | Solar |  |  |  | 2012.0 | Community Foodbank of NJ | U.S. Energy Information Administration | http://www.eia.gov/electricity/data/browser/ | U.S. Energy Information Administration |  | 2019 |  |  |  | 1.213 | 0.6940000000000001 | 0.683 | 1.092 | U.S. Energy Information Administration | 1.64 | 1.67 | 1.73 | 1.65 | 1.45 | SOLAR-V1-NO-AGE | SOLAR-V1-NO-AGE | SOLAR-V1-NO-AGE | SOLAR-V1-NO-AGE | SOLAR-V1-NO-AGE
USA | United States of America | Berry Plastics Solar |  | USA0059097 | 10.1 | 40.6983 | -75.1519 | Solar |  |  |  | 2013.9999999999998 | GSRP | U.S. Energy Information Administration | http://www.eia.gov/electricity/data/browser/ | U.S. Energy Information Administration | 68066 | 2019 | 0.198 | 15.866 | 16.914 | 16.159 | 15.933 | 14.89 | 15.728 | U.S. Energy Information Administration |  | 16.01 | 16.83 | 16.33 | 16.8 | SOLAR-V1-NO-AGE | SOLAR-V1-NO-AGE | SOLAR-V1-NO-AGE | SOLAR-V1-NO-AGE | SOLAR-V1-NO-AGE
USA | United States of America | DG AMP Solar Brewster |  | USA0061818 | 1.9 | 40.7024 | -81.5898 | Solar |  |  |  | 2019.0 | DG AMP Solar LLC | U.S. Energy Information Administration | http://www.eia.gov/electricity/data/browser/ | U.S. Energy Information Administration |  | 2019 | [5 empty] | 0.0 | 2.561 | U.S. Energy Information Administration |  |  |  |  | 3.09 | SOLAR-V1-NO-AGE | SOLAR-V1-NO-AGE | SOLAR-V1-NO-AGE | SOLAR-V1-NO-AGE | SOLAR-V1-NO-AGE
USA | United States of America | Bernards Solar |  | USA0060437 | 2.6 | 40.7027 | -74.5816 | Solar |  |  |  | 2016.0 | NJR Clean Energy Ventures Corporation | U.S. Energy Information Administration | http://www.eia.gov/electricity/data/browser/ | U.S. Energy Information Administration |  | 2019 |  |  |  | 0.871 | 4.465 | 4.244 | 4.603 | U.S. Energy Information Administration |  |  |  |  | 5.75 | SOLAR-V1-NO-AGE | SOLAR-V1-NO-AGE | SOLAR-V1-NO-AGE | SOLAR-V1-NO-AGE | SOLAR-V1-NO-AGE
USA | United States of America | Pfizer Peapack Solar |  | USA0060762 | 6.2 | 40.7119 | -74.6634 | Solar |  |  |  | 2016.0 | CVI CleanCapital Solar 5 LLC | U.S. Energy Information Administration | http://www.eia.gov/electricity/data/browser/ | U.S. Energy Information Administration |  | 2019 |  |  |  | 1.244 | 10.108 | 9.515 | 10.165 | U.S. Energy Information Administration |  |  |  |  | 10.29 | SOLAR-V1-NO-AGE | SOLAR-V1-NO-AGE | SOLAR-V1-NO-AGE | SOLAR-V1-NO-AGE | SOLAR-V1-NO-AGE
USA | United States of America | Kearney NPPD Solar Project |  | USA0061884 | 5.8 | 40.7217 | -99.0412 | Solar |  |  |  | 2018.0 | SoCore Energy LLC | U.S. Energy Information Administration | http://www.eia.gov/electricity/data/browser/ | U.S. Energy Information Administration |  | 2019 | [5 empty] | 11.083 | 10.596 | U.S. Energy Information Administration |  |  |  |  | 9.45 | SOLAR-V1-NO-AGE | SOLAR-V1-NO-AGE | SOLAR-V1-NO-AGE | SOLAR-V1-NO-AGE | SOLAR-V1-NO-AGE
USA | United States of America | PPL Renewable Energy Merck Solar |  | USA0056889 | 1.7 | 40.7274 | -74.3783 | Solar |  |  |  | 2009.0 | EPP Renewable Energy | U.S. Energy Information Administration | http://www.eia.gov/electricity/data/browser/ | U.S. Energy Information Administration | 58619 | 2019 | 1.563 | 0.671 | 1.591 | 1.659 | 1.458 | 1.369 | 1.5 | U.S. Energy Information Administration | 2.49 | 2.42 | 2.44 | 2.25 | 2.39 | SOLAR-V1-NO-AGE | SOLAR-V1-NO-AGE | SOLAR-V1-NO-AGE | SOLAR-V1-NO-AGE | SOLAR-V1-NO-AGE
USA | United States of America | River Terminal Development Solar |  | USA0060843 | 2.7 | 40.7278 | -74.1142 | Solar |  |  |  | 2010.5925925925928 | RTC Properties Inc | U.S. Energy Information Administration | http://www.eia.gov/electricity/data/browser/ | U.S. Energy Information Administration |  | 2019 |  |  |  | 3.072 | 3.3120000000000003 | 3.291 | 3.363 | U.S. Energy Information Administration | 4.09 | 4.13 | 4.00 | 3.67 | 3.66 | SOLAR-V1-NO-AGE | SOLAR-V1-NO-AGE | SOLAR-V1-NO-AGE | SOLAR-V1-NO-AGE | SOLAR-V1-NO-AGE
USA | United States of America | SL Babylon |  | USA0061487 | 9 | 40.7308 | -73.3758 | Solar |  |  |  | 2018.0 | SL Babylon LLC | U.S. Energy Information Administration | http://www.eia.gov/electricity/data/browser/ | U.S. Energy Information Administration |  | 2019 |  |  |  |  | 0.41000000000000003 | 13.475 | 13.949 | U.S. Energy Information Administration |  |  |  |  | 14.66 | SOLAR-V1-NO-AGE | SOLAR-V1-NO-AGE | SOLAR-V1-NO-AGE | SOLAR-V1-NO-AGE | SOLAR-V1-NO-AGE
USA | United States of America | Short Hills Mall |  | USA0063257 | 2.7 | 40.7397 | -74.3642 | Solar |  |  |  | 2018.0 | Short Hills Mall | U.S. Energy Information Administration | http://www.eia.gov/electricity/data/browser/ | U.S. Energy Information Administration |  | 2019 | [6 empty] | 3.5046 | U.S. Energy Information Administration |  |  |  |  | 4.39 | SOLAR-V1-NO-AGE | SOLAR-V1-NO-AGE | SOLAR-V1-NO-AGE | SOLAR-V1-NO-AGE | SOLAR-V1-NO-AGE
USA | United States of America | East Orange Solar |  | USA0060727 | 4.5 | 40.7476 | -74.3358 | Solar |  |  |  | 2015.0 | GSRP | U.S. Energy Information Administration | http://www.eia.gov/electricity/data/browser/ | U.S. Energy Information Administration |  | 2019 |  |  |  | 6.476 | 6.37 | 5.987 | 6.194 | U.S. Energy Information Administration |  |  |  | 6.90 | 6.95 | NO-ESTIMATION | NO-ESTIMATION | NO-ESTIMATION | NO-ESTIMATION | CAPACITY-FACTOR-V1
USA | United States of America | Bloomfield Municipal Utilities Solar |  | USA0062607 | 1.6 | 40.7500 | -92.4500 | Solar |  |  |  | 2019.0 | AEP Onsite Partners | U.S. Energy Information Administration | http://www.eia.gov/electricity/data/browser/ | U.S. Energy Information Administration |  | 2019 | [6 empty] | 1.819 | U.S. Energy Information Administration |  |  |  |  | 2.6 | SOLAR-V1-NO-AGE | SOLAR-V1-NO-AGE | SOLAR-V1-NO-AGE | SOLAR-V1-NO-AGE | SOLAR-V1-NO-AGE
USA | United States of America | NJMC Landfill |  | USA0057724 | 2.5 | 40.7508 | -74.1100 | Solar |  |  |  | 2012.0 | Public Service Elec & Gas Co | U.S. Energy Information Administration | http://www.eia.gov/electricity/data/browser/ | U.S. Energy Information Administration |  | 2019 | 3.894 | 3.83 | 3.947 | 4.018 | 3.745 | 3.572 | 3.69 | U.S. Energy Information Administration | 3.77 | 3.84 | 3.93 | 3.83 | 3.45 | SOLAR-V1-NO-AGE | SOLAR-V1-NO-AGE | SOLAR-V1-NO-AGE | SOLAR-V1-NO-AGE | SOLAR-V1-NO-AGE
USA | United States of America | 435A Bergen Avenue |  | USA0063366 | 1.4 | 40.7519 | -74.1313 | Solar |  |  |  | 2019.0 | Hartz Solar LLC | U.S. Energy Information Administration | http://www.eia.gov/electricity/data/browser/ | U.S. Energy Information Administration |  | 2019 | [6 empty] | 1.194 | U.S. Energy Information Administration |  |  |  |  | 2.28 | SOLAR-V1-NO-AGE | SOLAR-V1-NO-AGE | SOLAR-V1-NO-AGE | SOLAR-V1-NO-AGE | SOLAR-V1-NO-AGE
USA | United States of America | Harmony |  | USA0059627 | 3.3 | 40.7553 | -75.1710 | Solar |  |  |  | 2015.0 | NJR Clean Energy Ventures Corporation | U.S. Energy Information Administration | http://www.eia.gov/electricity/data/browser/ | U.S. Energy Information Administration |  | 2019 |  |  | 2.48 | 4.728 | 4.357 | 4.0600000000000005 | 4.431 | U.S. Energy Information Administration |  |  |  | 4.68 | 4.49 | SOLAR-V1-NO-AGE | SOLAR-V1-NO-AGE | SOLAR-V1-NO-AGE | SOLAR-V1-NO-AGE | SOLAR-V1-NO-AGE
USA | United States of America | City of Lexington |  | USA0061467 | 3.5 | 40.7570 | -99.7340 | Solar |  |  |  | 2017.0 | IGS ORIX Solar I LLC | U.S. Energy Information Administration | http://www.eia.gov/electricity/data/browser/ | U.S. Energy Information Administration |  | 2019 |  |  |  |  | 4.655 | 6.67 | 6.482 | U.S. Energy Information Administration |  |  |  |  | 5.7 | NO-ESTIMATION | NO-ESTIMATION | NO-ESTIMATION | NO-ESTIMATION | CAPACITY-FACTOR-V1
USA | United States of America | McCullough Road Solar Farm |  | USA0062638 | 7.6 | 40.7576 | -74.9582 | Solar |  |  |  | 2019.0 | NJR Clean Energy Ventures Corporation | U.S. Energy Information Administration | http://www.eia.gov/electricity/data/browser/ | U.S. Energy Information Administration |  | 2019 | [6 empty] | 6.297 | U.S. Energy Information Administration |  |  |  |  | 12.38 | NO-ESTIMATION | NO-ESTIMATION | NO-ESTIMATION | NO-ESTIMATION | CAPACITY-FACTOR-V1
USA | United States of America | Ohio Northern University Solar Site |  | USA0060913 | 3 | 40.7596 | -83.8391 | Solar |  |  |  | 2017.3333333333333 | AEP Onsite Partners | U.S. Energy Information Administration | http://www.eia.gov/electricity/data/browser/ | U.S. Energy Information Administration |  | 2019 |  |  |  | 0.0 | 3.0660000000000003 | 4.234 | 4.429 | U.S. Energy Information Administration |  |  |  |  | 4.88 | HYDRO-V1 | HYDRO-V1 | HYDRO-V1 | HYDRO-V1 | HYDRO-V1
USA | United States of America | NHA at Mansfield NJ |  | USA0060378 | 5 | 40.7600 | -74.9350 | Solar |  |  |  | 2016.0 | Constellation Solar New Jersey LLC | U.S. Energy Information Administration | http://www.eia.gov/electricity/data/browser/ | U.S. Energy Information Administration |  | 2019 |  |  |  | 3.203 | 7.5040000000000004 | 6.758 | 7.552 | U.S. Energy Information Administration |  |  |  |  | 7.78 | HYDRO-V1 | HYDRO-V1 | HYDRO-V1 | HYDRO-V1 | HYDRO-V1
USA | United States of America | Goya Foods Inc- Jersey City Solar |  | USA0060839 | 2.5 | 40.7601 | -74.0654 | Solar |  |  |  | 2015.0 | Goya Foods Inc. | U.S. Energy Information Administration | http://www.eia.gov/electricity/data/browser/ | U.S. Energy Information Administration |  | 2019 |  |  |  | 4.331 | 4.0680000000000005 | 3.892 | 4.057 | U.S. Energy Information Administration |  |  |  | 3.83 | 3.98 | HYDRO-V1 | HYDRO-V1 | HYDRO-V1 | HYDRO-V1 | HYDRO-V1
USA | United States of America | Crayola Solar Project |  | USA0057216 | 2.8 | 40.7605 | -75.2385 | Solar |  |  |  | 2010.9285714285718 | UGI Development Co | U.S. Energy Information Administration | http://www.eia.gov/electricity/data/browser/ | U.S. Energy Information Administration |  | 2019 | 2.515 | 2.989 | 3.105 | 4.401 | 2.6550000000000002 | 2.56 | 2.653 | U.S. Energy Information Administration | 4.10 | 4.06 | 4.49 | 4.05 | 3.73 | HYDRO-V1 | HYDRO-V1 | HYDRO-V1 | HYDRO-V1 | HYDRO-V1
USA | United States of America | Deer Park |  | USA0058786 | 2.5 | 40.7608 | -73.1939 | Solar |  |  |  | 2013.0 | CD US Solar MT1 LLC | U.S. Energy Information Administration | http://www.eia.gov/electricity/data/browser/ | U.S. Energy Information Administration | 62780 | 2019 | 3.3471900000000003 | 3.589 | 3.664 | 3.688 | 3.3930000000000002 | 3.341 | 3.291 | U.S. Energy Information Administration |  | 3.90 | 4.00 | 3.86 | 3.91 | NO-ESTIMATION | NO-ESTIMATION | NO-ESTIMATION | NO-ESTIMATION | CAPACITY-FACTOR-V1
USA | United States of America | Cohalan |  | USA0058790 | 4 | 40.7625 | -73.1944 | Solar |  |  |  | 2012.375 | CD US Solar MT1 LLC | U.S. Energy Information Administration | http://www.eia.gov/electricity/data/browser/ | U.S. Energy Information Administration | 62777 | 2019 | 4.87872 | 5.191 | 5.1610000000000005 | 5.181 | 4.791 | 4.831 | 4.059 | U.S. Energy Information Administration | 6.19 | 6.19 | 6.37 | 6.17 | 5.6 | SOLAR-V1-NO-AGE | SOLAR-V1-NO-AGE | SOLAR-V1-NO-AGE | SOLAR-V1-NO-AGE | SOLAR-V1-NO-AGE
USA | United States of America | Dennison |  | USA0058787 | 2 | 40.7631 | -73.3236 | Solar |  |  |  | 2011.0 | CD US Solar MT1 LLC | U.S. Energy Information Administration | http://www.eia.gov/electricity/data/browser/ | U.S. Energy Information Administration | 68418 | 2019 | 2.6086500000000004 | 2.545 | 2.5300000000000002 | 2.3970000000000002 | 2.302 | 2.112 | 2.239 | U.S. Energy Information Administration | 3.08 | 3.09 | 3.17 | 2.83 | 2.77 | SOLAR-V1-NO-AGE | SOLAR-V1-NO-AGE | SOLAR-V1-NO-AGE | SOLAR-V1-NO-AGE | SOLAR-V1-NO-AGE
USA | United States of America | North County |  | USA0058788 | 1 | 40.7631 | -73.3236 | Solar |  |  |  | 2011.0 | CD US Solar MT1 LLC | U.S. Energy Information Administration | http://www.eia.gov/electricity/data/browser/ | U.S. Energy Information Administration |  | 2019 | 0.83259 | 1.303 | 1.345 | 1.232 | 1.175 | 1.042 | 1.252 | U.S. Energy Information Administration | 1.59 | 1.59 | 1.62 | 1.44 | 1.41 | SOLAR-V1-NO-AGE | SOLAR-V1-NO-AGE | SOLAR-V1-NO-AGE | SOLAR-V1-NO-AGE | SOLAR-V1-NO-AGE
USA | United States of America | Salt Palace Solar Gen Plant |  | USA0058006 | 1.3 | 40.7672 | -111.8950 | Solar |  |  |  | 2012.0000000000002 | Wasatch View Solar LLC | U.S. Energy Information Administration | http://www.eia.gov/electricity/data/browser/ | U.S. Energy Information Administration |  | 2019 | 2.1 | 2.235 | 2.328 | 2.2880000000000003 | 2.294 | 2.277 | 2.135 | U.S. Energy Information Administration | 2.18 | 2.09 | 2.32 | 2.05 | 1.99 | SOLAR-V1-NO-AGE | SOLAR-V1-NO-AGE | SOLAR-V1-NO-AGE | SOLAR-V1-NO-AGE | SOLAR-V1-NO-AGE
USA | United States of America | IMPA Peru Solar Park |  | USA0059481 | 3 | 40.7678 | -86.0456 | Solar |  |  |  | 2015.0 | Indiana Municipal Power Agency | U.S. Energy Information Administration | http://www.eia.gov/electricity/data/browser/ | U.S. Energy Information Administration | 69056 | 2019 |  |  | 1.311 | 4.358 | 4.548 | 4.135 | 3.981 | U.S. Energy Information Administration |  |  |  | 4.12 | 4.5 | SOLAR-V1-NO-AGE | SOLAR-V1-NO-AGE | SOLAR-V1-NO-AGE | SOLAR-V1-NO-AGE | SOLAR-V1-NO-AGE
USA | United States of America | 77 Metro Way |  | USA0062326 | 1 | 40.7705 | -74.0722 | Solar |  |  |  | 2018.0 | Hartz Solar LLC | U.S. Energy Information Administration | http://www.eia.gov/electricity/data/browser/ | U.S. Energy Information Administration |  | 2019 | [5 empty] | 0.2 | 1.537 | U.S. Energy Information Administration |  |  |  |  | 1.62 | SOLAR-V1-NO-AGE | SOLAR-V1-NO-AGE | SOLAR-V1-NO-AGE | SOLAR-V1-NO-AGE | SOLAR-V1-NO-AGE
USA | United States of America | Jefferson Avenue |  | USA0060499 | 1.7 | 40.7722 | -74.0687 | Solar |  |  |  | 2010.0 | Hartz Solar LLC | U.S. Energy Information Administration | http://www.eia.gov/electricity/data/browser/ | U.S. Energy Information Administration |  | 2019 |  |  |  | 2.333 | 2.096 | 1.984 | 2.039 | U.S. Energy Information Administration | 2.54 | 2.57 | 2.41 | 2.39 | 2.41 | SOLAR-V1-NO-AGE | SOLAR-V1-NO-AGE | SOLAR-V1-NO-AGE | SOLAR-V1-NO-AGE | SOLAR-V1-NO-AGE
USA | United States of America | Goya Foods Inc- Secaucus Solar |  | USA0060840 | 1.6 | 40.7731 | -74.0774 | Solar |  |  |  | 2016.0000000000002 | Goya Foods Inc. | U.S. Energy Information Administration | http://www.eia.gov/electricity/data/browser/ | U.S. Energy Information Administration |  | 2019 |  |  |  | 1.5290000000000001 | 2.505 | 2.431 | 2.546 | U.S. Energy Information Administration |  |  |  |  | 2.65 | SOLAR-V1-NO-AGE | SOLAR-V1-NO-AGE | SOLAR-V1-NO-AGE | SOLAR-V1-NO-AGE | SOLAR-V1-NO-AGE
USA | United States of America | DG Florham Park Solar LLC |  | USA0062586 | 2 | 40.7778 | -74.4272 | Solar |  |  |  | 2019.0 | DG Florham Park Solar LLC | U.S. Energy Information Administration | http://www.eia.gov/electricity/data/browser/ | U.S. Energy Information Administration |  | 2019 | [6 empty] | 0.23 | U.S. Energy Information Administration |  |  |  |  | 3.25 | SOLAR-V1-NO-AGE | SOLAR-V1-NO-AGE | SOLAR-V1-NO-AGE | SOLAR-V1-NO-AGE | SOLAR-V1-NO-AGE
USA | United States of America | Lincoln Ave Solar Project |  | USA0061899 | 2 | 40.7814 | -73.0834 | Solar |  |  |  | 2019.0 | Agilitas Energy LLC | U.S. Energy Information Administration | http://www.eia.gov/electricity/data/browser/ | U.S. Energy Information Administration |  | 2019 | [5 empty] | 0.0 | 3.531 | U.S. Energy Information Administration |  |  |  |  | 3.25 | SOLAR-V1-NO-AGE | SOLAR-V1-NO-AGE | SOLAR-V1-NO-AGE | SOLAR-V1-NO-AGE | SOLAR-V1-NO-AGE
USA | United States of America | Brentwood Solar |  | USA0058785 | 1 | 40.7814 | -73.2439 | Solar |  |  |  | 2011.0 | CD US Solar MT1 LLC | U.S. Energy Information Administration | http://www.eia.gov/electricity/data/browser/ | U.S. Energy Information Administration |  | 2019 | 1.08108 | 1.299 | 0.9580000000000001 | 0.11900000000000001 | 0.9 | 0.834 | 0.751 | U.S. Energy Information Administration | 1.59 | 1.59 | 1.62 | 1.45 | 1.48 | SOLAR-V1-NO-AGE | SOLAR-V1-NO-AGE | SOLAR-V1-NO-AGE | SOLAR-V1-NO-AGE | SOLAR-V1-NO-AGE
USA | United States of America | Hartz Way |  | USA0060501 | 1 | 40.7828 | -74.0728 | Solar |  |  |  | 2011.0 | Hartz Solar LLC | U.S. Energy Information Administration | http://www.eia.gov/electricity/data/browser/ | U.S. Energy Information Administration | 63181 | 2019 |  |  |  | 1.301 | 1.32 | 1.2570000000000001 | 1.226 | U.S. Energy Information Administration | 1.42 | 1.47 | 1.64 | 1.46 | 1.5 | SOLAR-V1-NO-AGE | SOLAR-V1-NO-AGE | SOLAR-V1-NO-AGE | SOLAR-V1-NO-AGE | SOLAR-V1-NO-AGE
USA | United States of America | Warren County Solar |  | USA0056888 | 2 | 40.7890 | -75.1070 | Solar |  |  |  | 2012.0 | EPP Renewable Energy | U.S. Energy Information Administration | http://www.eia.gov/electricity/data/browser/ | U.S. Energy Information Administration |  | 2019 | 3.245 | 3.68 | 3.698 | 3.6270000000000002 | 3.351 | 2.918 | 2.868 | U.S. Energy Information Administration | 2.83 | 2.86 | 3.19 | 2.99 | 2.64 | SOLAR-V1-NO-AGE | SOLAR-V1-NO-AGE | SOLAR-V1-NO-AGE | SOLAR-V1-NO-AGE | SOLAR-V1-NO-AGE
USA | United States of America | 46 Meadowlands Parkway |  | USA0062325 | 1.5 | 40.7898 | -74.0715 | Solar |  |  |  | 2018.0 | Hartz Solar LLC | U.S. Energy Information Administration | http://www.eia.gov/electricity/data/browser/ | U.S. Energy Information Administration |  | 2019 | [5 empty] | 0.462 | 2.261 | U.S. Energy Information Administration |  |  |  |  | 2.44 | SOLAR-V1-NO-AGE | SOLAR-V1-NO-AGE | SOLAR-V1-NO-AGE | SOLAR-V1-NO-AGE | SOLAR-V1-NO-AGE
USA | United States of America | Susquehanna University Solar |  | USA0061914 | 3 | 40.7952 | -76.8825 | Solar |  |  |  | 2018.0 | Terraform Arcadia | U.S. Energy Information Administration | http://www.eia.gov/electricity/data/browser/ | U.S. Energy Information Administration |  | 2019 | [5 empty] | 0.812 | 4.715 | U.S. Energy Information Administration |  |  |  |  | 4.88 | NO-ESTIMATION | NO-ESTIMATION | NO-ESTIMATION | NO-ESTIMATION | CAPACITY-FACTOR-V1
USA | United States of America | Holtsville Solar Project |  | USA0061902 | 1.2 | 40.7977 | -73.0340 | Solar |  |  |  | 2018.0 | Agilitas Energy LLC | U.S. Energy Information Administration | http://www.eia.gov/electricity/data/browser/ | U.S. Energy Information Administration |  | 2019 | [5 empty] | 1.728 | 2.056 | U.S. Energy Information Administration |  |  |  |  | 1.95 | SOLAR-V1-NO-AGE | SOLAR-V1-NO-AGE | SOLAR-V1-NO-AGE | SOLAR-V1-NO-AGE | SOLAR-V1-NO-AGE
USA | United States of America | Calabro Airport South Solar Project |  | USA0063498 | 1.2 | 40.8115 | -72.8571 | Solar |  |  |  | 2020.0 | Agilitas Energy LLC | U.S. Energy Information Administration | http://www.eia.gov/electricity/data/browser/ | U.S. Energy Information Administration |  | 2019 | [6 empty] | 0 | U.S. Energy Information Administration |  |  |  |  | 1.95 | SOLAR-V1-NO-AGE | SOLAR-V1-NO-AGE | SOLAR-V1-NO-AGE | SOLAR-V1-NO-AGE | SOLAR-V1-NO-AGE
USA | United States of America | Whiskey Hill Solar |  | USA0063164 | 1 | 40.8125 | -106.2897 | Solar |  |  |  | 2019.0 | Mountain Parks Services Inc. | U.S. Energy Information Administration | http://www.eia.gov/electricity/data/browser/ | U.S. Energy Information Administration |  | 2019 | [6 empty] | 0.143 | U.S. Energy Information Administration |  |  |  |  | 1.62 | NO-ESTIMATION | NO-ESTIMATION | NO-ESTIMATION | NO-ESTIMATION | CAPACITY-FACTOR-V1
USA | United States of America | Westside Avenue |  | USA0060500 | 1 | 40.8141 | -74.0213 | Solar |  |  |  | 2011.0 | Hartz Solar LLC | U.S. Energy Information Administration | http://www.eia.gov/electricity/data/browser/ | U.S. Energy Information Administration |  | 2019 |  |  |  | 1.362 | 1.2630000000000001 | 1.198 | 1.285 | U.S. Energy Information Administration | 1.55 | 1.49 | 1.62 | 1.46 | 1.38 | SOLAR-V1-NO-AGE | SOLAR-V1-NO-AGE | SOLAR-V1-NO-AGE | SOLAR-V1-NO-AGE | SOLAR-V1-NO-AGE
USA | United States of America | Prudential 55 Livingston Roseland Solar |  | USA0060841 | 1.2 | 40.8146 | -74.2971 | Solar |  |  |  | 2013.0 | Prudential Insurance Company of America (NJ) | U.S. Energy Information Administration | http://www.eia.gov/electricity/data/browser/ | U.S. Energy Information Administration |  | 2019 |  |  |  | 1.93347 | 2.113 | 1.969 | 2.038 | U.S. Energy Information Administration |  | 1.68 | 1.70 | 1.88 | 1.77 | SOLAR-V1-NO-AGE | SOLAR-V1-NO-AGE | SOLAR-V1-NO-AGE | SOLAR-V1-NO-AGE | SOLAR-V1-NO-AGE
USA | United States of America | William G Mennen Sports Solar |  | USA0061630 | 1.3 | 40.8149 | -74.4759 | Solar |  |  |  | 2011.0 | Nautilus Solar Solutions | U.S. Energy Information Administration | http://www.eia.gov/electricity/data/browser/ | U.S. Energy Information Administration |  | 2019 |  |  |  |  | 1.366 | 1.393 | 1.449 | U.S. Energy Information Administration | 1.86 | 1.82 | 1.95 | 1.89 | 1.7 | HYDRO-V1 | HYDRO-V1 | HYDRO-V1 | HYDRO-V1 | HYDRO-V1
USA | United States of America | Blydenburgh Solar Project |  | USA0061900 | 1.5 | 40.8153 | -73.1824 | Solar |  |  |  | 2019.0 | Agilitas Energy LLC | U.S. Energy Information Administration | http://www.eia.gov/electricity/data/browser/ | U.S. Energy Information Administration |  | 2019 | [5 empty] | 0.0 | 2.591 | U.S. Energy Information Administration |  |  |  |  | 2.44 | NO-ESTIMATION | NO-ESTIMATION | NO-ESTIMATION | NO-ESTIMATION | CAPACITY-FACTOR-V1
USA | United States of America | Tioga Solar Morris County 1 LLC |  | USA0058917 | 1 | 40.8153 | -74.4758 | Solar |  |  |  | 2011.0 | Nautilus Solar Solutions | U.S. Energy Information Administration | http://www.eia.gov/electricity/data/browser/ | U.S. Energy Information Administration |  | 2019 | 1.875 | 1.5110000000000001 | 1.564 | 1.855 | 1.367 | 1.393 | 1.449 | U.S. Energy Information Administration | 1.49 | 1.39 | 1.48 | 1.51 | 1.35 | HYDRO-V1 | HYDRO-V1 | HYDRO-V1 | HYDRO-V1 | HYDRO-V1
USA | United States of America | Prudential 80 Livingston Roseland Solar |  | USA0060842 | 1.7 | 40.8154 | -74.3050 | Solar |  |  |  | 2014.0 | Prudential Insurance Company of America (NJ) | U.S. Energy Information Administration | http://www.eia.gov/electricity/data/browser/ | U.S. Energy Information Administration |  | 2019 |  |  |  | 2.79477 | 2.975 | 2.7640000000000002 | 2.91 | U.S. Energy Information Administration |  |  | 2.53 | 2.67 | 2.55 | NO-ESTIMATION | NO-ESTIMATION | NO-ESTIMATION | NO-ESTIMATION | CAPACITY-FACTOR-V1
USA | United States of America | University Park Solar |  | USA0062119 | 1.5 | 40.8170 | -77.8441 | Solar |  |  |  | 2019.0 | SS PA II PSU LLC | U.S. Energy Information Administration | http://www.eia.gov/electricity/data/browser/ | U.S. Energy Information Administration |  | 2019 | [5 empty] | 0.032 | 1.59 | U.S. Energy Information Administration |  |  |  |  | 2.44 | NO-ESTIMATION | NO-ESTIMATION | NO-ESTIMATION | NO-ESTIMATION | CAPACITY-FACTOR-V1
USA | United States of America | North Bergen Solar |  | USA0060806 | 1.6 | 40.8180 | -74.0170 | Solar |  |  |  | 2016.0000000000002 | Hartz Solar LLC | U.S. Energy Information Administration | http://www.eia.gov/electricity/data/browser/ | U.S. Energy Information Administration |  | 2019 |  |  |  | 0.445 | 2.446 | 2.415 | 2.442 | U.S. Energy Information Administration |  |  |  |  | 2.56 | HYDRO-V1 | HYDRO-V1 | HYDRO-V1 | HYDRO-V1 | HYDRO-V1
USA | United States of America | Toys R Us- DE Inc. at Mt. Olive NJ |  | USA0057647 | 4.1 | 40.8189 | -74.7186 | Solar |  |  |  | 2012.0 | Constellation Solar New Jersey II LLC | U.S. Energy Information Administration | http://www.eia.gov/electricity/data/browser/ | U.S. Energy Information Administration |  | 2019 | 5.135 | 4.852 | 5.133 | 5.253 | 4.913 | 4.7780000000000005 | 5.169 | U.S. Energy Information Administration | 6.11 | 5.90 | 6.71 | 6.26 | 5.5 | HYDRO-V1 | HYDRO-V1 | HYDRO-V1 | HYDRO-V1 | HYDRO-V1
USA | United States of America | Calabro Airport North Solar Project |  | USA0063497 | 1.3 | 40.8224 | -72.8750 | Solar |  |  |  | 2020.0 | Agilitas Energy LLC | U.S. Energy Information Administration | http://www.eia.gov/electricity/data/browser/ | U.S. Energy Information Administration |  | 2019 | [6 empty] | 0 | U.S. Energy Information Administration |  |  |  |  | 2.11 | HYDRO-V1 | HYDRO-V1 | HYDRO-V1 | HYDRO-V1 | HYDRO-V1
USA | United States of America | Holdrege Solar Center |  | USA0059713 | 4 | 40.8247 | -96.8203 | Solar |  |  |  | 2016.0 | Enerparc Inc. | U.S. Energy Information Administration | http://www.eia.gov/electricity/data/browser/ | U.S. Energy Information Administration | 68811 | 2019 |  |  |  | 3.981 | 7.179 | 6.728 | 6.523 | U.S. Energy Information Administration |  |  |  |  | 6.25 | NO-ESTIMATION | NO-ESTIMATION | NO-ESTIMATION | NO-ESTIMATION | CAPACITY-FACTOR-V1
USA | United States of America | Wilzig Associates LLC |  | USA0059751 | 1.2 | 40.8253 | -74.0944 | Solar |  |  |  | 2013.0 | Wilzig Associates LLC | U.S. Energy Information Administration | http://www.eia.gov/electricity/data/browser/ | U.S. Energy Information Administration |  | 2019 |  |  | 2.021 | 2.599 | 1.62 | 1.431 | 1.489 | U.S. Energy Information Administration |  | 1.78 | 1.81 | 1.85 | 1.89 | HYDRO-V1 | HYDRO-V1 | HYDRO-V1 | HYDRO-V1 | HYDRO-V1
USA | United States of America | Benjamin Moore & Co. Solar |  | USA0057733 | 1.4 | 40.8256 | -74.7147 | Solar |  |  |  | 2010.9999999999998 | Constellation Solar New Jersey LLC | U.S. Energy Information Administration | http://www.eia.gov/electricity/data/browser/ | U.S. Energy Information Administration | 62713 | 2019 | 2.054 | 2.0300000000000002 | 2.087 | 2.157 | 1.792 | 1.8760000000000001 | 1.963 | U.S. Energy Information Administration | 1.94 | 1.87 | 2.20 | 1.97 | 1.75 | NO-ESTIMATION | NO-ESTIMATION | NO-ESTIMATION | NO-ESTIMATION | CAPACITY-FACTOR-V1
USA | United States of America | Riverhead |  | USA0058789 | 1.5 | 40.8261 | -73.2322 | Solar |  |  |  | 2011.0 | CD US Solar MT1 LLC | U.S. Energy Information Administration | http://www.eia.gov/electricity/data/browser/ | U.S. Energy Information Administration |  | 2019 | 1.98693 | 1.946 | 1.991 | 0.242 | 1.832 | 1.833 | 1.638 | U.S. Energy Information Administration | 2.41 | 2.41 | 2.40 | 2.13 | 2.08 | NO-ESTIMATION | NO-ESTIMATION | NO-ESTIMATION | NO-ESTIMATION | CAPACITY-FACTOR-V1
USA | United States of America | WC Landfill Energy LLC |  | USA0057848 | 1 | 40.8310 | -75.0158 | Solar |  |  |  | 2013.0 | GSRP | U.S. Energy Information Administration | http://www.eia.gov/electricity/data/browser/ | U.S. Energy Information Administration |  | 2019 | 3.57 | 9.488 | 6.63 | 0.0 | 1.502 | 1.3940000000000001 | 1.328 | U.S. Energy Information Administration |  | 1.30 | 1.55 | 1.61 | 1.38 | NO-ESTIMATION | NO-ESTIMATION | NO-ESTIMATION | NO-ESTIMATION | CAPACITY-FACTOR-V1
USA | United States of America | DSM Nutritional Products Solar |  | USA0062713 | 10 | 40.8368 | -75.0655 | Solar |  |  |  | 2019.0 | DG Northeast Solar II LLC | U.S. Energy Information Administration | http://www.eia.gov/electricity/data/browser/ | U.S. Energy Information Administration |  | 2019 | [5 empty] | 0.0 | 11.392 | U.S. Energy Information Administration |  |  |  |  | 16.29 | NO-ESTIMATION | NO-ESTIMATION | NO-ESTIMATION | NO-ESTIMATION | CAPACITY-FACTOR-V1
USA | United States of America | DSM Solar |  | USA0060739 | 4.5 | 40.8437 | -75.0652 | Solar |  |  |  | 2015.0 | GSRP | U.S. Energy Information Administration | http://www.eia.gov/electricity/data/browser/ | U.S. Energy Information Administration |  | 2019 |  |  |  | 7.033 | 6.3500000000000005 | 5.913 | 6.252 | U.S. Energy Information Administration |  |  |  | 6.93 | 6.65 | HYDRO-V1 | HYDRO-V1 | HYDRO-V1 | HYDRO-V1 | HYDRO-V1
USA | United States of America | Gemini Technologies Services Inc. Solar |  | USA0060804 | 1.3 | 40.8484 | -74.4676 | Solar |  |  |  | 2013.0 | Gemini Technologies Services Inc. | U.S. Energy Information Administration | http://www.eia.gov/electricity/data/browser/ | U.S. Energy Information Administration |  | 2019 |  |  |  | 0.125 | 1.60083 | 1.514 | 1.6503 | U.S. Energy Information Administration |  | 1.85 | 1.94 | 2.01 | 1.84 | HYDRO-V1 | HYDRO-V1 | HYDRO-V1 | HYDRO-V1 | HYDRO-V1
USA | United States of America | DG AMP Solar Orrville 3 |  | USA0061436 | 2.3 | 40.8564 | -81.7595 | Solar |  |  |  | 2018.0 | DG AMP Solar LLC | U.S. Energy Information Administration | http://www.eia.gov/electricity/data/browser/ | U.S. Energy Information Administration |  | 2019 |  |  |  |  | 0.0 | 2.861 | 3.323 | U.S. Energy Information Administration |  |  |  |  | 3.74 | NO-ESTIMATION | NO-ESTIMATION | NO-ESTIMATION | NO-ESTIMATION | CAPACITY-FACTOR-V1
USA | United States of America | County College of Morris |  | USA0058881 | 2.9 | 40.8567 | -74.5814 | Solar |  |  |  | 2013.0 | Sunlight General Morris Solar LLC | U.S. Energy Information Administration | http://www.eia.gov/electricity/data/browser/ | U.S. Energy Information Administration | 66115 | 2019 | 0.279 | 3.9050000000000002 | 3.755 | 4.259 | 3.872 | 3.438 | 3.842 | U.S. Energy Information Administration |  | 4.50 | 4.57 | 4.52 | 4.2 | NO-ESTIMATION | NO-ESTIMATION | NO-ESTIMATION | NO-ESTIMATION | CAPACITY-FACTOR-V1
USA | United States of America | CCG Marketing |  | USA0062616 | 1.5 | 40.8593 | -74.3030 | Solar |  |  |  | 2018.0 | EnterSolar | U.S. Energy Information Administration | http://www.eia.gov/electricity/data/browser/ | U.S. Energy Information Administration |  | 2019 | [5 empty] | 2.283 | 2.289 | U.S. Energy Information Administration |  |  |  |  | 2.44 | HYDRO-V1 | HYDRO-V1 | HYDRO-V1 | HYDRO-V1 | HYDRO-V1
USA | United States of America | PA Solar Park |  | USA0057256 | 10.1 | 40.8601 | -75.8522 | Solar |  |  |  | 2012.0000000000002 | Consolidated Edison Development Inc. | U.S. Energy Information Administration | http://www.eia.gov/electricity/data/browser/ | U.S. Energy Information Administration | 102068 | 2019 | 13.913459999999999 | 13.914 | 14.546000000000001 | 15.119 | 13.968 | 12.324 | 13.435 | U.S. Energy Information Administration | 14.79 | 15.46 | 16.16 | 16.01 | 14.59 | HYDRO-V1 | HYDRO-V1 | HYDRO-V1 | HYDRO-V1 | HYDRO-V1
USA | United States of America | PSEG Hackettstown |  | USA0057204 | 2.2 | 40.8606 | -74.8229 | Solar |  |  |  | 2009.0 | PSEG Solar Hackettstown LLC | U.S. Energy Information Administration | http://www.eia.gov/electricity/data/browser/ | U.S. Energy Information Administration |  | 2019 | 2.656 | 2.5100000000000002 | 2.471 | 2.628 | 2.408 | 2.1670000000000003 | 2.391 | U.S. Energy Information Administration | 3.26 | 2.81 | 3.13 | 2.96 | 3.01 | NO-ESTIMATION | NO-ESTIMATION | NO-ESTIMATION | NO-ESTIMATION | CAPACITY-FACTOR-V1
USA | United States of America | Long Island Solar Farm LLC |  | USA0057589 | 31.5 | 40.8611 | -72.8478 | Solar |  |  |  | 2012.0 | Long Island Solar Farm LLC | U.S. Energy Information Administration | http://www.eia.gov/electricity/data/browser/ | U.S. Energy Information Administration | 59336 | 2019 | 51.817 | 50.822 | 52.287 | 53.709 | 47.311 | 48.76 | 50.626 | U.S. Energy Information Administration | 51.05 | 51.96 | 55.17 | 51.25 | 49.25 | NO-ESTIMATION | NO-ESTIMATION | NO-ESTIMATION | NO-ESTIMATION | CAPACITY-FACTOR-V1
USA | United States of America | Bison Solar LLC |  | USA0060351 | 30 | 40.8638 | -105.0111 | Solar |  |  |  | 2016.0 | Bison Solar LLC | U.S. Energy Information Administration | http://www.eia.gov/electricity/data/browser/ | U.S. Energy Information Administration | 68752 | 2019 |  |  |  | 11.305 | 59.168 | 64.356 | 61.276 | U.S. Energy Information Administration |  |  |  |  | 58.75 | NO-ESTIMATION | NO-ESTIMATION | NO-ESTIMATION | NO-ESTIMATION | CAPACITY-FACTOR-V1
USA | United States of America | Kings Park Solar I |  | USA0059880 | 2 | 40.8683 | -73.2493 | Solar |  |  |  | 2019.0 | DG LF Solar LLC | U.S. Energy Information Administration | http://www.eia.gov/electricity/data/browser/ | U.S. Energy Information Administration |  | 2019 | [6 empty] | 2.93 | U.S. Energy Information Administration |  |  |  |  | 3.25 | NO-ESTIMATION | NO-ESTIMATION | NO-ESTIMATION | NO-ESTIMATION | CAPACITY-FACTOR-V1
USA | United States of America | Kings Park Solar II |  | USA0059881 | 2 | 40.8683 | -73.2493 | Solar |  |  |  | 2019.0 | DG LF Solar LLC | U.S. Energy Information Administration | http://www.eia.gov/electricity/data/browser/ | U.S. Energy Information Administration |  | 2019 | [6 empty] | 2.723 | U.S. Energy Information Administration |  |  |  |  | 3.25 | SOLAR-V1-NO-AGE | SOLAR-V1-NO-AGE | SOLAR-V1-NO-AGE | SOLAR-V1-NO-AGE | SOLAR-V1-NO-AGE
USA | United States of America | Wyandot Solar Farm |  | USA0057203 | 10 | 40.8795 | -83.3171 | Solar |  |  |  | 2010.0 | Wyandot Solar LLC | U.S. Energy Information Administration | http://www.eia.gov/electricity/data/browser/ | U.S. Energy Information Administration | 59873 | 2019 | 14.203000000000001 | 14.593 | 14.582 | 14.398 | 13.609 | 13.045 | 12.511 | U.S. Energy Information Administration | 14.84 | 14.63 | 13.54 | 14.47 | 14.12 | SOLAR-V1-NO-AGE | SOLAR-V1-NO-AGE | SOLAR-V1-NO-AGE | SOLAR-V1-NO-AGE | SOLAR-V1-NO-AGE
USA | United States of America | Garfield Solar |  | USA0062680 | 4.2 | 40.8886 | -74.1222 | Solar |  |  |  | 2018.9999999999998 | NJR Clean Energy Ventures Corporation | U.S. Energy Information Administration | http://www.eia.gov/electricity/data/browser/ | U.S. Energy Information Administration |  | 2019 | [6 empty] | 0.877 | U.S. Energy Information Administration |  |  |  |  | 6.84 | SOLAR-V1-NO-AGE | SOLAR-V1-NO-AGE | SOLAR-V1-NO-AGE | SOLAR-V1-NO-AGE | SOLAR-V1-NO-AGE
USA | United States of America | 350 Clark Solar NG LLC |  | USA0061224 | 1.8 | 40.8942 | -74.7302 | Solar |  |  |  | 2011.0 | 350 Clark Solar NG LLC | U.S. Energy Information Administration | http://www.eia.gov/electricity/data/browser/ | U.S. Energy Information Administration |  | 2019 |  |  |  | 2.1670000000000003 | 1.143 | 1.747 | 1.98 | U.S. Energy Information Administration | 2.71 | 2.52 | 2.95 | 2.54 | 2.34 | SOLAR-V1-NO-AGE | SOLAR-V1-NO-AGE | SOLAR-V1-NO-AGE | SOLAR-V1-NO-AGE | SOLAR-V1-NO-AGE
USA | United States of America | Shelby Solar Array |  | USA0063390 | 1.9 | 40.8960 | -82.6724 | Solar |  |  |  | 2020.0 | AEP Onsite Partners | U.S. Energy Information Administration | http://www.eia.gov/electricity/data/browser/ | U.S. Energy Information Administration |  | 2019 | [6 empty] | 0 | U.S. Energy Information Administration |  |  |  |  | 3.09 | SOLAR-V1-NO-AGE | SOLAR-V1-NO-AGE | SOLAR-V1-NO-AGE | SOLAR-V1-NO-AGE | SOLAR-V1-NO-AGE
USA | United States of America | Harmon DC Totowa NJ |  | USA0058095 | 1.5 | 40.9039 | -74.2478 | Solar |  |  |  | 2012.0 | Bed Bath & Beyond | U.S. Energy Information Administration | http://www.eia.gov/electricity/data/browser/ | U.S. Energy Information Administration |  | 2019 | 2.0020000000000002 | 1.92 | 1.883 | 2.066 | 1.8 | 1.641 | 1.884 | U.S. Energy Information Administration | 2.38 | 2.30 | 2.42 | 2.34 | 1.95 | SOLAR-V1-NO-AGE | SOLAR-V1-NO-AGE | SOLAR-V1-NO-AGE | SOLAR-V1-NO-AGE | SOLAR-V1-NO-AGE
USA | United States of America | Calverton |  | USA0060452 | 3.9 | 40.9211 | -72.7437 | Solar |  |  |  | 2015.0 | Terraform Arcadia | U.S. Energy Information Administration | http://www.eia.gov/electricity/data/browser/ | U.S. Energy Information Administration |  | 2019 |  |  |  | 5.162 | 4.573 | 4.884 | 2.625 | U.S. Energy Information Administration |  |  |  | 6.23 | 5.99 | SOLAR-V1-NO-AGE | SOLAR-V1-NO-AGE | SOLAR-V1-NO-AGE | SOLAR-V1-NO-AGE | SOLAR-V1-NO-AGE
USA | United States of America | Riverhead Solar Farm |  | USA0062017 | 20 | 40.9230 | -72.7645 | Solar |  |  |  | 2019.0 | Sustainable Power Group LLC | U.S. Energy Information Administration | http://www.eia.gov/electricity/data/browser/ | U.S. Energy Information Administration |  | 2019 | [6 empty] | 15.879 | U.S. Energy Information Administration |  |  |  |  | 32.59 | SOLAR-V1-NO-AGE | SOLAR-V1-NO-AGE | SOLAR-V1-NO-AGE | SOLAR-V1-NO-AGE | SOLAR-V1-NO-AGE
USA | United States of America | North Jersey Media Group Solar Facility |  | USA0058358 | 4.1 | 40.9242 | -74.4947 | Solar |  |  |  | 2013.0 | CVI CleanCapital Solar 4 LLC | U.S. Energy Information Administration | http://www.eia.gov/electricity/data/browser/ | U.S. Energy Information Administration |  | 2019 | 5.432 | 5.978 | 6.067 | 6.33 | 5.819 | 5.36 | 5.406 | U.S. Energy Information Administration |  | 6.22 | 6.43 | 6.34 | 6.06 | SOLAR-V1-NO-AGE | SOLAR-V1-NO-AGE | SOLAR-V1-NO-AGE | SOLAR-V1-NO-AGE | SOLAR-V1-NO-AGE
USA | United States of America | Leavenworth Greenworks LLC |  | USA0059276 | 9.5 | 40.9253 | -72.7633 | Solar |  |  |  | 2016.0 | Sustainable Power Group LLC | U.S. Energy Information Administration | http://www.eia.gov/electricity/data/browser/ | U.S. Energy Information Administration |  | 2019 |  |  |  | 11.375 | 17.171 | 16.931 | 17.434 | U.S. Energy Information Administration |  |  |  |  | 15.76 | SOLAR-V1-NO-AGE | SOLAR-V1-NO-AGE | SOLAR-V1-NO-AGE | SOLAR-V1-NO-AGE | SOLAR-V1-NO-AGE
USA | United States of America | Sutter Greenworks LLC |  | USA0059274 | 5 | 40.9281 | -72.7711 | Solar |  |  |  | 2015.0 | Sustainable Power Group LLC | U.S. Energy Information Administration | http://www.eia.gov/electricity/data/browser/ | U.S. Energy Information Administration |  | 2019 |  |  | 0.608 | 9.499 | 8.788 | 8.821 | 9.087 | U.S. Energy Information Administration |  |  |  | 8.32 | 8.21 | SOLAR-V1-NO-AGE | SOLAR-V1-NO-AGE | SOLAR-V1-NO-AGE | SOLAR-V1-NO-AGE | SOLAR-V1-NO-AGE
USA | United States of America | Shoreham Solar Commons |  | USA0060045 | 24.9 | 40.9344 | -72.8885 | Solar |  |  |  | 2018.0 | Invenergy Services LLC | U.S. Energy Information Administration | http://www.eia.gov/electricity/data/browser/ | U.S. Energy Information Administration |  | 2019 | [5 empty] | 22.416 | 46.561 | U.S. Energy Information Administration |  |  |  |  | 40.57 | SOLAR-V1-NO-AGE | SOLAR-V1-NO-AGE | SOLAR-V1-NO-AGE | SOLAR-V1-NO-AGE | SOLAR-V1-NO-AGE
USA | United States of America | Romark PA Solar |  | USA0057465 | 1.8 | 40.9361 | -76.0389 | Solar |  |  |  | 2011.0 | Romark Logistics of PA Inc. | U.S. Energy Information Administration | http://www.eia.gov/electricity/data/browser/ | U.S. Energy Information Administration |  | 2019 | 2.33 | 2.157 | 2.293 | 2.295 | 2.2840000000000003 | 1.597 | 2.079 | U.S. Energy Information Administration | 2.41 | 2.49 | 2.67 | 2.51 | 2.38 | SOLAR-V1-NO-AGE | SOLAR-V1-NO-AGE | SOLAR-V1-NO-AGE | SOLAR-V1-NO-AGE | SOLAR-V1-NO-AGE
USA | United States of America | IMPA Rensselaer Solar Park |  | USA0059480 | 1 | 40.9461 | -87.1364 | Solar |  |  |  | 2014.0 | Indiana Municipal Power Agency | U.S. Energy Information Administration | http://www.eia.gov/electricity/data/browser/ | U.S. Energy Information Administration | 68729 | 2019 |  | 0.771 | 1.468 | 1.298 | 0.762 | 0.9550000000000001 | 0.346 | U.S. Energy Information Administration |  |  | 1.25 | 1.48 | 1.49 | SOLAR-V1-NO-AGE | SOLAR-V1-NO-AGE | SOLAR-V1-NO-AGE | SOLAR-V1-NO-AGE | SOLAR-V1-NO-AGE
USA | United States of America | Rensselaer Solar Site 2 |  | USA0061799 | 4 | 40.9498 | -87.1482 | Solar |  |  |  | 2019.0 | Indiana Municipal Power Agency | U.S. Energy Information Administration | http://www.eia.gov/electricity/data/browser/ | U.S. Energy Information Administration |  | 2019 | [5 empty] | 0.161 | 7.056 | U.S. Energy Information Administration |  |  |  |  | 6.51 | SOLAR-V1-NO-AGE | SOLAR-V1-NO-AGE | SOLAR-V1-NO-AGE | SOLAR-V1-NO-AGE | SOLAR-V1-NO-AGE
USA | United States of America | William Paterson University |  | USA0057805 | 1.4 | 40.9521 | -74.1955 | Solar |  |  |  | 2010.0000000000002 | Nautilus Solar WPU LLC | U.S. Energy Information Administration | http://www.eia.gov/electricity/data/browser/ | U.S. Energy Information Administration | 61892 | 2019 | 1.736 | 2.302 | 0.583 | 3.02 | 7.275 | 2.742 | 2.729 | U.S. Energy Information Administration | 2.01 | 1.96 | 1.89 | 2.02 | 1.83 | NO-ESTIMATION | NO-ESTIMATION | NO-ESTIMATION | NO-ESTIMATION | CAPACITY-FACTOR-V1
USA | United States of America | DG AMP 1048 Wadsworth |  | USA0062942 | 6.3 | 41.0128 | -81.7643 | Solar |  |  |  | 2020.0 | DG AMP Solar LLC | U.S. Energy Information Administration | http://www.eia.gov/electricity/data/browser/ | U.S. Energy Information Administration |  | 2019 | [6 empty] | 0 | U.S. Energy Information Administration |  |  |  |  | 10.26 | SOLAR-V1-NO-AGE | SOLAR-V1-NO-AGE | SOLAR-V1-NO-AGE | SOLAR-V1-NO-AGE | SOLAR-V1-NO-AGE
USA | United States of America | Shasta Solar Farm |  | USA0058814 | 3 | 41.0314 | -121.4225 | Solar |  |  |  | 2014.0 | Ignite Solar Holdings LLC | U.S. Energy Information Administration | http://www.eia.gov/electricity/data/browser/ | U.S. Energy Information Administration | 67670 | 2019 |  | 6.8420000000000005 | 7.847 | 7.692 | 7.69 | 6.945 | 7.23 | U.S. Energy Information Administration |  |  | 6.30 | 6.01 | 5.89 | SOLAR-V1-NO-AGE | SOLAR-V1-NO-AGE | SOLAR-V1-NO-AGE | SOLAR-V1-NO-AGE | SOLAR-V1-NO-AGE
USA | United States of America | Pocono Solar Project |  | USA0057367 | 3 | 41.0610 | -75.5149 | Solar |  |  |  | 2010.0 | Pocono International Raceway Inc | U.S. Energy Information Administration | http://www.eia.gov/electricity/data/browser/ | U.S. Energy Information Administration |  | 2019 | 3.952 | 3.918 | 3.352 | 3.9 | 3.142 | 2.61 | 3.72 | U.S. Energy Information Administration | 4.23 | 4.40 | 4.09 | 4.21 | 4.07 | SOLAR-V1-NO-AGE | SOLAR-V1-NO-AGE | SOLAR-V1-NO-AGE | SOLAR-V1-NO-AGE | SOLAR-V1-NO-AGE
USA | United States of America | Sterlington Greenworks LLC |  | USA0059275 | 1.3 | 41.0675 | -72.4403 | Solar |  |  |  | 2015.0 | Sustainable Power Group LLC | U.S. Energy Information Administration | http://www.eia.gov/electricity/data/browser/ | U.S. Energy Information Administration |  | 2019 |  |  | 0.265 | 2.08 | 2.185 | 2.2680000000000002 | 2.233 | U.S. Energy Information Administration |  |  |  | 2.05 | 2.01 | SOLAR-V1-NO-AGE | SOLAR-V1-NO-AGE | SOLAR-V1-NO-AGE | SOLAR-V1-NO-AGE | SOLAR-V1-NO-AGE
USA | United States of America | Bergenmand Solar Partners LLC Mahwah |  | USA0063200 | 1 | 41.0791 | -74.1500 | Solar |  |  |  | 2012.0 | Vanguard Energy Partners LLC | U.S. Energy Information Administration | http://www.eia.gov/electricity/data/browser/ | U.S. Energy Information Administration |  | 2019 | [6 empty] | 0 | U.S. Energy Information Administration |  |  |  |  | 1.62 | SOLAR-V1-NO-AGE | SOLAR-V1-NO-AGE | SOLAR-V1-NO-AGE | SOLAR-V1-NO-AGE | SOLAR-V1-NO-AGE
USA | United States of America | 100 Brook Hill Drive Solar |  | USA0063292 | 2 | 41.0930 | -73.9828 | Solar |  |  |  | 2016.0 | Diamond Properties | U.S. Energy Information Administration | http://www.eia.gov/electricity/data/browser/ | U.S. Energy Information Administration |  | 2019 | [6 empty] | 2.467 | U.S. Energy Information Administration |  |  |  |  | 3.25 | SOLAR-V1-NO-AGE | SOLAR-V1-NO-AGE | SOLAR-V1-NO-AGE | SOLAR-V1-NO-AGE | SOLAR-V1-NO-AGE
USA | United States of America | Weber State University - Davis Campus PV |  | USA0060821 | 1.3 | 41.0990 | -111.9822 | Solar |  |  |  | 2016.9999999999998 | Tesla Inc. | U.S. Energy Information Administration | http://www.eia.gov/electricity/data/browser/ | U.S. Energy Information Administration |  | 2019 |  |  |  |  | 0.0 | 2.38 | 2.226 | U.S. Energy Information Administration |  |  |  |  | 2.35 | SOLAR-V1-NO-AGE | SOLAR-V1-NO-AGE | SOLAR-V1-NO-AGE | SOLAR-V1-NO-AGE | SOLAR-V1-NO-AGE
USA | United States of America | Augusta Solar Farm |  | USA0062906 | 2.9 | 41.1000 | -74.7310 | Solar |  |  |  | 2016.0 | Augusta Solar Farm LLC | U.S. Energy Information Administration | http://www.eia.gov/electricity/data/browser/ | U.S. Energy Information Administration |  | 2019 | [6 empty] | 4.425 | U.S. Energy Information Administration |  |  |  |  | 4.72 | SOLAR-V1-NO-AGE | SOLAR-V1-NO-AGE | SOLAR-V1-NO-AGE | SOLAR-V1-NO-AGE | SOLAR-V1-NO-AGE
USA | United States of America | Clarkstown Landfill Solar Facility |  | USA0060004 | 2 | 41.1004 | -73.9516 | Solar |  |  |  | 2015.0 | Clarkstown Solar LLC | U.S. Energy Information Administration | http://www.eia.gov/electricity/data/browser/ | U.S. Energy Information Administration |  | 2019 |  |  | 2.8000000000000003 | 2.848 | 2.099 | 2.308 | 2.535 | U.S. Energy Information Administration |  |  |  | 3.11 | 3.2 | SOLAR-V1-NO-AGE | SOLAR-V1-NO-AGE | SOLAR-V1-NO-AGE | SOLAR-V1-NO-AGE | SOLAR-V1-NO-AGE
USA | United States of America | Grand Ridge Solar Farm |  | USA0057912 | 20 | 41.1434 | -88.7583 | Solar |  |  |  | 2012.0 | Invenergy Services LLC | U.S. Energy Information Administration | http://www.eia.gov/electricity/data/browser/ | U.S. Energy Information Administration | 64965 | 2019 | 34.331 | 31.311 | 30.142 | 29.35 | 32.341 | 31.166 | 30.388 | U.S. Energy Information Administration | 28.89 | 27.96 | 31.34 | 31.28 | 31.07 | SOLAR-V1-NO-AGE | SOLAR-V1-NO-AGE | SOLAR-V1-NO-AGE | SOLAR-V1-NO-AGE | SOLAR-V1-NO-AGE
USA | United States of America | GM Lordstown Assembly Solar Array |  | USA0059683 | 2.2 | 41.1480 | -80.8838 | Solar |  |  |  | 2014.9999999999998 | Lordstown Motors Corp | U.S. Energy Information Administration | http://www.eia.gov/electricity/data/browser/ | U.S. Energy Information Administration |  | 2019 |  |  | 2.291 | 2.60073 | 2.04138 | 1.97406 | 1.9681 | U.S. Energy Information Administration |  |  | 3.09 | 3.07 | 3.16 | SOLAR-V1-NO-AGE | SOLAR-V1-NO-AGE | SOLAR-V1-NO-AGE | SOLAR-V1-NO-AGE | SOLAR-V1-NO-AGE
USA | United States of America | Selective Insurance |  | USA0063459 | 2.2 | 41.1522 | -74.7444 | Solar |  |  |  | 2019.0 | Selective Insurance | U.S. Energy Information Administration | http://www.eia.gov/electricity/data/browser/ | U.S. Energy Information Administration |  | 2019 | [6 empty] | 0.147 | U.S. Energy Information Administration |  |  |  |  | 3.58 | SOLAR-V1-NO-AGE | SOLAR-V1-NO-AGE | SOLAR-V1-NO-AGE | SOLAR-V1-NO-AGE | SOLAR-V1-NO-AGE
USA | United States of America | Beaver Run |  | USA0060805 | 7.4 | 41.1530 | -74.6381 | Solar |  |  |  | 2015.0 | Shotco Energy LLC | U.S. Energy Information Administration | http://www.eia.gov/electricity/data/browser/ | U.S. Energy Information Administration | 68793 | 2019 |  |  |  | 9.664 | 11.551 | 10.597 | 10.884 | U.S. Energy Information Administration |  |  |  | 11.92 | 11.16 | SOLAR-V1-NO-AGE | SOLAR-V1-NO-AGE | SOLAR-V1-NO-AGE | SOLAR-V1-NO-AGE | SOLAR-V1-NO-AGE
USA | United States of America | Frankford Solar |  | USA0060732 | 8.2 | 41.1666 | -74.7016 | Solar |  |  |  | 2012.0 | GSRP | U.S. Energy Information Administration | http://www.eia.gov/electricity/data/browser/ | U.S. Energy Information Administration | 69129 | 2019 |  |  |  | 10.894 | 11.468 | 10.363 | 10.165 | U.S. Energy Information Administration | 11.67 | 12.37 | 13.52 | 13.06 | 11.58 | SOLAR-V1-NO-AGE | SOLAR-V1-NO-AGE | SOLAR-V1-NO-AGE | SOLAR-V1-NO-AGE | SOLAR-V1-NO-AGE
USA | United States of America | G&S Wantage Solar LLC |  | USA0059366 | 8.5 | 41.1892 | -74.5917 | Solar |  |  |  | 2014.0 | G&S Solar Installers LLC | U.S. Energy Information Administration | http://www.eia.gov/electricity/data/browser/ | U.S. Energy Information Administration |  | 2019 |  | 9.071 | 9.499 | 10.339 | 9.245000000000001 | 8.581 | 9.305 | U.S. Energy Information Administration |  |  | 14.05 | 13.62 | 12.82 | SOLAR-V1-NO-AGE | SOLAR-V1-NO-AGE | SOLAR-V1-NO-AGE | SOLAR-V1-NO-AGE | SOLAR-V1-NO-AGE
USA | United States of America | Tissington Solar |  | USA0058364 | 3 | 41.2003 | -74.4919 | Solar |  |  |  | 2019.0 | Marina Energy LLC | U.S. Energy Information Administration | http://www.eia.gov/electricity/data/browser/ | U.S. Energy Information Administration |  | 2019 | [6 empty] | 0.702 | U.S. Energy Information Administration |  |  |  |  | 4.88 | SOLAR-V1-NO-AGE | SOLAR-V1-NO-AGE | SOLAR-V1-NO-AGE | SOLAR-V1-NO-AGE | SOLAR-V1-NO-AGE
USA | United States of America | Grand Prix Solar |  | USA0063291 | 1.6 | 41.2112 | -73.7225 | Solar |  |  |  | 2014.0 | Diamond Properties | U.S. Energy Information Administration | http://www.eia.gov/electricity/data/browser/ | U.S. Energy Information Administration |  | 2019 | [6 empty] | 0.75 | U.S. Energy Information Administration |  |  |  |  | 2.6 | SOLAR-V1-NO-AGE | SOLAR-V1-NO-AGE | SOLAR-V1-NO-AGE | SOLAR-V1-NO-AGE | SOLAR-V1-NO-AGE
USA | United States of America | Monroeville Solar |  | USA0063181 | 3.2 | 41.2301 | -82.7118 | Solar |  |  |  | 2018.0 | Solar Planet Power | U.S. Energy Information Administration | http://www.eia.gov/electricity/data/browser/ | U.S. Energy Information Administration |  | 2019 | [6 empty] | 3.945 | U.S. Energy Information Administration |  |  |  |  | 5.21 | SOLAR-V1-NO-AGE | SOLAR-V1-NO-AGE | SOLAR-V1-NO-AGE | SOLAR-V1-NO-AGE | SOLAR-V1-NO-AGE
USA | United States of America | CBP Solar |  | USA0062613 | 1.8 | 41.2662 | -73.9469 | Solar |  |  |  | 2019.0 | EnterSolar | U.S. Energy Information Administration | http://www.eia.gov/electricity/data/browser/ | U.S. Energy Information Administration |  | 2019 | [5 empty] | 1.0030000000000001 | 2.15 | U.S. Energy Information Administration |  |  |  |  | 2.93 | NO-ESTIMATION | NO-ESTIMATION | NO-ESTIMATION | NO-ESTIMATION | CAPACITY-FACTOR-V1
USA | United States of America | Town of Branford |  | USA0062076 | 1.1 | 41.2811 | -72.8103 | Solar |  |  |  | 2018.0 | Tesla Inc. | U.S. Energy Information Administration | http://www.eia.gov/electricity/data/browser/ | U.S. Energy Information Administration |  | 2019 | [5 empty] | 0.381 | 1.36 | U.S. Energy Information Administration |  |  |  |  | 1.79 | HYDRO-V1 | HYDRO-V1 | HYDRO-V1 | HYDRO-V1 | HYDRO-V1
USA | United States of America | Columbia University - Minisink |  | USA0061578 | 2 | 41.2937 | -74.5545 | Solar |  |  |  | 2018.0 | AES Distributed Energy | U.S. Energy Information Administration | http://www.eia.gov/electricity/data/browser/ | U.S. Energy Information Administration |  | 2019 | [5 empty] | 1.025 | 3.513 | U.S. Energy Information Administration |  |  |  |  | 3.25 | SOLAR-V1-NO-AGE | SOLAR-V1-NO-AGE | SOLAR-V1-NO-AGE | SOLAR-V1-NO-AGE | SOLAR-V1-NO-AGE
USA | United States of America | IKEA New Haven Rooftop PV & Fuel Cell |  | USA0061820 | 1.1 | 41.2957 | -72.9200 | Solar | Gas |  |  | 2013.3636363636365 | IKEA Property Inc | U.S. Energy Information Administration | http://www.eia.gov/electricity/data/browser/ | U.S. Energy Information Administration |  | 2019 |  |  |  |  | 2.887 | 2.867 | 2.824 | U.S. Energy Information Administration |  | 1.55 | 1.64 | 1.67 | 1.53 | NO-ESTIMATION | NO-ESTIMATION | NO-ESTIMATION | NO-ESTIMATION | CAPACITY-FACTOR-V1
USA | United States of America | Oberlin Spear Point Solar One |  | USA0058134 | 2 | 41.3028 | -82.2270 | Solar |  |  |  | 2012.0 | Oberlin Spear Point Solar One LLC | U.S. Energy Information Administration | http://www.eia.gov/electricity/data/browser/ | U.S. Energy Information Administration |  | 2019 | 3.0380000000000003 | 3.0380000000000003 | 2.974 | 2.2840000000000003 | 3.019 | 2.673 | 2.659 | U.S. Energy Information Administration | 2.65 | 2.69 | 2.94 | 2.99 | 2.61 | NO-ESTIMATION | NO-ESTIMATION | NO-ESTIMATION | NO-ESTIMATION | CAPACITY-FACTOR-V1
USA | United States of America | Minisink Community Solar 2 LLC |  | USA0062146 | 2.8 | 41.3194 | -74.5153 | Solar |  |  |  | 2018.0 | Minisink Solar 2 LLC | U.S. Energy Information Administration | http://www.eia.gov/electricity/data/browser/ | U.S. Energy Information Administration |  | 2019 | [5 empty] | 0.149 | 3.443 | U.S. Energy Information Administration |  |  |  |  | 4.56 | NO-ESTIMATION | NO-ESTIMATION | NO-ESTIMATION | NO-ESTIMATION | CAPACITY-FACTOR-V1
USA | United States of America | Clyde Solar Array |  | USA0060923 | 2.8 | 41.3194 | -82.9843 | Solar |  |  |  | 2015.9999999999998 | AEP Onsite Partners | U.S. Energy Information Administration | http://www.eia.gov/electricity/data/browser/ | U.S. Energy Information Administration |  | 2019 |  |  |  | 2.887 | 5.054 | 5.0600000000000005 | 4.349 | U.S. Energy Information Administration |  |  |  | 4.09 | 4 | HYDRO-V1 | HYDRO-V1 | HYDRO-V1 | HYDRO-V1 | HYDRO-V1
USA | United States of America | Minisink Solar 1 LLC |  | USA0062145 | 1.8 | 41.3212 | -74.5141 | Solar |  |  |  | 2018.0 | Minisink Solar 1 LLC | U.S. Energy Information Administration | http://www.eia.gov/electricity/data/browser/ | U.S. Energy Information Administration |  | 2019 | [5 empty] | 0.10200000000000001 | 3.103 | U.S. Energy Information Administration |  |  |  |  | 2.93 | HYDRO-V1 | HYDRO-V1 | HYDRO-V1 | HYDRO-V1 | HYDRO-V1
USA | United States of America | Chester CSG |  | USA0062761 | 2 | 41.3390 | -74.2880 | Solar |  |  |  | 2019.0 | Chester NY 1 LLC | U.S. Energy Information Administration | http://www.eia.gov/electricity/data/browser/ | U.S. Energy Information Administration |  | 2019 | [6 empty] | 1.214 | U.S. Energy Information Administration |  |  |  |  | 3.25 | SOLAR-V1-NO-AGE | SOLAR-V1-NO-AGE | SOLAR-V1-NO-AGE | SOLAR-V1-NO-AGE | SOLAR-V1-NO-AGE
USA | United States of America | Westtown CSG |  | USA0062764 | 2 | 41.3450 | -74.5610 | Solar |  |  |  | 2019.0 | Westtown NY 1 LLC | U.S. Energy Information Administration | http://www.eia.gov/electricity/data/browser/ | U.S. Energy Information Administration |  | 2019 | [6 empty] | 2.119 | U.S. Energy Information Administration |  |  |  |  | 3.25 | SOLAR-V1-NO-AGE | SOLAR-V1-NO-AGE | SOLAR-V1-NO-AGE | SOLAR-V1-NO-AGE | SOLAR-V1-NO-AGE
USA | United States of America | Greenville CSG |  | USA0062759 | 2 | 41.3560 | -74.6220 | Solar |  |  |  | 2019.0 | Greenville NY 1 LLC | U.S. Energy Information Administration | http://www.eia.gov/electricity/data/browser/ | U.S. Energy Information Administration |  | 2019 | [6 empty] | 0.736 | U.S. Energy Information Administration |  |  |  |  | 3.25 | HYDRO-V1 | HYDRO-V1 | HYDRO-V1 | HYDRO-V1 | HYDRO-V1
USA | United States of America | Nunnepog |  | USA0059080 | 1 | 41.3589 | -70.5050 | Solar |  |  |  | 2014.0 | CF CVEC Owner One LLC | U.S. Energy Information Administration | http://www.eia.gov/electricity/data/browser/ | U.S. Energy Information Administration | 67796 | 2019 |  | 0.9570000000000001 | 1.417 | 1.603 | 1.61 | 1.413 | 1.128 | U.S. Energy Information Administration |  |  | 1.70 | 1.60 | 1.59 | NO-ESTIMATION | NO-ESTIMATION | NO-ESTIMATION | NO-ESTIMATION | CAPACITY-FACTOR-V1
USA | United States of America | Katama Farm |  | USA0059079 | 1 | 41.3611 | -70.5169 | Solar |  |  |  | 2014.0 | CF CVEC Owner One LLC | U.S. Energy Information Administration | http://www.eia.gov/electricity/data/browser/ | U.S. Energy Information Administration | 67797 | 2019 |  | 0.793 | 1.581 | 1.661 | 0.9 | 1.226 | 1.451 | U.S. Energy Information Administration |  |  | 1.70 | 1.60 | 1.59 | SOLAR-V1-NO-AGE | SOLAR-V1-NO-AGE | SOLAR-V1-NO-AGE | SOLAR-V1-NO-AGE | SOLAR-V1-NO-AGE
USA | United States of America | Columbia University - Johnson Farms |  | USA0061576 | 2 | 41.3791 | -74.2638 | Solar |  |  |  | 2018.0 | AES Distributed Energy | U.S. Energy Information Administration | http://www.eia.gov/electricity/data/browser/ | U.S. Energy Information Administration |  | 2019 | [5 empty] | 1.143 | 3.037 | U.S. Energy Information Administration |  |  |  |  | 3.25 | SOLAR-V1-NO-AGE | SOLAR-V1-NO-AGE | SOLAR-V1-NO-AGE | SOLAR-V1-NO-AGE | SOLAR-V1-NO-AGE
USA | United States of America | CMEEC - Polaris Park Solar Hybrid |  | USA0060607 | 4.3 | 41.3813 | -72.0769 | Solar | Storage |  |  | 2017.0000000000002 | Tesla Inc. | U.S. Energy Information Administration | http://www.eia.gov/electricity/data/browser/ | U.S. Energy Information Administration |  | 2019 |  |  |  | 0.0 | 0.0 | 0.0 | 5.22 | U.S. Energy Information Administration |  |  |  |  | 7 | SOLAR-V1-NO-AGE | SOLAR-V1-NO-AGE | SOLAR-V1-NO-AGE | SOLAR-V1-NO-AGE | SOLAR-V1-NO-AGE
USA | United States of America | Sacket Lake Rd #2 Community Solar Farm |  | USA0062159 | 1.7 | 41.3825 | -74.4353 | Solar |  |  |  | 2019.0 | Delaware River Solar LLC | U.S. Energy Information Administration | http://www.eia.gov/electricity/data/browser/ | U.S. Energy Information Administration |  | 2019 | [6 empty] | 3.078 | U.S. Energy Information Administration |  |  |  |  | 2.77 | NO-ESTIMATION | NO-ESTIMATION | NO-ESTIMATION | NO-ESTIMATION | CAPACITY-FACTOR-V1
USA | United States of America | Napoleon Solar I |  | USA0057462 | 8 | 41.3884 | -84.0958 | Solar |  |  |  | 2012.0 | Enfinity BNB Napoleon Solar LLC | U.S. Energy Information Administration | http://www.eia.gov/electricity/data/browser/ | U.S. Energy Information Administration | 102163 | 2019 | 14.343 | 14.283 | 13.335 | 13.655000000000001 | 12.700000000000001 | 11.713000000000001 | 12.234 | U.S. Energy Information Administration | 10.39 | 10.95 | 12.32 | 12.07 | 11.31 | SOLAR-V1-NO-AGE | SOLAR-V1-NO-AGE | SOLAR-V1-NO-AGE | SOLAR-V1-NO-AGE | SOLAR-V1-NO-AGE
USA | United States of America | CMEEC - Navy NE Trident |  | USA0060608 | 1 | 41.3955 | -72.0792 | Solar |  |  |  | 2017.0 | Tesla Inc. | U.S. Energy Information Administration | http://www.eia.gov/electricity/data/browser/ | U.S. Energy Information Administration |  | 2019 |  |  |  |  | 0.428 | 1.244 | 1.396 | U.S. Energy Information Administration |  |  |  |  | 1.62 | SOLAR-V1-NO-AGE | SOLAR-V1-NO-AGE | SOLAR-V1-NO-AGE | SOLAR-V1-NO-AGE | SOLAR-V1-NO-AGE
USA | United States of America | DG AMP Solar Bowling Green |  | USA0060622 | 20 | 41.3960 | -83.5820 | Solar |  |  |  | 2017.0 | DG AMP Solar LLC | U.S. Energy Information Administration | http://www.eia.gov/electricity/data/browser/ | U.S. Energy Information Administration |  | 2019 |  |  |  |  | 38.421 | 41.927 | 37.213 | U.S. Energy Information Administration |  |  |  |  | 32.59 | SOLAR-V1-NO-AGE | SOLAR-V1-NO-AGE | SOLAR-V1-NO-AGE | SOLAR-V1-NO-AGE | SOLAR-V1-NO-AGE
USA | United States of America | Orange County Solar Farm (NY) |  | USA0060229 | 1.5 | 41.4049 | -74.3595 | Solar |  |  |  | 2017.0 | Tesla Inc. | U.S. Energy Information Administration | http://www.eia.gov/electricity/data/browser/ | U.S. Energy Information Administration |  | 2019 |  |  |  | 0.0 | 0.994 | 1.703 | 2.21 | U.S. Energy Information Administration |  |  |  |  | 2.44 | SOLAR-V1-NO-AGE | SOLAR-V1-NO-AGE | SOLAR-V1-NO-AGE | SOLAR-V1-NO-AGE | SOLAR-V1-NO-AGE
USA | United States of America | AMP Napoleon Solar Facility |  | USA0058082 | 3.5 | 41.4067 | -84.1108 | Solar |  |  |  | 2012.0 | American Mun Power-Ohio Inc | U.S. Energy Information Administration | http://www.eia.gov/electricity/data/browser/ | U.S. Energy Information Administration | 102163 | 2019 | 5.2620000000000005 | 5.147 | 5.111 | 4.888 | 4.905 | 3.736 | 4.409 | U.S. Energy Information Administration | 4.38 | 4.56 | 5.12 | 5.01 | 4.59 | SOLAR-V1-NO-AGE | SOLAR-V1-NO-AGE | SOLAR-V1-NO-AGE | SOLAR-V1-NO-AGE | SOLAR-V1-NO-AGE
USA | United States of America | Antares-GRE 314 East Lyme LLC |  | USA0059495 | 4 | 41.4169 | -72.2344 | Solar |  |  |  | 2014.0 | GRE 314 East Lyme LLC | U.S. Energy Information Administration | http://www.eia.gov/electricity/data/browser/ | U.S. Energy Information Administration | 64799 | 2019 |  | 3.1910000000000003 | 6.212 | 6.471 | 5.915 | 4.1370000000000005 | 5.868 | U.S. Energy Information Administration |  |  | 6.08 | 6.21 | 6.19 | HYDRO-V1 | HYDRO-V1 | HYDRO-V1 | HYDRO-V1 | HYDRO-V1
USA | United States of America | Waterloo Solar LLC |  | USA0058796 | 1 | 41.4339 | -85.0439 | Solar |  |  |  | 2012.0 | Sustainable Power Group LLC | U.S. Energy Information Administration | http://www.eia.gov/electricity/data/browser/ | U.S. Energy Information Administration |  | 2019 | 1.604 | 1.542 | 1.6620000000000001 | 1.587 | 1.6500000000000001 | 1.42 | 1.518 | U.S. Energy Information Administration | 1.12 | 1.15 | 1.36 | 1.42 | 1.21 | HYDRO-V1 | HYDRO-V1 | HYDRO-V1 | HYDRO-V1 | HYDRO-V1
USA | United States of America | Richmond NMCA |  | USA0062301 | 4 | 41.4402 | -71.7154 | Solar |  |  |  | 2019.0 | AES Distributed Energy | U.S. Energy Information Administration | http://www.eia.gov/electricity/data/browser/ | U.S. Energy Information Administration |  | 2019 | [5 empty] | 0.0 | 4.812 | U.S. Energy Information Administration |  |  |  |  | 6.51 | SOLAR-V1-NO-AGE | SOLAR-V1-NO-AGE | SOLAR-V1-NO-AGE | SOLAR-V1-NO-AGE | SOLAR-V1-NO-AGE
USA | United States of America | Cuyahoga County Landfill |  | USA0062041 | 3.7 | 41.4431 | -81.7515 | Solar |  |  |  | 2018.0 | IOS II LLC | U.S. Energy Information Administration | http://www.eia.gov/electricity/data/browser/ | U.S. Energy Information Administration |  | 2019 | [5 empty] | 0.889 | 4.764 | U.S. Energy Information Administration |  |  |  |  | 6.02 | NO-ESTIMATION | NO-ESTIMATION | NO-ESTIMATION | NO-ESTIMATION | CAPACITY-FACTOR-V1
USA | United States of America | Tisbury Landfill Solar |  | USA0059573 | 1.1 | 41.4447 | -70.6131 | Solar |  |  |  | 2014.0 | CF CVEC Owner One LLC | U.S. Energy Information Administration | http://www.eia.gov/electricity/data/browser/ | U.S. Energy Information Administration | 67793 | 2019 |  | 0.46900000000000003 | 1.5030000000000001 | 1.623 | 1.361 | 1.121 | 1.421 | U.S. Energy Information Administration |  |  | 1.76 | 1.67 | 1.67 | HYDRO-V1 | HYDRO-V1 | HYDRO-V1 | HYDRO-V1 | HYDRO-V1
USA | United States of America | Amazon_BLD3 |  | USA0063537 | 1 | 41.4500 | -72.8500 | Solar |  |  |  | 2019.0 | Solar Star Prime 1 LLC | U.S. Energy Information Administration | http://www.eia.gov/electricity/data/browser/ | U.S. Energy Information Administration |  | 2019 | [6 empty] | 0.364 | U.S. Energy Information Administration |  |  |  |  | 1.62 | HYDRO-V1 | HYDRO-V1 | HYDRO-V1 | HYDRO-V1 | HYDRO-V1
USA | United States of America | Lineage Logistics Solar |  | USA0063825 | 1.6 | 41.4550 | -87.7520 | Solar |  |  |  | 2020.0 | DG Illinois Solar LLC | U.S. Energy Information Administration | http://www.eia.gov/electricity/data/browser/ | U.S. Energy Information Administration |  | 2019 | [6 empty] | 0.059 | U.S. Energy Information Administration |  |  |  |  | 2.6 | SOLAR-V1-NO-AGE | SOLAR-V1-NO-AGE | SOLAR-V1-NO-AGE | SOLAR-V1-NO-AGE | SOLAR-V1-NO-AGE
USA | United States of America | Fort Calhoun Community Solar |  | USA0063844 | 5 | 41.4566 | -96.0048 | Solar |  |  |  | 2020.0 | DG Southwest Solar Portfolio 2019 LLC | U.S. Energy Information Administration | http://www.eia.gov/electricity/data/browser/ | U.S. Energy Information Administration |  | 2019 | [6 empty] | 0.099 | U.S. Energy Information Administration |  |  |  |  | 8.14 | SOLAR-V1-NO-AGE | SOLAR-V1-NO-AGE | SOLAR-V1-NO-AGE | SOLAR-V1-NO-AGE | SOLAR-V1-NO-AGE
USA | United States of America | Lincoln Solar |  | USA0058496 | 1.5 | 41.4628 | -87.2603 | Solar |  |  |  | 2013.0 | Ecos Energy LLC | U.S. Energy Information Administration | http://www.eia.gov/electricity/data/browser/ | U.S. Energy Information Administration | 67596 | 2019 | 2.4210000000000003 | 2.356 | 2.432 | 2.5 | 2.513 | 2.347 | 2.166 | U.S. Energy Information Administration |  | 1.82 | 2.26 | 2.28 | 2.29 | SOLAR-V1-NO-AGE | SOLAR-V1-NO-AGE | SOLAR-V1-NO-AGE | SOLAR-V1-NO-AGE | SOLAR-V1-NO-AGE
USA | United States of America | Mount Hope East |  | USA0063749 | 1.9 | 41.4677 | -74.5096 | Solar |  |  |  | 2019.0 | Mount Hope Solar 1 LLC | U.S. Energy Information Administration | http://www.eia.gov/electricity/data/browser/ | U.S. Energy Information Administration |  | 2019 | [6 empty] | 0 | U.S. Energy Information Administration |  |  |  |  | 3.09 | SOLAR-V1-NO-AGE | SOLAR-V1-NO-AGE | SOLAR-V1-NO-AGE | SOLAR-V1-NO-AGE | SOLAR-V1-NO-AGE
USA | United States of America | Riley Road LLC |  | USA0063369 | 4 | 41.4691 | -74.0784 | Solar |  |  |  | 2019.0 | Green Street Power Partners | U.S. Energy Information Administration | http://www.eia.gov/electricity/data/browser/ | U.S. Energy Information Administration |  | 2019 | [6 empty] | 1.465 | U.S. Energy Information Administration |  |  |  |  | 6.51 | SOLAR-V1-NO-AGE | SOLAR-V1-NO-AGE | SOLAR-V1-NO-AGE | SOLAR-V1-NO-AGE | SOLAR-V1-NO-AGE
USA | United States of America | Kearsarge SKSC1 LLC |  | USA0062551 | 3.8 | 41.4716 | -71.4945 | Solar |  |  |  | 2018.0 | Kearsarge SKSC1 LLC | U.S. Energy Information Administration | http://www.eia.gov/electricity/data/browser/ | U.S. Energy Information Administration |  | 2019 | [5 empty] | 0.739 | 6.599 | U.S. Energy Information Administration |  |  |  |  | 6.19 | SOLAR-V1-NO-AGE | SOLAR-V1-NO-AGE | SOLAR-V1-NO-AGE | SOLAR-V1-NO-AGE | SOLAR-V1-NO-AGE
USA | United States of America | Bryan Solar Field |  | USA0058381 | 2.1 | 41.4764 | -84.5861 | Solar |  |  |  | 2011.9999999999998 | City of Bryan - (OH) | U.S. Energy Information Administration | http://www.eia.gov/electricity/data/browser/ | U.S. Energy Information Administration | 68051 | 2019 | 0.003 | 2.54727 | 2.629 | 2.52 | 2.189 | 2.548 | 2.556 | U.S. Energy Information Administration | 2.68 | 2.71 | 2.98 | 2.94 | 2.72 | SOLAR-V1-NO-AGE | SOLAR-V1-NO-AGE | SOLAR-V1-NO-AGE | SOLAR-V1-NO-AGE | SOLAR-V1-NO-AGE
USA | United States of America | IKEA Joliet Rooftop PV System |  | USA0061192 | 2 | 41.4800 | -88.0700 | Solar |  |  |  | 2018.0 | IKEA Property Inc | U.S. Energy Information Administration | http://www.eia.gov/electricity/data/browser/ | U.S. Energy Information Administration |  | 2019 |  |  |  |  | 0.024 | 3.472 | 2.944 | U.S. Energy Information Administration |  |  |  |  | 3.25 | SOLAR-V1-NO-AGE | SOLAR-V1-NO-AGE | SOLAR-V1-NO-AGE | SOLAR-V1-NO-AGE | SOLAR-V1-NO-AGE
USA | United States of America | WED Kingstown Solar I LLC - West |  | USA0061612 | 1.5 | 41.4918 | -71.6246 | Solar |  |  |  | 2018.0 | WED Kingstown Solar I LLC | U.S. Energy Information Administration | http://www.eia.gov/electricity/data/browser/ | U.S. Energy Information Administration |  | 2019 |  |  |  |  | 0.0 | 1.683 | 1.932 | U.S. Energy Information Administration |  |  |  |  | 2.44 | SOLAR-V1-NO-AGE | SOLAR-V1-NO-AGE | SOLAR-V1-NO-AGE | SOLAR-V1-NO-AGE | SOLAR-V1-NO-AGE
USA | United States of America | WED Kingstown Solar I - East Array |  | USA0061622 | 3 | 41.4923 | -71.6191 | Solar |  |  |  | 2018.0 | WED Kingstown Solar I LLC | U.S. Energy Information Administration | http://www.eia.gov/electricity/data/browser/ | U.S. Energy Information Administration |  | 2019 |  |  |  |  | 0.0 | 3.684 | 4.567 | U.S. Energy Information Administration |  |  |  |  | 4.88 | SOLAR-V1-NO-AGE | SOLAR-V1-NO-AGE | SOLAR-V1-NO-AGE | SOLAR-V1-NO-AGE | SOLAR-V1-NO-AGE
USA | United States of America | Sunlight Beacon |  | USA0061922 | 2 | 41.4946 | -73.9816 | Solar |  |  |  | 2018.0 | BQ Energy LLC | U.S. Energy Information Administration | http://www.eia.gov/electricity/data/browser/ | U.S. Energy Information Administration |  | 2019 | [5 empty] | 1.5250000000000001 | 3.318 | U.S. Energy Information Administration |  |  |  |  | 3.25 | NO-ESTIMATION | NO-ESTIMATION | NO-ESTIMATION | NO-ESTIMATION | CAPACITY-FACTOR-V1
USA | United States of America | Kearsarge SKSC2 LLC |  | USA0062558 | 3.1 | 41.4983 | -71.5334 | Solar |  |  |  | 2018.0 | Kearsarge SKSC2 LLC | U.S. Energy Information Administration | http://www.eia.gov/electricity/data/browser/ | U.S. Energy Information Administration |  | 2019 | [5 empty] | 0.725 | 5.587 | U.S. Energy Information Administration |  |  |  |  | 5.05 | HYDRO-V1 | HYDRO-V1 | HYDRO-V1 | HYDRO-V1 | HYDRO-V1
USA | United States of America | Valparaiso Solar LLC |  | USA0058797 | 1 | 41.5022 | -87.1611 | Solar |  |  |  | 2013.0 | Sustainable Power Group LLC | U.S. Energy Information Administration | http://www.eia.gov/electricity/data/browser/ | U.S. Energy Information Administration | 68328 | 2019 | 1.677 | 1.551 | 1.607 | 1.556 | 1.542 | 1.435 | 1.552 | U.S. Energy Information Administration |  | 1.07 | 1.37 | 1.50 | 1.54 | HYDRO-V1 | HYDRO-V1 | HYDRO-V1 | HYDRO-V1 | HYDRO-V1
USA | United States of America | MCCo Solar Generating Facility |  | USA0059324 | 1 | 41.5164 | -81.5972 | Solar |  |  |  | 2014.0 | The Medical Center Company | U.S. Energy Information Administration | http://www.eia.gov/electricity/data/browser/ | U.S. Energy Information Administration |  | 2019 |  | 0.005 | 0.714 | 0.619 | 0.61 | 0.902 | 0.71 | U.S. Energy Information Administration |  |  | 1.33 | 1.51 | 1.48 | SOLAR-V1-NO-AGE | SOLAR-V1-NO-AGE | SOLAR-V1-NO-AGE | SOLAR-V1-NO-AGE | SOLAR-V1-NO-AGE
USA | United States of America | WED Stilson Solar |  | USA0061613 | 2 | 41.5188 | -71.6865 | Solar |  |  |  | 2018.0 | WED Stilson Solar LLC | U.S. Energy Information Administration | http://www.eia.gov/electricity/data/browser/ | U.S. Energy Information Administration |  | 2019 |  |  |  |  | 0.0 | 2.527 | 3.167 | U.S. Energy Information Administration |  |  |  |  | 3.25 | SOLAR-V1-NO-AGE | SOLAR-V1-NO-AGE | SOLAR-V1-NO-AGE | SOLAR-V1-NO-AGE | SOLAR-V1-NO-AGE
USA | United States of America | Griffith |  | USA0059019 | 2 | 41.5214 | -87.4361 | Solar |  |  |  | 2013.0 | Lake County Solar LLC | U.S. Energy Information Administration | http://www.eia.gov/electricity/data/browser/ | U.S. Energy Information Administration |  | 2019 | 1.355 | 2.994 | 3.258 | 3.336 | 3.384 | 3.246 | 3 | U.S. Energy Information Administration |  | 2.37 | 2.94 | 2.93 | 3.02 | NO-ESTIMATION | NO-ESTIMATION | NO-ESTIMATION | NO-ESTIMATION | CAPACITY-FACTOR-V1
USA | United States of America | GD Richmond Buttonwoods I LLC |  | USA0062567 | 1.3 | 41.5229 | -71.6841 | Solar |  |  |  | 2020.0 | GD Richmond Buttonwoods I LLC | U.S. Energy Information Administration | http://www.eia.gov/electricity/data/browser/ | U.S. Energy Information Administration |  | 2019 | [6 empty] | 0 | U.S. Energy Information Administration |  |  |  |  | 2.11 | SOLAR-V1-NO-AGE | SOLAR-V1-NO-AGE | SOLAR-V1-NO-AGE | SOLAR-V1-NO-AGE | SOLAR-V1-NO-AGE
USA | United States of America | Hobart Solar LLC |  | USA0058795 | 1 | 41.5294 | -87.3083 | Solar |  |  |  | 2012.0 | Sustainable Power Group LLC | U.S. Energy Information Administration | http://www.eia.gov/electricity/data/browser/ | U.S. Energy Information Administration | 68327 | 2019 | 1.5230000000000001 | 1.518 | 1.54 | 1.5210000000000001 | 1.6640000000000001 | 1.524 | 1.342 | U.S. Energy Information Administration | 1.32 | 1.14 | 1.38 | 1.47 | 1.38 | NO-ESTIMATION | NO-ESTIMATION | NO-ESTIMATION | NO-ESTIMATION | CAPACITY-FACTOR-V1
USA | United States of America | CMEEC - Rogers Rd Solar |  | USA0060605 | 1.5 | 41.5383 | -72.1225 | Solar |  |  |  | 2017.0 | Tesla Inc. | U.S. Energy Information Administration | http://www.eia.gov/electricity/data/browser/ | U.S. Energy Information Administration |  | 2019 |  |  |  | 0.0 | 1.421 | 1.6620000000000001 | 1.617 | U.S. Energy Information Administration |  |  |  |  | 2.44 | NO-ESTIMATION | NO-ESTIMATION | NO-ESTIMATION | NO-ESTIMATION | CAPACITY-FACTOR-V1
USA | United States of America | Conn Mun Electric Energy Coop |  | USA0060228 | 1 | 41.5383 | -72.1225 | Solar |  |  |  | 2017.0 | Tesla Inc. | U.S. Energy Information Administration | http://www.eia.gov/electricity/data/browser/ | U.S. Energy Information Administration |  | 2019 |  |  |  | 0.0 | 0.9570000000000001 | 1.295 | 1.094 | U.S. Energy Information Administration |  |  |  |  | 1.62 | NO-ESTIMATION | NO-ESTIMATION | NO-ESTIMATION | NO-ESTIMATION | CAPACITY-FACTOR-V1
USA | United States of America | DWW Solar ll |  | USA0062657 | 36.9 | 41.5416 | -72.4750 | Solar |  |  |  | 2020.0 | DWW Solar ll LLC | U.S. Energy Information Administration | http://www.eia.gov/electricity/data/browser/ | U.S. Energy Information Administration |  | 2019 | [6 empty] | 1.422 | U.S. Energy Information Administration |  |  |  |  | 60.13 | HYDRO-V1 | HYDRO-V1 | HYDRO-V1 | HYDRO-V1 | HYDRO-V1
USA | United States of America | CP Middletown Solar I LLC |  | USA0063374 | 1 | 41.5488 | -72.7069 | Solar |  |  |  | 2020.0 | Green Street Power Partners | U.S. Energy Information Administration | http://www.eia.gov/electricity/data/browser/ | U.S. Energy Information Administration |  | 2019 | [6 empty] | 0 | U.S. Energy Information Administration |  |  |  |  | 1.62 | HYDRO-V1 | HYDRO-V1 | HYDRO-V1 | HYDRO-V1 | HYDRO-V1
USA | United States of America | CP Middletown Solar II LLC |  | USA0063375 | 1 | 41.5488 | -72.7069 | Solar |  |  |  | 2020.0 | Green Street Power Partners | U.S. Energy Information Administration | http://www.eia.gov/electricity/data/browser/ | U.S. Energy Information Administration |  | 2019 | [6 empty] | 0 | U.S. Energy Information Administration |  |  |  |  | 1.62 | NO-ESTIMATION | NO-ESTIMATION | NO-ESTIMATION | NO-ESTIMATION | CAPACITY-FACTOR-V1
USA | United States of America | Brass Mill Center |  | USA0063288 | 3.4 | 41.5489 | -73.0245 | Solar |  |  |  | 2018.0 | Brass Mill Center | U.S. Energy Information Administration | http://www.eia.gov/electricity/data/browser/ | U.S. Energy Information Administration |  | 2019 | [6 empty] | 4.146 | U.S. Energy Information Administration |  |  |  |  | 5.54 | NO-ESTIMATION | NO-ESTIMATION | NO-ESTIMATION | NO-ESTIMATION | CAPACITY-FACTOR-V1
USA | United States of America | Portage Solar |  | USA0060046 | 1.5 | 41.5611 | -87.1555 | Solar |  |  |  | 2012.0 | Ecos Energy LLC | U.S. Energy Information Administration | http://www.eia.gov/electricity/data/browser/ | U.S. Energy Information Administration | 70672 | 2019 |  |  | 2.254 | 2.412 | 2.412 | 2.337 | 2.291 | U.S. Energy Information Administration | 2.19 | 1.95 | 2.26 | 2.18 | 2.06 | NO-ESTIMATION | NO-ESTIMATION | NO-ESTIMATION | NO-ESTIMATION | CAPACITY-FACTOR-V1
USA | United States of America | CMR Solar LLC |  | USA0062486 | 2 | 41.5618 | -74.3459 | Solar |  |  |  | 2019.0 | CMR Solar LLC | U.S. Energy Information Administration | http://www.eia.gov/electricity/data/browser/ | U.S. Energy Information Administration |  | 2019 | [6 empty] | 2.26 | U.S. Energy Information Administration |  |  |  |  | 3.25 | NO-ESTIMATION | NO-ESTIMATION | NO-ESTIMATION | NO-ESTIMATION | CAPACITY-FACTOR-V1
USA | United States of America | CMEEC - Bozrah |  | USA0060225 | 2.5 | 41.5706 | -72.1586 | Solar |  |  |  | 2017.0 | Tesla Inc. | U.S. Energy Information Administration | http://www.eia.gov/electricity/data/browser/ | U.S. Energy Information Administration |  | 2019 |  |  |  | 0.061 | 2.688 | 3.39 | 2.387 | U.S. Energy Information Administration |  |  |  |  | 4.07 | NO-ESTIMATION | NO-ESTIMATION | NO-ESTIMATION | NO-ESTIMATION | CAPACITY-FACTOR-V1
USA | United States of America | Founders Homestead Farms Solar |  | USA0062302 | 4.5 | 41.5768 | -71.2782 | Solar |  |  |  | 2020.0 | AES Distributed Energy | U.S. Energy Information Administration | http://www.eia.gov/electricity/data/browser/ | U.S. Energy Information Administration |  | 2019 | [5 empty] | 0.0 | 0 | U.S. Energy Information Administration |  |  |  |  | 7.33 | SOLAR-V1-NO-AGE | SOLAR-V1-NO-AGE | SOLAR-V1-NO-AGE | SOLAR-V1-NO-AGE | SOLAR-V1-NO-AGE
USA | United States of America | CMEEC - Norwich Stott St Solar Hybrid |  | USA0060609 | 4.3 | 41.5769 | -72.1046 | Solar | Storage |  |  | 2017.0000000000002 | Tesla Inc. | U.S. Energy Information Administration | http://www.eia.gov/electricity/data/browser/ | U.S. Energy Information Administration |  | 2019 |  |  |  | 0.0 | 0.0 | 0.0 | 4.738 | U.S. Energy Information Administration |  |  |  |  | 7 | NO-ESTIMATION | NO-ESTIMATION | NO-ESTIMATION | NO-ESTIMATION | CAPACITY-FACTOR-V1
USA | United States of America | Grabinski |  | USA0063752 | 2 | 41.5787 | -74.1797 | Solar |  |  |  | 2019.0 | Grabinski Solar LLC | U.S. Energy Information Administration | http://www.eia.gov/electricity/data/browser/ | U.S. Energy Information Administration |  | 2019 | [6 empty] | 0.913 | U.S. Energy Information Administration |  |  |  |  | 3.25 | SOLAR-V1-NO-AGE | SOLAR-V1-NO-AGE | SOLAR-V1-NO-AGE | SOLAR-V1-NO-AGE | SOLAR-V1-NO-AGE
USA | United States of America | Dartmouth Landfill |  | USA0059131 | 1.3 | 41.5811 | -70.9981 | Solar |  |  |  | 2013.0 | Ahana Renewables LLC | U.S. Energy Information Administration | http://www.eia.gov/electricity/data/browser/ | U.S. Energy Information Administration |  | 2019 | 1.596 | 1.829 | 1.815 | 1.895 | 1.661 | 1.613 | 1.625 | U.S. Energy Information Administration |  | 2.03 | 2.09 | 1.98 | 2.02 | SOLAR-V1-NO-AGE | SOLAR-V1-NO-AGE | SOLAR-V1-NO-AGE | SOLAR-V1-NO-AGE | SOLAR-V1-NO-AGE
USA | United States of America | Sherman Solar |  | USA0063239 | 1 | 41.5830 | -71.9020 | Solar |  |  |  | 2020.0 | Ecos Energy LLC | U.S. Energy Information Administration | http://www.eia.gov/electricity/data/browser/ | U.S. Energy Information Administration |  | 2019 | [6 empty] | 0 | U.S. Energy Information Administration |  |  |  |  | 1.62 | SOLAR-V1-NO-AGE | SOLAR-V1-NO-AGE | SOLAR-V1-NO-AGE | SOLAR-V1-NO-AGE | SOLAR-V1-NO-AGE
USA | United States of America | Jackson Solar (CT) |  | USA0063240 | 1 | 41.5830 | -71.9040 | Solar |  |  |  | 2020.0 | Ecos Energy LLC | U.S. Energy Information Administration | http://www.eia.gov/electricity/data/browser/ | U.S. Energy Information Administration |  | 2019 | [6 empty] | 0 | U.S. Energy Information Administration |  |  |  |  | 1.62 | SOLAR-V1-NO-AGE | SOLAR-V1-NO-AGE | SOLAR-V1-NO-AGE | SOLAR-V1-NO-AGE | SOLAR-V1-NO-AGE
USA | United States of America | RT 52 Walden Solar 1 LLC Hybrid |  | USA0063000 | 5 | 41.5841 | -74.2163 | Solar |  |  |  | 2020.0 | AES Distributed Energy | U.S. Energy Information Administration | http://www.eia.gov/electricity/data/browser/ | U.S. Energy Information Administration |  | 2019 | [6 empty] | 0 | U.S. Energy Information Administration |  |  |  |  | 8.14 | SOLAR-V1-NO-AGE | SOLAR-V1-NO-AGE | SOLAR-V1-NO-AGE | SOLAR-V1-NO-AGE | SOLAR-V1-NO-AGE
USA | United States of America | Fisher Road Solar |  | USA0060075 | 4.6 | 41.5933 | -71.0181 | Solar |  |  |  | 2015.0000000000002 | Fisher Road Solar I LLC | U.S. Energy Information Administration | http://www.eia.gov/electricity/data/browser/ | U.S. Energy Information Administration |  | 2019 |  |  | 8.25 | 8.563 | 7.713 | 7.558 | 8.011 | U.S. Energy Information Administration |  |  |  | 7.51 | 7.16 | SOLAR-V1-NO-AGE | SOLAR-V1-NO-AGE | SOLAR-V1-NO-AGE | SOLAR-V1-NO-AGE | SOLAR-V1-NO-AGE
USA | United States of America | Woodoak Drive Community Solar Farm CSG |  | USA0062479 | 2 | 41.5940 | -75.0270 | Solar |  |  |  | 2020.0 | Delaware River Solar LLC | U.S. Energy Information Administration | http://www.eia.gov/electricity/data/browser/ | U.S. Energy Information Administration |  | 2019 | [6 empty] | 0.062 | U.S. Energy Information Administration |  |  |  |  | 3.25 | SOLAR-V1-NO-AGE | SOLAR-V1-NO-AGE | SOLAR-V1-NO-AGE | SOLAR-V1-NO-AGE | SOLAR-V1-NO-AGE
USA | United States of America | Eastern Iowa Solar |  | USA0060876 | 1.8 | 41.5970 | -91.0363 | Solar |  |  |  | 2016.0 | Central Iowa Power Cooperative | U.S. Energy Information Administration | http://www.eia.gov/electricity/data/browser/ | U.S. Energy Information Administration |  | 2019 |  |  |  | 0.151 | 3.102 | 2.994 | 2.203 | U.S. Energy Information Administration |  |  |  |  | 2.54 | HYDRO-V1 | HYDRO-V1 | HYDRO-V1 | HYDRO-V1 | HYDRO-V1
USA | United States of America | West Davisville Solar |  | USA0059043 | 2 | 41.6036 | -71.4772 | Solar |  |  |  | 2014.0 | WR-TGC Solar Generation IV LLC | U.S. Energy Information Administration | http://www.eia.gov/electricity/data/browser/ | U.S. Energy Information Administration | 68866 | 2019 | 0.227 | 2.794 | 2.951 | 3.17 | 2.833 | 2.8080000000000003 | 2.881 | U.S. Energy Information Administration |  |  | 3.21 | 3.09 | 3.03 | SOLAR-V1-NO-AGE | SOLAR-V1-NO-AGE | SOLAR-V1-NO-AGE | SOLAR-V1-NO-AGE | SOLAR-V1-NO-AGE
USA | United States of America | Falmouth Landfill Solar |  | USA0061562 | 3 | 41.6101 | -70.5986 | Solar |  |  |  | 2017.0 | Citizens Enterprises Corporation | U.S. Energy Information Administration | http://www.eia.gov/electricity/data/browser/ | U.S. Energy Information Administration |  | 2019 |  |  |  |  | 3.697 | 4.865 | 4.924 | U.S. Energy Information Administration |  |  |  |  | 4.88 | HYDRO-V1 | HYDRO-V1 | HYDRO-V1 | HYDRO-V1 | HYDRO-V1
USA | United States of America | University Solar LLC |  | USA0063668 | 24 | 41.6133 | -71.6593 | Solar |  |  |  | 2020.0 | AES Distributed Energy | U.S. Energy Information Administration | http://www.eia.gov/electricity/data/browser/ | U.S. Energy Information Administration |  | 2019 | [6 empty] | 0 | U.S. Energy Information Administration |  |  |  |  | 39.1 | NO-ESTIMATION | NO-ESTIMATION | NO-ESTIMATION | NO-ESTIMATION | CAPACITY-FACTOR-V1
USA | United States of America | Westport MA 1 Community Solar |  | USA0060473 | 1.3 | 41.6211 | -71.0570 | Solar |  |  |  | 2016.0 | Navisun LLC | U.S. Energy Information Administration | http://www.eia.gov/electricity/data/browser/ | U.S. Energy Information Administration |  | 2019 |  |  |  | 0.537 | 2.069 | 1.969 | 1.641 | U.S. Energy Information Administration |  |  |  |  | 2.01 | HYDRO-V1 | HYDRO-V1 | HYDRO-V1 | HYDRO-V1 | HYDRO-V1
USA | United States of America | Westport MA 2 Community Solar |  | USA0060476 | 1.2 | 41.6211 | -71.0570 | Solar |  |  |  | 2016.0 | Navisun LLC | U.S. Energy Information Administration | http://www.eia.gov/electricity/data/browser/ | U.S. Energy Information Administration |  | 2019 |  |  |  | 0.481 | 1.839 | 1.722 | 1.48 | U.S. Energy Information Administration |  |  |  |  | 1.86 | NO-ESTIMATION | NO-ESTIMATION | NO-ESTIMATION | NO-ESTIMATION | CAPACITY-FACTOR-V1
USA | United States of America | Fusion Solar Center LLC |  | USA0058876 | 20 | 41.6239 | -72.0431 | Solar |  |  |  | 2018.0 | Fusion Solar Centre L.L.C | U.S. Energy Information Administration | http://www.eia.gov/electricity/data/browser/ | U.S. Energy Information Administration |  | 2019 | [5 empty] | 28.266000000000002 | 39.693 | U.S. Energy Information Administration |  |  |  |  | 32.59 | NO-ESTIMATION | NO-ESTIMATION | NO-ESTIMATION | NO-ESTIMATION | CAPACITY-FACTOR-V1
USA | United States of America | Anthony Wayne Solar #1 |  | USA0059489 | 1.7 | 41.6272 | -83.5747 | Solar |  |  |  | 2014.0 | GEM Energy LLC | U.S. Energy Information Administration | http://www.eia.gov/electricity/data/browser/ | U.S. Energy Information Administration |  | 2019 |  | 1.988 | 2.294 | 2.115 | 1.991 | 1.76 | 1.739 | U.S. Energy Information Administration |  |  | 2.24 | 2.39 | 2.4 | NO-ESTIMATION | NO-ESTIMATION | NO-ESTIMATION | NO-ESTIMATION | CAPACITY-FACTOR-V1
USA | United States of America | Sweetwater Solar |  | USA0061369 | 92 | 41.6291 | -109.6835 | Solar |  |  |  | 2019.0 | Sweetwater Solar LLC | U.S. Energy Information Administration | http://www.eia.gov/electricity/data/browser/ | U.S. Energy Information Administration |  | 2019 | [5 empty] | 0.8240000000000001 | 180.138 | U.S. Energy Information Administration |  |  |  |  | 149.91 | NO-ESTIMATION | NO-ESTIMATION | NO-ESTIMATION | NO-ESTIMATION | CAPACITY-FACTOR-V1
USA | United States of America | Mashpee Landfill Solar |  | USA0059980 | 1.5 | 41.6300 | -70.4779 | Solar |  |  |  | 2014.0 | Scatter Solar - Mashpee Landfill | U.S. Energy Information Administration | http://www.eia.gov/electricity/data/browser/ | U.S. Energy Information Administration |  | 2019 |  |  |  |  | 3.5100000000000002 | 2.22 |  | U.S. Energy Information Administration |  |  | 2.52 | 2.54 | 2.43 | NO-ESTIMATION | NO-ESTIMATION | NO-ESTIMATION | NO-ESTIMATION | CAPACITY-FACTOR-V1
USA | United States of America | East Chicago |  | USA0059018 | 2 | 41.6322 | -87.4692 | Solar |  |  |  | 2013.0 | Lake County Solar LLC | U.S. Energy Information Administration | http://www.eia.gov/electricity/data/browser/ | U.S. Energy Information Administration |  | 2019 | 1.03 | 3.21 | 3.336 | 3.306 | 3.414 | 3.2920000000000003 | 3.012 | U.S. Energy Information Administration |  | 2.49 | 2.94 | 2.93 | 3.02 | HYDRO-V1 | HYDRO-V1 | HYDRO-V1 | HYDRO-V1 | HYDRO-V1
USA | United States of America | Corbin Russwin Phase 3 Berlin |  | USA0063358 | 1 | 41.6423 | -72.7409 | Solar |  |  |  | 2018.0 | EnterSolar | U.S. Energy Information Administration | http://www.eia.gov/electricity/data/browser/ | U.S. Energy Information Administration |  | 2019 | [6 empty] | 1.051 | U.S. Energy Information Administration |  |  |  |  | 1.62 | HYDRO-V1 | HYDRO-V1 | HYDRO-V1 | HYDRO-V1 | HYDRO-V1
USA | United States of America | Town of Rocky Hill PV CSG |  | USA0061541 | 3 | 41.6432 | -72.6330 | Solar |  |  |  | 2018.0 | Tesla Inc. | U.S. Energy Information Administration | http://www.eia.gov/electricity/data/browser/ | U.S. Energy Information Administration |  | 2019 |  |  |  |  | 0.0 | 1.1520000000000001 | 1.489 | U.S. Energy Information Administration |  |  |  |  | 4.88 | SOLAR-V1-NO-AGE | SOLAR-V1-NO-AGE | SOLAR-V1-NO-AGE | SOLAR-V1-NO-AGE | SOLAR-V1-NO-AGE
USA | United States of America | Owens Corning Headquarters |  | USA0060038 | 2.1 | 41.6447 | -83.5364 | Solar |  |  |  | 2015.0 | Constellation Solar Holding LLC | U.S. Energy Information Administration | http://www.eia.gov/electricity/data/browser/ | U.S. Energy Information Administration | 70330 | 2019 |  |  | 0.129 | 1.81 | 1.721 | 1.954 | 1.945 | U.S. Energy Information Administration |  |  |  | 2.82 | 3.02 | SOLAR-V1-NO-AGE | SOLAR-V1-NO-AGE | SOLAR-V1-NO-AGE | SOLAR-V1-NO-AGE | SOLAR-V1-NO-AGE
USA | United States of America | West Greenwich Solar |  | USA0058214 | 1.9 | 41.6494 | -71.7100 | Solar |  |  |  | 2013.0 | Consolidated Edison Development Inc. | U.S. Energy Information Administration | http://www.eia.gov/electricity/data/browser/ | U.S. Energy Information Administration | 102070 | 2019 | 1.7226 | 2.668 | 2.7840000000000003 | 2.928 | 2.6430000000000002 | 2.594 | 2.628 | U.S. Energy Information Administration |  | 2.92 | 3.06 | 2.94 | 3 | NO-ESTIMATION | NO-ESTIMATION | NO-ESTIMATION | NO-ESTIMATION | CAPACITY-FACTOR-V1
USA | United States of America | Sullivan Solar |  | USA0059465 | 1.5 | 41.6550 | -70.9564 | Solar |  |  |  | 2014.0 | DESRI V Mass Solar Holdco LLC | U.S. Energy Information Administration | http://www.eia.gov/electricity/data/browser/ | U.S. Energy Information Administration |  | 2019 |  | 0.592 | 2.309 | 2.279 | 2.041 | 2.33 | 2.255 | U.S. Energy Information Administration |  |  | 2.52 | 2.39 | 2.41 | SOLAR-V1-NO-AGE | SOLAR-V1-NO-AGE | SOLAR-V1-NO-AGE | SOLAR-V1-NO-AGE | SOLAR-V1-NO-AGE
USA | United States of America | Adams Solar |  | USA0062026 | 1 | 41.6550 | -72.1610 | Solar |  |  |  | 2018.0 | Ecos Energy LLC | U.S. Energy Information Administration | http://www.eia.gov/electricity/data/browser/ | U.S. Energy Information Administration |  | 2019 | [5 empty] | 1.208 | 1.515 | U.S. Energy Information Administration |  |  |  |  | 1.62 | SOLAR-V1-NO-AGE | SOLAR-V1-NO-AGE | SOLAR-V1-NO-AGE | SOLAR-V1-NO-AGE | SOLAR-V1-NO-AGE
USA | United States of America | Franklin Solar |  | USA0062021 | 1 | 41.6560 | -72.1590 | Solar |  |  |  | 2018.0 | Ecos Energy LLC | U.S. Energy Information Administration | http://www.eia.gov/electricity/data/browser/ | U.S. Energy Information Administration |  | 2019 | [5 empty] | 1.198 | 1.55 | U.S. Energy Information Administration |  |  |  |  | 1.62 | SOLAR-V1-NO-AGE | SOLAR-V1-NO-AGE | SOLAR-V1-NO-AGE | SOLAR-V1-NO-AGE | SOLAR-V1-NO-AGE
USA | United States of America | Wilson Solar |  | USA0062023 | 1 | 41.6560 | -72.1600 | Solar |  |  |  | 2018.0 | Ecos Energy LLC | U.S. Energy Information Administration | http://www.eia.gov/electricity/data/browser/ | U.S. Energy Information Administration |  | 2019 | [5 empty] | 1.2510000000000001 | 1.555 | U.S. Energy Information Administration |  |  |  |  | 1.62 | SOLAR-V1-NO-AGE | SOLAR-V1-NO-AGE | SOLAR-V1-NO-AGE | SOLAR-V1-NO-AGE | SOLAR-V1-NO-AGE
USA | United States of America | Jefferson Solar |  | USA0062024 | 1 | 41.6560 | -72.1620 | Solar |  |  |  | 2018.0 | Ecos Energy LLC | U.S. Energy Information Administration | http://www.eia.gov/electricity/data/browser/ | U.S. Energy Information Administration |  | 2019 | [5 empty] | 1.201 | 1.537 | U.S. Energy Information Administration |  |  |  |  | 1.62 | SOLAR-V1-NO-AGE | SOLAR-V1-NO-AGE | SOLAR-V1-NO-AGE | SOLAR-V1-NO-AGE | SOLAR-V1-NO-AGE
USA | United States of America | Hamilton Solar |  | USA0062025 | 1 | 41.6570 | -72.1610 | Solar |  |  |  | 2018.0 | Ecos Energy LLC | U.S. Energy Information Administration | http://www.eia.gov/electricity/data/browser/ | U.S. Energy Information Administration |  | 2019 | [5 empty] | 1.202 | 1.552 | U.S. Energy Information Administration |  |  |  |  | 1.62 | SOLAR-V1-NO-AGE | SOLAR-V1-NO-AGE | SOLAR-V1-NO-AGE | SOLAR-V1-NO-AGE | SOLAR-V1-NO-AGE
USA | United States of America | GD West Greenwich Victory I LLC |  | USA0062568 | 1.8 | 41.6579 | -71.6875 | Solar |  |  |  | 2020.0 | GD West Greenwich Victory I LLC | U.S. Energy Information Administration | http://www.eia.gov/electricity/data/browser/ | U.S. Energy Information Administration |  | 2019 | [12 empty] | 2.93 | SOLAR-V1-NO-AGE | SOLAR-V1-NO-AGE | SOLAR-V1-NO-AGE | SOLAR-V1-NO-AGE | SOLAR-V1-NO-AGE
USA | United States of America | Barnstable Landfill |  | USA0059081 | 4 | 41.6597 | -70.3956 | Solar |  |  |  | 2014.0 | CF CVEC Owner One LLC | U.S. Energy Information Administration | http://www.eia.gov/electricity/data/browser/ | U.S. Energy Information Administration | 67800 | 2019 |  | 1.028 | 5.46 | 5.187 | 4.614 | 4.7250000000000005 | 4.896 | U.S. Energy Information Administration |  |  | 6.49 | 6.29 | 6.23 | SOLAR-V1-NO-AGE | SOLAR-V1-NO-AGE | SOLAR-V1-NO-AGE | SOLAR-V1-NO-AGE | SOLAR-V1-NO-AGE
USA | United States of America | Acushnet Hawes Reed Road |  | USA0058271 | 1 | 41.6622 | -71.0425 | Solar |  |  |  | 2012.0 | Ahana Renewables LLC | U.S. Energy Information Administration | http://www.eia.gov/electricity/data/browser/ | U.S. Energy Information Administration |  | 2019 | 1.702 | 1.6325100000000001 | 1.663 | 1.7630000000000001 | 1.449 | 1.677 | 1.73 | U.S. Energy Information Administration | 1.62 | 1.59 | 1.63 | 1.56 | 1.42 | SOLAR-V1-NO-AGE | SOLAR-V1-NO-AGE | SOLAR-V1-NO-AGE | SOLAR-V1-NO-AGE | SOLAR-V1-NO-AGE
USA | United States of America | Fairhaven C CSG |  | USA0060423 | 1.6 | 41.6630 | -70.8632 | Solar |  |  |  | 2017.0 | GSRP | U.S. Energy Information Administration | http://www.eia.gov/electricity/data/browser/ | U.S. Energy Information Administration |  | 2019 |  |  |  |  | 1.563 | 2.212 | 2.925 | U.S. Energy Information Administration |  |  |  |  | 2.6 | SOLAR-V1-NO-AGE | SOLAR-V1-NO-AGE | SOLAR-V1-NO-AGE | SOLAR-V1-NO-AGE | SOLAR-V1-NO-AGE
USA | United States of America | Green Meadows |  | USA0058097 | 3.5 | 41.6694 | -70.5319 | Solar |  |  |  | 2014.0 | Altus Power America Management LLC | U.S. Energy Information Administration | http://www.eia.gov/electricity/data/browser/ | U.S. Energy Information Administration |  | 2019 |  | 3.52 | 5.495 | 5.836 | 5.465 | 5.104 | 4.422 | U.S. Energy Information Administration |  |  | 5.65 | 5.66 | 5.45 | SOLAR-V1-NO-AGE | SOLAR-V1-NO-AGE | SOLAR-V1-NO-AGE | SOLAR-V1-NO-AGE | SOLAR-V1-NO-AGE
USA | United States of America | Exelon Solar Chicago |  | USA0057191 | 9 | 41.6758 | -87.6514 | Solar |  |  |  | 2010.0 | Exelon Power | U.S. Energy Information Administration | http://www.eia.gov/electricity/data/browser/ | U.S. Energy Information Administration |  | 2019 | 14.293000000000001 | 14.527000000000001 | 14.126 | 14.102 | 14.328000000000001 | 13.701 | 14.091 | U.S. Energy Information Administration | 14.03 | 12.84 | 12.57 | 12.93 | 13.19 | SOLAR-V1-NO-AGE | SOLAR-V1-NO-AGE | SOLAR-V1-NO-AGE | SOLAR-V1-NO-AGE | SOLAR-V1-NO-AGE
USA | United States of America | Dartmouth |  | USA0058682 | 6.3 | 41.6761 | -70.9969 | Solar |  |  |  | 2013.9999999999998 | Mass Solar LLC | U.S. Energy Information Administration | http://www.eia.gov/electricity/data/browser/ | U.S. Energy Information Administration |  | 2019 |  | 7.462 | 9.50499 | 9.477 | 8.798 | 8.254 | 8.962 | U.S. Energy Information Administration |  | 10.16 | 10.59 | 10.08 | 10.48 | SOLAR-V1-NO-AGE | SOLAR-V1-NO-AGE | SOLAR-V1-NO-AGE | SOLAR-V1-NO-AGE | SOLAR-V1-NO-AGE
USA | United States of America | BWC Origination 18 |  | USA0062368 | 4.8 | 41.6791 | -70.8364 | Solar |  |  |  | 2018.9999999999998 | BWC Origination 18 LLC | U.S. Energy Information Administration | http://www.eia.gov/electricity/data/browser/ | U.S. Energy Information Administration |  | 2019 | [5 empty] | 0.0 | 4.934 | U.S. Energy Information Administration |  |  |  |  | 7.82 | SOLAR-V1-NO-AGE | SOLAR-V1-NO-AGE | SOLAR-V1-NO-AGE | SOLAR-V1-NO-AGE | SOLAR-V1-NO-AGE
USA | United States of America | DG Crystal Spring CSG |  | USA0061555 | 4.2 | 41.6798 | -70.4953 | Solar |  |  |  | 2016.9999999999998 | NRG DG Crystal Spring LLC | U.S. Energy Information Administration | http://www.eia.gov/electricity/data/browser/ | U.S. Energy Information Administration |  | 2019 |  |  |  |  | 2.696 | 18.17937 | 6.912 | U.S. Energy Information Administration |  |  |  |  | 6.61 | SOLAR-V1-NO-AGE | SOLAR-V1-NO-AGE | SOLAR-V1-NO-AGE | SOLAR-V1-NO-AGE | SOLAR-V1-NO-AGE
USA | United States of America | Dartmouth II Solar |  | USA0057838 | 2 | 41.6806 | -71.0308 | Solar |  |  |  | 2012.0 | Consolidated Edison Development Inc. | U.S. Energy Information Administration | http://www.eia.gov/electricity/data/browser/ | U.S. Energy Information Administration | 70551 | 2019 | 3.4828200000000002 | 3.595 | 3.4450000000000003 | 3.668 | 3.279 | 3.158 | 3.457 | U.S. Energy Information Administration | 3.11 | 3.08 | 3.18 | 3.02 | 2.78 | SOLAR-V1-NO-AGE | SOLAR-V1-NO-AGE | SOLAR-V1-NO-AGE | SOLAR-V1-NO-AGE | SOLAR-V1-NO-AGE
USA | United States of America | Dover CSG |  | USA0063106 | 2 | 41.6809 | -73.5766 | Solar |  |  |  | 2019.0 | Forefront Power LLC | U.S. Energy Information Administration | http://www.eia.gov/electricity/data/browser/ | U.S. Energy Information Administration |  | 2019 | [6 empty] | 0.533 | U.S. Energy Information Administration |  |  |  |  | 3.25 | SOLAR-V1-NO-AGE | SOLAR-V1-NO-AGE | SOLAR-V1-NO-AGE | SOLAR-V1-NO-AGE | SOLAR-V1-NO-AGE
USA | United States of America | Chatham Landfill |  | USA0059077 | 1.5 | 41.6861 | -70.0061 | Solar |  |  |  | 2014.0 | CF CVEC Owner One LLC | U.S. Energy Information Administration | http://www.eia.gov/electricity/data/browser/ | U.S. Energy Information Administration | 67794 | 2019 |  | 0.396 | 2.427 | 2.498 | 2.23 | 1.703 | 2.309 | U.S. Energy Information Administration |  |  | 2.56 | 2.64 | 2.43 | SOLAR-V1-NO-AGE | SOLAR-V1-NO-AGE | SOLAR-V1-NO-AGE | SOLAR-V1-NO-AGE | SOLAR-V1-NO-AGE
USA | United States of America | Twin Branch PV |  | USA0059861 | 2.6 | 41.6900 | -86.1200 | Solar |  |  |  | 2016.0 | Indiana Michigan Power Co | U.S. Energy Information Administration | http://www.eia.gov/electricity/data/browser/ | U.S. Energy Information Administration | 101830 | 2019 |  |  |  | 1.387 | 4.236 | 3.894 | 3.755 | U.S. Energy Information Administration |  |  |  |  | 3.67 | SOLAR-V1-NO-AGE | SOLAR-V1-NO-AGE | SOLAR-V1-NO-AGE | SOLAR-V1-NO-AGE | SOLAR-V1-NO-AGE
USA | United States of America | Dennis Landfill |  | USA0059082 | 5 | 41.6931 | -70.1450 | Solar |  |  |  | 2014.0 | CF CVEC Owner One LLC | U.S. Energy Information Administration | http://www.eia.gov/electricity/data/browser/ | U.S. Energy Information Administration |  | 2019 |  | 1.109 | 6.335 | 7.625 | 7.029 | 5.96 | 7.279 | U.S. Energy Information Administration |  |  | 8.68 | 8.82 | 8.34 | SOLAR-V1-NO-AGE | SOLAR-V1-NO-AGE | SOLAR-V1-NO-AGE | SOLAR-V1-NO-AGE | SOLAR-V1-NO-AGE
USA | United States of America | Harwich Landfill |  | USA0059078 | 4 | 41.6961 | -70.0919 | Solar |  |  |  | 2014.0 | CF CVEC Owner One LLC | U.S. Energy Information Administration | http://www.eia.gov/electricity/data/browser/ | U.S. Energy Information Administration | 67802 | 2019 |  | 1.973 | 5.2700000000000005 | 5.84 | 5.562 | 5.364 | 5.728 | U.S. Energy Information Administration |  |  | 6.65 | 6.79 | 6.25 | SOLAR-V1-NO-AGE | SOLAR-V1-NO-AGE | SOLAR-V1-NO-AGE | SOLAR-V1-NO-AGE | SOLAR-V1-NO-AGE
USA | United States of America | Middlebury Solar |  | USA0060047 | 1.5 | 41.6972 | -85.6875 | Solar |  |  |  | 2012.0 | Ecos Energy LLC | U.S. Energy Information Administration | http://www.eia.gov/electricity/data/browser/ | U.S. Energy Information Administration |  | 2019 |  |  | 2.321 | 2.383 | 2.247 | 2.2880000000000003 | 1.956 | U.S. Energy Information Administration | 1.84 | 1.95 | 2.18 | 2.09 | 1.91 | SOLAR-V1-NO-AGE | SOLAR-V1-NO-AGE | SOLAR-V1-NO-AGE | SOLAR-V1-NO-AGE | SOLAR-V1-NO-AGE
USA | United States of America | OlivePV |  | USA0059854 | 5 | 41.7000 | -86.4900 | Solar |  |  |  | 2016.0 | Indiana Michigan Power Co | U.S. Energy Information Administration | http://www.eia.gov/electricity/data/browser/ | U.S. Energy Information Administration |  | 2019 |  |  |  | 2.5180000000000002 | 8.456 | 8.067 | 8.063 | U.S. Energy Information Administration |  |  |  |  | 7.8 | SOLAR-V1-NO-AGE | SOLAR-V1-NO-AGE | SOLAR-V1-NO-AGE | SOLAR-V1-NO-AGE | SOLAR-V1-NO-AGE
USA | United States of America | Acushnet- High Hill |  | USA0059128 | 3.2 | 41.7144 | -70.9972 | Solar |  |  |  | 2013.0 | Ahana Renewables LLC | U.S. Energy Information Administration | http://www.eia.gov/electricity/data/browser/ | U.S. Energy Information Administration |  | 2019 | 3.56 | 4.38471 | 4.3 | 4.526 | 4.19 | 3.919 | 4.205 | U.S. Energy Information Administration |  | 5.03 | 5.19 | 4.98 | 5.02 | SOLAR-V1-NO-AGE | SOLAR-V1-NO-AGE | SOLAR-V1-NO-AGE | SOLAR-V1-NO-AGE | SOLAR-V1-NO-AGE
USA | United States of America | Dartmouth Solar |  | USA0057473 | 1.6 | 41.7158 | -70.9744 | Solar |  |  |  | 2011.0000000000002 | Consolidated Edison Development Inc. | U.S. Energy Information Administration | http://www.eia.gov/electricity/data/browser/ | U.S. Energy Information Administration | 70551 | 2019 | 2.1631500000000004 | 2.294 | 2.278 | 2.4 | 2.128 | 2.128 | 1.415 | U.S. Energy Information Administration | 2.57 | 2.55 | 2.56 | 2.29 | 2.2 | SOLAR-V1-NO-AGE | SOLAR-V1-NO-AGE | SOLAR-V1-NO-AGE | SOLAR-V1-NO-AGE | SOLAR-V1-NO-AGE
USA | United States of America | Underhill |  | USA0063751 | 2 | 41.7163 | -73.8843 | Solar |  |  |  | 2019.0 | Underhill Solar LLC | U.S. Energy Information Administration | http://www.eia.gov/electricity/data/browser/ | U.S. Energy Information Administration |  | 2019 | [6 empty] | 2.508 | U.S. Energy Information Administration |  |  |  |  | 3.25 | SOLAR-V1-NO-AGE | SOLAR-V1-NO-AGE | SOLAR-V1-NO-AGE | SOLAR-V1-NO-AGE | SOLAR-V1-NO-AGE
USA | United States of America | Bullock Road Solar 1 |  | USA0061010 | 1.9 | 41.7289 | -70.9905 | Solar |  |  |  | 2018.0 | Bullock Road Solar 1 LLC | U.S. Energy Information Administration | http://www.eia.gov/electricity/data/browser/ | U.S. Energy Information Administration |  | 2019 |  |  |  |  | 0.0 | 2.60766 | 7.475 | U.S. Energy Information Administration |  |  |  |  | 3.09 | SOLAR-V1-NO-AGE | SOLAR-V1-NO-AGE | SOLAR-V1-NO-AGE | SOLAR-V1-NO-AGE | SOLAR-V1-NO-AGE
USA | United States of America | Frog Hollow CSG |  | USA0063086 | 2 | 41.7393 | -74.4967 | Solar |  |  |  | 2019.0 | Forefront Power LLC | U.S. Energy Information Administration | http://www.eia.gov/electricity/data/browser/ | U.S. Energy Information Administration |  | 2019 | [6 empty] | 0.262 | U.S. Energy Information Administration |  |  |  |  | 3.25 | NO-ESTIMATION | NO-ESTIMATION | NO-ESTIMATION | NO-ESTIMATION | CAPACITY-FACTOR-V1
USA | United States of America | Brewster Landfill |  | USA0059075 | 1 | 41.7456 | -70.1031 | Solar |  |  |  | 2014.0 | CF CVEC Owner One LLC | U.S. Energy Information Administration | http://www.eia.gov/electricity/data/browser/ | U.S. Energy Information Administration | 67799 | 2019 |  | 0.28400000000000003 | 1.528 | 1.58 | 1.56 | 1.2630000000000001 | 1.503 | U.S. Energy Information Administration |  |  | 1.70 | 1.74 | 1.6 | SOLAR-V1-NO-AGE | SOLAR-V1-NO-AGE | SOLAR-V1-NO-AGE | SOLAR-V1-NO-AGE | SOLAR-V1-NO-AGE
USA | United States of America | Hope Farm Solar LLC |  | USA0061840 | 10 | 41.7479 | -71.5263 | Solar |  |  |  | 2019.0 | Hope Farm Solar LLC | U.S. Energy Information Administration | http://www.eia.gov/electricity/data/browser/ | U.S. Energy Information Administration |  | 2019 | [6 empty] | 2.501 | U.S. Energy Information Administration |  |  |  |  | 16.29 | SOLAR-V1-NO-AGE | SOLAR-V1-NO-AGE | SOLAR-V1-NO-AGE | SOLAR-V1-NO-AGE | SOLAR-V1-NO-AGE
USA | United States of America | Fall River Solar CSG |  | USA0060738 | 2 | 41.7513 | -71.1145 | Solar |  |  |  | 2013.0 | GSRP | U.S. Energy Information Administration | http://www.eia.gov/electricity/data/browser/ | U.S. Energy Information Administration |  | 2019 |  |  |  | 2.8770000000000002 | 2.7520000000000002 | 2.563 | 2.758 | U.S. Energy Information Administration |  | 3.08 | 3.17 | 3.10 | 3.16 | SOLAR-V1-NO-AGE | SOLAR-V1-NO-AGE | SOLAR-V1-NO-AGE | SOLAR-V1-NO-AGE | SOLAR-V1-NO-AGE
USA | United States of America | Braley Road 2 |  | USA0058680 | 2.6 | 41.7517 | -70.9669 | Solar |  |  |  | 2015.0 | Mass Solar LLC | U.S. Energy Information Administration | http://www.eia.gov/electricity/data/browser/ | U.S. Energy Information Administration |  | 2019 |  |  | 3.74814 | 4.564 | 4.563 | 4.372 | 4.408 | U.S. Energy Information Administration |  |  | 4.11 | 4.22 | 4.19 | SOLAR-V1-NO-AGE | SOLAR-V1-NO-AGE | SOLAR-V1-NO-AGE | SOLAR-V1-NO-AGE | SOLAR-V1-NO-AGE
USA | United States of America | Acushnet-Braley Road 1 |  | USA0059121 | 1.9 | 41.7517 | -70.9706 | Solar |  |  |  | 2013.0 | Ahana Renewables LLC | U.S. Energy Information Administration | http://www.eia.gov/electricity/data/browser/ | U.S. Energy Information Administration |  | 2019 | 2.319 | 2.539 | 2.529 | 2.705 | 2.437 | 2.411 | 2.438 | U.S. Energy Information Administration |  | 2.92 | 2.87 | 2.94 | 2.93 | SOLAR-V1-NO-AGE | SOLAR-V1-NO-AGE | SOLAR-V1-NO-AGE | SOLAR-V1-NO-AGE | SOLAR-V1-NO-AGE
USA | United States of America | Villa Roma Rd #4 CSG |  | USA0062528 | 2 | 41.7544 | -74.9586 | Solar |  |  |  | 2020.0 | Delaware River Solar LLC | U.S. Energy Information Administration | http://www.eia.gov/electricity/data/browser/ | U.S. Energy Information Administration |  | 2019 | [6 empty] | 0.02 | U.S. Energy Information Administration |  |  |  |  | 3.25 | SOLAR-V1-NO-AGE | SOLAR-V1-NO-AGE | SOLAR-V1-NO-AGE | SOLAR-V1-NO-AGE | SOLAR-V1-NO-AGE
USA | United States of America | Villa Roma Rd #3 CSG |  | USA0062527 | 2 | 41.7544 | -74.9615 | Solar |  |  |  | 2020.0 | Delaware River Solar LLC | U.S. Energy Information Administration | http://www.eia.gov/electricity/data/browser/ | U.S. Energy Information Administration |  | 2019 | [6 empty] | 0 | U.S. Energy Information Administration |  |  |  |  | 3.25 | SOLAR-V1-NO-AGE | SOLAR-V1-NO-AGE | SOLAR-V1-NO-AGE | SOLAR-V1-NO-AGE | SOLAR-V1-NO-AGE
USA | United States of America | Onset East Community Solar Facility |  | USA0061163 | 1 | 41.7570 | -70.6537 | Solar |  |  |  | 2016.0 | BCC Solar III LLC | U.S. Energy Information Administration | http://www.eia.gov/electricity/data/browser/ | U.S. Energy Information Administration |  | 2019 |  |  |  | 1.5310000000000001 | 1.7750000000000001 | 1.742 | 1.738 | U.S. Energy Information Administration |  |  |  |  | 1.62 | SOLAR-V1-NO-AGE | SOLAR-V1-NO-AGE | SOLAR-V1-NO-AGE | SOLAR-V1-NO-AGE | SOLAR-V1-NO-AGE
USA | United States of America | Onset West Community Solar Facility |  | USA0061164 | 1 | 41.7570 | -70.6537 | Solar |  |  |  | 2016.0 | BCC Solar III LLC | U.S. Energy Information Administration | http://www.eia.gov/electricity/data/browser/ | U.S. Energy Information Administration |  | 2019 |  |  |  | 1.483 | 1.726 | 1.714 | 1.762 | U.S. Energy Information Administration |  |  |  |  | 1.62 | NO-ESTIMATION | NO-ESTIMATION | NO-ESTIMATION | NO-ESTIMATION | CAPACITY-FACTOR-V1
USA | United States of America | Manchester Community College East |  | USA0062639 | 1 | 41.7633 | -72.5571 | Solar |  |  |  | 2018.0 | Onyx Asset Services Group | U.S. Energy Information Administration | http://www.eia.gov/electricity/data/browser/ | U.S. Energy Information Administration |  | 2019 | [5 empty] | 0.222 | 1.587 | U.S. Energy Information Administration |  |  |  |  | 1.62 | NO-ESTIMATION | NO-ESTIMATION | NO-ESTIMATION | NO-ESTIMATION | CAPACITY-FACTOR-V1
USA | United States of America | Manchester Community College North |  | USA0062640 | 1 | 41.7636 | -72.5633 | Solar |  |  |  | 2018.0 | Onyx Asset Services Group | U.S. Energy Information Administration | http://www.eia.gov/electricity/data/browser/ | U.S. Energy Information Administration |  | 2019 | [5 empty] | 0.247 | 1.658 | U.S. Energy Information Administration |  |  |  |  | 1.62 | NO-ESTIMATION | NO-ESTIMATION | NO-ESTIMATION | NO-ESTIMATION | CAPACITY-FACTOR-V1
USA | United States of America | Freetown Solar |  | USA0058283 | 4.5 | 41.7664 | -70.9808 | Solar |  |  |  | 2015.0 | Mass Solar LLC | U.S. Energy Information Administration | http://www.eia.gov/electricity/data/browser/ | U.S. Energy Information Administration | 70552 | 2019 |  |  | 6.066 | 7.936 | 7.17 | 7.15 | 7.262 | U.S. Energy Information Administration |  |  |  | 8.14 | 8.54 | NO-ESTIMATION | NO-ESTIMATION | NO-ESTIMATION | NO-ESTIMATION | CAPACITY-FACTOR-V1
USA | United States of America | Renew Canal 1 CSG LLC |  | USA0060625 | 1.2 | 41.7670 | -70.5212 | Solar |  |  |  | 2017.0000000000002 | NRG Renew Canal 1 LLC | U.S. Energy Information Administration | http://www.eia.gov/electricity/data/browser/ | U.S. Energy Information Administration |  | 2019 |  |  |  | 0.0 | 0.917 | 1.7710000000000001 | 1.943 | U.S. Energy Information Administration |  |  |  |  | 1.95 | NO-ESTIMATION | NO-ESTIMATION | NO-ESTIMATION | NO-ESTIMATION | CAPACITY-FACTOR-V1
USA | United States of America | Syncarpha Freetown |  | USA0061097 | 3.9 | 41.7689 | -70.7865 | Solar |  |  |  | 2016.0 | Marie's Way Solar I LLC | U.S. Energy Information Administration | http://www.eia.gov/electricity/data/browser/ | U.S. Energy Information Administration |  | 2019 |  |  |  | 0.45 | 6.452 | 6.322 | 6.81 | U.S. Energy Information Administration |  |  |  |  | 6.11 | NO-ESTIMATION | NO-ESTIMATION | NO-ESTIMATION | NO-ESTIMATION | CAPACITY-FACTOR-V1
USA | United States of America | Sage Solar I-III |  | USA0062399 | 57.6 | 41.7700 | -111.0600 | Solar |  |  |  | 2019.0 | CI III VK I TE Partnership LLC | U.S. Energy Information Administration | http://www.eia.gov/electricity/data/browser/ | U.S. Energy Information Administration |  | 2019 | [6 empty] | 21.5743 | U.S. Energy Information Administration |  |  |  |  | 93.86 | NO-ESTIMATION | NO-ESTIMATION | NO-ESTIMATION | NO-ESTIMATION | CAPACITY-FACTOR-V1
USA | United States of America | Forbes Street Solar |  | USA0058583 | 3 | 41.7731 | -71.3389 | Solar |  |  |  | 2014.0 | Forbes Street Solar LLC | U.S. Energy Information Administration | http://www.eia.gov/electricity/data/browser/ | U.S. Energy Information Administration | 65539 | 2019 | 0.057 | 4.341 | 4.75 | 4.823 | 4.543 | 4.514 | 3.843 | U.S. Energy Information Administration |  |  | 4.83 | 4.73 | 4.7 | NO-ESTIMATION | NO-ESTIMATION | NO-ESTIMATION | NO-ESTIMATION | CAPACITY-FACTOR-V1
USA | United States of America | Hospital Rd Community Solar Farm CSG |  | USA0062155 | 1.4 | 41.7748 | -75.0361 | Solar |  |  |  | 2020.0000000000002 | Delaware River Solar LLC | U.S. Energy Information Administration | http://www.eia.gov/electricity/data/browser/ | U.S. Energy Information Administration |  | 2019 | [6 empty] | 0.045 | U.S. Energy Information Administration |  |  |  |  | 2.28 | NO-ESTIMATION | NO-ESTIMATION | NO-ESTIMATION | NO-ESTIMATION | CAPACITY-FACTOR-V1
USA | United States of America | BWC Gibbs Brook |  | USA0062369 | 4 | 41.7749 | -70.6959 | Solar |  |  |  | 2019.0 | BWC Gibbs Brook LLC | U.S. Energy Information Administration | http://www.eia.gov/electricity/data/browser/ | U.S. Energy Information Administration |  | 2019 | [5 empty] | 0.0 | 4.899 | U.S. Energy Information Administration |  |  |  |  | 6.51 | NO-ESTIMATION | NO-ESTIMATION | NO-ESTIMATION | NO-ESTIMATION | CAPACITY-FACTOR-V1
USA | United States of America | Washburn Road Solar |  | USA0062646 | 1.9 | 41.7772 | -70.9653 | Solar |  |  |  | 2019.0 | SunRaise Investments LLC | U.S. Energy Information Administration | http://www.eia.gov/electricity/data/browser/ | U.S. Energy Information Administration |  | 2019 | [5 empty] | 0.083 | 3.563 | U.S. Energy Information Administration |  |  |  |  | 3.09 | NO-ESTIMATION | NO-ESTIMATION | NO-ESTIMATION | NO-ESTIMATION | CAPACITY-FACTOR-V1
USA | United States of America | Wareham Solar PV |  | USA0062055 | 3.3 | 41.7800 | -70.7500 | Solar |  |  |  | 2019.0 | NSTAR Electric Company | U.S. Energy Information Administration | http://www.eia.gov/electricity/data/browser/ | U.S. Energy Information Administration |  | 2019 | [5 empty] | 0.17300000000000001 | 5.686 | U.S. Energy Information Administration |  |  |  |  | 5.37 | NO-ESTIMATION | NO-ESTIMATION | NO-ESTIMATION | NO-ESTIMATION | CAPACITY-FACTOR-V1
USA | United States of America | Quittacas Pond Solar |  | USA0058362 | 3.5 | 41.7819 | -70.9133 | Solar |  |  |  | 2014.0 | Consolidated Edison Solutions Inc | U.S. Energy Information Administration | http://www.eia.gov/electricity/data/browser/ | U.S. Energy Information Administration | 68561 | 2019 | 0.0 | 0.0 | 0.0 | 5.784 | 5.335 | 5.003 | 5.64 | U.S. Energy Information Administration |  |  | 5.62 | 5.43 | 5.41 | SOLAR-V1-NO-AGE | SOLAR-V1-NO-AGE | SOLAR-V1-NO-AGE | SOLAR-V1-NO-AGE | SOLAR-V1-NO-AGE
USA | United States of America | BWC Pocasset River |  | USA0062372 | 1.5 | 41.7822 | -70.6877 | Solar |  |  |  | 2019.0 | BWC Pocasset River LLC | U.S. Energy Information Administration | http://www.eia.gov/electricity/data/browser/ | U.S. Energy Information Administration |  | 2019 | [5 empty] | 0.0 | 1.828 | U.S. Energy Information Administration |  |  |  |  | 2.44 | SOLAR-V1-NO-AGE | SOLAR-V1-NO-AGE | SOLAR-V1-NO-AGE | SOLAR-V1-NO-AGE | SOLAR-V1-NO-AGE
USA | United States of America | BWC Harlow Brook |  | USA0062371 | 1.5 | 41.7829 | -70.6907 | Solar |  |  |  | 2019.0 | BWC Harlow Brook LLC | U.S. Energy Information Administration | http://www.eia.gov/electricity/data/browser/ | U.S. Energy Information Administration |  | 2019 | [5 empty] | 0.0 | 1.725 | U.S. Energy Information Administration |  |  |  |  | 2.44 | SOLAR-V1-NO-AGE | SOLAR-V1-NO-AGE | SOLAR-V1-NO-AGE | SOLAR-V1-NO-AGE | SOLAR-V1-NO-AGE
USA | United States of America | BWC Wareham River |  | USA0062370 | 1 | 41.7837 | -70.6932 | Solar |  |  |  | 2019.0 | BWC Wareham River LLC | U.S. Energy Information Administration | http://www.eia.gov/electricity/data/browser/ | U.S. Energy Information Administration |  | 2019 | [5 empty] | 0.0 | 1.352 | U.S. Energy Information Administration |  |  |  |  | 1.62 | SOLAR-V1-NO-AGE | SOLAR-V1-NO-AGE | SOLAR-V1-NO-AGE | SOLAR-V1-NO-AGE | SOLAR-V1-NO-AGE
USA | United States of America | Tihonet Solar |  | USA0058749 | 1 | 41.7875 | -70.7233 | Solar |  |  |  | 2014.0 | Consolidated Edison Solutions Inc | U.S. Energy Information Administration | http://www.eia.gov/electricity/data/browser/ | U.S. Energy Information Administration |  | 2019 |  | 0.0 | 1.77012 | 1.796 | 1.712 | 1.663 | 1.779 | U.S. Energy Information Administration |  |  | 1.66 | 1.62 | 1.58 | NO-ESTIMATION | NO-ESTIMATION | NO-ESTIMATION | NO-ESTIMATION | CAPACITY-FACTOR-V1
USA | United States of America | Hartford Landfill Solar EGF |  | USA0060909 | 1 | 41.7915 | -72.6509 | Solar |  |  |  | 2014.0 | Materials Innovation Recycling Authority | U.S. Energy Information Administration | http://www.eia.gov/electricity/data/browser/ | U.S. Energy Information Administration |  | 2019 |  |  |  | 1.052 | 1.465 | 1.467 | 1.504 | U.S. Energy Information Administration |  |  | 1.46 | 1.43 | 1.33 | SOLAR-V1-NO-AGE | SOLAR-V1-NO-AGE | SOLAR-V1-NO-AGE | SOLAR-V1-NO-AGE | SOLAR-V1-NO-AGE
USA | United States of America | CED Foster |  | USA0061499 | 2 | 41.7950 | -71.7870 | Solar |  |  |  | 2018.0 | Consolidated Edison Development Inc. | U.S. Energy Information Administration | http://www.eia.gov/electricity/data/browser/ | U.S. Energy Information Administration |  | 2019 |  |  |  |  | 0.0 | 4.606 | 3.197 | U.S. Energy Information Administration |  |  |  |  | 3.25 | NO-ESTIMATION | NO-ESTIMATION | NO-ESTIMATION | NO-ESTIMATION | CAPACITY-FACTOR-V1
USA | United States of America | BWC Swan Pond River CSG |  | USA0060067 | 1.6 | 41.7956 | -71.2266 | Solar |  |  |  | 2016.0000000000002 | BWC Swan Pond River LLC | U.S. Energy Information Administration | http://www.eia.gov/electricity/data/browser/ | U.S. Energy Information Administration |  | 2019 |  |  | 0.029 | 3.194 | 2.8080000000000003 | 2.699 | 2.919 | U.S. Energy Information Administration |  |  |  |  | 2.57 | NO-ESTIMATION | NO-ESTIMATION | NO-ESTIMATION | NO-ESTIMATION | CAPACITY-FACTOR-V1
USA | United States of America | Sullivan County - Adult Care Solar |  | USA0060817 | 2 | 41.7966 | -74.7081 | Solar |  |  |  | 2017.0 | Tesla Inc. | U.S. Energy Information Administration | http://www.eia.gov/electricity/data/browser/ | U.S. Energy Information Administration |  | 2019 |  |  |  | 0.0 | 1.591 | 1.049 | 2.427 | U.S. Energy Information Administration |  |  |  |  | 3.25 | NO-ESTIMATION | NO-ESTIMATION | NO-ESTIMATION | NO-ESTIMATION | CAPACITY-FACTOR-V1
USA | United States of America | Baer Road CSG |  | USA0062034 | 2 | 41.7970 | -75.0680 | Solar |  |  |  | 2018.0 | Delaware River Solar LLC | U.S. Energy Information Administration | http://www.eia.gov/electricity/data/browser/ | U.S. Energy Information Administration |  | 2019 | [5 empty] | 2.65 | 3.05 | U.S. Energy Information Administration |  |  |  |  | 3.25 | NO-ESTIMATION | NO-ESTIMATION | NO-ESTIMATION | NO-ESTIMATION | CAPACITY-FACTOR-V1
USA | United States of America | Acushnet AD Makepeace |  | USA0058270 | 4.7 | 41.7989 | -70.7436 | Solar |  |  |  | 2011.9999999999998 | Ahana Renewables LLC | U.S. Energy Information Administration | http://www.eia.gov/electricity/data/browser/ | U.S. Energy Information Administration |  | 2019 | 5.867 | 5.835 | 5.6240000000000006 | 6.089 | 5.819 | 5.436 | 5.398 | U.S. Energy Information Administration | 7.68 | 7.66 | 7.48 | 7.67 | 6.61 | NO-ESTIMATION | NO-ESTIMATION | NO-ESTIMATION | NO-ESTIMATION | CAPACITY-FACTOR-V1
USA | United States of America | Little Bay |  | USA0060495 | 1.3 | 41.7992 | -71.4360 | Solar |  |  |  | 2014.0000000000002 | Altus Power America Management LLC | U.S. Energy Information Administration | http://www.eia.gov/electricity/data/browser/ | U.S. Energy Information Administration |  | 2019 |  |  |  | 1.804 | 1.518 | 1.649 | 1.676 | U.S. Energy Information Administration |  |  | 1.96 | 2.00 | 1.93 | NO-ESTIMATION | NO-ESTIMATION | NO-ESTIMATION | NO-ESTIMATION | CAPACITY-FACTOR-V1
USA | United States of America | Johnston Solar |  | USA0059858 | 1 | 41.8009 | -71.5595 | Solar |  |  |  | 2015.0 | Half Moon Ventures LLC | U.S. Energy Information Administration | http://www.eia.gov/electricity/data/browser/ | U.S. Energy Information Administration |  | 2019 |  |  | 0.747 | 1.938 | 1.814 | 1.721 | 1.797 | U.S. Energy Information Administration |  |  |  | 1.61 | 1.35 | NO-ESTIMATION | NO-ESTIMATION | NO-ESTIMATION | NO-ESTIMATION | CAPACITY-FACTOR-V1
USA | United States of America | DG Dighton LLC CSG |  | USA0061634 | 3.1 | 41.8015 | -71.1448 | Solar |  |  |  | 2016.9999999999998 | NRG DG Dighton LLC | U.S. Energy Information Administration | http://www.eia.gov/electricity/data/browser/ | U.S. Energy Information Administration |  | 2019 |  |  |  |  | 2.152 | 4.648 | 5.038 | U.S. Energy Information Administration |  |  |  |  | 4.89 | NO-ESTIMATION | NO-ESTIMATION | NO-ESTIMATION | NO-ESTIMATION | CAPACITY-FACTOR-V1
USA | United States of America | Wareham MA 1 Community Solar |  | USA0060443 | 2 | 41.8017 | -70.7046 | Solar |  |  |  | 2016.0 | Navisun LLC | U.S. Energy Information Administration | http://www.eia.gov/electricity/data/browser/ | U.S. Energy Information Administration |  | 2019 |  |  |  | 1.869 | 3.051 | 2.7920000000000003 | 1.168 | U.S. Energy Information Administration |  |  |  |  | 3.11 | HYDRO-V1 | HYDRO-V1 | HYDRO-V1 | HYDRO-V1 | HYDRO-V1
USA | United States of America | Cedarville CSG |  | USA0060757 | 2.5 | 41.8027 | -70.5498 | Solar |  |  |  | 2017.0 | Altus Power America Management LLC | U.S. Energy Information Administration | http://www.eia.gov/electricity/data/browser/ | U.S. Energy Information Administration |  | 2019 |  |  |  |  | 1.293 | 3.884 | 4.421 | U.S. Energy Information Administration |  |  |  |  | 4.07 | HYDRO-V1 | HYDRO-V1 | HYDRO-V1 | HYDRO-V1 | HYDRO-V1
USA | United States of America | Federal Road Solar 1 LLC CSG |  | USA0060065 | 4.4 | 41.8069 | -70.7257 | Solar |  |  |  | 2016.0000000000002 | Federal Road Solar 1 LLC | U.S. Energy Information Administration | http://www.eia.gov/electricity/data/browser/ | U.S. Energy Information Administration |  | 2019 |  |  | 0.056 | 6.418 | 6.836 | 6.45 | 7.334 | U.S. Energy Information Administration |  |  |  |  | 6.89 | NO-ESTIMATION | NO-ESTIMATION | NO-ESTIMATION | NO-ESTIMATION | CAPACITY-FACTOR-V1
USA | United States of America | 433 Purchase Solar NG LLC |  | USA0061237 | 2.5 | 41.8094 | -71.1922 | Solar |  |  |  | 2012.0 | 433 Purchase Solar NG LLC | U.S. Energy Information Administration | http://www.eia.gov/electricity/data/browser/ | U.S. Energy Information Administration |  | 2019 |  |  |  | 4.219 | 3.662 | 3.58 | 3.704 | U.S. Energy Information Administration | 3.80 | 3.78 | 3.92 | 3.85 | 3.45 | NO-ESTIMATION | NO-ESTIMATION | NO-ESTIMATION | NO-ESTIMATION | CAPACITY-FACTOR-V1
USA | United States of America | ISM Solar Dighton 2 LLC CSG |  | USA0063562 | 2 | 41.8169 | -71.1689 | Solar |  |  |  | 2018.0 | 38 Degrees North LLC | U.S. Energy Information Administration | http://www.eia.gov/electricity/data/browser/ | U.S. Energy Information Administration |  | 2019 | [6 empty] | 3.564 | U.S. Energy Information Administration |  |  |  |  | 3.25 | NO-ESTIMATION | NO-ESTIMATION | NO-ESTIMATION | NO-ESTIMATION | CAPACITY-FACTOR-V1
USA | United States of America | Ticket Network South Windsor |  | USA0063354 | 1 | 41.8215 | -72.5074 | Solar |  |  |  | 2018.0 | EnterSolar | U.S. Energy Information Administration | http://www.eia.gov/electricity/data/browser/ | U.S. Energy Information Administration |  | 2019 | [6 empty] | 1.026 | U.S. Energy Information Administration |  |  |  |  | 1.62 | NO-ESTIMATION | NO-ESTIMATION | NO-ESTIMATION | NO-ESTIMATION | CAPACITY-FACTOR-V1
USA | United States of America | Berkley East Solar LLC |  | USA0058871 | 3 | 41.8239 | -71.0414 | Solar |  |  |  | 2013.0 | SunEdison LLC | U.S. Energy Information Administration | http://www.eia.gov/electricity/data/browser/ | U.S. Energy Information Administration | 67328 | 2019 | 0.967 | 5.03 | 3.072 | 5.252 | 4.747 | 4.683 | 4.578 | U.S. Energy Information Administration |  | 4.68 | 4.83 | 4.71 | 4.84 | NO-ESTIMATION | NO-ESTIMATION | NO-ESTIMATION | NO-ESTIMATION | CAPACITY-FACTOR-V1
USA | United States of America | Redbrook Community Solar 1 |  | USA0061007 | 4 | 41.8291 | -70.6148 | Solar |  |  |  | 2017.0 | Redbrook Solar 1 LLC | U.S. Energy Information Administration | http://www.eia.gov/electricity/data/browser/ | U.S. Energy Information Administration |  | 2019 |  |  |  |  | 0.541 | 6.474 | 6.421 | U.S. Energy Information Administration |  |  |  |  | 6.51 | HYDRO-V1 | HYDRO-V1 | HYDRO-V1 | HYDRO-V1 | HYDRO-V1
USA | United States of America | Woods Hill Solar |  | USA0061736 | 20 | 41.8318 | -71.9199 | Solar |  |  |  | 2019.0 | Woods Hill Solar LLC | U.S. Energy Information Administration | http://www.eia.gov/electricity/data/browser/ | U.S. Energy Information Administration |  | 2019 | [5 empty] | 22.782 | 23.733 | U.S. Energy Information Administration |  |  |  |  | 32.59 | NO-ESTIMATION | NO-ESTIMATION | NO-ESTIMATION | NO-ESTIMATION | CAPACITY-FACTOR-V1
USA | United States of America | Southern Sky Renew Energy Berkley LLC |  | USA0060615 | 3 | 41.8378 | -71.0913 | Solar |  |  |  | 2014.0 | Soltage LLC | U.S. Energy Information Administration | http://www.eia.gov/electricity/data/browser/ | U.S. Energy Information Administration | 67328 | 2019 |  |  |  | 5.021 | 4.353 | 4.0200000000000005 | 4.614 | U.S. Energy Information Administration |  |  | 4.83 | 4.73 | 4.7 | SOLAR-V1-NO-AGE | SOLAR-V1-NO-AGE | SOLAR-V1-NO-AGE | SOLAR-V1-NO-AGE | SOLAR-V1-NO-AGE
USA | United States of America | Millbrook School |  | USA0059789 | 1.4 | 41.8458 | -73.6195 | Solar |  |  |  | 2015.0000000000002 | Tesla Inc. | U.S. Energy Information Administration | http://www.eia.gov/electricity/data/browser/ | U.S. Energy Information Administration |  | 2019 |  |  | 1.43946 | 1.933 | 1.651 | 1.814 | 1.936 | U.S. Energy Information Administration |  |  |  | 1.98 | 1.68 | HYDRO-V1 | HYDRO-V1 | HYDRO-V1 | HYDRO-V1 | HYDRO-V1
USA | United States of America | Padelford Solar |  | USA0058032 | 2.2 | 41.8533 | -71.0650 | Solar |  |  |  | 2013.0 | Consolidated Edison Solutions Inc | U.S. Energy Information Administration | http://www.eia.gov/electricity/data/browser/ | U.S. Energy Information Administration |  | 2019 | 3.38085 | 0.0 | 3.559 | 3.771 | 3.386 | 3.286 | 3.462 | U.S. Energy Information Administration |  | 3.38 | 3.49 | 3.41 | 3.36 | SOLAR-V1-NO-AGE | SOLAR-V1-NO-AGE | SOLAR-V1-NO-AGE | SOLAR-V1-NO-AGE | SOLAR-V1-NO-AGE
USA | United States of America | Lepomis PV Energy LLC |  | USA0059085 | 4.5 | 41.8572 | -70.5583 | Solar |  |  |  | 2014.0 | EDF Renewable Asset Holdings Inc. | U.S. Energy Information Administration | http://www.eia.gov/electricity/data/browser/ | U.S. Energy Information Administration |  | 2019 |  | 3.4410000000000003 | 6.567 | 7.299 | 6.867 | 7.16 | 7.928 | U.S. Energy Information Administration |  |  | 7.22 | 7.16 | 7.03 | SOLAR-V1-NO-AGE | SOLAR-V1-NO-AGE | SOLAR-V1-NO-AGE | SOLAR-V1-NO-AGE | SOLAR-V1-NO-AGE
USA | United States of America | Lakeville Solar |  | USA0063672 | 2.7 | 41.8652 | -70.9583 | Solar |  |  |  | 2019.0 | C2 MA Lakeville LLC | U.S. Energy Information Administration | http://www.eia.gov/electricity/data/browser/ | U.S. Energy Information Administration |  | 2019 | [6 empty] | 3.866 | U.S. Energy Information Administration |  |  |  |  | 4.39 | SOLAR-V1-NO-AGE | SOLAR-V1-NO-AGE | SOLAR-V1-NO-AGE | SOLAR-V1-NO-AGE | SOLAR-V1-NO-AGE
USA | United States of America | ALDI DC 2 |  | USA0062615 | 1.2 | 41.8658 | -72.5740 | Solar |  |  |  | 2018.0 | EnterSolar | U.S. Energy Information Administration | http://www.eia.gov/electricity/data/browser/ | U.S. Energy Information Administration |  | 2019 | [5 empty] | 2.271 | 1.683 | U.S. Energy Information Administration |  |  |  |  | 1.95 | SOLAR-V1-NO-AGE | SOLAR-V1-NO-AGE | SOLAR-V1-NO-AGE | SOLAR-V1-NO-AGE | SOLAR-V1-NO-AGE
USA | United States of America | Cranberry Solar |  | USA0063697 | 1 | 41.8720 | -70.9078 | Solar |  |  |  | 2017.0 | GWE Cranberry Solar RT LLC | U.S. Energy Information Administration | http://www.eia.gov/electricity/data/browser/ | U.S. Energy Information Administration |  | 2019 | [6 empty] | 1.736 | U.S. Energy Information Administration |  |  |  |  | 1.62 | SOLAR-V1-NO-AGE | SOLAR-V1-NO-AGE | SOLAR-V1-NO-AGE | SOLAR-V1-NO-AGE | SOLAR-V1-NO-AGE
USA | United States of America | Canis Minor Solar Farm |  | USA0061408 | 1 | 41.8930 | -72.9860 | Solar |  |  |  | 2017.0 | LSE Canis Minor LLC | U.S. Energy Information Administration | http://www.eia.gov/electricity/data/browser/ | U.S. Energy Information Administration |  | 2019 |  |  |  | 0.0 | 1.3068 | 1.576 | 1.726 | U.S. Energy Information Administration |  |  |  |  | 1.62 | SOLAR-V1-NO-AGE | SOLAR-V1-NO-AGE | SOLAR-V1-NO-AGE | SOLAR-V1-NO-AGE | SOLAR-V1-NO-AGE
USA | United States of America | Rehoboth Solar |  | USA0059029 | 2 | 41.9017 | -71.2425 | Solar |  |  |  | 2014.0 | Citizens Enterprises Corporation | U.S. Energy Information Administration | http://www.eia.gov/electricity/data/browser/ | U.S. Energy Information Administration |  | 2019 | 0.025 | 3.051 | 3.1950000000000003 | 3.424 | 3.13 | 3.124 | 3.204 | U.S. Energy Information Administration |  |  | 3.08 | 3.08 | 2.72 | SOLAR-V1-NO-AGE | SOLAR-V1-NO-AGE | SOLAR-V1-NO-AGE | SOLAR-V1-NO-AGE | SOLAR-V1-NO-AGE
USA | United States of America | Big George PV CSG |  | USA0061429 | 1 | 41.9023 | -70.7161 | Solar |  |  |  | 2018.0 | Altus Power America Management LLC | U.S. Energy Information Administration | http://www.eia.gov/electricity/data/browser/ | U.S. Energy Information Administration |  | 2019 | [5 empty] | 0.20500000000000002 | 1.482 | U.S. Energy Information Administration |  |  |  |  | 1.62 | SOLAR-V1-NO-AGE | SOLAR-V1-NO-AGE | SOLAR-V1-NO-AGE | SOLAR-V1-NO-AGE | SOLAR-V1-NO-AGE
USA | United States of America | Carver CSG |  | USA0062763 | 2 | 41.9060 | -70.8105 | Solar |  |  |  | 2019.0 | Carver MA 2 LLC | U.S. Energy Information Administration | http://www.eia.gov/electricity/data/browser/ | U.S. Energy Information Administration |  | 2019 | [6 empty] | 1.446 | U.S. Energy Information Administration |  |  |  |  | 3.25 | SOLAR-V1-NO-AGE | SOLAR-V1-NO-AGE | SOLAR-V1-NO-AGE | SOLAR-V1-NO-AGE | SOLAR-V1-NO-AGE
USA | United States of America | New Bedford (MA) Plymouth |  | USA0059780 | 4.3 | 41.9254 | -70.6490 | Solar |  |  |  | 2013.9999999999998 | BWC Origination 4 LLC | U.S. Energy Information Administration | http://www.eia.gov/electricity/data/browser/ | U.S. Energy Information Administration |  | 2019 |  | 2.656 | 6.557 | 6.416 | 5.938 | 6.74 | 6.644 | U.S. Energy Information Administration |  | 6.65 | 6.90 | 6.70 | 6.65 | NO-ESTIMATION | NO-ESTIMATION | NO-ESTIMATION | NO-ESTIMATION | CAPACITY-FACTOR-V1
USA | United States of America | GSPP Raynham TMLP LLC CSG |  | USA0062826 | 2.3 | 41.9304 | -71.0604 | Solar |  |  |  | 2019.0 | Green Street Power Partners | U.S. Energy Information Administration | http://www.eia.gov/electricity/data/browser/ | U.S. Energy Information Administration |  | 2019 | [6 empty] | 0.352 | U.S. Energy Information Administration |  |  |  |  | 3.74 | SOLAR-V1-NO-AGE | SOLAR-V1-NO-AGE | SOLAR-V1-NO-AGE | SOLAR-V1-NO-AGE | SOLAR-V1-NO-AGE
USA | United States of America | DG AMP Solar Coldwater |  | USA0061435 | 1.3 | 41.9341 | -84.9972 | Solar |  |  |  | 2018.0 | DG AMP Solar LLC | U.S. Energy Information Administration | http://www.eia.gov/electricity/data/browser/ | U.S. Energy Information Administration |  | 2019 |  |  |  |  | 0.0 | 1.84 | 1.923 | U.S. Energy Information Administration |  |  |  |  | 2.11 | SOLAR-V1-NO-AGE | SOLAR-V1-NO-AGE | SOLAR-V1-NO-AGE | SOLAR-V1-NO-AGE | SOLAR-V1-NO-AGE
USA | United States of America | WED GW Solar LLC |  | USA0062118 | 3 | 41.9370 | -71.4876 | Solar |  |  |  | 2019.0 | WED GW Solar LLC CSG | U.S. Energy Information Administration | http://www.eia.gov/electricity/data/browser/ | U.S. Energy Information Administration |  | 2019 | [6 empty] | 3.884 | U.S. Energy Information Administration |  |  |  |  | 4.88 | NO-ESTIMATION | NO-ESTIMATION | NO-ESTIMATION | NO-ESTIMATION | CAPACITY-FACTOR-V1
USA | United States of America | Nautilus Goat Island Solar CSG LLC |  | USA0062672 | 3.3 | 41.9418 | -71.6620 | Solar |  |  |  | 2019.0 | Nautilus Goat Island Solar CSG LLC | U.S. Energy Information Administration | http://www.eia.gov/electricity/data/browser/ | U.S. Energy Information Administration |  | 2019 | [6 empty] | 1.027 | U.S. Energy Information Administration |  |  |  |  | 5.37 | SOLAR-V1-NO-AGE | SOLAR-V1-NO-AGE | SOLAR-V1-NO-AGE | SOLAR-V1-NO-AGE | SOLAR-V1-NO-AGE
USA | United States of America | Spring Street Solar 1 CSG |  | USA0061009 | 2 | 41.9425 | -70.7664 | Solar |  |  |  | 2017.0 | Spring Street Solar 1 LLC | U.S. Energy Information Administration | http://www.eia.gov/electricity/data/browser/ | U.S. Energy Information Administration |  | 2019 |  |  |  |  | 2.662 | 3.081 | 3.009 | U.S. Energy Information Administration |  |  |  |  | 3.25 | SOLAR-V1-NO-AGE | SOLAR-V1-NO-AGE | SOLAR-V1-NO-AGE | SOLAR-V1-NO-AGE | SOLAR-V1-NO-AGE
USA | United States of America | Carver MA 1 Community Solar |  | USA0060442 | 2 | 41.9428 | -70.7611 | Solar |  |  |  | 2016.0 | Navisun LLC | U.S. Energy Information Administration | http://www.eia.gov/electricity/data/browser/ | U.S. Energy Information Administration |  | 2019 |  |  |  | 1.035 | 3.031 | 2.7680000000000002 | 2.372 | U.S. Energy Information Administration |  |  |  |  | 3.09 | SOLAR-V1-NO-AGE | SOLAR-V1-NO-AGE | SOLAR-V1-NO-AGE | SOLAR-V1-NO-AGE | SOLAR-V1-NO-AGE
USA | United States of America | Barrett Farm Solar - Phase I |  | USA0061728 | 1.7 | 41.9463 | -71.8838 | Solar |  |  |  | 2017.0 | Onyx Asset Services Group | U.S. Energy Information Administration | http://www.eia.gov/electricity/data/browser/ | U.S. Energy Information Administration |  | 2019 |  |  |  |  | 0.161 | 2.489 | 2.71 | U.S. Energy Information Administration |  |  |  |  | 2.77 | SOLAR-V1-NO-AGE | SOLAR-V1-NO-AGE | SOLAR-V1-NO-AGE | SOLAR-V1-NO-AGE | SOLAR-V1-NO-AGE
USA | United States of America | Plymouth Solar |  | USA0062266 | 1.1 | 41.9473 | -70.6884 | Solar |  |  |  | 2018.0 | NSTAR Electric Company | U.S. Energy Information Administration | http://www.eia.gov/electricity/data/browser/ | U.S. Energy Information Administration |  | 2019 | [5 empty] | 0.762 | 1.586 | U.S. Energy Information Administration |  |  |  |  | 1.79 | NO-ESTIMATION | NO-ESTIMATION | NO-ESTIMATION | NO-ESTIMATION | CAPACITY-FACTOR-V1
USA | United States of America | Somers Solar Center LLC |  | USA0058554 | 5 | 41.9550 | -72.4458 | Solar |  |  |  | 2014.0 | Dominion Renewable Energy | U.S. Energy Information Administration | http://www.eia.gov/electricity/data/browser/ | U.S. Energy Information Administration | 64800 | 2019 | 0.0 | 8.439 | 9.847 | 10.370000000000001 | 9.588000000000001 | 9.144 | 9.614 | U.S. Energy Information Administration |  |  | 7.47 | 7.96 | 7.71 | NO-ESTIMATION | NO-ESTIMATION | NO-ESTIMATION | NO-ESTIMATION | CAPACITY-FACTOR-V1
USA | United States of America | Brook Street Solar 1 CSG |  | USA0061008 | 5 | 41.9559 | -70.7861 | Solar |  |  |  | 2017.0 | Brook Street Solar 1 LLC | U.S. Energy Information Administration | http://www.eia.gov/electricity/data/browser/ | U.S. Energy Information Administration |  | 2019 |  |  |  |  | 0.68 | 5.8340000000000005 | 8.347 | U.S. Energy Information Administration |  |  |  |  | 8.14 | HYDRO-V1 | HYDRO-V1 | HYDRO-V1 | HYDRO-V1 | HYDRO-V1
USA | United States of America | Norton Landfill Solar |  | USA0061597 | 1.5 | 41.9596 | -71.1505 | Solar |  |  |  | 2017.0 | Citizens Enterprises Corporation | U.S. Energy Information Administration | http://www.eia.gov/electricity/data/browser/ | U.S. Energy Information Administration |  | 2019 |  |  |  |  | 2.029 | 2.343 | 2.529 | U.S. Energy Information Administration |  |  |  |  | 2.44 | NO-ESTIMATION | NO-ESTIMATION | NO-ESTIMATION | NO-ESTIMATION | CAPACITY-FACTOR-V1
USA | United States of America | Plymouth Site 1 |  | USA0059137 | 5.6 | 41.9600 | -70.7786 | Solar |  |  |  | 2013.0 | Ahana Renewables LLC | U.S. Energy Information Administration | http://www.eia.gov/electricity/data/browser/ | U.S. Energy Information Administration |  | 2019 | 1.121 | 6.82407 | 6.757000000000001 | 7.5840000000000005 | 6.787 | 5.931 | 6.899 | U.S. Energy Information Administration |  | 9.26 | 9.36 | 9.06 | 9.23 | HYDRO-V1 | HYDRO-V1 | HYDRO-V1 | HYDRO-V1 | HYDRO-V1
USA | United States of America | Ulster County Solar |  | USA0062777 | 1.4 | 41.9619 | -73.9812 | Solar |  |  |  | 2018.0 | Ulster Solar LLC | U.S. Energy Information Administration | http://www.eia.gov/electricity/data/browser/ | U.S. Energy Information Administration |  | 2019 | [5 empty] | 0.061 | 2.511 | U.S. Energy Information Administration |  |  |  |  | 2.28 | HYDRO-V1 | HYDRO-V1 | HYDRO-V1 | HYDRO-V1 | HYDRO-V1
USA | United States of America | Stafford MS Ground Mount Community Solar |  | USA0060880 | 2 | 41.9640 | -72.3090 | Solar |  |  |  | 2016.0 | Town of Stafford CT | U.S. Energy Information Administration | http://www.eia.gov/electricity/data/browser/ | U.S. Energy Information Administration |  | 2019 |  |  |  | 2.47203 | 3.269 | 2.657 | 3.13 | U.S. Energy Information Administration |  |  |  |  | 2.73 | NO-ESTIMATION | NO-ESTIMATION | NO-ESTIMATION | NO-ESTIMATION | CAPACITY-FACTOR-V1
USA | United States of America | Bridgewater Solar CSG |  | USA0060730 | 2.3 | 41.9641 | -70.9719 | Solar |  |  |  | 2015.0000000000002 | GSRP | U.S. Energy Information Administration | http://www.eia.gov/electricity/data/browser/ | U.S. Energy Information Administration |  | 2019 |  |  |  | 3.7600000000000002 | 4.054 | 3.508 | 4.361 | U.S. Energy Information Administration |  |  |  | 3.60 | 3.66 | SOLAR-V1-NO-AGE | SOLAR-V1-NO-AGE | SOLAR-V1-NO-AGE | SOLAR-V1-NO-AGE | SOLAR-V1-NO-AGE
USA | United States of America | North Smithfield Solar Power 1 |  | USA0061461 | 2 | 41.9759 | -71.5860 | Solar |  |  |  | 2019.0 | AEP Onsite Partners | U.S. Energy Information Administration | http://www.eia.gov/electricity/data/browser/ | U.S. Energy Information Administration |  | 2019 | [5 empty] | 0.0 | 3.049 | U.S. Energy Information Administration |  |  |  |  | 3.25 | SOLAR-V1-NO-AGE | SOLAR-V1-NO-AGE | SOLAR-V1-NO-AGE | SOLAR-V1-NO-AGE | SOLAR-V1-NO-AGE
USA | United States of America | Bluestone |  | USA0063750 | 2 | 41.9875 | -74.0302 | Solar |  |  |  | 2019.0 | Bluestone Solar LLC | U.S. Energy Information Administration | http://www.eia.gov/electricity/data/browser/ | U.S. Energy Information Administration |  | 2019 | [6 empty] | 2.287 | U.S. Energy Information Administration |  |  |  |  | 3.25 | SOLAR-V1-NO-AGE | SOLAR-V1-NO-AGE | SOLAR-V1-NO-AGE | SOLAR-V1-NO-AGE | SOLAR-V1-NO-AGE
USA | United States of America | Brookside |  | USA0060451 | 1 | 41.9876 | -71.5840 | Solar |  |  |  | 2015.0 | Terraform Arcadia | U.S. Energy Information Administration | http://www.eia.gov/electricity/data/browser/ | U.S. Energy Information Administration |  | 2019 |  |  |  | 0.0 | 0.732 | 1.616 | 1.401 | U.S. Energy Information Administration |  |  |  | 1.65 | 1.34 | HYDRO-V1 | HYDRO-V1 | HYDRO-V1 | HYDRO-V1 | HYDRO-V1
USA | United States of America | Vulcraft Solar |  | USA0060365 | 1.6 | 42.0059 | -76.6193 | Solar |  |  |  | 2013.0 | Soltage LLC | U.S. Energy Information Administration | http://www.eia.gov/electricity/data/browser/ | U.S. Energy Information Administration |  | 2019 |  |  | 2.307 | 2.452 | 2.314 | 2.053 | 2.11 | U.S. Energy Information Administration |  | 2.07 | 2.08 | 2.31 | 2.07 | HYDRO-V1 | HYDRO-V1 | HYDRO-V1 | HYDRO-V1 | HYDRO-V1
USA | United States of America | Canis Major Solar Farm |  | USA0061398 | 2 | 42.0090 | -72.6500 | Solar |  |  |  | 2017.0 | LSE Canis Major LLC | U.S. Energy Information Administration | http://www.eia.gov/electricity/data/browser/ | U.S. Energy Information Administration |  | 2019 |  |  |  | 0.0 | 2.73735 | 3.352 | 3.575 | U.S. Energy Information Administration |  |  |  |  | 3.25 | HYDRO-V1 | HYDRO-V1 | HYDRO-V1 | HYDRO-V1 | HYDRO-V1
USA | United States of America | Becton Canaan |  | USA0063262 | 2.5 | 42.0100 | -73.3350 | Solar |  |  |  | 2018.4 | DG Northeast 1 LLC | U.S. Energy Information Administration | http://www.eia.gov/electricity/data/browser/ | U.S. Energy Information Administration |  | 2019 | [6 empty] | 2.215 | U.S. Energy Information Administration |  |  |  |  | 4.07 | NO-ESTIMATION | NO-ESTIMATION | NO-ESTIMATION | NO-ESTIMATION | CAPACITY-FACTOR-V1
USA | United States of America | Easton Landfill |  | USA0059134 | 1.9 | 42.0103 | -71.0922 | Solar |  |  |  | 2013.0 | Ahana Renewables LLC | U.S. Energy Information Administration | http://www.eia.gov/electricity/data/browser/ | U.S. Energy Information Administration |  | 2019 | 0.309 | 2.475 | 2.525 | 2.654 | 2.454 | 2.34 | 2.338 | U.S. Energy Information Administration |  | 2.93 | 2.98 | 2.92 | 2.98 | NO-ESTIMATION | NO-ESTIMATION | NO-ESTIMATION | NO-ESTIMATION | CAPACITY-FACTOR-V1
USA | United States of America | Advance Stores Company Inc |  | USA0059788 | 1 | 42.0150 | -72.5119 | Solar |  |  |  | 2014.0 | Tesla Inc. | U.S. Energy Information Administration | http://www.eia.gov/electricity/data/browser/ | U.S. Energy Information Administration |  | 2019 |  | 0.07623 | 1.38006 | 1.447 | 1.308 | 0.994 | 0.82 | U.S. Energy Information Administration |  |  | 1.29 | 1.43 | 1.33 | NO-ESTIMATION | NO-ESTIMATION | NO-ESTIMATION | NO-ESTIMATION | CAPACITY-FACTOR-V1
USA | United States of America | Kearsarge Southwick LLC |  | USA0060867 | 3.3 | 42.0163 | -72.7752 | Solar |  |  |  | 2015.0 | Kearsarge Solar LLC | U.S. Energy Information Administration | http://www.eia.gov/electricity/data/browser/ | U.S. Energy Information Administration | 69236 | 2019 |  |  |  | 6.390000000000001 | 5.922 | 5.587 | 6.01 | U.S. Energy Information Administration |  |  |  | 5.11 | 4.72 | NO-ESTIMATION | NO-ESTIMATION | NO-ESTIMATION | NO-ESTIMATION | CAPACITY-FACTOR-V1
USA | United States of America | Ajax Solar LLC (MA) |  | USA0062827 | 3.8 | 42.0189 | -71.0586 | Solar |  |  |  | 2018.0 | Green Street Power Partners | U.S. Energy Information Administration | http://www.eia.gov/electricity/data/browser/ | U.S. Energy Information Administration |  | 2019 | [6 empty] | 0.933 | U.S. Energy Information Administration |  |  |  |  | 6.19 | NO-ESTIMATION | NO-ESTIMATION | NO-ESTIMATION | NO-ESTIMATION | CAPACITY-FACTOR-V1
USA | United States of America | BJ's Wholesale Club Inc- Uxbridge |  | USA0060116 | 1 | 42.0197 | -71.6041 | Solar |  |  |  | 2017.0 | Tesla Inc. | U.S. Energy Information Administration | http://www.eia.gov/electricity/data/browser/ | U.S. Energy Information Administration |  | 2019 |  |  |  | 0.0 | 0.388 | 1.087 | 0.95 | U.S. Energy Information Administration |  |  |  |  | 1.62 | HYDRO-V1 | HYDRO-V1 | HYDRO-V1 | HYDRO-V1 | HYDRO-V1
USA | United States of America | OR Solar 3 LLC |  | USA0061201 | 10 | 42.0223 | -121.4189 | Solar |  |  |  | 2018.0 | Heelstone Energy Holdings LLC | U.S. Energy Information Administration | http://www.eia.gov/electricity/data/browser/ | U.S. Energy Information Administration |  | 2019 |  |  |  |  | 0.041 | 22.14 | 24.888 | U.S. Energy Information Administration |  |  |  |  | 16.29 | NO-ESTIMATION | NO-ESTIMATION | NO-ESTIMATION | NO-ESTIMATION | CAPACITY-FACTOR-V1
USA | United States of America | Palombo Solar LLC CSG |  | USA0063588 | 2 | 42.0250 | -71.5990 | Solar |  |  |  | 2018.0 | 38 Degrees North LLC | U.S. Energy Information Administration | http://www.eia.gov/electricity/data/browser/ | U.S. Energy Information Administration |  | 2019 | [6 empty] | 3.293 | U.S. Energy Information Administration |  |  |  |  | 3.25 | NO-ESTIMATION | NO-ESTIMATION | NO-ESTIMATION | NO-ESTIMATION | CAPACITY-FACTOR-V1
USA | United States of America | West Bridgewater AB CSG |  | USA0060424 | 1.7 | 42.0253 | -71.0336 | Solar |  |  |  | 2017.0 | GSRP | U.S. Energy Information Administration | http://www.eia.gov/electricity/data/browser/ | U.S. Energy Information Administration |  | 2019 |  |  |  |  | 1.291 | 2.44 | 2.25 | U.S. Energy Information Administration |  |  |  |  | 2.77 | NO-ESTIMATION | NO-ESTIMATION | NO-ESTIMATION | NO-ESTIMATION | CAPACITY-FACTOR-V1
USA | United States of America | Palombo B Solar LLC CSG |  | USA0063589 | 1 | 42.0280 | -71.5960 | Solar |  |  |  | 2018.0 | 38 Degrees North LLC | U.S. Energy Information Administration | http://www.eia.gov/electricity/data/browser/ | U.S. Energy Information Administration |  | 2019 | [6 empty] | 1.557 | U.S. Energy Information Administration |  |  |  |  | 1.62 | NO-ESTIMATION | NO-ESTIMATION | NO-ESTIMATION | NO-ESTIMATION | CAPACITY-FACTOR-V1
USA | United States of America | OR Solar 5 LLC |  | USA0061423 | 8 | 42.0303 | -121.6116 | Solar |  |  |  | 2018.0 | Heelstone Energy Holdings LLC | U.S. Energy Information Administration | http://www.eia.gov/electricity/data/browser/ | U.S. Energy Information Administration |  | 2019 |  |  |  |  | 0.0 | 18.491 | 19.563 | U.S. Energy Information Administration |  |  |  |  | 13.03 | NO-ESTIMATION | NO-ESTIMATION | NO-ESTIMATION | NO-ESTIMATION | CAPACITY-FACTOR-V1
USA | United States of America | Franklin 1 |  | USA0059178 | 3 | 42.0406 | -71.3936 | Solar |  |  |  | 2013.0 | CD US Solar MT 2 LLC | U.S. Energy Information Administration | http://www.eia.gov/electricity/data/browser/ | U.S. Energy Information Administration | 54799 | 2019 | 0.25641 | 4.561 | 4.5600000000000005 | 4.9110000000000005 | 4.367 | 3.971 | 3.639 | U.S. Energy Information Administration |  | 4.59 | 4.77 | 4.67 | 4.47 | HYDRO-V1 | HYDRO-V1 | HYDRO-V1 | HYDRO-V1 | HYDRO-V1
USA | United States of America | Solten Plainville 6000 LLC |  | USA0061731 | 4.9 | 42.0412 | -71.2933 | Solar |  |  |  | 2017.0 | Solten Plainville 6000 LLC | U.S. Energy Information Administration | http://www.eia.gov/electricity/data/browser/ | U.S. Energy Information Administration |  | 2019 |  |  |  |  | 2.353 | 7.292 | 7.536 | U.S. Energy Information Administration |  |  |  |  | 7.98 | HYDRO-V1 | HYDRO-V1 | HYDRO-V1 | HYDRO-V1 | HYDRO-V1
USA | United States of America | Town of Uxbridge MA at Commerce Dr |  | USA0057941 | 1.8 | 42.0439 | -71.6175 | Solar |  |  |  | 2012.0 | Constellation Solar Net Metering LLC | U.S. Energy Information Administration | http://www.eia.gov/electricity/data/browser/ | U.S. Energy Information Administration |  | 2019 | 2.523 | 2.531 | 2.69 | 2.959 | 2.685 | 2.626 | 2.812 | U.S. Energy Information Administration | 2.73 | 2.55 | 2.91 | 2.80 | 2.41 | NO-ESTIMATION | NO-ESTIMATION | NO-ESTIMATION | NO-ESTIMATION | CAPACITY-FACTOR-V1
USA | United States of America | Hampden |  | USA0060494 | 3.2 | 42.0447 | -72.4388 | Solar |  |  |  | 2015.0 | Altus Power America Management LLC | U.S. Energy Information Administration | http://www.eia.gov/electricity/data/browser/ | U.S. Energy Information Administration | 69207 | 2019 |  |  |  | 5.929 | 4.0840000000000005 | 4.87 | 5.403 | U.S. Energy Information Administration |  |  |  | 4.98 | 4.77 | HYDRO-V1 | HYDRO-V1 | HYDRO-V1 | HYDRO-V1 | HYDRO-V1
USA | United States of America | Hampden Solar PV |  | USA0062073 | 3.5 | 42.0457 | -72.4593 | Solar |  |  |  | 2019.0 | NSTAR Electric Company | U.S. Energy Information Administration | http://www.eia.gov/electricity/data/browser/ | U.S. Energy Information Administration |  | 2019 | [6 empty] | 0.131 | U.S. Energy Information Administration |  |  |  |  | 5.7 | NO-ESTIMATION | NO-ESTIMATION | NO-ESTIMATION | NO-ESTIMATION | CAPACITY-FACTOR-V1
USA | United States of America | East Longmeadow Solar PV |  | USA0062059 | 5 | 42.0468 | -72.4591 | Solar |  |  |  | 2019.0 | NSTAR Electric Company | U.S. Energy Information Administration | http://www.eia.gov/electricity/data/browser/ | U.S. Energy Information Administration |  | 2019 | [5 empty] | 0.0 | 0.423 | U.S. Energy Information Administration |  |  |  |  | 8.14 | SOLAR-V1-NO-AGE | SOLAR-V1-NO-AGE | SOLAR-V1-NO-AGE | SOLAR-V1-NO-AGE | SOLAR-V1-NO-AGE
USA | United States of America | Southbridge PV |  | USA0058423 | 3 | 42.0474 | -71.9929 | Solar |  |  |  | 2014.0 | Terraform Arcadia | U.S. Energy Information Administration | http://www.eia.gov/electricity/data/browser/ | U.S. Energy Information Administration |  | 2019 |  | 3.2920000000000003 | 4.021 | 4.251 | 3.864 | 3.494 | 1.636 | U.S. Energy Information Administration |  |  | 4.76 | 4.64 | 4.37 | SOLAR-V1-NO-AGE | SOLAR-V1-NO-AGE | SOLAR-V1-NO-AGE | SOLAR-V1-NO-AGE | SOLAR-V1-NO-AGE
USA | United States of America | Onyx - Pembroke Landfill Solar |  | USA0061726 | 2.4 | 42.0499 | -70.8024 | Solar |  |  |  | 2018.0 | Onyx Asset Services Group | U.S. Energy Information Administration | http://www.eia.gov/electricity/data/browser/ | U.S. Energy Information Administration |  | 2019 |  |  |  |  | 0.135 | 3.46 | 3.412 | U.S. Energy Information Administration |  |  |  |  | 3.91 | SOLAR-V1-NO-AGE | SOLAR-V1-NO-AGE | SOLAR-V1-NO-AGE | SOLAR-V1-NO-AGE | SOLAR-V1-NO-AGE
USA | United States of America | Southwick Solar PV |  | USA0062082 | 5 | 42.0500 | -72.7500 | Solar |  |  |  | 2019.0 | NSTAR Electric Company | U.S. Energy Information Administration | http://www.eia.gov/electricity/data/browser/ | U.S. Energy Information Administration |  | 2019 | [5 empty] | 0.0 | 7.383 | U.S. Energy Information Administration |  |  |  |  | 8.14 | SOLAR-V1-NO-AGE | SOLAR-V1-NO-AGE | SOLAR-V1-NO-AGE | SOLAR-V1-NO-AGE | SOLAR-V1-NO-AGE
USA | United States of America | Town of East Bridgewater CSG |  | USA0058586 | 2 | 42.0511 | -70.9558 | Solar |  |  |  | 2013.0 | Tesla Inc. | U.S. Energy Information Administration | http://www.eia.gov/electricity/data/browser/ | U.S. Energy Information Administration |  | 2019 | 1.51668 | 2.95515 | 2.753 | 2.945 | 2.505 | 2.208 | 1.754 | U.S. Energy Information Administration |  | 3.08 | 3.17 | 3.10 | 3.16 | SOLAR-V1-NO-AGE | SOLAR-V1-NO-AGE | SOLAR-V1-NO-AGE | SOLAR-V1-NO-AGE | SOLAR-V1-NO-AGE
USA | United States of America | Dudley Solar CSG |  | USA0062201 | 1.9 | 42.0539 | -71.9229 | Solar |  |  |  | 2017.0 | Dudley Solar LLC | U.S. Energy Information Administration | http://www.eia.gov/electricity/data/browser/ | U.S. Energy Information Administration |  | 2019 | [5 empty] | 2.669 | 2.858 | U.S. Energy Information Administration |  |  |  |  | 3.09 | SOLAR-V1-NO-AGE | SOLAR-V1-NO-AGE | SOLAR-V1-NO-AGE | SOLAR-V1-NO-AGE | SOLAR-V1-NO-AGE
USA | United States of America | Franklin 2 |  | USA0059179 | 4 | 42.0542 | -71.3917 | Solar |  |  |  | 2014.0 | CD US Solar MT 2 LLC | U.S. Energy Information Administration | http://www.eia.gov/electricity/data/browser/ | U.S. Energy Information Administration |  | 2019 | 0.033659999999999995 | 6.011 | 6.057 | 6.413 | 5.941 | 5.565 | 4.665 | U.S. Energy Information Administration |  |  | 6.31 | 6.15 | 5.91 | SOLAR-V1-NO-AGE | SOLAR-V1-NO-AGE | SOLAR-V1-NO-AGE | SOLAR-V1-NO-AGE | SOLAR-V1-NO-AGE
USA | United States of America | 301 Chestnut Solar NG |  | USA0061518 | 4.3 | 42.0552 | -72.5218 | Solar |  |  |  | 2017.0000000000002 | 301 Chestnut Solar NG LLC | U.S. Energy Information Administration | http://www.eia.gov/electricity/data/browser/ | U.S. Energy Information Administration |  | 2019 |  |  |  |  | 1.847 | 2.2560000000000002 | 2.359 | U.S. Energy Information Administration |  |  |  |  | 7 | SOLAR-V1-NO-AGE | SOLAR-V1-NO-AGE | SOLAR-V1-NO-AGE | SOLAR-V1-NO-AGE | SOLAR-V1-NO-AGE
USA | United States of America | Cohasse Solar LLC CSG |  | USA0063573 | 1 | 42.0560 | -72.0450 | Solar |  |  |  | 2017.0 | 38 Degrees North LLC | U.S. Energy Information Administration | http://www.eia.gov/electricity/data/browser/ | U.S. Energy Information Administration |  | 2019 | [6 empty] | 1.542 | U.S. Energy Information Administration |  |  |  |  | 1.62 | SOLAR-V1-NO-AGE | SOLAR-V1-NO-AGE | SOLAR-V1-NO-AGE | SOLAR-V1-NO-AGE | SOLAR-V1-NO-AGE
USA | United States of America | DG Foxborough Elm CSG |  | USA0061590 | 2 | 42.0561 | -71.1413 | Solar |  |  |  | 2017.0 | NRG DG Foxborough Elm LLC | U.S. Energy Information Administration | http://www.eia.gov/electricity/data/browser/ | U.S. Energy Information Administration |  | 2019 |  |  |  |  | 0.532 | 3.089 | 3.319 | U.S. Energy Information Administration |  |  |  |  | 3.25 | SOLAR-V1-NO-AGE | SOLAR-V1-NO-AGE | SOLAR-V1-NO-AGE | SOLAR-V1-NO-AGE | SOLAR-V1-NO-AGE
USA | United States of America | Route 57 Solar |  | USA0059031 | 1.5 | 42.0589 | -72.6642 | Solar |  |  |  | 2013.0 | Citizens Enterprises Corporation | U.S. Energy Information Administration | http://www.eia.gov/electricity/data/browser/ | U.S. Energy Information Administration |  | 2019 | 2.052 | 2.2 | 2.185 | 2.39 | 2.1430000000000002 | 2.089 | 2.135 | U.S. Energy Information Administration |  | 2.05 | 2.20 | 2.36 | 2.12 | SOLAR-V1-NO-AGE | SOLAR-V1-NO-AGE | SOLAR-V1-NO-AGE | SOLAR-V1-NO-AGE | SOLAR-V1-NO-AGE
USA | United States of America | Stone Hill Solar CSG |  | USA0060710 | 2 | 42.0591 | -71.0892 | Solar |  |  |  | 2014.0 | GSRP | U.S. Energy Information Administration | http://www.eia.gov/electricity/data/browser/ | U.S. Energy Information Administration |  | 2019 |  |  |  | 3.371 | 3.337 | 3.02 | 3.167 | U.S. Energy Information Administration |  |  | 3.15 | 3.09 | 3.08 | SOLAR-V1-NO-AGE | SOLAR-V1-NO-AGE | SOLAR-V1-NO-AGE | SOLAR-V1-NO-AGE | SOLAR-V1-NO-AGE
USA | United States of America | Town of Foxborough - Landfill (SREC II) CSG |  | USA0061591 | 1.2 | 42.0597 | -71.1354 | Solar |  |  |  | 2017.0000000000002 | Town of Foxborough - Landfill (SREC II) | U.S. Energy Information Administration | http://www.eia.gov/electricity/data/browser/ | U.S. Energy Information Administration |  | 2019 |  |  |  |  | 0.594 | 5.497470000000001 | 2.001 | U.S. Energy Information Administration |  |  |  |  | 1.95 | SOLAR-V1-NO-AGE | SOLAR-V1-NO-AGE | SOLAR-V1-NO-AGE | SOLAR-V1-NO-AGE | SOLAR-V1-NO-AGE
USA | United States of America | East Bridgewater Solar |  | USA0062197 | 2.3 | 42.0599 | -70.9817 | Solar |  |  |  | 2017.0 | Solten East Bridgewater 6000 LLC | U.S. Energy Information Administration | http://www.eia.gov/electricity/data/browser/ | U.S. Energy Information Administration |  | 2019 | [5 empty] | 3.366 | 3.402 | U.S. Energy Information Administration |  |  |  |  | 3.74 | SOLAR-V1-NO-AGE | SOLAR-V1-NO-AGE | SOLAR-V1-NO-AGE | SOLAR-V1-NO-AGE | SOLAR-V1-NO-AGE
USA | United States of America | Douglas Solar |  | USA0057934 | 2 | 42.0600 | -71.7300 | Solar |  |  |  | 2013.0 | Consolidated Edison Development Inc. | U.S. Energy Information Administration | http://www.eia.gov/electricity/data/browser/ | U.S. Energy Information Administration | 102060 | 2019 | 3.38085 | 3.351 | 3.3120000000000003 | 3.484 | 3.193 | 3.105 | 3.201 | U.S. Energy Information Administration |  | 2.81 | 3.14 | 3.07 | 2.89 | SOLAR-V1-NO-AGE | SOLAR-V1-NO-AGE | SOLAR-V1-NO-AGE | SOLAR-V1-NO-AGE | SOLAR-V1-NO-AGE
USA | United States of America | Onyx - Brockton Thatcher Landfill Solar CSG |  | USA0061727 | 3.7 | 42.0664 | -70.9834 | Solar |  |  |  | 2017.0 | Onyx Asset Services Group | U.S. Energy Information Administration | http://www.eia.gov/electricity/data/browser/ | U.S. Energy Information Administration |  | 2019 |  |  |  |  | 1.571 | 5.312 | 4.501 | U.S. Energy Information Administration |  |  |  |  | 6.02 | NO-ESTIMATION | NO-ESTIMATION | NO-ESTIMATION | NO-ESTIMATION | CAPACITY-FACTOR-V1
USA | United States of America | Dudley River Solar LLC CSG |  | USA0063571 | 1 | 42.0709 | -71.9997 | Solar |  |  |  | 2017.0 | 38 Degrees North LLC | U.S. Energy Information Administration | http://www.eia.gov/electricity/data/browser/ | U.S. Energy Information Administration |  | 2019 | [6 empty] | 1.683 | U.S. Energy Information Administration |  |  |  |  | 1.62 | SOLAR-V1-NO-AGE | SOLAR-V1-NO-AGE | SOLAR-V1-NO-AGE | SOLAR-V1-NO-AGE | SOLAR-V1-NO-AGE
USA | United States of America | Kearsarge Bellingham PV |  | USA0061373 | 2.9 | 42.0712 | -71.4586 | Solar |  |  |  | 2017.0000000000002 | Kearsarge Bellingham LLC | U.S. Energy Information Administration | http://www.eia.gov/electricity/data/browser/ | U.S. Energy Information Administration |  | 2019 |  |  |  | 0.0 | 4.587 | 4.782 | 5.066 | U.S. Energy Information Administration |  |  |  |  | 4.72 | SOLAR-V1-NO-AGE | SOLAR-V1-NO-AGE | SOLAR-V1-NO-AGE | SOLAR-V1-NO-AGE | SOLAR-V1-NO-AGE
USA | United States of America | Dudley River 3 Solar LLC CSG |  | USA0063569 | 1 | 42.0713 | -71.9982 | Solar |  |  |  | 2017.0 | 38 Degrees North LLC | U.S. Energy Information Administration | http://www.eia.gov/electricity/data/browser/ | U.S. Energy Information Administration |  | 2019 | [6 empty] | 1.698 | U.S. Energy Information Administration |  |  |  |  | 1.62 | SOLAR-V1-NO-AGE | SOLAR-V1-NO-AGE | SOLAR-V1-NO-AGE | SOLAR-V1-NO-AGE | SOLAR-V1-NO-AGE
USA | United States of America | Dudley River 2 Solar LLC CSG |  | USA0063570 | 1 | 42.0724 | -71.9971 | Solar |  |  |  | 2017.0 | 38 Degrees North LLC | U.S. Energy Information Administration | http://www.eia.gov/electricity/data/browser/ | U.S. Energy Information Administration |  | 2019 | [6 empty] | 1.642 | U.S. Energy Information Administration |  |  |  |  | 1.62 | SOLAR-V1-NO-AGE | SOLAR-V1-NO-AGE | SOLAR-V1-NO-AGE | SOLAR-V1-NO-AGE | SOLAR-V1-NO-AGE
USA | United States of America | Bellingham PV |  | USA0058403 | 3 | 42.0750 | -71.7031 | Solar |  |  |  | 2013.0 | Terraform Arcadia | U.S. Energy Information Administration | http://www.eia.gov/electricity/data/browser/ | U.S. Energy Information Administration |  | 2019 | 0.727 | 4.466 | 4.497 | 4.557 | 4.3950000000000005 | 4.147 | 4.507 | U.S. Energy Information Administration |  | 4.32 | 4.89 | 4.67 | 4.44 | SOLAR-V1-NO-AGE | SOLAR-V1-NO-AGE | SOLAR-V1-NO-AGE | SOLAR-V1-NO-AGE | SOLAR-V1-NO-AGE
USA | United States of America | 126 Grove Solar LLC |  | USA0060858 | 2 | 42.0761 | -71.4227 | Solar |  |  |  | 2012.0 | 126 Grove Solar LLC | U.S. Energy Information Administration | http://www.eia.gov/electricity/data/browser/ | U.S. Energy Information Administration |  | 2019 |  |  |  | 2.416 | 2.251 | 2.195 | 2.303 | U.S. Energy Information Administration | 3.01 | 2.98 | 3.11 | 2.98 | 2.64 | SOLAR-V1-NO-AGE | SOLAR-V1-NO-AGE | SOLAR-V1-NO-AGE | SOLAR-V1-NO-AGE | SOLAR-V1-NO-AGE
USA | United States of America | Cummins Inc |  | USA0060453 | 2 | 42.0812 | -79.3612 | Solar |  |  |  | 2015.0 | Terraform Arcadia | U.S. Energy Information Administration | http://www.eia.gov/electricity/data/browser/ | U.S. Energy Information Administration |  | 2019 |  |  |  | 2.142 | 2.033 | 1.6640000000000001 | 1.848 | U.S. Energy Information Administration |  |  |  | 2.77 | 2.77 | SOLAR-V1-NO-AGE | SOLAR-V1-NO-AGE | SOLAR-V1-NO-AGE | SOLAR-V1-NO-AGE | SOLAR-V1-NO-AGE
USA | United States of America | Agawam Solar |  | USA0059028 | 1.5 | 42.0819 | -72.6144 | Solar |  |  |  | 2012.0 | Citizens Enterprises Corporation | U.S. Energy Information Administration | http://www.eia.gov/electricity/data/browser/ | U.S. Energy Information Administration |  | 2019 | 1.996 | 2.157 | 2.234 | 2.183 | 1.992 | 2.0340000000000003 | 2.066 | U.S. Energy Information Administration | 2.05 | 2.10 | 2.20 | 2.26 | 1.9 | SOLAR-V1-NO-AGE | SOLAR-V1-NO-AGE | SOLAR-V1-NO-AGE | SOLAR-V1-NO-AGE | SOLAR-V1-NO-AGE
USA | United States of America | BWC Wading River One Two Three CSG |  | USA0061069 | 3 | 42.0853 | -71.5267 | Solar |  |  |  | 2017.0 | Ameresco BWC Wading River LLC | U.S. Energy Information Administration | http://www.eia.gov/electricity/data/browser/ | U.S. Energy Information Administration |  | 2019 |  |  |  |  | 0.406 | 4.575 | 4.866 | U.S. Energy Information Administration |  |  |  |  | 4.88 | SOLAR-V1-NO-AGE | SOLAR-V1-NO-AGE | SOLAR-V1-NO-AGE | SOLAR-V1-NO-AGE | SOLAR-V1-NO-AGE
USA | United States of America | Solean Solar Project |  | USA0061898 | 4 | 42.0869 | -78.4482 | Solar |  |  |  | 2016.0 | BQ Energy LLC | U.S. Energy Information Administration | http://www.eia.gov/electricity/data/browser/ | U.S. Energy Information Administration |  | 2019 | [5 empty] | 7.476 | 8.116 | U.S. Energy Information Administration |  |  |  |  | 4.67 | SOLAR-V1-NO-AGE | SOLAR-V1-NO-AGE | SOLAR-V1-NO-AGE | SOLAR-V1-NO-AGE | SOLAR-V1-NO-AGE
USA | United States of America | Breesport Road Community Solar Farm |  | USA0062157 | 2 | 42.0880 | -76.7130 | Solar |  |  |  | 2019.0 | NY Baldwin I LLC | U.S. Energy Information Administration | http://www.eia.gov/electricity/data/browser/ | U.S. Energy Information Administration |  | 2019 | [6 empty] | 0.344 | U.S. Energy Information Administration |  |  |  |  | 3.25 | SOLAR-V1-NO-AGE | SOLAR-V1-NO-AGE | SOLAR-V1-NO-AGE | SOLAR-V1-NO-AGE | SOLAR-V1-NO-AGE
USA | United States of America | Rockland Solar CSG |  | USA0059090 | 2 | 42.0892 | -70.8978 | Solar |  |  |  | 2014.0 | GSRP | U.S. Energy Information Administration | http://www.eia.gov/electricity/data/browser/ | U.S. Energy Information Administration |  | 2019 | 0.0 | 3.056 | 3.023 | 3.153 | 3.061 | 2.811 | 2.943 | U.S. Energy Information Administration |  |  | 3.21 | 3.11 | 3 | SOLAR-V1-NO-AGE | SOLAR-V1-NO-AGE | SOLAR-V1-NO-AGE | SOLAR-V1-NO-AGE | SOLAR-V1-NO-AGE
USA | United States of America | Tolland Solar NG LLC |  | USA0062581 | 3.5 | 42.0895 | -73.0614 | Solar |  |  |  | 2014.0 | Tolland Solar NG LLC | U.S. Energy Information Administration | http://www.eia.gov/electricity/data/browser/ | U.S. Energy Information Administration |  | 2019 | [6 empty] | 4.677 | U.S. Energy Information Administration |  |  |  |  | 5.7 | SOLAR-V1-NO-AGE | SOLAR-V1-NO-AGE | SOLAR-V1-NO-AGE | SOLAR-V1-NO-AGE | SOLAR-V1-NO-AGE
USA | United States of America | Southbridge Solar |  | USA0060278 | 1.9 | 42.0909 | -72.0117 | Solar |  |  |  | 2016.0 | Sustainable Power Group LLC | U.S. Energy Information Administration | http://www.eia.gov/electricity/data/browser/ | U.S. Energy Information Administration | 66799 | 2019 |  |  |  | 2.747 | 3.09992 | 2.95765 | 2.964 | U.S. Energy Information Administration |  |  |  |  | 2.51 | SOLAR-V1-NO-AGE | SOLAR-V1-NO-AGE | SOLAR-V1-NO-AGE | SOLAR-V1-NO-AGE | SOLAR-V1-NO-AGE
USA | United States of America | Citizens Agawam Landfill Solar |  | USA0061596 | 1.8 | 42.0930 | -72.5972 | Solar |  |  |  | 2017.0 | Citizens Enterprises Corporation | U.S. Energy Information Administration | http://www.eia.gov/electricity/data/browser/ | U.S. Energy Information Administration |  | 2019 |  |  |  |  | 2.033 | 2.852 | 2.967 | U.S. Energy Information Administration |  |  |  |  | 2.93 | SOLAR-V1-NO-AGE | SOLAR-V1-NO-AGE | SOLAR-V1-NO-AGE | SOLAR-V1-NO-AGE | SOLAR-V1-NO-AGE
USA | United States of America | Turner Rd Community Solar Project |  | USA0062160 | 2 | 42.0930 | -76.6785 | Solar |  |  |  | 2019.0 | Delaware River Solar LLC | U.S. Energy Information Administration | http://www.eia.gov/electricity/data/browser/ | U.S. Energy Information Administration |  | 2019 | [6 empty] | 3.45 | U.S. Energy Information Administration |  |  |  |  | 3.25 | SOLAR-V1-NO-AGE | SOLAR-V1-NO-AGE | SOLAR-V1-NO-AGE | SOLAR-V1-NO-AGE | SOLAR-V1-NO-AGE
USA | United States of America | Homer Street West |  | USA0062724 | 1.6 | 42.0981 | -78.4423 | Solar |  |  |  | 2019.0 | BQ Energy LLC | U.S. Energy Information Administration | http://www.eia.gov/electricity/data/browser/ | U.S. Energy Information Administration |  | 2019 | [6 empty] | 1.534 | U.S. Energy Information Administration |  |  |  |  | 2.6 | NO-ESTIMATION | NO-ESTIMATION | NO-ESTIMATION | NO-ESTIMATION | CAPACITY-FACTOR-V1
USA | United States of America | Monson Solar LLC |  | USA0062203 | 2 | 42.0983 | -72.2901 | Solar |  |  |  | 2017.0 | Monson Solar LLC | U.S. Energy Information Administration | http://www.eia.gov/electricity/data/browser/ | U.S. Energy Information Administration |  | 2019 | [5 empty] | 3.089 | 3.265 | U.S. Energy Information Administration |  |  |  |  | 3.25 | SOLAR-V1-NO-AGE | SOLAR-V1-NO-AGE | SOLAR-V1-NO-AGE | SOLAR-V1-NO-AGE | SOLAR-V1-NO-AGE
USA | United States of America | Homer Street East |  | USA0062725 | 1.6 | 42.0993 | -78.4410 | Solar |  |  |  | 2019.0 | BQ Energy LLC | U.S. Energy Information Administration | http://www.eia.gov/electricity/data/browser/ | U.S. Energy Information Administration |  | 2019 | [6 empty] | 1.555 | U.S. Energy Information Administration |  |  |  |  | 2.6 | HYDRO-V1 | HYDRO-V1 | HYDRO-V1 | HYDRO-V1 | HYDRO-V1
USA | United States of America | Upton Community Solar |  | USA0061297 | 2 | 42.1000 | -71.7000 | Solar |  |  |  | 2017.0 | Upton Solar LLC | U.S. Energy Information Administration | http://www.eia.gov/electricity/data/browser/ | U.S. Energy Information Administration |  | 2019 |  |  |  |  | 0.87 | 3.2840000000000003 | 3.363 | U.S. Energy Information Administration |  |  |  |  | 3.25 | HYDRO-V1 | HYDRO-V1 | HYDRO-V1 | HYDRO-V1 | HYDRO-V1
USA | United States of America | Farley Road Community Solar |  | USA0061294 | 1.9 | 42.1000 | -72.0000 | Solar |  |  |  | 2017.0 | Farley Road Solar LLC | U.S. Energy Information Administration | http://www.eia.gov/electricity/data/browser/ | U.S. Energy Information Administration |  | 2019 |  |  |  |  | 0.289 | 1.522 | 1.652 | U.S. Energy Information Administration |  |  |  |  | 3.09 | NO-ESTIMATION | NO-ESTIMATION | NO-ESTIMATION | NO-ESTIMATION | CAPACITY-FACTOR-V1
USA | United States of America | Sampson Road Community Solar |  | USA0061308 | 2 | 42.1000 | -72.0000 | Solar |  |  |  | 2018.0 | Sampson Road Solar LLC | U.S. Energy Information Administration | http://www.eia.gov/electricity/data/browser/ | U.S. Energy Information Administration |  | 2019 |  |  |  |  | 0.0 | 2.7920000000000003 | 3.208 | U.S. Energy Information Administration |  |  |  |  | 3.25 | NO-ESTIMATION | NO-ESTIMATION | NO-ESTIMATION | NO-ESTIMATION | CAPACITY-FACTOR-V1
USA | United States of America | Peterson Road Solar |  | USA0061307 | 2.5 | 42.1000 | -72.3000 | Solar |  |  |  | 2017.0 | Peterson Road Solar LLC | U.S. Energy Information Administration | http://www.eia.gov/electricity/data/browser/ | U.S. Energy Information Administration |  | 2019 |  |  |  |  | 2.998 | 4.085 | 4.25 | U.S. Energy Information Administration |  |  |  |  | 4.07 | NO-ESTIMATION | NO-ESTIMATION | NO-ESTIMATION | NO-ESTIMATION | CAPACITY-FACTOR-V1
USA | United States of America | Sutton Solar CSG |  | USA0060878 | 1.9 | 42.1024 | -71.6977 | Solar |  |  |  | 2016.0 | Sutton Solar LLC | U.S. Energy Information Administration | http://www.eia.gov/electricity/data/browser/ | U.S. Energy Information Administration |  | 2019 |  |  |  | 0.162 | 3.068 | 3.0100000000000002 | 3.135 | U.S. Energy Information Administration |  |  |  |  | 2.57 | HYDRO-V1 | HYDRO-V1 | HYDRO-V1 | HYDRO-V1 | HYDRO-V1
USA | United States of America | Kearsarge Uxbridge |  | USA0062552 | 1.9 | 42.1035 | -71.5976 | Solar |  |  |  | 2018.0 | Kearsarge Uxbridge LLC | U.S. Energy Information Administration | http://www.eia.gov/electricity/data/browser/ | U.S. Energy Information Administration |  | 2019 | [5 empty] | 0.648 | 3.287 | U.S. Energy Information Administration |  |  |  |  | 3.09 | NO-ESTIMATION | NO-ESTIMATION | NO-ESTIMATION | NO-ESTIMATION | CAPACITY-FACTOR-V1
USA | United States of America | Broome County |  | USA0060507 | 4 | 42.1047 | -75.9307 | Solar |  |  |  | 2018.0 | Tesla Inc. | U.S. Energy Information Administration | http://www.eia.gov/electricity/data/browser/ | U.S. Energy Information Administration |  | 2019 |  |  |  |  | 0.0 | 0.9500000000000001 | 2.483 | U.S. Energy Information Administration |  |  |  |  | 6.51 | HYDRO-V1 | HYDRO-V1 | HYDRO-V1 | HYDRO-V1 | HYDRO-V1
USA | United States of America | NEDC Solar Site |  | USA0057270 | 1 | 42.1052 | -71.7030 | Solar |  |  |  | 2010.0 | Massachusetts Electric Co | U.S. Energy Information Administration | http://www.eia.gov/electricity/data/browser/ | U.S. Energy Information Administration |  | 2019 | 0.99 | 1.037 | 1.03059 | 1.103 | 0.983 | 0.994 | 1.023 | U.S. Energy Information Administration | 1.48 | 1.26 | 1.41 | 1.37 | 1.2 | NO-ESTIMATION | NO-ESTIMATION | NO-ESTIMATION | NO-ESTIMATION | CAPACITY-FACTOR-V1
USA | United States of America | Incom Solar LLC CSG |  | USA0063563 | 2 | 42.1079 | -72.0172 | Solar |  |  |  | 2017.0 | 38 Degrees North LLC | U.S. Energy Information Administration | http://www.eia.gov/electricity/data/browser/ | U.S. Energy Information Administration |  | 2019 | [6 empty] | 3.578 | U.S. Energy Information Administration |  |  |  |  | 3.25 | HYDRO-V1 | HYDRO-V1 | HYDRO-V1 | HYDRO-V1 | HYDRO-V1
USA | United States of America | 201 Sturbridge B |  | USA0059822 | 2 | 42.1091 | -72.1712 | Solar |  |  |  | 2014.0 | SE Solarne2 LLC | U.S. Energy Information Administration | http://www.eia.gov/electricity/data/browser/ | U.S. Energy Information Administration |  | 2019 |  | 2.969 | 2.979 | 2.835 | 2.722 | 2.766 | 2.876 | U.S. Energy Information Administration |  |  | 3.08 | 3.07 | 2.85 | NO-ESTIMATION | NO-ESTIMATION | NO-ESTIMATION | NO-ESTIMATION | CAPACITY-FACTOR-V1
USA | United States of America | Bowden Solar LLC |  | USA0063659 | 2 | 42.1092 | -72.3381 | Solar |  |  |  | 2019.0 | 38DN Power Fund 1 LLC | U.S. Energy Information Administration | http://www.eia.gov/electricity/data/browser/ | U.S. Energy Information Administration |  | 2019 | [6 empty] | 3.013 | U.S. Energy Information Administration |  |  |  |  | 3.25 | NO-ESTIMATION | NO-ESTIMATION | NO-ESTIMATION | NO-ESTIMATION | CAPACITY-FACTOR-V1
USA | United States of America | 205 Sturbridge A |  | USA0059821 | 3 | 42.1093 | -72.1705 | Solar |  |  |  | 2014.0 | SH Solarne2 LLC | U.S. Energy Information Administration | http://www.eia.gov/electricity/data/browser/ | U.S. Energy Information Administration |  | 2019 |  | 2.969 | 5.3260000000000005 | 5.319 | 5.041 | 4.921 | 5.074 | U.S. Energy Information Administration |  |  | 4.72 | 4.67 | 4.37 | NO-ESTIMATION | NO-ESTIMATION | NO-ESTIMATION | NO-ESTIMATION | CAPACITY-FACTOR-V1
USA | United States of America | Bird Machine Solar Farm |  | USA0060854 | 3.5 | 42.1096 | -71.2667 | Solar |  |  |  | 2017.0 | Bird Machine Solar Farm LLC | U.S. Energy Information Administration | http://www.eia.gov/electricity/data/browser/ | U.S. Energy Information Administration |  | 2019 |  |  |  |  | 1.804 | 5.446 | 5.747 | U.S. Energy Information Administration |  |  |  |  | 5.7 | NO-ESTIMATION | NO-ESTIMATION | NO-ESTIMATION | NO-ESTIMATION | CAPACITY-FACTOR-V1
USA | United States of America | Marshfield PV |  | USA0058410 | 3 | 42.1117 | -70.7094 | Solar |  |  |  | 2014.0 | Terraform Arcadia | U.S. Energy Information Administration | http://www.eia.gov/electricity/data/browser/ | U.S. Energy Information Administration |  | 2019 | 0.045 | 4.95 | 5.369 | 5.558 | 5.212 | 4.714 | 4.831 | U.S. Energy Information Administration |  |  | 4.89 | 4.75 | 4.7 | NO-ESTIMATION | NO-ESTIMATION | NO-ESTIMATION | NO-ESTIMATION | CAPACITY-FACTOR-V1
USA | United States of America | Berkshire 1 |  | USA0058624 | 1.8 | 42.1144 | -73.4053 | Solar |  |  |  | 2012.0 | PPS Berkshire Solar LLC | U.S. Energy Information Administration | http://www.eia.gov/electricity/data/browser/ | U.S. Energy Information Administration | 67921 | 2019 |  | 2.302 | 2.572 | 2.513 | 2.224 | 2.214 | 2.416 | U.S. Energy Information Administration | 2.29 | 2.27 | 2.57 | 2.62 | 2.09 | SOLAR-V1-NO-AGE | SOLAR-V1-NO-AGE | SOLAR-V1-NO-AGE | SOLAR-V1-NO-AGE | SOLAR-V1-NO-AGE
USA | United States of America | Shuman Solar |  | USA0061244 | 2.2 | 42.1149 | -71.0660 | Solar |  |  |  | 2016.0000000000002 | NuGen Capital Management | U.S. Energy Information Administration | http://www.eia.gov/electricity/data/browser/ | U.S. Energy Information Administration |  | 2019 |  |  |  | 2.153 | 2.298 | 2.1430000000000002 | 2.273 | U.S. Energy Information Administration |  |  |  |  | 3.49 | SOLAR-V1-NO-AGE | SOLAR-V1-NO-AGE | SOLAR-V1-NO-AGE | SOLAR-V1-NO-AGE | SOLAR-V1-NO-AGE
USA | United States of America | Gaskill Rd Community Solar Farm CSG |  | USA0062474 | 5 | 42.1160 | -76.1830 | Solar |  |  |  | 2020.0 | Delaware River Solar LLC | U.S. Energy Information Administration | http://www.eia.gov/electricity/data/browser/ | U.S. Energy Information Administration |  | 2019 | [6 empty] | 0 | U.S. Energy Information Administration |  |  |  |  | 8.14 | SOLAR-V1-NO-AGE | SOLAR-V1-NO-AGE | SOLAR-V1-NO-AGE | SOLAR-V1-NO-AGE | SOLAR-V1-NO-AGE
USA | United States of America | Walpole Solar 2 |  | USA0058936 | 2.4 | 42.1172 | -71.2658 | Solar |  |  |  | 2013.9999999999998 | Walpole Solar 2 LLC | U.S. Energy Information Administration | http://www.eia.gov/electricity/data/browser/ | U.S. Energy Information Administration |  | 2019 |  | 3.021 | 3.674 | 3.9050000000000002 | 3.6350000000000002 | 3.507 | 3.611 | U.S. Energy Information Administration |  | 3.59 | 3.76 | 3.70 | 3.52 | NO-ESTIMATION | NO-ESTIMATION | NO-ESTIMATION | NO-ESTIMATION | CAPACITY-FACTOR-V1
USA | United States of America | Monson Solar |  | USA0059464 | 3 | 42.1244 | -72.3325 | Solar |  |  |  | 2014.0 | DESRI V Mass Solar Holdco LLC | U.S. Energy Information Administration | http://www.eia.gov/electricity/data/browser/ | U.S. Energy Information Administration | 65530 | 2019 |  | 1.1460000000000001 | 3.8770000000000002 | 4.168 | 4.043 | 4.456 | 4.077 | U.S. Energy Information Administration |  |  | 4.21 | 4.64 | 4.39 | SOLAR-V1-NO-AGE | SOLAR-V1-NO-AGE | SOLAR-V1-NO-AGE | SOLAR-V1-NO-AGE | SOLAR-V1-NO-AGE
USA | United States of America | Charlton Solar I CSG |  | USA0059636 | 4.4 | 42.1275 | -71.9964 | Solar |  |  |  | 2014.9999999999998 | Charlton Solar I LLC | U.S. Energy Information Administration | http://www.eia.gov/electricity/data/browser/ | U.S. Energy Information Administration |  | 2019 |  |  | 5.605 | 5.981 | 5.44 | 2.771 | 5.515 | U.S. Energy Information Administration |  |  | 6.83 | 6.76 | 6.32 | SOLAR-V1-NO-AGE | SOLAR-V1-NO-AGE | SOLAR-V1-NO-AGE | SOLAR-V1-NO-AGE | SOLAR-V1-NO-AGE
USA | United States of America | Town of Norfolk MA at Medway Branch |  | USA0057942 | 1.2 | 42.1278 | -71.3403 | Solar |  |  |  | 2012.0000000000002 | Constellation Solar Massachusetts LLC | U.S. Energy Information Administration | http://www.eia.gov/electricity/data/browser/ | U.S. Energy Information Administration |  | 2019 | 1.995 | 1.9120000000000001 | 1.895 | 2.036 | 1.9180000000000001 | 1.897 | 1.957 | U.S. Energy Information Administration | 1.72 | 1.68 | 1.79 | 1.81 | 1.52 | SOLAR-V1-NO-AGE | SOLAR-V1-NO-AGE | SOLAR-V1-NO-AGE | SOLAR-V1-NO-AGE | SOLAR-V1-NO-AGE
USA | United States of America | Dynamic - Walpole |  | USA0062324 | 2 | 42.1332 | -71.2719 | Solar |  |  |  | 2017.0 | AES Distributed Energy | U.S. Energy Information Administration | http://www.eia.gov/electricity/data/browser/ | U.S. Energy Information Administration |  | 2019 | [5 empty] | 2.898 | 3.02 | U.S. Energy Information Administration |  |  |  |  | 3.25 | SOLAR-V1-NO-AGE | SOLAR-V1-NO-AGE | SOLAR-V1-NO-AGE | SOLAR-V1-NO-AGE | SOLAR-V1-NO-AGE
USA | United States of America | Springfield Solar PV |  | USA0062072 | 4 | 42.1345 | -72.5497 | Solar |  |  |  | 2019.0 | NSTAR Electric Company | U.S. Energy Information Administration | http://www.eia.gov/electricity/data/browser/ | U.S. Energy Information Administration |  | 2019 | [6 empty] | 5.591 | U.S. Energy Information Administration |  |  |  |  | 6.51 | SOLAR-V1-NO-AGE | SOLAR-V1-NO-AGE | SOLAR-V1-NO-AGE | SOLAR-V1-NO-AGE | SOLAR-V1-NO-AGE
USA | United States of America | Smith & Wesson at Springfield MA PV |  | USA0061367 | 1.9 | 42.1379 | -72.5509 | Solar |  |  |  | 2017.0 | Constellation Solar Massachusetts LLC | U.S. Energy Information Administration | http://www.eia.gov/electricity/data/browser/ | U.S. Energy Information Administration |  | 2019 |  |  |  |  | 1.341 | 2.6470000000000002 | 2.653 | U.S. Energy Information Administration |  |  |  |  | 3.09 | SOLAR-V1-NO-AGE | SOLAR-V1-NO-AGE | SOLAR-V1-NO-AGE | SOLAR-V1-NO-AGE | SOLAR-V1-NO-AGE
USA | United States of America | East Springfield Solar PV |  | USA0062093 | 1.4 | 42.1400 | -72.5500 | Solar |  |  |  | 2018.0 | NSTAR Electric Company | U.S. Energy Information Administration | http://www.eia.gov/electricity/data/browser/ | U.S. Energy Information Administration |  | 2019 | [5 empty] | 0.23800000000000002 | 1.945 | U.S. Energy Information Administration |  |  |  |  | 2.28 | SOLAR-V1-NO-AGE | SOLAR-V1-NO-AGE | SOLAR-V1-NO-AGE | SOLAR-V1-NO-AGE | SOLAR-V1-NO-AGE
USA | United States of America | Oxford |  | USA0060022 | 2.8 | 42.1413 | -71.8508 | Solar |  |  |  | 2014.0 | UGT Renewable Energy 13 LLC | U.S. Energy Information Administration | http://www.eia.gov/electricity/data/browser/ | U.S. Energy Information Administration | 67635 | 2019 |  |  | 4.7 | 4.717350000000001 | 4.164 | 3.918 | 3.635 | U.S. Energy Information Administration |  |  | 4.37 | 4.30 | 4.04 | SOLAR-V1-NO-AGE | SOLAR-V1-NO-AGE | SOLAR-V1-NO-AGE | SOLAR-V1-NO-AGE | SOLAR-V1-NO-AGE
USA | United States of America | St. Joseph's Solar LLC CSG |  | USA0063555 | 1 | 42.1436 | -71.9721 | Solar |  |  |  | 2018.0 | 38 Degrees North LLC | U.S. Energy Information Administration | http://www.eia.gov/electricity/data/browser/ | U.S. Energy Information Administration |  | 2019 | [6 empty] | 1.632 | U.S. Energy Information Administration |  |  |  |  | 1.62 | SOLAR-V1-NO-AGE | SOLAR-V1-NO-AGE | SOLAR-V1-NO-AGE | SOLAR-V1-NO-AGE | SOLAR-V1-NO-AGE
USA | United States of America | Cottage Street Solar Facility |  | USA0058568 | 3.2 | 42.1453 | -72.5383 | Solar |  |  |  | 2014.0 | Western Massachusetts Electric Company | U.S. Energy Information Administration | http://www.eia.gov/electricity/data/browser/ | U.S. Energy Information Administration | 68745 | 2019 |  | 2.972 | 5.123 | 5.051 | 4.33494 | 4.565 | 4.177 | U.S. Energy Information Administration |  |  | 4.49 | 4.95 | 4.59 | SOLAR-V1-NO-AGE | SOLAR-V1-NO-AGE | SOLAR-V1-NO-AGE | SOLAR-V1-NO-AGE | SOLAR-V1-NO-AGE
USA | United States of America | Griffin Road Solar LLC CSG |  | USA0062198 | 2 | 42.1466 | -72.0044 | Solar |  |  |  | 2018.0 | Griffin Road Solar LLC | U.S. Energy Information Administration | http://www.eia.gov/electricity/data/browser/ | U.S. Energy Information Administration |  | 2019 | [5 empty] | 2.747 | 3.138 | U.S. Energy Information Administration |  |  |  |  | 3.25 | SOLAR-V1-NO-AGE | SOLAR-V1-NO-AGE | SOLAR-V1-NO-AGE | SOLAR-V1-NO-AGE | SOLAR-V1-NO-AGE
USA | United States of America | Twiss Street Solar |  | USA0059624 | 1.5 | 42.1483 | -72.7481 | Solar |  |  |  | 2015.0 | Citizens Enterprises Corporation | U.S. Energy Information Administration | http://www.eia.gov/electricity/data/browser/ | U.S. Energy Information Administration | 68745 | 2019 |  |  | 2.056 | 2.544 | 2.448 | 2.294 | 2.52 | U.S. Energy Information Administration |  |  |  | 2.41 | 2.15 | SOLAR-V1-NO-AGE | SOLAR-V1-NO-AGE | SOLAR-V1-NO-AGE | SOLAR-V1-NO-AGE | SOLAR-V1-NO-AGE
USA | United States of America | Oak Street Solar |  | USA0063690 | 3.5 | 42.1486 | -72.4969 | Solar |  |  |  | 2020.0 | Citizens Enterprises Corporation | U.S. Energy Information Administration | http://www.eia.gov/electricity/data/browser/ | U.S. Energy Information Administration |  | 2019 | [6 empty] | 0 | U.S. Energy Information Administration |  |  |  |  | 5.7 | SOLAR-V1-NO-AGE | SOLAR-V1-NO-AGE | SOLAR-V1-NO-AGE | SOLAR-V1-NO-AGE | SOLAR-V1-NO-AGE
USA | United States of America | Chicopee River Solar |  | USA0059625 | 2 | 42.1503 | -72.5522 | Solar |  |  |  | 2015.0 | Citizens Enterprises Corporation | U.S. Energy Information Administration | http://www.eia.gov/electricity/data/browser/ | U.S. Energy Information Administration |  | 2019 |  |  | 2.7840000000000003 | 3.367 | 2.981 | 3.017 | 3.155 | U.S. Energy Information Administration |  |  |  | 3.05 | 2.8 | SOLAR-V1-NO-AGE | SOLAR-V1-NO-AGE | SOLAR-V1-NO-AGE | SOLAR-V1-NO-AGE | SOLAR-V1-NO-AGE
USA | United States of America | WYM 1250 Palmer LLC |  | USA0060614 | 1 | 42.1511 | -72.2697 | Solar |  |  |  | 2013.0 | Soltage LLC | U.S. Energy Information Administration | http://www.eia.gov/electricity/data/browser/ | U.S. Energy Information Administration |  | 2019 |  |  |  | 1.613 | 1.489 | 1.428 | 1.459 | U.S. Energy Information Administration |  | 1.20 | 1.28 | 1.45 | 1.31 | SOLAR-V1-NO-AGE | SOLAR-V1-NO-AGE | SOLAR-V1-NO-AGE | SOLAR-V1-NO-AGE | SOLAR-V1-NO-AGE
USA | United States of America | Indian Orchard PV Facility |  | USA0057674 | 2.3 | 42.1514 | -72.4989 | Solar |  |  |  | 2012.0 | Western Massachusetts Electric Company | U.S. Energy Information Administration | http://www.eia.gov/electricity/data/browser/ | U.S. Energy Information Administration | 65005 | 2019 | 0.076 | 2.584 | 2.611 | 2.853 | 2.079 | 2.653 | 2.425 | U.S. Energy Information Administration | 3.08 | 3.17 | 3.24 | 3.46 | 2.9 | NO-ESTIMATION | NO-ESTIMATION | NO-ESTIMATION | NO-ESTIMATION | CAPACITY-FACTOR-V1
USA | United States of America | Depot Hill Solar CSG |  | USA0060852 | 2 | 42.1530 | -71.9880 | Solar |  |  |  | 2016.0 | CCC Solar Holdings LLC | U.S. Energy Information Administration | http://www.eia.gov/electricity/data/browser/ | U.S. Energy Information Administration |  | 2019 |  |  |  | 0.489 |  | 3.346 | 3.387 | U.S. Energy Information Administration |  |  |  |  | 2.66 | NO-ESTIMATION | NO-ESTIMATION | NO-ESTIMATION | NO-ESTIMATION | CAPACITY-FACTOR-V1
USA | United States of America | Chicopee Granby Road Solar |  | USA0059626 | 1.6 | 42.1581 | -72.5958 | Solar |  |  |  | 2015.0 | Citizens Enterprises Corporation | U.S. Energy Information Administration | http://www.eia.gov/electricity/data/browser/ | U.S. Energy Information Administration | 65711 | 2019 |  |  | 2.237 | 2.798 | 2.496 | 2.387 | 2.502 | U.S. Energy Information Administration |  |  |  | 2.53 | 2.3 | HYDRO-V1 | HYDRO-V1 | HYDRO-V1 | HYDRO-V1 | HYDRO-V1
USA | United States of America | Garrett Solar |  | USA0063301 | 10 | 42.1600 | -120.4000 | Solar |  |  |  | 2020.0 | SOLV Inc. | U.S. Energy Information Administration | http://www.eia.gov/electricity/data/browser/ | U.S. Energy Information Administration |  | 2019 | [6 empty] | 0.227 | U.S. Energy Information Administration |  |  |  |  | 16.29 | HYDRO-V1 | HYDRO-V1 | HYDRO-V1 | HYDRO-V1 | HYDRO-V1
USA | United States of America | Barrett PV |  | USA0061342 | 11.9 | 42.1622 | -71.8645 | Solar |  |  |  | 2016.0 | GSRP | U.S. Energy Information Administration | http://www.eia.gov/electricity/data/browser/ | U.S. Energy Information Administration |  | 2019 |  |  |  | 0.0 | 18.719 | 16.495 | 19.745 | U.S. Energy Information Administration |  |  |  |  | 18.12 | HYDRO-V1 | HYDRO-V1 | HYDRO-V1 | HYDRO-V1 | HYDRO-V1
USA | United States of America | Ludlow Site 72 - Conti |  | USA0062097 | 1.9 | 42.1646 | -72.4462 | Solar |  |  |  | 2018.0 | NSTAR Electric Company | U.S. Energy Information Administration | http://www.eia.gov/electricity/data/browser/ | U.S. Energy Information Administration |  | 2019 | [5 empty] | 0.516 | 2.045 | U.S. Energy Information Administration |  |  |  |  | 3.09 | NO-ESTIMATION | NO-ESTIMATION | NO-ESTIMATION | NO-ESTIMATION | CAPACITY-FACTOR-V1
USA | United States of America | Millbury Solar |  | USA0058280 | 3 | 42.1647 | -71.7950 | Solar |  |  |  | 2014.0 | First Wind O&M LLC | U.S. Energy Information Administration | http://www.eia.gov/electricity/data/browser/ | U.S. Energy Information Administration | 67611 | 2019 |  | 3.696 | 4.6610000000000005 | 4.8100000000000005 | 4.356 | 4.323 | 4.874 | U.S. Energy Information Administration |  |  | 4.76 | 4.64 | 4.37 | HYDRO-V1 | HYDRO-V1 | HYDRO-V1 | HYDRO-V1 | HYDRO-V1
USA | United States of America | Northbridge Solar |  | USA0058385 | 1.9 | 42.1664 | -71.6456 | Solar |  |  |  | 2013.0 | Consolidated Edison Development Inc. | U.S. Energy Information Administration | http://www.eia.gov/electricity/data/browser/ | U.S. Energy Information Administration | 102067 | 2019 | 0.85338 | 3.372 | 3.394 | 3.565 | 3.189 | 3.162 | 3.308 | U.S. Energy Information Administration |  | 2.69 | 3.14 | 2.91 | 2.7 | NO-ESTIMATION | NO-ESTIMATION | NO-ESTIMATION | NO-ESTIMATION | CAPACITY-FACTOR-V1
USA | United States of America | Morin Solar 2013 LLC |  | USA0060612 | 4 | 42.1670 | -72.1929 | Solar |  |  |  | 2014.0 | Soltage LLC | U.S. Energy Information Administration | http://www.eia.gov/electricity/data/browser/ | U.S. Energy Information Administration |  | 2019 |  |  |  | 6.792 | 6.625 | 6.155 | 6.529 | U.S. Energy Information Administration |  |  | 5.53 | 6.11 | 5.68 | SOLAR-V1-NO-AGE | SOLAR-V1-NO-AGE | SOLAR-V1-NO-AGE | SOLAR-V1-NO-AGE | SOLAR-V1-NO-AGE
USA | United States of America | Holliston Solar CSG |  | USA0060731 | 1 | 42.1696 | -71.4682 | Solar |  |  |  | 2015.0 | GSRP | U.S. Energy Information Administration | http://www.eia.gov/electricity/data/browser/ | U.S. Energy Information Administration | 37325 | 2019 |  |  |  | 1.539 | 1.546 | 1.5250000000000001 | 1.456 | U.S. Energy Information Administration |  |  |  | 1.60 | 1.37 | SOLAR-V1-NO-AGE | SOLAR-V1-NO-AGE | SOLAR-V1-NO-AGE | SOLAR-V1-NO-AGE | SOLAR-V1-NO-AGE
USA | United States of America | Airport Solar |  | USA0062560 | 47.3 | 42.1702 | -120.4023 | Solar |  |  |  | 2020.0000000000002 | Airport Solar LLC | U.S. Energy Information Administration | http://www.eia.gov/electricity/data/browser/ | U.S. Energy Information Administration |  | 2019 | [6 empty] | 1.094 | U.S. Energy Information Administration |  |  |  |  | 77.07 | SOLAR-V1-NO-AGE | SOLAR-V1-NO-AGE | SOLAR-V1-NO-AGE | SOLAR-V1-NO-AGE | SOLAR-V1-NO-AGE
USA | United States of America | Mass Midstate Solar 2 |  | USA0058276 | 5 | 42.1704 | -72.2001 | Solar |  |  |  | 2014.0 | First Wind O&M LLC | U.S. Energy Information Administration | http://www.eia.gov/electricity/data/browser/ | U.S. Energy Information Administration |  | 2019 |  | 4.438 | 7.1770000000000005 | 7.373 | 6.95 | 6.502 | 6.896 | U.S. Energy Information Administration |  |  | 7.29 | 7.96 | 7.63 | SOLAR-V1-NO-AGE | SOLAR-V1-NO-AGE | SOLAR-V1-NO-AGE | SOLAR-V1-NO-AGE | SOLAR-V1-NO-AGE
USA | United States of America | BC Solar |  | USA0060616 | 8 | 42.1750 | -120.3598 | Solar |  |  |  | 2016.0 | BC Solar | U.S. Energy Information Administration | http://www.eia.gov/electricity/data/browser/ | U.S. Energy Information Administration |  | 2019 |  |  |  | 0.482 | 17.907 | 18.53 | 18.569 | U.S. Energy Information Administration |  |  |  |  | 15.62 | SOLAR-V1-NO-AGE | SOLAR-V1-NO-AGE | SOLAR-V1-NO-AGE | SOLAR-V1-NO-AGE | SOLAR-V1-NO-AGE
USA | United States of America | Black Cap Solar Plant |  | USA0058150 | 2 | 42.1750 | -120.3626 | Solar |  |  |  | 2012.0 | PacifiCorp | U.S. Energy Information Administration | http://www.eia.gov/electricity/data/browser/ | U.S. Energy Information Administration | 65747 | 2019 | 4.699 | 4.307 | 4.469 | 4.021 | 3.966 | 4.113 | 3.289 | U.S. Energy Information Administration | 3.53 | 3.66 | 3.89 | 3.43 | 3.22 | SOLAR-V1-NO-AGE | SOLAR-V1-NO-AGE | SOLAR-V1-NO-AGE | SOLAR-V1-NO-AGE | SOLAR-V1-NO-AGE
USA | United States of America | Curtis Hill Solar CSG |  | USA0060851 | 2 | 42.1750 | -71.9860 | Solar |  |  |  | 2016.0 | CCC Solar Holdings LLC | U.S. Energy Information Administration | http://www.eia.gov/electricity/data/browser/ | U.S. Energy Information Administration |  | 2019 |  |  |  | 0.338 |  | 3.214 | 3.437 | U.S. Energy Information Administration |  |  |  |  | 2.66 | SOLAR-V1-NO-AGE | SOLAR-V1-NO-AGE | SOLAR-V1-NO-AGE | SOLAR-V1-NO-AGE | SOLAR-V1-NO-AGE
USA | United States of America | Rockford Solar Farm |  | USA0058643 | 2.6 | 42.1753 | -89.0883 | Solar |  |  |  | 2011.9999999999998 | Rockford Solar Partners | U.S. Energy Information Administration | http://www.eia.gov/electricity/data/browser/ | U.S. Energy Information Administration | 62207 | 2019 | 3.496 |  | 4.139 | 3.299 | 3.395 | 2.994 | 3.735 | U.S. Energy Information Administration | 2.86 | 3.41 | 3.74 | 3.47 | 3.25 | SOLAR-V1-NO-AGE | SOLAR-V1-NO-AGE | SOLAR-V1-NO-AGE | SOLAR-V1-NO-AGE | SOLAR-V1-NO-AGE
USA | United States of America | CED Westfield Solar LLC |  | USA0060274 | 2 | 42.1756 | -72.7552 | Solar |  |  |  | 2016.0 | Consolidated Edison Development Inc. | U.S. Energy Information Administration | http://www.eia.gov/electricity/data/browser/ | U.S. Energy Information Administration |  | 2019 |  |  |  | 1.062 | 3.148 | 3.024 | 3.249 | U.S. Energy Information Administration |  |  |  |  | 2.6 | SOLAR-V1-NO-AGE | SOLAR-V1-NO-AGE | SOLAR-V1-NO-AGE | SOLAR-V1-NO-AGE | SOLAR-V1-NO-AGE
USA | United States of America | Scituate PV |  | USA0059013 | 2.5 | 42.1775 | -70.7406 | Solar |  |  |  | 2013.0 | Main Street Power | U.S. Energy Information Administration | http://www.eia.gov/electricity/data/browser/ | U.S. Energy Information Administration | 67493 | 2019 | 0.537 | 4.0760000000000005 | 4.022 | 4.0 | 3.8930000000000002 | 3.361 | 3.593 | U.S. Energy Information Administration |  | 3.86 | 4.00 | 3.87 | 3.81 | SOLAR-V1-NO-AGE | SOLAR-V1-NO-AGE | SOLAR-V1-NO-AGE | SOLAR-V1-NO-AGE | SOLAR-V1-NO-AGE
USA | United States of America | GSPP Terrawatt Westfield LLC CSG |  | USA0062825 | 3.6 | 42.1775 | -72.7270 | Solar |  |  |  | 2019.0 | Green Street Power Partners | U.S. Energy Information Administration | http://www.eia.gov/electricity/data/browser/ | U.S. Energy Information Administration |  | 2019 | [6 empty] | 5.396 | U.S. Energy Information Administration |  |  |  |  | 5.86 | NO-ESTIMATION | NO-ESTIMATION | NO-ESTIMATION | NO-ESTIMATION | CAPACITY-FACTOR-V1
USA | United States of America | Randolph |  | USA0061732 | 3.8 | 42.1776 | -71.0774 | Solar |  |  |  | 2017.0 | Solten Randolph 4500 LLC | U.S. Energy Information Administration | http://www.eia.gov/electricity/data/browser/ | U.S. Energy Information Administration |  | 2019 |  |  |  |  | 0.593 | 5.602 | 6.298 | U.S. Energy Information Administration |  |  |  |  | 6.19 | SOLAR-V1-NO-AGE | SOLAR-V1-NO-AGE | SOLAR-V1-NO-AGE | SOLAR-V1-NO-AGE | SOLAR-V1-NO-AGE
USA | United States of America | Bourne (MA) - Holliston I |  | USA0059750 | 2.9 | 42.1779 | -71.4546 | Solar |  |  |  | 2015.0 | NVT LICENSES LLC | U.S. Energy Information Administration | http://www.eia.gov/electricity/data/browser/ | U.S. Energy Information Administration |  | 2019 |  | 0.0 | 3.594 | 3.705 | 3.352 | 3.13 | 3.513 | U.S. Energy Information Administration |  |  |  | 4.44 | 4.31 | NO-ESTIMATION | NO-ESTIMATION | NO-ESTIMATION | NO-ESTIMATION | CAPACITY-FACTOR-V1
USA | United States of America | Ludlow Landfill |  | USA0059135 | 2.6 | 42.1822 | -72.5075 | Solar |  |  |  | 2013.0 | Ahana Renewables LLC | U.S. Energy Information Administration | http://www.eia.gov/electricity/data/browser/ | U.S. Energy Information Administration |  | 2019 | 0.973 | 3.306 | 3.299 | 3.261 | 3.029 | 2.136 | 3.039 | U.S. Energy Information Administration |  | 3.40 | 3.58 | 3.86 | 3.54 | HYDRO-V1 | HYDRO-V1 | HYDRO-V1 | HYDRO-V1 | HYDRO-V1
USA | United States of America | Klamath Falls Solar 2 CSG |  | USA0061553 | 2.9 | 42.1830 | -121.7640 | Solar |  |  |  | 2018.0 | Clean Focus Renewables Inc. | U.S. Energy Information Administration | http://www.eia.gov/electricity/data/browser/ | U.S. Energy Information Administration |  | 2019 |  |  |  |  | 0.07 | 5.48 | 7.278 | U.S. Energy Information Administration |  |  |  |  | 4.72 | HYDRO-V1 | HYDRO-V1 | HYDRO-V1 | HYDRO-V1 | HYDRO-V1
USA | United States of America | Chicopee Solar |  | USA0059030 | 3 | 42.1856 | -72.5825 | Solar |  |  |  | 2014.0 | Citizens Enterprises Corporation | U.S. Energy Information Administration | http://www.eia.gov/electricity/data/browser/ | U.S. Energy Information Administration |  | 2019 | 0.0 | 4.783 | 4.689 | 5.28 | 4.619 | 4.559 | 4.023 | U.S. Energy Information Administration |  |  | 4.30 | 4.71 | 4.3 | NO-ESTIMATION | NO-ESTIMATION | NO-ESTIMATION | NO-ESTIMATION | CAPACITY-FACTOR-V1
USA | United States of America | Palmer Solar LLC |  | USA0059866 | 2.5 | 42.1872 | -72.3656 | Solar |  |  |  | 2014.0 | Palmer Solar LLC | U.S. Energy Information Administration | http://www.eia.gov/electricity/data/browser/ | U.S. Energy Information Administration |  | 2019 |  | 3.0 | 3.0 | 3.25 | 2.887 | 2.8890000000000002 | 2.922 | U.S. Energy Information Administration |  |  | 3.42 | 3.79 | 3.5 | NO-ESTIMATION | NO-ESTIMATION | NO-ESTIMATION | NO-ESTIMATION | CAPACITY-FACTOR-V1
USA | United States of America | Watervliet PV |  | USA0059853 | 4.6 | 42.1900 | -86.2300 | Solar |  |  |  | 2015.9999999999998 | Indiana Michigan Power Co | U.S. Energy Information Administration | http://www.eia.gov/electricity/data/browser/ | U.S. Energy Information Administration | 68904 | 2019 |  |  |  | 0.605 | 7.716 | 7.368 | 6.127 | U.S. Energy Information Administration |  |  |  | 7.05 | 7.42 | NO-ESTIMATION | NO-ESTIMATION | NO-ESTIMATION | NO-ESTIMATION | CAPACITY-FACTOR-V1
USA | United States of America | Holyoke Solar Cooperative at Mueller |  | USA0057931 | 2.7 | 42.1909 | -72.6824 | Solar |  |  |  | 2012.0 | Holyoke Solar LLC | U.S. Energy Information Administration | http://www.eia.gov/electricity/data/browser/ | U.S. Energy Information Administration | 63413 | 2019 | 4.146 | 5.09 | 3.84 | 4.1930000000000005 | 3.831 | 3.774 | 3.942 | U.S. Energy Information Administration | 3.62 | 3.64 | 3.88 | 4.13 | 3.4 | HYDRO-V1 | HYDRO-V1 | HYDRO-V1 | HYDRO-V1 | HYDRO-V1
USA | United States of America | Kearsarge GB |  | USA0062550 | 1.9 | 42.1925 | -73.4079 | Solar |  |  |  | 2018.0 | Kearsarge GB LLC | U.S. Energy Information Administration | http://www.eia.gov/electricity/data/browser/ | U.S. Energy Information Administration |  | 2019 | [5 empty] | 0.934 | 3.165 | U.S. Energy Information Administration |  |  |  |  | 3.09 | NO-ESTIMATION | NO-ESTIMATION | NO-ESTIMATION | NO-ESTIMATION | CAPACITY-FACTOR-V1
USA | United States of America | Chenango Solar |  | USA0063450 | 4.9 | 42.1982 | -75.9273 | Solar |  |  |  | 2019.9999999999998 | Citizens Enterprises Corporation | U.S. Energy Information Administration | http://www.eia.gov/electricity/data/browser/ | U.S. Energy Information Administration |  | 2019 | [6 empty] | 0 | U.S. Energy Information Administration |  |  |  |  | 7.98 | SOLAR-V1-NO-AGE | SOLAR-V1-NO-AGE | SOLAR-V1-NO-AGE | SOLAR-V1-NO-AGE | SOLAR-V1-NO-AGE
USA | United States of America | Grafton Solar |  | USA0059394 | 1.5 | 42.1992 | -71.6792 | Solar |  |  |  | 2013.0 | CD US Solar MT 2 LLC | U.S. Energy Information Administration | http://www.eia.gov/electricity/data/browser/ | U.S. Energy Information Administration | 65630 | 2019 |  | 2.228 | 2.178 | 2.334 | 2.128 | 2.067 | 2.179 | U.S. Energy Information Administration |  | 2.16 | 2.53 | 2.39 | 2.16 | NO-ESTIMATION | NO-ESTIMATION | NO-ESTIMATION | NO-ESTIMATION | CAPACITY-FACTOR-V1
USA | United States of America | Southampton Solar PV |  | USA0062066 | 2 | 42.2000 | -72.7100 | Solar |  |  |  | 2019.0 | NSTAR Electric Company | U.S. Energy Information Administration | http://www.eia.gov/electricity/data/browser/ | U.S. Energy Information Administration |  | 2019 | [6 empty] | 2.801 | U.S. Energy Information Administration |  |  |  |  | 3.25 | SOLAR-V1-NO-AGE | SOLAR-V1-NO-AGE | SOLAR-V1-NO-AGE | SOLAR-V1-NO-AGE | SOLAR-V1-NO-AGE
USA | United States of America | Browne Solar LLC |  | USA0059361 | 1.4 | 42.2008 | -72.3222 | Solar |  |  |  | 2014.0 | CleanCapital | U.S. Energy Information Administration | http://www.eia.gov/electricity/data/browser/ | U.S. Energy Information Administration |  | 2019 |  | 0.9460000000000001 | 1.607 | 1.74 | 1.532 | 1.5230000000000001 | 1.59 | U.S. Energy Information Administration |  |  | 1.82 | 2.00 | 1.83 | NO-ESTIMATION | NO-ESTIMATION | NO-ESTIMATION | NO-ESTIMATION | CAPACITY-FACTOR-V1
USA | United States of America | Indian Hill Solar LLC |  | USA0059362 | 1.4 | 42.2008 | -72.3222 | Solar |  |  |  | 2014.0 | CleanCapital | U.S. Energy Information Administration | http://www.eia.gov/electricity/data/browser/ | U.S. Energy Information Administration |  | 2019 |  | 0.969 | 1.616 | 1.72 | 1.553 | 1.54 | 1.611 | U.S. Energy Information Administration |  |  | 1.82 | 2.00 | 1.83 | NO-ESTIMATION | NO-ESTIMATION | NO-ESTIMATION | NO-ESTIMATION | CAPACITY-FACTOR-V1
USA | United States of America | State Street Solar LLC |  | USA0059363 | 1.4 | 42.2008 | -72.3222 | Solar |  |  |  | 2014.0 | CleanCapital | U.S. Energy Information Administration | http://www.eia.gov/electricity/data/browser/ | U.S. Energy Information Administration |  | 2019 |  | 0.899 | 1.56 | 1.734 | 1.58 | 1.54 | 1.58 | U.S. Energy Information Administration |  |  | 1.82 | 2.00 | 1.83 | NO-ESTIMATION | NO-ESTIMATION | NO-ESTIMATION | NO-ESTIMATION | CAPACITY-FACTOR-V1
USA | United States of America | Old Mill Solar |  | USA0059374 | 5 | 42.2033 | -121.0464 | Solar |  |  |  | 2016.0 | Old Mill Solar | U.S. Energy Information Administration | http://www.eia.gov/electricity/data/browser/ | U.S. Energy Information Administration |  | 2019 |  |  | 0.0 | 8.219 | 11.225 | 12.523 | 11.012 | U.S. Energy Information Administration |  |  |  |  | 9.76 | NO-ESTIMATION | NO-ESTIMATION | NO-ESTIMATION | NO-ESTIMATION | CAPACITY-FACTOR-V1
USA | United States of America | Hopkinton CSG |  | USA0062760 | 2 | 42.2035 | -71.5315 | Solar |  |  |  | 2019.0 | Hopkinton MA 1 LLC | U.S. Energy Information Administration | http://www.eia.gov/electricity/data/browser/ | U.S. Energy Information Administration |  | 2019 | [6 empty] | 1.804 | U.S. Energy Information Administration |  |  |  |  | 3.25 | SOLAR-V1-NO-AGE | SOLAR-V1-NO-AGE | SOLAR-V1-NO-AGE | SOLAR-V1-NO-AGE | SOLAR-V1-NO-AGE
USA | United States of America | Palmer |  | USA0062135 | 3.5 | 42.2038 | -72.3254 | Solar |  |  |  | 2019.0 | AES Distributed Energy | U.S. Energy Information Administration | http://www.eia.gov/electricity/data/browser/ | U.S. Energy Information Administration |  | 2019 | [6 empty] | 0.87 | U.S. Energy Information Administration |  |  |  |  | 5.7 | WIND-V1 | WIND-V1 | WIND-V1 | WIND-V1 | WIND-V1
USA | United States of America | CED Chicopee Solar |  | USA0061602 | 3 | 42.2039 | -72.5510 | Solar |  |  |  | 2017.0 | Consolidated Edison Development Inc. | U.S. Energy Information Administration | http://www.eia.gov/electricity/data/browser/ | U.S. Energy Information Administration |  | 2019 |  |  |  |  | 3.7960000000000003 | 4.606 | 4.959 | U.S. Energy Information Administration |  |  |  |  | 4.88 | SOLAR-V1-NO-AGE | SOLAR-V1-NO-AGE | SOLAR-V1-NO-AGE | SOLAR-V1-NO-AGE | SOLAR-V1-NO-AGE
USA | United States of America | Braintree Landfill Solar |  | USA0061538 | 1 | 42.2073 | -70.9978 | Solar |  |  |  | 2015.0 | Ameresco Inc - Braintree | U.S. Energy Information Administration | http://www.eia.gov/electricity/data/browser/ | U.S. Energy Information Administration |  | 2019 |  |  |  |  | 1.3880000000000001 | 1.54 | 1.594 | U.S. Energy Information Administration |  |  |  | 1.62 | 1.69 | SOLAR-V1-NO-AGE | SOLAR-V1-NO-AGE | SOLAR-V1-NO-AGE | SOLAR-V1-NO-AGE | SOLAR-V1-NO-AGE
USA | United States of America | OR Solar 6 LLC |  | USA0061430 | 10 | 42.2090 | -120.3678 | Solar |  |  |  | 2018.0 | Heelstone Energy Holdings LLC | U.S. Energy Information Administration | http://www.eia.gov/electricity/data/browser/ | U.S. Energy Information Administration |  | 2019 |  |  |  |  | 0.121 | 23.954 | 24.446 | U.S. Energy Information Administration |  |  |  |  | 16.29 | SOLAR-V1-NO-AGE | SOLAR-V1-NO-AGE | SOLAR-V1-NO-AGE | SOLAR-V1-NO-AGE | SOLAR-V1-NO-AGE
USA | United States of America | Pasto Solar |  | USA0062389 | 16 | 42.2100 | -76.5238 | Solar |  |  |  | 2019.0 | Spencer-Tioga Solar LLC | U.S. Energy Information Administration | http://www.eia.gov/electricity/data/browser/ | U.S. Energy Information Administration |  | 2019 | [6 empty] | 3.386 | U.S. Energy Information Administration |  |  |  |  | 26.07 | SOLAR-V1-NO-AGE | SOLAR-V1-NO-AGE | SOLAR-V1-NO-AGE | SOLAR-V1-NO-AGE | SOLAR-V1-NO-AGE
USA | United States of America | Syncarpha Blandford Hybrid CSG |  | USA0062975 | 4.9 | 42.2131 | -72.9389 | Solar |  |  |  | 2019.9999999999998 | Syncarpha Blandford LLC | U.S. Energy Information Administration | http://www.eia.gov/electricity/data/browser/ | U.S. Energy Information Administration |  | 2019 | [6 empty] | 0 | U.S. Energy Information Administration |  |  |  |  | 7.98 | NO-ESTIMATION | NO-ESTIMATION | NO-ESTIMATION | NO-ESTIMATION | CAPACITY-FACTOR-V1
USA | United States of America | Palmer Landfill |  | USA0060076 | 4 | 42.2166 | -72.3155 | Solar |  |  |  | 2017.0 | Syncarpha Bondsville LLC | U.S. Energy Information Administration | http://www.eia.gov/electricity/data/browser/ | U.S. Energy Information Administration |  | 2019 |  |  |  | 0.0 | 4.224 | 5.843 | 6.156 | U.S. Energy Information Administration |  |  |  |  | 6.51 | SOLAR-V1-NO-AGE | SOLAR-V1-NO-AGE | SOLAR-V1-NO-AGE | SOLAR-V1-NO-AGE | SOLAR-V1-NO-AGE
USA | United States of America | Brookfield Wire Company |  | USA0063232 | 1.4 | 42.2169 | -72.1221 | Solar |  |  |  | 2015.9999999999998 | Dynamic Energy Solutions LLC | U.S. Energy Information Administration | http://www.eia.gov/electricity/data/browser/ | U.S. Energy Information Administration |  | 2019 | [6 empty] | 2.366 | U.S. Energy Information Administration |  |  |  |  | 2.28 | HYDRO-V1 | HYDRO-V1 | HYDRO-V1 | HYDRO-V1 | HYDRO-V1
USA | United States of America | Worcester Landfill |  | USA0060621 | 6.5 | 42.2190 | -71.7910 | Solar |  |  |  | 2017.0 | City of Worcester DPW | U.S. Energy Information Administration | http://www.eia.gov/electricity/data/browser/ | U.S. Energy Information Administration |  | 2019 |  |  |  |  | 5.565 | 8.119 | 8.33 | U.S. Energy Information Administration |  |  |  |  | 10.59 | NO-ESTIMATION | NO-ESTIMATION | SOLAR-V1 | SOLAR-V1 | SOLAR-V1
USA | United States of America | Boutillier Solar LLC CSG |  | USA0063556 | 2.9 | 42.2190 | -71.8910 | Solar |  |  |  | 2018.0 | 38 Degrees North LLC | U.S. Energy Information Administration | http://www.eia.gov/electricity/data/browser/ | U.S. Energy Information Administration |  | 2019 | [6 empty] | 4.622 | U.S. Energy Information Administration |  |  |  |  | 4.72 | SOLAR-V1-NO-AGE | SOLAR-V1-NO-AGE | SOLAR-V1-NO-AGE | SOLAR-V1-NO-AGE | SOLAR-V1-NO-AGE
USA | United States of America | Mass Midstate Solar 1 |  | USA0058279 | 5 | 42.2197 | -71.8783 | Solar |  |  |  | 2014.0 | First Wind O&M LLC | U.S. Energy Information Administration | http://www.eia.gov/electricity/data/browser/ | U.S. Energy Information Administration |  | 2019 |  | 4.534 | 7.446 | 7.633 | 6.269 | 6.355 | 7.334 | U.S. Energy Information Administration |  |  | 8.14 | 7.96 | 7.71 | NO-ESTIMATION | NO-ESTIMATION | NO-ESTIMATION | NO-ESTIMATION | CAPACITY-FACTOR-V1
USA | United States of America | Mass Midstate Solar 3 |  | USA0058275 | 4 | 42.2197 | -71.8786 | Solar |  |  |  | 2014.0 | First Wind O&M LLC | U.S. Energy Information Administration | http://www.eia.gov/electricity/data/browser/ | U.S. Energy Information Administration |  | 2019 |  | 3.737 | 6.274 | 6.363 | 5.97 | 5.8870000000000005 | 6.215 | U.S. Energy Information Administration |  |  | 6.21 | 6.11 | 5.74 | NO-ESTIMATION | NO-ESTIMATION | NO-ESTIMATION | NO-ESTIMATION | CAPACITY-FACTOR-V1
USA | United States of America | Leicester One MA Solar LLC |  | USA0058282 | 6 | 42.2228 | -71.8786 | Solar |  |  |  | 2015.0 | CleanCapital | U.S. Energy Information Administration | http://www.eia.gov/electricity/data/browser/ | U.S. Energy Information Administration |  | 2019 |  |  | 6.12 | 6.768 | 6.563 | 6.361 | 6.382 | U.S. Energy Information Administration |  |  |  | 9.61 | 9.25 | NO-ESTIMATION | NO-ESTIMATION | NO-ESTIMATION | NO-ESTIMATION | CAPACITY-FACTOR-V1
USA | United States of America | West Brookfield Solar LLC |  | USA0060644 | 1.4 | 42.2228 | -72.1295 | Solar |  |  |  | 2015.9999999999998 | Soltage LLC | U.S. Energy Information Administration | http://www.eia.gov/electricity/data/browser/ | U.S. Energy Information Administration |  | 2019 |  |  |  | 1.8820000000000001 | 2.081 | 1.865 | 2.004 | U.S. Energy Information Administration |  |  |  | 2.08 | 1.75 | NO-ESTIMATION | NO-ESTIMATION | NO-ESTIMATION | NO-ESTIMATION | CAPACITY-FACTOR-V1
USA | United States of America | Syncarpha Palmer LLC |  | USA0060056 | 4.8 | 42.2228 | -72.3095 | Solar |  |  |  | 2016.0 | Syncarpha Palmer LLC | U.S. Energy Information Administration | http://www.eia.gov/electricity/data/browser/ | U.S. Energy Information Administration |  | 2019 |  |  | 0.068 | 8.274000000000001 | 7.421 | 7.219 | 7.576 | U.S. Energy Information Administration |  |  |  |  | 7 | NO-ESTIMATION | NO-ESTIMATION | NO-ESTIMATION | NO-ESTIMATION | CAPACITY-FACTOR-V1
USA | United States of America | Kearsarge Granby |  | USA0061815 | 2.5 | 42.2230 | -72.5083 | Solar |  |  |  | 2017.0 | Kearsarge Granby LLC | U.S. Energy Information Administration | http://www.eia.gov/electricity/data/browser/ | U.S. Energy Information Administration |  | 2019 | [5 empty] | 3.624 | 3.701 | U.S. Energy Information Administration |  |  |  |  | 4.07 | SOLAR-V1-NO-AGE | SOLAR-V1-NO-AGE | SOLAR-V1-NO-AGE | SOLAR-V1-NO-AGE | SOLAR-V1-NO-AGE
USA | United States of America | Stafford St 2 Community Solar |  | USA0061017 | 1.9 | 42.2240 | -71.8706 | Solar |  |  |  | 2018.0 | Stafford St Solar 2 LLC | U.S. Energy Information Administration | http://www.eia.gov/electricity/data/browser/ | U.S. Energy Information Administration |  | 2019 |  |  |  |  | 0.0 | 2.016 | 3.474 | U.S. Energy Information Administration |  |  |  |  | 3.09 | SOLAR-V1-NO-AGE | SOLAR-V1-NO-AGE | SOLAR-V1-NO-AGE | SOLAR-V1-NO-AGE | SOLAR-V1-NO-AGE
USA | United States of America | Stafford St Solar 1 CSG |  | USA0061016 | 2 | 42.2240 | -71.8706 | Solar |  |  |  | 2018.0 | Stafford St Solar 1 LLC | U.S. Energy Information Administration | http://www.eia.gov/electricity/data/browser/ | U.S. Energy Information Administration |  | 2019 |  |  |  |  | 0.0 | 3.395 | 3.123 | U.S. Energy Information Administration |  |  |  |  | 3.25 | HYDRO-V1 | HYDRO-V1 | HYDRO-V1 | HYDRO-V1 | HYDRO-V1
USA | United States of America | Stafford St Solar 3 CSG |  | USA0061018 | 1 | 42.2240 | -71.8706 | Solar |  |  |  | 2018.0 | Stafford St Solar 3 LLC | U.S. Energy Information Administration | http://www.eia.gov/electricity/data/browser/ | U.S. Energy Information Administration |  | 2019 |  |  |  |  | 0.0 | 1.045 | 1.657 | U.S. Energy Information Administration |  |  |  |  | 1.62 | SOLAR-V1-NO-AGE | SOLAR-V1-NO-AGE | SOLAR-V1-NO-AGE | SOLAR-V1-NO-AGE | SOLAR-V1-NO-AGE
USA | United States of America | Grafton PV |  | USA0061341 | 2.7 | 42.2255 | -71.6626 | Solar |  |  |  | 2016.0000000000002 | GSRP | U.S. Energy Information Administration | http://www.eia.gov/electricity/data/browser/ | U.S. Energy Information Administration |  | 2019 |  |  |  | 0.0 | 4.264 | 4.216 | 4.597 | U.S. Energy Information Administration |  |  |  |  | 3.69 | SOLAR-V1-NO-AGE | SOLAR-V1-NO-AGE | SOLAR-V1-NO-AGE | SOLAR-V1-NO-AGE | SOLAR-V1-NO-AGE
USA | United States of America | BlueWave Capital - Grafton (SREC II) |  | USA0059752 | 1.3 | 42.2255 | -71.6627 | Solar |  |  |  | 2015.0 | TerraForm Solar XVII LLC | U.S. Energy Information Administration | http://www.eia.gov/electricity/data/browser/ | U.S. Energy Information Administration |  | 2019 |  |  | 1.088 | 1.8800000000000001 | 1.887 | 1.885 | 1.808 | U.S. Energy Information Administration |  |  |  | 1.98 | 1.75 | SOLAR-V1-NO-AGE | SOLAR-V1-NO-AGE | SOLAR-V1-NO-AGE | SOLAR-V1-NO-AGE | SOLAR-V1-NO-AGE
USA | United States of America | Rising Paper |  | USA0060493 | 2.5 | 42.2286 | -73.3445 | Solar |  |  |  | 2016.0 | Altus Power America Management LLC | U.S. Energy Information Administration | http://www.eia.gov/electricity/data/browser/ | U.S. Energy Information Administration |  | 2019 |  |  |  | 2.73 | 3.46995 | 3.278 | 3.699 | U.S. Energy Information Administration |  |  |  |  | 2.89 | SOLAR-V1-NO-AGE | SOLAR-V1-NO-AGE | SOLAR-V1-NO-AGE | SOLAR-V1-NO-AGE | SOLAR-V1-NO-AGE
USA | United States of America | Cherry Valley Solar LLC CSG |  | USA0063561 | 1 | 42.2300 | -71.8915 | Solar |  |  |  | 2017.0 | 38 Degrees North LLC | U.S. Energy Information Administration | http://www.eia.gov/electricity/data/browser/ | U.S. Energy Information Administration |  | 2019 | [6 empty] | 1.562 | U.S. Energy Information Administration |  |  |  |  | 1.62 | SOLAR-V1-NO-AGE | SOLAR-V1-NO-AGE | SOLAR-V1-NO-AGE | SOLAR-V1-NO-AGE | SOLAR-V1-NO-AGE
USA | United States of America | Meadow Solar |  | USA0060756 | 3 | 42.2301 | -71.1333 | Solar |  |  |  | 2017.0 | Altus Power America Management LLC | U.S. Energy Information Administration | http://www.eia.gov/electricity/data/browser/ | U.S. Energy Information Administration |  | 2019 |  |  |  | 0.0 | 4.133 | 4.139 | 4.337 | U.S. Energy Information Administration |  |  |  |  | 4.88 | SOLAR-V1-NO-AGE | SOLAR-V1-NO-AGE | SOLAR-V1-NO-AGE | SOLAR-V1-NO-AGE | SOLAR-V1-NO-AGE
USA | United States of America | Woodline Solar |  | USA0061559 | 8 | 42.2364 | -121.5777 | Solar |  |  |  | 2018.0 | Woodline Solar LLC | U.S. Energy Information Administration | http://www.eia.gov/electricity/data/browser/ | U.S. Energy Information Administration |  | 2019 |  |  |  |  | 0.133 | 14.513 | 18.057 | U.S. Energy Information Administration |  |  |  |  | 13.03 | SOLAR-V1-NO-AGE | SOLAR-V1-NO-AGE | SOLAR-V1-NO-AGE | SOLAR-V1-NO-AGE | SOLAR-V1-NO-AGE
USA | United States of America | DG Tufts Science LLC CSG |  | USA0061633 | 1 | 42.2376 | -71.6861 | Solar |  |  |  | 2017.0 | NRG DG Tufts Science LLC | U.S. Energy Information Administration | http://www.eia.gov/electricity/data/browser/ | U.S. Energy Information Administration |  | 2019 |  |  |  |  | 0.615 | 1.201 | 1.4 | U.S. Energy Information Administration |  |  |  |  | 1.62 | SOLAR-V1-NO-AGE | SOLAR-V1-NO-AGE | SOLAR-V1-NO-AGE | SOLAR-V1-NO-AGE | SOLAR-V1-NO-AGE
USA | United States of America | Old Wardour Solar |  | USA0061243 | 5.5 | 42.2376 | -72.0375 | Solar |  |  |  | 2016.0 | NuGen Capital Management | U.S. Energy Information Administration | http://www.eia.gov/electricity/data/browser/ | U.S. Energy Information Administration |  | 2019 |  |  |  | 7.172 | 7.0280000000000005 | 6.607 | 6.889 | U.S. Energy Information Administration |  |  |  |  | 7.97 | NO-ESTIMATION | NO-ESTIMATION | NO-ESTIMATION | NO-ESTIMATION | CAPACITY-FACTOR-V1
USA | United States of America | Vuelta Solar |  | USA0061245 | 5.5 | 42.2376 | -72.0375 | Solar |  |  |  | 2016.0 | NuGen Capital Management | U.S. Energy Information Administration | http://www.eia.gov/electricity/data/browser/ | U.S. Energy Information Administration |  | 2019 |  |  |  | 5.652 | 7.0280000000000005 | 6.607 | 6.889 | U.S. Energy Information Administration |  |  |  |  | 7.97 | SOLAR-V1-NO-AGE | SOLAR-V1-NO-AGE | SOLAR-V1-NO-AGE | SOLAR-V1-NO-AGE | SOLAR-V1-NO-AGE
USA | United States of America | OR Solar 8 LLC |  | USA0061424 | 10 | 42.2389 | -121.5858 | Solar |  |  |  | 2018.0 | Heelstone Energy Holdings LLC | U.S. Energy Information Administration | http://www.eia.gov/electricity/data/browser/ | U.S. Energy Information Administration |  | 2019 | [5 empty] | 22.133 | 24.674 | U.S. Energy Information Administration |  |  |  |  | 16.29 | NO-ESTIMATION | NO-ESTIMATION | NO-ESTIMATION | NO-ESTIMATION | CAPACITY-FACTOR-V1
USA | United States of America | Ledeaux Solar LLC CSG |  | USA0063572 | 1 | 42.2410 | -72.1040 | Solar |  |  |  | 2017.0 | 38 Degrees North LLC | U.S. Energy Information Administration | http://www.eia.gov/electricity/data/browser/ | U.S. Energy Information Administration |  | 2019 | [6 empty] | 1.434 | U.S. Energy Information Administration |  |  |  |  | 1.62 | NO-ESTIMATION | NO-ESTIMATION | NO-ESTIMATION | NO-ESTIMATION | CAPACITY-FACTOR-V1
USA | United States of America | JH Solar LLC CSG |  | USA0063564 | 1 | 42.2430 | -72.1000 | Solar |  |  |  | 2017.0 | 38 Degrees North LLC | U.S. Energy Information Administration | http://www.eia.gov/electricity/data/browser/ | U.S. Energy Information Administration |  | 2019 | [6 empty] | 1.554 | U.S. Energy Information Administration |  |  |  |  | 1.62 | SOLAR-V1-NO-AGE | SOLAR-V1-NO-AGE | SOLAR-V1-NO-AGE | SOLAR-V1-NO-AGE | SOLAR-V1-NO-AGE
USA | United States of America | Rail Trail |  | USA0060492 | 2 | 42.2431 | -73.3638 | Solar |  |  |  | 2016.0 | Altus Power America Management LLC | U.S. Energy Information Administration | http://www.eia.gov/electricity/data/browser/ | U.S. Energy Information Administration |  | 2019 |  |  |  | 2.16 | 3.113 | 2.834 | 3.27 | U.S. Energy Information Administration |  |  |  |  | 2.31 | SOLAR-V1-NO-AGE | SOLAR-V1-NO-AGE | SOLAR-V1-NO-AGE | SOLAR-V1-NO-AGE | SOLAR-V1-NO-AGE
USA | United States of America | DG Tufts Knoll LLC CSG |  | USA0061635 | 2 | 42.2433 | -71.6723 | Solar |  |  |  | 2017.0 | NRG DG Tufts Knoll LLC | U.S. Energy Information Administration | http://www.eia.gov/electricity/data/browser/ | U.S. Energy Information Administration |  | 2019 |  |  |  |  | 1.107 | 2.693 | 2.981 | U.S. Energy Information Administration |  |  |  |  | 3.25 | SOLAR-V1-NO-AGE | SOLAR-V1-NO-AGE | SOLAR-V1-NO-AGE | SOLAR-V1-NO-AGE | SOLAR-V1-NO-AGE
USA | United States of America | Antanavica Solar |  | USA0061526 | 1 | 42.2508 | -71.9489 | Solar |  |  |  | 2018.0 | Cypress Creek Renewables | U.S. Energy Information Administration | http://www.eia.gov/electricity/data/browser/ | U.S. Energy Information Administration |  | 2019 | [5 empty] | 0.327 | 1.435 | U.S. Energy Information Administration |  |  |  |  | 1.62 | SOLAR-V1-NO-AGE | SOLAR-V1-NO-AGE | SOLAR-V1-NO-AGE | SOLAR-V1-NO-AGE | SOLAR-V1-NO-AGE
USA | United States of America | Tanglewood Circle Solar 1 LLC |  | USA0062583 | 5 | 42.2520 | -73.1100 | Solar |  |  |  | 2018.0 | Tanglewood Circle Solar 1 LLC | U.S. Energy Information Administration | http://www.eia.gov/electricity/data/browser/ | U.S. Energy Information Administration |  | 2019 | [5 empty] | 0.2 | 7.09 | U.S. Energy Information Administration |  |  |  |  | 8.14 | NO-ESTIMATION | NO-ESTIMATION | NO-ESTIMATION | NO-ESTIMATION | CAPACITY-FACTOR-V1
USA | United States of America | Western Michigan Solar Gardens |  | USA0060117 | 1 | 42.2525 | -85.6427 | Solar |  |  |  | 2016.0 | Consumers Energy Co | U.S. Energy Information Administration | http://www.eia.gov/electricity/data/browser/ | U.S. Energy Information Administration |  | 2019 |  |  |  | 0.491 | 1.583 | 1.476 | 1.403 | U.S. Energy Information Administration |  |  |  |  | 1.26 | SOLAR-V1-NO-AGE | SOLAR-V1-NO-AGE | SOLAR-V1-NO-AGE | SOLAR-V1-NO-AGE | SOLAR-V1-NO-AGE
USA | United States of America | Centaurus Solar - MA |  | USA0061371 | 2.4 | 42.2530 | -71.4260 | Solar |  |  |  | 2016.0 | LSE Centaurus LLC | U.S. Energy Information Administration | http://www.eia.gov/electricity/data/browser/ | U.S. Energy Information Administration |  | 2019 |  |  |  | 0.0 | 3.32343 | 3.215 | 3.424 | U.S. Energy Information Administration |  |  |  |  | 3.35 | SOLAR-V1-NO-AGE | SOLAR-V1-NO-AGE | SOLAR-V1-NO-AGE | SOLAR-V1-NO-AGE | SOLAR-V1-NO-AGE
USA | United States of America | Oregon University System OIT Klamath Falls |  | USA0058961 | 2 | 42.2542 | -121.7850 | Solar |  |  |  | 2014.0 | Tesla Inc. | U.S. Energy Information Administration | http://www.eia.gov/electricity/data/browser/ | U.S. Energy Information Administration |  | 2019 |  | 2.89476 | 2.63736 | 2.994 | 2.947 | 3.136 | 0.836 | U.S. Energy Information Administration |  |  | 3.84 | 3.31 | 3.38 | NO-ESTIMATION | NO-ESTIMATION | NO-ESTIMATION | NO-ESTIMATION | CAPACITY-FACTOR-V1
USA | United States of America | Brookfield Solar 2013 LLC |  | USA0060613 | 2 | 42.2561 | -72.0679 | Solar |  |  |  | 2014.0 | Soltage LLC | U.S. Energy Information Administration | http://www.eia.gov/electricity/data/browser/ | U.S. Energy Information Administration |  | 2019 |  |  |  | 3.477 | 3.146 | 2.872 | 3.16 | U.S. Energy Information Administration |  |  | 2.80 | 2.98 | 2.73 | NO-ESTIMATION | NO-ESTIMATION | NO-ESTIMATION | NO-ESTIMATION | CAPACITY-FACTOR-V1
USA | United States of America | Woodchuck Solar LLC CSG |  | USA0063565 | 1 | 42.2582 | -71.9752 | Solar |  |  |  | 2018.0 | 38 Degrees North LLC | U.S. Energy Information Administration | http://www.eia.gov/electricity/data/browser/ | U.S. Energy Information Administration |  | 2019 | [6 empty] | 1.627 | U.S. Energy Information Administration |  |  |  |  | 1.62 | NO-ESTIMATION | NO-ESTIMATION | NO-ESTIMATION | NO-ESTIMATION | CAPACITY-FACTOR-V1
USA | United States of America | Blair Wire Village Solar LLC CSG |  | USA0063557 | 1 | 42.2590 | -71.9750 | Solar |  |  |  | 2018.0 | 38 Degrees North LLC | U.S. Energy Information Administration | http://www.eia.gov/electricity/data/browser/ | U.S. Energy Information Administration |  | 2019 | [6 empty] | 1.613 | U.S. Energy Information Administration |  |  |  |  | 1.62 | SOLAR-V1-NO-AGE | SOLAR-V1-NO-AGE | SOLAR-V1-NO-AGE | SOLAR-V1-NO-AGE | SOLAR-V1-NO-AGE
USA | United States of America | Belchertown |  | USA0060653 | 1 | 42.2595 | -72.4004 | Solar |  |  |  | 2016.0 | Altus Power America Management LLC | U.S. Energy Information Administration | http://www.eia.gov/electricity/data/browser/ | U.S. Energy Information Administration | 68864 | 2019 |  |  |  | 1.051 | 1.442 | 1.3860000000000001 | 1.488 | U.S. Energy Information Administration |  |  |  |  | 1.05 | SOLAR-V1-NO-AGE | SOLAR-V1-NO-AGE | SOLAR-V1-NO-AGE | SOLAR-V1-NO-AGE | SOLAR-V1-NO-AGE
USA | United States of America | GELD Solar Farm |  | USA0061539 | 2.3 | 42.2623 | -71.5000 | Solar |  |  |  | 2015.9999999999998 | Ameresco Inc - GELD | U.S. Energy Information Administration | http://www.eia.gov/electricity/data/browser/ | U.S. Energy Information Administration |  | 2019 |  |  |  |  | 3.468 | 3.4130000000000003 | 3.505 | U.S. Energy Information Administration |  |  |  | 3.55 | 3.21 | NO-ESTIMATION | NO-ESTIMATION | NO-ESTIMATION | NO-ESTIMATION | CAPACITY-FACTOR-V1
USA | United States of America | Westborough Solar LLC |  | USA0059368 | 2.2 | 42.2633 | -71.6092 | Solar |  |  |  | 2014.0 | SunRay Power LLC | U.S. Energy Information Administration | http://www.eia.gov/electricity/data/browser/ | U.S. Energy Information Administration |  | 2019 |  | 0.6940000000000001 | 2.572 | 2.8120000000000003 | 2.469 | 2.49 | 2.415 | U.S. Energy Information Administration |  |  | 3.08 | 3.30 | 3.25 | NO-ESTIMATION | NO-ESTIMATION | NO-ESTIMATION | NO-ESTIMATION | CAPACITY-FACTOR-V1
USA | United States of America | Wilson Solar |  | USA0058174 | 2 | 42.2642 | -71.9800 | Solar |  |  |  | 2013.0 | Consolidated Edison Solutions Inc | U.S. Energy Information Administration | http://www.eia.gov/electricity/data/browser/ | U.S. Energy Information Administration |  | 2019 | 0.0 | 0.0 | 0.0 | 2.588 | 2.763 | 2.735 | 2.83 | U.S. Energy Information Administration |  | 2.45 | 2.87 | 2.98 | 2.71 | SOLAR-V1-NO-AGE | SOLAR-V1-NO-AGE | SOLAR-V1-NO-AGE | SOLAR-V1-NO-AGE | SOLAR-V1-NO-AGE
USA | United States of America | Shrewsbury Solar |  | USA0057990 | 2.5 | 42.2661 | -71.6958 | Solar |  |  |  | 2012.0 | Consolidated Edison Development Inc. | U.S. Energy Information Administration | http://www.eia.gov/electricity/data/browser/ | U.S. Energy Information Administration | 102069 | 2019 | 4.3332299999999995 | 4.24 | 4.253 | 4.414 | 3.8970000000000002 | 3.946 | 4.084 | U.S. Energy Information Administration | 3.35 | 3.36 | 3.59 | 3.79 | 3.15 | SOLAR-V1-NO-AGE | SOLAR-V1-NO-AGE | SOLAR-V1-NO-AGE | SOLAR-V1-NO-AGE | SOLAR-V1-NO-AGE
USA | United States of America | Mt. Tom Solar Project Hybrid |  | USA0060906 | 7.6 | 42.2686 | -72.6030 | Solar | Storage |  |  | 2017.8157894736844 | Mt. Tom Solar LLC | U.S. Energy Information Administration | http://www.eia.gov/electricity/data/browser/ | U.S. Energy Information Administration |  | 2019 |  |  |  | 0.0 | 5.91 | 0.0 | 5.977 | U.S. Energy Information Administration |  |  |  |  | 12.38 | NO-ESTIMATION | NO-ESTIMATION | NO-ESTIMATION | NO-ESTIMATION | CAPACITY-FACTOR-V1
USA | United States of America | West Brookfield Solar - Gilbertsville Rd CSG |  | USA0061629 | 4 | 42.2725 | -72.2103 | Solar |  |  |  | 2017.0 | Nautilus Solar Solutions | U.S. Energy Information Administration | http://www.eia.gov/electricity/data/browser/ | U.S. Energy Information Administration |  | 2019 |  |  |  |  | 3.1670000000000003 | 5.603 | 5.598 | U.S. Energy Information Administration |  |  |  |  | 6.51 | NO-ESTIMATION | NO-ESTIMATION | NO-ESTIMATION | NO-ESTIMATION | CAPACITY-FACTOR-V1
USA | United States of America | Town of Needham VNEM CSG |  | USA0060110 | 3 | 42.2767 | -71.2594 | Solar |  |  |  | 2016.0 | Tesla Inc. | U.S. Energy Information Administration | http://www.eia.gov/electricity/data/browser/ | U.S. Energy Information Administration |  | 2019 |  |  |  | 3.499 | 4.204 | 3.9570000000000003 | 3.562 | U.S. Energy Information Administration |  |  |  |  | 4.38 | SOLAR-V1-NO-AGE | SOLAR-V1-NO-AGE | SOLAR-V1-NO-AGE | SOLAR-V1-NO-AGE | SOLAR-V1-NO-AGE
USA | United States of America | North Brookfield |  | USA0058650 | 3 | 42.2781 | -72.0531 | Solar |  |  |  | 2014.0 | Mass Solar LLC | U.S. Energy Information Administration | http://www.eia.gov/electricity/data/browser/ | U.S. Energy Information Administration | 70555 | 2019 |  | 2.42 | 4.29165 | 4.377 | 4.03 | 4.188 | 4.425 | U.S. Energy Information Administration |  |  | 4.30 | 4.58 | 4.2 | SOLAR-V1-NO-AGE | SOLAR-V1-NO-AGE | SOLAR-V1-NO-AGE | SOLAR-V1-NO-AGE | SOLAR-V1-NO-AGE
USA | United States of America | SJA Solar LLC-Solterra Monastery CSG |  | USA0060391 | 20.1 | 42.2834 | -72.0085 | Solar |  |  |  | 2017.0 | SJA Solar LLC | U.S. Energy Information Administration | http://www.eia.gov/electricity/data/browser/ | U.S. Energy Information Administration |  | 2019 |  |  |  | 0.55 | 23.228 | 22.052 | 23.374 | U.S. Energy Information Administration |  |  |  |  | 32.75 | SOLAR-V1-NO-AGE | SOLAR-V1-NO-AGE | SOLAR-V1-NO-AGE | SOLAR-V1-NO-AGE | SOLAR-V1-NO-AGE
USA | United States of America | Catlin Solar 1 LLC |  | USA0063372 | 4 | 42.2859 | -76.9540 | Solar |  |  |  | 2020.0 | Green Street Power Partners | U.S. Energy Information Administration | http://www.eia.gov/electricity/data/browser/ | U.S. Energy Information Administration |  | 2019 | [6 empty] | 0 | U.S. Energy Information Administration |  |  |  |  | 6.51 | NO-ESTIMATION | NO-ESTIMATION | NO-ESTIMATION | NO-ESTIMATION | CAPACITY-FACTOR-V1
USA | United States of America | Easthampton Landfill-City of Easthampton |  | USA0058272 | 1.9 | 42.2869 | -72.7014 | Solar |  |  |  | 2012.0 | Ahana Renewables LLC | U.S. Energy Information Administration | http://www.eia.gov/electricity/data/browser/ | U.S. Energy Information Administration | 65352 | 2019 | 2.957 | 2.676 | 2.765 | 3.057 | 2.761 | 2.258 | 2.646 | U.S. Energy Information Administration | 2.14 | 2.70 | 2.55 | 2.70 | 2.1 | SOLAR-V1-NO-AGE | SOLAR-V1-NO-AGE | SOLAR-V1-NO-AGE | SOLAR-V1-NO-AGE | SOLAR-V1-NO-AGE
USA | United States of America | Boston Scientific Solar |  | USA0057992 | 1.1 | 42.2933 | -71.0339 | Solar |  |  |  | 2013.0 | Consolidated Edison Solutions Inc | U.S. Energy Information Administration | http://www.eia.gov/electricity/data/browser/ | U.S. Energy Information Administration |  | 2019 | 1.48302 | 1.53648 | 0.0 | 1.603 | 1.5190000000000001 | 1.497 | 1.496 | U.S. Energy Information Administration |  | 1.47 | 1.58 | 1.68 | 1.48 | SOLAR-V1-NO-AGE | SOLAR-V1-NO-AGE | SOLAR-V1-NO-AGE | SOLAR-V1-NO-AGE | SOLAR-V1-NO-AGE
USA | United States of America | Northampton Landfill Solar PV |  | USA0060908 | 2.4 | 42.2937 | -72.7140 | Solar |  |  |  | 2017.0000000000002 | Ameresco Glendale Road Solar PV LLC | U.S. Energy Information Administration | http://www.eia.gov/electricity/data/browser/ | U.S. Energy Information Administration |  | 2019 |  |  |  |  | 0.226 | 3.454 | 2.308 | U.S. Energy Information Administration |  |  |  |  | 3.91 | NO-ESTIMATION | NO-ESTIMATION | NO-ESTIMATION | NO-ESTIMATION | CAPACITY-FACTOR-V1
USA | United States of America | Greene County Meter #1 |  | USA0060463 | 1.6 | 42.2948 | -74.0008 | Solar |  |  |  | 2018.0 | Tesla Inc. | U.S. Energy Information Administration | http://www.eia.gov/electricity/data/browser/ | U.S. Energy Information Administration |  | 2019 |  |  |  | 0.0 | 0.0 | 0.234 | 0.385 | U.S. Energy Information Administration |  |  |  |  | 2.6 | HYDRO-V1 | HYDRO-V1 | HYDRO-V1 | HYDRO-V1 | HYDRO-V1
USA | United States of America | Lee Site 31 Solar |  | USA0062265 | 1.9 | 42.2969 | -73.2275 | Solar |  |  |  | 2018.0 | NSTAR Electric Company | U.S. Energy Information Administration | http://www.eia.gov/electricity/data/browser/ | U.S. Energy Information Administration |  | 2019 | [5 empty] | 0.418 | 2.149 | U.S. Energy Information Administration |  |  |  |  | 3.09 | NO-ESTIMATION | NO-ESTIMATION | NO-ESTIMATION | NO-ESTIMATION | CAPACITY-FACTOR-V1
USA | United States of America | Belchertown Renewables Community Solar |  | USA0061295 | 4 | 42.3000 | -72.3000 | Solar |  |  |  | 2018.0 | Belchertown Renewables LLC | U.S. Energy Information Administration | http://www.eia.gov/electricity/data/browser/ | U.S. Energy Information Administration |  | 2019 |  |  |  |  | 0.0 | 4.873 | 6.504 | U.S. Energy Information Administration |  |  |  |  | 6.51 | NO-ESTIMATION | NO-ESTIMATION | NO-ESTIMATION | NO-ESTIMATION | CAPACITY-FACTOR-V1
USA | United States of America | Hatfield Renewables Community Solar |  | USA0061299 | 1.9 | 42.3000 | -72.7000 | Solar |  |  |  | 2017.0 | Hatfield Renewables LLC | U.S. Energy Information Administration | http://www.eia.gov/electricity/data/browser/ | U.S. Energy Information Administration |  | 2019 |  |  |  |  | 0.746 | 2.59 | 2.874 | U.S. Energy Information Administration |  |  |  |  | 3.09 | SOLAR-V1-NO-AGE | SOLAR-V1-NO-AGE | SOLAR-V1-NO-AGE | SOLAR-V1-NO-AGE | SOLAR-V1-NO-AGE
USA | United States of America | DDR Shoppers World |  | USA0060754 | 1.3 | 42.3007 | -71.3962 | Solar |  |  |  | 2016.9999999999998 | Altus Power America Management LLC | U.S. Energy Information Administration | http://www.eia.gov/electricity/data/browser/ | U.S. Energy Information Administration |  | 2019 |  |  |  |  | 0.030690000000000002 | 1.707 | 1.708 | U.S. Energy Information Administration |  |  |  |  | 1.71 | SOLAR-V1-NO-AGE | SOLAR-V1-NO-AGE | SOLAR-V1-NO-AGE | SOLAR-V1-NO-AGE | SOLAR-V1-NO-AGE
USA | United States of America | Dorchester Solar Site |  | USA0057265 | 1 | 42.3008 | -71.0472 | Solar |  |  |  | 2012.0 | Massachusetts Electric Co | U.S. Energy Information Administration | http://www.eia.gov/electricity/data/browser/ | U.S. Energy Information Administration | 62838 | 2019 | 1.616 | 1.457 | 1.51272 | 2.5180000000000002 | 1.592 | 1.497 | 1.208 | U.S. Energy Information Administration | 1.41 | 1.40 | 1.46 | 1.67 | 1.21 | NO-ESTIMATION | NO-ESTIMATION | NO-ESTIMATION | NO-ESTIMATION | CAPACITY-FACTOR-V1
USA | United States of America | Natick Mall |  | USA0063290 | 2.2 | 42.3009 | -71.3843 | Solar |  |  |  | 2018.0 | Natick Mall | U.S. Energy Information Administration | http://www.eia.gov/electricity/data/browser/ | U.S. Energy Information Administration |  | 2019 | [6 empty] | 2.949 | U.S. Energy Information Administration |  |  |  |  | 3.58 | NO-ESTIMATION | NO-ESTIMATION | NO-ESTIMATION | NO-ESTIMATION | CAPACITY-FACTOR-V1
USA | United States of America | CED Northampton Solar LLC Hybrid |  | USA0062695 | 4.3 | 42.3057 | -72.7106 | Solar |  |  |  | 2020.0 | Consolidated Edison Development Inc. | U.S. Energy Information Administration | http://www.eia.gov/electricity/data/browser/ | U.S. Energy Information Administration |  | 2019 | [6 empty] | 0 | U.S. Energy Information Administration |  |  |  |  | 7 | NO-ESTIMATION | NO-ESTIMATION | NO-ESTIMATION | NO-ESTIMATION | CAPACITY-FACTOR-V1
USA | United States of America | Hardwick-Athol & Eagle Hill |  | USA0060458 | 2.8 | 42.3084 | -72.1896 | Solar |  |  |  | 2015.0000000000002 | SEC CRSD Solar One LLC | U.S. Energy Information Administration | http://www.eia.gov/electricity/data/browser/ | U.S. Energy Information Administration |  | 2019 |  |  |  | 3.883 | 3.657 | 4.116 | 2.579 | U.S. Energy Information Administration |  |  |  | 4.16 | 3.73 | SOLAR-V1-NO-AGE | SOLAR-V1-NO-AGE | SOLAR-V1-NO-AGE | SOLAR-V1-NO-AGE | SOLAR-V1-NO-AGE
USA | United States of America | Chester Solar Farm |  | USA0059767 | 4.8 | 42.3120 | -72.9490 | Solar |  |  |  | 2013.9999999999998 | Kearsarge Solar LLC | U.S. Energy Information Administration | http://www.eia.gov/electricity/data/browser/ | U.S. Energy Information Administration | 69231 | 2019 |  | 3.141 | 7.4830000000000005 | 7.471 | 6.267 | 6.282 | 6.818 | U.S. Energy Information Administration |  | 7.61 | 6.78 | 7.91 | 7.05 | SOLAR-V1-NO-AGE | SOLAR-V1-NO-AGE | SOLAR-V1-NO-AGE | SOLAR-V1-NO-AGE | SOLAR-V1-NO-AGE
USA | United States of America | Ford World Headquarters |  | USA0060018 | 1 | 42.3174 | -83.2095 | Solar |  |  |  | 2015.0 | DTE Electric Company | U.S. Energy Information Administration | http://www.eia.gov/electricity/data/browser/ | U.S. Energy Information Administration |  | 2019 |  |  | 0.8250000000000001 | 0.9540000000000001 | 0.887 | 0.783 | 0.812 | U.S. Energy Information Administration |  |  |  | 1.24 | 1.34 | SOLAR-V1-NO-AGE | SOLAR-V1-NO-AGE | SOLAR-V1-NO-AGE | SOLAR-V1-NO-AGE | SOLAR-V1-NO-AGE
USA | United States of America | Pleasantdale Road Community Solar |  | USA0061298 | 1 | 42.3222 | -71.9870 | Solar |  |  |  | 2017.0 | Pleasantdale Road Solar LLC | U.S. Energy Information Administration | http://www.eia.gov/electricity/data/browser/ | U.S. Energy Information Administration |  | 2019 |  |  |  |  | 0.22 | 1.381 | 1.447 | U.S. Energy Information Administration |  |  |  |  | 1.62 | NO-ESTIMATION | NO-ESTIMATION | NO-ESTIMATION | NO-ESTIMATION | CAPACITY-FACTOR-V1
USA | United States of America | Domino Farms Solar |  | USA0060017 | 1 | 42.3234 | -83.6803 | Solar |  |  |  | 2015.0 | DTE Electric Company | U.S. Energy Information Administration | http://www.eia.gov/electricity/data/browser/ | U.S. Energy Information Administration | 68800 | 2019 |  |  | 0.365 | 1.417 | 1.348 | 1.313 | 1.38 | U.S. Energy Information Administration |  |  |  | 1.28 | 1.34 | NO-ESTIMATION | NO-ESTIMATION | NO-ESTIMATION | NO-ESTIMATION | CAPACITY-FACTOR-V1
USA | United States of America | IKEA Canton Rooftop PV System |  | USA0062677 | 1 | 42.3235 | -83.4289 | Solar |  |  |  | 2015.2 | IKEA Property Inc | U.S. Energy Information Administration | http://www.eia.gov/electricity/data/browser/ | U.S. Energy Information Administration |  | 2019 | [6 empty] | 1.197 | U.S. Energy Information Administration |  |  |  |  | 1.62 | SOLAR-V1-NO-AGE | SOLAR-V1-NO-AGE | SOLAR-V1-NO-AGE | SOLAR-V1-NO-AGE | SOLAR-V1-NO-AGE
USA | United States of America | West Boylston Community Shared Solar |  | USA0061415 | 1.5 | 42.3314 | -71.7711 | Solar |  |  |  | 2017.0 | Town of West Boylston - (MA) | U.S. Energy Information Administration | http://www.eia.gov/electricity/data/browser/ | U.S. Energy Information Administration | 63248 | 2019 |  |  |  | 0.0 | 2.214 | 2.319 | 2.439 | U.S. Energy Information Administration |  |  |  |  | 2.44 | SOLAR-V1-NO-AGE | SOLAR-V1-NO-AGE | SOLAR-V1-NO-AGE | SOLAR-V1-NO-AGE | SOLAR-V1-NO-AGE
USA | United States of America | Upper Blackstone (MA) Treasure Valley |  | USA0059781 | 5 | 42.3328 | -71.9876 | Solar |  |  |  | 2014.0 | Nexamp Treasure Valley Solar LLC | U.S. Energy Information Administration | http://www.eia.gov/electricity/data/browser/ | U.S. Energy Information Administration | 68862 | 2019 |  | 2.695 | 7.391 | 7.755 | 5.702 | 6.567 | 6.954 | U.S. Energy Information Administration |  |  | 7.44 | 7.86 | 7.13 | SOLAR-V1-NO-AGE | SOLAR-V1-NO-AGE | SOLAR-V1-NO-AGE | SOLAR-V1-NO-AGE | SOLAR-V1-NO-AGE
USA | United States of America | Time Warner Cable - Knowles |  | USA0060904 | 2 | 42.3374 | -77.3753 | Solar |  |  |  | 2018.0 | Tesla Inc. | U.S. Energy Information Administration | http://www.eia.gov/electricity/data/browser/ | U.S. Energy Information Administration |  | 2019 |  |  |  |  | 0.0 | 1.346 | 2.195 | U.S. Energy Information Administration |  |  |  |  | 3.25 | SOLAR-V1-NO-AGE | SOLAR-V1-NO-AGE | SOLAR-V1-NO-AGE | SOLAR-V1-NO-AGE | SOLAR-V1-NO-AGE
USA | United States of America | Hadley 2 Solar LLC CSG |  | USA0062196 | 1.9 | 42.3512 | -72.5565 | Solar |  |  |  | 2017.0 | Hadley 2 Solar LLC | U.S. Energy Information Administration | http://www.eia.gov/electricity/data/browser/ | U.S. Energy Information Administration |  | 2019 | [5 empty] | 2.58 | 2.965 | U.S. Energy Information Administration |  |  |  |  | 3.09 | NO-ESTIMATION | NO-ESTIMATION | NO-ESTIMATION | NO-ESTIMATION | CAPACITY-FACTOR-V1
USA | United States of America | Hadley Solar NG LLC |  | USA0059484 | 3 | 42.3521 | -72.5389 | Solar |  |  |  | 2014.0 | NuGen Capital Management | U.S. Energy Information Administration | http://www.eia.gov/electricity/data/browser/ | U.S. Energy Information Administration |  | 2019 |  | 1.582 | 3.3160000000000003 | 3.4 | 3.45 | 3.459 | 3.486 | U.S. Energy Information Administration |  |  | 3.95 | 4.50 | 4.03 | NO-ESTIMATION | NO-ESTIMATION | WIND-V1 | WIND-V1 | WIND-V1
USA | United States of America | Barre II Solar Project |  | USA0059766 | 1.5 | 42.3620 | -72.1090 | Solar |  |  |  | 2014.0 | Kearsarge Solar LLC | U.S. Energy Information Administration | http://www.eia.gov/electricity/data/browser/ | U.S. Energy Information Administration |  | 2019 |  | 1.526 | 2.452 | 2.543 | 2.301 | 2.212 | 2.332 | U.S. Energy Information Administration |  |  | 2.18 | 2.33 | 2.02 | NO-ESTIMATION | NO-ESTIMATION | NO-ESTIMATION | NO-ESTIMATION | CAPACITY-FACTOR-V1
USA | United States of America | Sudbury Landfill |  | USA0058839 | 1.3 | 42.3639 | -71.3850 | Solar |  |  |  | 2013.9999999999998 | Solar Sudbury One LF LLC | U.S. Energy Information Administration | http://www.eia.gov/electricity/data/browser/ | U.S. Energy Information Administration |  | 2019 | 1.975 | 1.957 | 1.995 | 2.041 | 1.915 | 1.733 | 1.854 | U.S. Energy Information Administration |  | 1.75 | 2.00 | 1.95 | 1.79 | SOLAR-V1-NO-AGE | SOLAR-V1-NO-AGE | SOLAR-V1-NO-AGE | SOLAR-V1-NO-AGE | SOLAR-V1-NO-AGE
USA | United States of America | Weston Landfill Solar |  | USA0061537 | 1.8 | 42.3746 | -71.2825 | Solar |  |  |  | 2016.0 | Ameresco Inc - Weston | U.S. Energy Information Administration | http://www.eia.gov/electricity/data/browser/ | U.S. Energy Information Administration |  | 2019 |  |  |  |  | 2.789 | 2.777 | 2.895 | U.S. Energy Information Administration |  |  |  |  | 2.55 | NO-ESTIMATION | NO-ESTIMATION | NO-ESTIMATION | NO-ESTIMATION | CAPACITY-FACTOR-V1
USA | United States of America | Hampshire College Hybrid |  | USA0060815 | 4.4 | 42.3769 | -72.4691 | Solar | Storage |  |  | 2017.4999999999998 | Tesla Inc. | U.S. Energy Information Administration | http://www.eia.gov/electricity/data/browser/ | U.S. Energy Information Administration |  | 2019 |  |  |  |  | 0.0 | 0.0 | 4.764 | U.S. Energy Information Administration |  |  |  |  | 7.16 | HYDRO-V1 | HYDRO-V1 | HYDRO-V1 | HYDRO-V1 | HYDRO-V1
USA | United States of America | O'Shea Solar Farm |  | USA0060348 | 2 | 42.3780 | -83.2001 | Solar |  |  |  | 2017.0 | DTE Electric Company | U.S. Energy Information Administration | http://www.eia.gov/electricity/data/browser/ | U.S. Energy Information Administration |  | 2019 |  |  |  |  | 1.36 | 2.9290000000000003 | 2.842 | U.S. Energy Information Administration |  |  |  |  | 3.25 | SOLAR-V1-NO-AGE | SOLAR-V1-NO-AGE | SOLAR-V1-NO-AGE | SOLAR-V1-NO-AGE | SOLAR-V1-NO-AGE
USA | United States of America | Williamsburg Solar LLC VNEM CSG |  | USA0060111 | 2.2 | 42.3871 | -72.7134 | Solar |  |  |  | 2016.0000000000002 | Tesla Inc. | U.S. Energy Information Administration | http://www.eia.gov/electricity/data/browser/ | U.S. Energy Information Administration |  | 2019 |  |  |  | 2.564 | 3.286 | 2.224 | 2.579 | U.S. Energy Information Administration |  |  |  |  | 2.54 | SOLAR-V1-NO-AGE | SOLAR-V1-NO-AGE | SOLAR-V1-NO-AGE | SOLAR-V1-NO-AGE | SOLAR-V1-NO-AGE
USA | United States of America | UMASS |  | USA0061603 | 4 | 42.3913 | -72.5325 | Solar |  |  |  | 2016.0 | Consolidated Edison Development Inc. | U.S. Energy Information Administration | http://www.eia.gov/electricity/data/browser/ | U.S. Energy Information Administration |  | 2019 |  |  |  |  | 5.2250000000000005 | 5.716 | 5.551 | U.S. Energy Information Administration |  |  |  |  | 4.67 | HYDRO-V1 | HYDRO-V1 | HYDRO-V1 | HYDRO-V1 | HYDRO-V1
USA | United States of America | Newfield Community Solar LLC |  | USA0062582 | 6 | 42.3913 | -76.5642 | Solar |  |  |  | 2019.0 | Newfield Solar LLC | U.S. Energy Information Administration | http://www.eia.gov/electricity/data/browser/ | U.S. Energy Information Administration |  | 2019 | [6 empty] | 7.714 | U.S. Energy Information Administration |  |  |  |  | 9.77 | SOLAR-V1-NO-AGE | SOLAR-V1-NO-AGE | SOLAR-V1-NO-AGE | SOLAR-V1-NO-AGE | SOLAR-V1-NO-AGE
USA | United States of America | Bly Solar Center |  | USA0062272 | 8 | 42.3922 | -121.0245 | Solar |  |  |  | 2019.0 | GCL New Energy Inc. | U.S. Energy Information Administration | http://www.eia.gov/electricity/data/browser/ | U.S. Energy Information Administration |  | 2019 | [5 empty] | 0.581 | 18.071 | U.S. Energy Information Administration |  |  |  |  | 13.03 | SOLAR-V1-NO-AGE | SOLAR-V1-NO-AGE | SOLAR-V1-NO-AGE | SOLAR-V1-NO-AGE | SOLAR-V1-NO-AGE
USA | United States of America | Golden Hills Solar |  | USA0061315 | 4.7 | 42.4000 | -72.0000 | Solar |  |  |  | 2016.9999999999998 | Golden Hills Solar LLC | U.S. Energy Information Administration | http://www.eia.gov/electricity/data/browser/ | U.S. Energy Information Administration |  | 2019 |  |  |  |  | 1.284 | 7.2620000000000005 | 7.435 | U.S. Energy Information Administration |  |  |  |  | 5.74 | HYDRO-V1 | HYDRO-V1 | HYDRO-V1 | HYDRO-V1 | HYDRO-V1
USA | United States of America | Eagle Point Solar |  | USA0061560 | 9.9 | 42.4008 | -122.8292 | Solar |  |  |  | 2018.0 | Norwest Energy 7 LLC | U.S. Energy Information Administration | http://www.eia.gov/electricity/data/browser/ | U.S. Energy Information Administration |  | 2019 |  |  |  |  | 0.0 | 18.684 | 18.865 | U.S. Energy Information Administration |  |  |  |  | 16.13 | SOLAR-V1-NO-AGE | SOLAR-V1-NO-AGE | SOLAR-V1-NO-AGE | SOLAR-V1-NO-AGE | SOLAR-V1-NO-AGE
USA | United States of America | Stetson Road Solar - Barre I |  | USA0059765 | 2 | 42.4029 | -72.1027 | Solar |  |  |  | 2014.0 | Kearsarge Solar LLC | U.S. Energy Information Administration | http://www.eia.gov/electricity/data/browser/ | U.S. Energy Information Administration |  | 2019 |  | 1.838 | 3.166 | 3.299 | 2.983 | 2.88 | 2.964 | U.S. Energy Information Administration |  |  | 2.80 | 2.99 | 2.62 | SOLAR-V1-NO-AGE | SOLAR-V1-NO-AGE | SOLAR-V1-NO-AGE | SOLAR-V1-NO-AGE | SOLAR-V1-NO-AGE
USA | United States of America | Hatfield Solar PV |  | USA0062091 | 3.6 | 42.4100 | -72.5700 | Solar |  |  |  | 2019.0 | NSTAR Electric Company | U.S. Energy Information Administration | http://www.eia.gov/electricity/data/browser/ | U.S. Energy Information Administration |  | 2019 | [5 empty] | 0.8190000000000001 | 5.499 | U.S. Energy Information Administration |  |  |  |  | 5.86 | SOLAR-V1-NO-AGE | SOLAR-V1-NO-AGE | SOLAR-V1-NO-AGE | SOLAR-V1-NO-AGE | SOLAR-V1-NO-AGE
USA | United States of America | Waste Water Treatment Plant |  | USA0059060 | 1.5 | 42.4100 | -73.2400 | Solar |  |  |  | 2012.0 | City of Pittsfield | U.S. Energy Information Administration | http://www.eia.gov/electricity/data/browser/ | U.S. Energy Information Administration |  | 2019 | 1.885 | 1.686 | 0.539 | 1.805 | 1.233 | 0.54 | 1.962 | U.S. Energy Information Administration | 1.78 | 2.07 | 2.04 | 2.11 | 1.61 | SOLAR-V1-NO-AGE | SOLAR-V1-NO-AGE | SOLAR-V1-NO-AGE | SOLAR-V1-NO-AGE | SOLAR-V1-NO-AGE
USA | United States of America | DG Webster LLC CSG |  | USA0061636 | 1.3 | 42.4139 | -71.5136 | Solar |  |  |  | 2018.0 | NRG DG Webster LLC | U.S. Energy Information Administration | http://www.eia.gov/electricity/data/browser/ | U.S. Energy Information Administration |  | 2019 |  |  |  |  | 1.964 | 7.344 | 7.054 | U.S. Energy Information Administration |  |  |  |  | 2.11 | SOLAR-V1-NO-AGE | SOLAR-V1-NO-AGE | SOLAR-V1-NO-AGE | SOLAR-V1-NO-AGE | SOLAR-V1-NO-AGE
USA | United States of America | Spring Hill Road |  | USA0059839 | 1.9 | 42.4190 | -72.1807 | Solar |  |  |  | 2016.0 | Sustainable Power Group LLC | U.S. Energy Information Administration | http://www.eia.gov/electricity/data/browser/ | U.S. Energy Information Administration |  | 2019 |  |  | 1.0230000000000001 | 3.205 | 2.704 | 2.806 | 2.934 | U.S. Energy Information Administration |  |  |  |  | 2.28 | NO-ESTIMATION | NO-ESTIMATION | NO-ESTIMATION | NO-ESTIMATION | CAPACITY-FACTOR-V1
USA | United States of America | Barre Solar III LLC |  | USA0062363 | 1 | 42.4193 | -72.1139 | Solar |  |  |  | 2018.0 | Barre Solar III LLC | U.S. Energy Information Administration | http://www.eia.gov/electricity/data/browser/ | U.S. Energy Information Administration |  | 2019 | [5 empty] | 1.305 | 1.522 | U.S. Energy Information Administration |  |  |  |  | 1.62 | WIND-V1 | WIND-V1 | WIND-V1 | WIND-V1 | WIND-V1
USA | United States of America | Syncarpha Still River LLC CSG |  | USA0061774 | 2 | 42.4207 | -71.6415 | Solar |  |  |  | 2017.0 | Syncarpha Still River LLC | U.S. Energy Information Administration | http://www.eia.gov/electricity/data/browser/ | U.S. Energy Information Administration |  | 2019 |  |  |  |  | 3.287 | 3.374 | 3.598 | U.S. Energy Information Administration |  |  |  |  | 3.25 | HYDRO-V1 | HYDRO-V1 | HYDRO-V1 | HYDRO-V1 | HYDRO-V1
USA | United States of America | Williamsburg |  | USA0062202 | 4 | 42.4259 | -72.7690 | Solar |  |  |  | 2019.0 | AES Distributed Energy | U.S. Energy Information Administration | http://www.eia.gov/electricity/data/browser/ | U.S. Energy Information Administration |  | 2019 | [6 empty] | 1.837 | U.S. Energy Information Administration |  |  |  |  | 6.51 | SOLAR-V1-NO-AGE | SOLAR-V1-NO-AGE | SOLAR-V1-NO-AGE | SOLAR-V1-NO-AGE | SOLAR-V1-NO-AGE
USA | United States of America | Houghton |  | USA0060454 | 2.6 | 42.4267 | -78.1566 | Solar |  |  |  | 2015.0 | Terraform Arcadia | U.S. Energy Information Administration | http://www.eia.gov/electricity/data/browser/ | U.S. Energy Information Administration | 69171 | 2019 |  |  |  | 3.1710000000000003 | 2.616 | 2.731 | 2.88 | U.S. Energy Information Administration |  |  |  | 3.24 | 3.33 | HYDRO-V1 | HYDRO-V1 | HYDRO-V1 | HYDRO-V1 | HYDRO-V1
USA | United States of America | Syncarpha Hancock II CSG |  | USA0061770 | 2 | 42.4269 | -73.3470 | Solar |  |  |  | 2017.0 | Syncarpha Hancock II LLC | U.S. Energy Information Administration | http://www.eia.gov/electricity/data/browser/ | U.S. Energy Information Administration |  | 2019 |  |  |  |  | 0.133 | 2.595 | 3.101 | U.S. Energy Information Administration |  |  |  |  | 3.25 | SOLAR-V1-NO-AGE | SOLAR-V1-NO-AGE | SOLAR-V1-NO-AGE | SOLAR-V1-NO-AGE | SOLAR-V1-NO-AGE
USA | United States of America | Syncarpha Hancock III CSG |  | USA0061771 | 1 | 42.4281 | -73.3326 | Solar |  |  |  | 2017.0 | Syncarpha Hancock III LLC | U.S. Energy Information Administration | http://www.eia.gov/electricity/data/browser/ | U.S. Energy Information Administration |  | 2019 |  |  |  |  | 0.085 | 1.397 | 1.541 | U.S. Energy Information Administration |  |  |  |  | 1.62 | HYDRO-V1 | HYDRO-V1 | HYDRO-V1 | HYDRO-V1 | HYDRO-V1
USA | United States of America | Maynard PV |  | USA0058412 | 1 | 42.4283 | -71.4356 | Solar |  |  |  | 2014.0 | Terraform Arcadia | U.S. Energy Information Administration | http://www.eia.gov/electricity/data/browser/ | U.S. Energy Information Administration |  | 2019 |  | 1.485 | 1.53 | 1.547 | 1.424 | 1.225 | 1.516 | U.S. Energy Information Administration |  |  | 1.55 | 1.49 | 1.35 | SOLAR-V1-NO-AGE | SOLAR-V1-NO-AGE | SOLAR-V1-NO-AGE | SOLAR-V1-NO-AGE | SOLAR-V1-NO-AGE
USA | United States of America | Sunderland Solar PV |  | USA0062090 | 1.1 | 42.4291 | -72.5399 | Solar |  |  |  | 2018.0 | NSTAR Electric Company | U.S. Energy Information Administration | http://www.eia.gov/electricity/data/browser/ | U.S. Energy Information Administration |  | 2019 | [5 empty] | 0.163 | 1.61 | U.S. Energy Information Administration |  |  |  |  | 1.79 | SOLAR-V1-NO-AGE | SOLAR-V1-NO-AGE | SOLAR-V1-NO-AGE | SOLAR-V1-NO-AGE | SOLAR-V1-NO-AGE
USA | United States of America | RGS-Rutland VNM SREC II Project (MA) |  | USA0059777 | 2.6 | 42.4318 | -71.9782 | Solar |  |  |  | 2015.0 | TerraForm Solar XVII LLC | U.S. Energy Information Administration | http://www.eia.gov/electricity/data/browser/ | U.S. Energy Information Administration |  | 2019 |  |  |  | 2.931 | 1.573 | 2.537 | 2.455 | U.S. Energy Information Administration |  |  |  | 3.78 | 3.32 | SOLAR-V1-NO-AGE | SOLAR-V1-NO-AGE | SOLAR-V1-NO-AGE | SOLAR-V1-NO-AGE | SOLAR-V1-NO-AGE
USA | United States of America | Syncarpha Hancock I CSG |  | USA0061769 | 2 | 42.4330 | -73.3361 | Solar |  |  |  | 2017.0 | Syncarpha Hancock I LLC | U.S. Energy Information Administration | http://www.eia.gov/electricity/data/browser/ | U.S. Energy Information Administration |  | 2019 |  |  |  |  | 0.068 | 2.597 | 3.051 | U.S. Energy Information Administration |  |  |  |  | 3.25 | SOLAR-V1-NO-AGE | SOLAR-V1-NO-AGE | SOLAR-V1-NO-AGE | SOLAR-V1-NO-AGE | SOLAR-V1-NO-AGE
USA | United States of America | Stow PV |  | USA0059015 | 2 | 42.4369 | -71.5061 | Solar |  |  |  | 2014.0 | Main Street Power | U.S. Energy Information Administration | http://www.eia.gov/electricity/data/browser/ | U.S. Energy Information Administration |  | 2019 | 0.03 | 3.0460000000000003 | 3.017 | 3.223 | 2.945 | 2.424 | 2.925 | U.S. Energy Information Administration |  |  | 3.19 | 3.07 | 2.85 | SOLAR-V1-NO-AGE | SOLAR-V1-NO-AGE | SOLAR-V1-NO-AGE | SOLAR-V1-NO-AGE | SOLAR-V1-NO-AGE
USA | United States of America | Hinsdale Solar PV |  | USA0062064 | 2 | 42.4400 | -73.1100 | Solar |  |  |  | 2019.0 | NSTAR Electric Company | U.S. Energy Information Administration | http://www.eia.gov/electricity/data/browser/ | U.S. Energy Information Administration |  | 2019 | [6 empty] | 2.511 | U.S. Energy Information Administration |  |  |  |  | 3.25 | NO-ESTIMATION | NO-ESTIMATION | NO-ESTIMATION | NO-ESTIMATION | CAPACITY-FACTOR-V1
USA | United States of America | CES Sterling LLC |  | USA0058387 | 2.4 | 42.4419 | -71.7222 | Solar |  |  |  | 2013.0 | SunEdison LLC | U.S. Energy Information Administration | http://www.eia.gov/electricity/data/browser/ | U.S. Energy Information Administration | 70118 | 2019 |  | 3.149 | 2.043 | 3.411 | 3.078 | 2.9330000000000003 | 3.1 | U.S. Energy Information Administration |  | 2.94 | 3.45 | 3.58 | 3.25 | SOLAR-V1-NO-AGE | SOLAR-V1-NO-AGE | SOLAR-V1-NO-AGE | SOLAR-V1-NO-AGE | SOLAR-V1-NO-AGE
USA | United States of America | Concord Solar Farm |  | USA0059768 | 1.5 | 42.4440 | -71.3350 | Solar |  |  |  | 2014.0 | Kearsarge Solar LLC | U.S. Energy Information Administration | http://www.eia.gov/electricity/data/browser/ | U.S. Energy Information Administration | 69228 | 2019 |  | 1.458 | 2.031 | 2.16 | 2.05 | 1.989 | 2.064 | U.S. Energy Information Administration |  |  | 2.50 | 2.39 | 2.26 | NO-ESTIMATION | NO-ESTIMATION | NO-ESTIMATION | NO-ESTIMATION | CAPACITY-FACTOR-V1
USA | United States of America | Ellis Solar |  | USA0062413 | 18 | 42.4446 | -76.4332 | Solar |  |  |  | 2020.0 | Dryden-Tompkins Solar I LLC | U.S. Energy Information Administration | http://www.eia.gov/electricity/data/browser/ | U.S. Energy Information Administration |  | 2019 | [6 empty] | 0 | U.S. Energy Information Administration |  |  |  |  | 29.33 | SOLAR-V1-NO-AGE | SOLAR-V1-NO-AGE | SOLAR-V1-NO-AGE | SOLAR-V1-NO-AGE | SOLAR-V1-NO-AGE
USA | United States of America | Whately Solar |  | USA0059033 | 1.5 | 42.4461 | -72.6236 | Solar |  |  |  | 2013.0 | Citizens Enterprises Corporation | U.S. Energy Information Administration | http://www.eia.gov/electricity/data/browser/ | U.S. Energy Information Administration |  | 2019 | 1.921 | 2.064 | 2.112 | 2.13 | 2.101 | 2.12 | 2.149 | U.S. Energy Information Administration |  | 2.09 | 2.11 | 2.20 | 1.94 | NO-ESTIMATION | NO-ESTIMATION | NO-ESTIMATION | NO-ESTIMATION | CAPACITY-FACTOR-V1
USA | United States of America | Harford Solar Farm |  | USA0061030 | 2 | 42.4480 | -76.2450 | Solar |  |  |  | 2017.0 | Laertes Solar LLC | U.S. Energy Information Administration | http://www.eia.gov/electricity/data/browser/ | U.S. Energy Information Administration |  | 2019 |  |  |  | 0.032 | 2.811 | 2.8080000000000003 | 2.986 | U.S. Energy Information Administration |  |  |  |  | 3.25 | SOLAR-V1-NO-AGE | SOLAR-V1-NO-AGE | SOLAR-V1-NO-AGE | SOLAR-V1-NO-AGE | SOLAR-V1-NO-AGE
USA | United States of America | Kearsarge Concord II |  | USA0061814 | 4.5 | 42.4493 | -71.4204 | Solar |  |  |  | 2017.0 | Kearsarge Concord II LLC | U.S. Energy Information Administration | http://www.eia.gov/electricity/data/browser/ | U.S. Energy Information Administration |  | 2019 | [5 empty] | 6.684 | 7.109 | U.S. Energy Information Administration |  |  |  |  | 7.33 | SOLAR-V1-NO-AGE | SOLAR-V1-NO-AGE | SOLAR-V1-NO-AGE | SOLAR-V1-NO-AGE | SOLAR-V1-NO-AGE
USA | United States of America | Bolton PV |  | USA0059014 | 4.9 | 42.4497 | -71.6431 | Solar |  |  |  | 2014.0 | Main Street Power | U.S. Energy Information Administration | http://www.eia.gov/electricity/data/browser/ | U.S. Energy Information Administration | 68397 | 2019 | 0.0 | 7.426 | 7.414000000000001 | 8.008000000000001 | 7.221 | 6.835 | 6.987 | U.S. Energy Information Administration |  |  | 7.29 | 7.70 | 7.27 | WIND-V1 | WIND-V1 | WIND-V1 | WIND-V1 | WIND-V1
USA | United States of America | MA Solar Storage 1 Hybrid |  | USA0061730 | 2.1 | 42.4507 | -71.7426 | Solar | Storage |  |  | 2018.0 | Origis Energy USA Inc | U.S. Energy Information Administration | http://www.eia.gov/electricity/data/browser/ | U.S. Energy Information Administration |  | 2019 | [5 empty] | 0.821 | 1.271 | U.S. Energy Information Administration |  |  |  |  | 3.42 | NO-ESTIMATION | NO-ESTIMATION | NO-ESTIMATION | NO-ESTIMATION | SOLAR-V1
USA | United States of America | Silver Lake Solar Photovoltaic Facility |  | USA0057676 | 1.8 | 42.4525 | -73.2403 | Solar |  |  |  | 2011.0 | Western Massachusetts Electric Company | U.S. Energy Information Administration | http://www.eia.gov/electricity/data/browser/ | U.S. Energy Information Administration | 62603 | 2019 | 0.037 | 1.988 | 2.057 | 2.092 | 1.815 | 1.97 | 1.857 | U.S. Energy Information Administration | 2.32 | 2.37 | 2.32 | 2.27 | 1.69 | SOLAR-V1-NO-AGE | SOLAR-V1-NO-AGE | SOLAR-V1-NO-AGE | SOLAR-V1-NO-AGE | SOLAR-V1-NO-AGE
USA | United States of America | Enfield Community Solar |  | USA0062029 | 1.8 | 42.4533 | -76.5948 | Solar |  |  |  | 2018.0 | Enfield Community Solar | U.S. Energy Information Administration | http://www.eia.gov/electricity/data/browser/ | U.S. Energy Information Administration |  | 2019 | [5 empty] | 2.352 | 2.325 | U.S. Energy Information Administration |  |  |  |  | 2.93 | SOLAR-V1-NO-AGE | SOLAR-V1-NO-AGE | SOLAR-V1-NO-AGE | SOLAR-V1-NO-AGE | SOLAR-V1-NO-AGE
USA | United States of America | South Sioux City Solar |  | USA0060823 | 2.3 | 42.4585 | -96.4397 | Solar |  |  |  | 2017.0 | Tesla Inc. | U.S. Energy Information Administration | http://www.eia.gov/electricity/data/browser/ | U.S. Energy Information Administration |  | 2019 |  |  |  | 0.0 | 2.787 | 2.6310000000000002 | 2.913 | U.S. Energy Information Administration |  |  |  |  | 3.74 | SOLAR-V1-NO-AGE | SOLAR-V1-NO-AGE | SOLAR-V1-NO-AGE | SOLAR-V1-NO-AGE | SOLAR-V1-NO-AGE
USA | United States of America | Fairview Farms Solar |  | USA0058974 | 2 | 42.4597 | -72.6103 | Solar |  |  |  | 2014.0 | Fairview Farms Solar LLC | U.S. Energy Information Administration | http://www.eia.gov/electricity/data/browser/ | U.S. Energy Information Administration | 68863 | 2019 |  | 1.117 | 2.649 | 2.504 | 2.856 | 2.775 | 2.881 | U.S. Energy Information Administration |  |  | 2.57 | 2.82 | 2.62 | SOLAR-V1-NO-AGE | SOLAR-V1-NO-AGE | SOLAR-V1-NO-AGE | SOLAR-V1-NO-AGE | SOLAR-V1-NO-AGE
USA | United States of America | Podunk Road CSG |  | USA0062834 | 2.2 | 42.4681 | -76.6529 | Solar |  |  |  | 2019.0 | NY Enfield I LLC | U.S. Energy Information Administration | http://www.eia.gov/electricity/data/browser/ | U.S. Energy Information Administration |  | 2019 | [6 empty] | 1.095 | U.S. Energy Information Administration |  |  |  |  | 3.58 | NO-ESTIMATION | NO-ESTIMATION | NO-ESTIMATION | NO-ESTIMATION | CAPACITY-FACTOR-V1
USA | United States of America | Town of Lexington Solar |  | USA0060816 | 1.6 | 42.4691 | -71.2555 | Solar |  |  |  | 2017.0 | Syncarpha Lexington LLC | U.S. Energy Information Administration | http://www.eia.gov/electricity/data/browser/ | U.S. Energy Information Administration |  | 2019 |  |  |  |  | 1.572 | 2.449 | 2.505 | U.S. Energy Information Administration |  |  |  |  | 2.6 | SOLAR-V1-NO-AGE | SOLAR-V1-NO-AGE | SOLAR-V1-NO-AGE | SOLAR-V1-NO-AGE | SOLAR-V1-NO-AGE
USA | United States of America | KS Solar Six LLC |  | USA0059468 | 2.5 | 42.4708 | -72.0450 | Solar |  |  |  | 2014.0 | Kearsarge Solar LLC | U.S. Energy Information Administration | http://www.eia.gov/electricity/data/browser/ | U.S. Energy Information Administration | 69226 | 2019 |  | 2.924 | 3.06 | 3.2560000000000002 | 2.923 | 2.862 | 2.994 | U.S. Energy Information Administration |  |  | 3.50 | 3.73 | 3.27 | SOLAR-V1-NO-AGE | SOLAR-V1-NO-AGE | SOLAR-V1-NO-AGE | SOLAR-V1-NO-AGE | SOLAR-V1-NO-AGE
USA | United States of America | Acton Solar Landfill |  | USA0059543 | 1.6 | 42.4733 | -71.4306 | Solar |  |  |  | 2014.0 | Heliovaas LLC | U.S. Energy Information Administration | http://www.eia.gov/electricity/data/browser/ | U.S. Energy Information Administration |  | 2019 |  | 2.0300000000000002 | 2.0220000000000002 | 2.123 | 1.941 | 1.786 | 1.923 | U.S. Energy Information Administration |  |  | 2.65 | 2.55 | 2.36 | SOLAR-V1-NO-AGE | SOLAR-V1-NO-AGE | SOLAR-V1-NO-AGE | SOLAR-V1-NO-AGE | SOLAR-V1-NO-AGE
USA | United States of America | Brockelman |  | USA0059241 | 3 | 42.4814 | -71.7169 | Solar |  |  |  | 2013.0 | Integrys MA Solar LLC | U.S. Energy Information Administration | http://www.eia.gov/electricity/data/browser/ | U.S. Energy Information Administration |  | 2019 | 0.056 | 4.914 | 4.968 | 5.303 | 4.579 | 3.294 | 1.856 | U.S. Energy Information Administration |  | 3.77 | 4.41 | 4.58 | 4.17 | SOLAR-V1-NO-AGE | SOLAR-V1-NO-AGE | SOLAR-V1-NO-AGE | SOLAR-V1-NO-AGE | SOLAR-V1-NO-AGE
USA | United States of America | Cedar Falls Solar Farm |  | USA0062321 | 1.5 | 42.4814 | -92.4582 | Solar |  |  |  | 2016.0 | Cedar Falls Solar Farm LLC | U.S. Energy Information Administration | http://www.eia.gov/electricity/data/browser/ | U.S. Energy Information Administration |  | 2019 | [5 empty] | 2.552 | 2.409 | U.S. Energy Information Administration |  |  |  |  | 2.44 | HYDRO-V1 | HYDRO-V1 | HYDRO-V1 | HYDRO-V1 | HYDRO-V1
USA | United States of America | GSPP Boxborough Littleton (MA) |  | USA0062890 | 4 | 42.4856 | -71.5409 | Solar |  |  |  | 2019.0 | GSPP Boxborough Littleton LLC | U.S. Energy Information Administration | http://www.eia.gov/electricity/data/browser/ | U.S. Energy Information Administration |  | 2019 | [6 empty] | 5.5 | U.S. Energy Information Administration |  |  |  |  | 6.51 | SOLAR-V1-NO-AGE | SOLAR-V1-NO-AGE | SOLAR-V1-NO-AGE | SOLAR-V1-NO-AGE | SOLAR-V1-NO-AGE
USA | United States of America | Pittsfield 44 - M&W PV |  | USA0062264 | 1.2 | 42.4874 | -73.2158 | Solar |  |  |  | 2018.0 | NSTAR Electric Company | U.S. Energy Information Administration | http://www.eia.gov/electricity/data/browser/ | U.S. Energy Information Administration |  | 2019 | [5 empty] | 0.4 | 1.562 | U.S. Energy Information Administration |  |  |  |  | 1.95 | SOLAR-V1-NO-AGE | SOLAR-V1-NO-AGE | SOLAR-V1-NO-AGE | SOLAR-V1-NO-AGE | SOLAR-V1-NO-AGE
USA | United States of America | East Acres Solar NG LLC |  | USA0061755 | 5.8 | 42.4875 | -73.2423 | Solar |  |  |  | 2017.0000000000002 | NuGen Capital Management | U.S. Energy Information Administration | http://www.eia.gov/electricity/data/browser/ | U.S. Energy Information Administration |  | 2019 |  |  |  |  | 3.672 | 4.198 | 4.582 | U.S. Energy Information Administration |  |  |  |  | 9.45 | NO-ESTIMATION | NO-ESTIMATION | NO-ESTIMATION | NO-ESTIMATION | CAPACITY-FACTOR-V1
USA | United States of America | Dryden Rd #2 Community Solar Farm CSG |  | USA0062477 | 2 | 42.4878 | -76.3200 | Solar |  |  |  | 2020.0 | Delaware River Solar LLC | U.S. Energy Information Administration | http://www.eia.gov/electricity/data/browser/ | U.S. Energy Information Administration |  | 2019 | [6 empty] | 0 | U.S. Energy Information Administration |  |  |  |  | 3.25 | NO-ESTIMATION | NO-ESTIMATION | NO-ESTIMATION | NO-ESTIMATION | CAPACITY-FACTOR-V1
USA | United States of America | West Dubuque Solar |  | USA0060951 | 3.8 | 42.4918 | -90.7922 | Solar |  |  |  | 2017.0 | Interstate Power and Light Co | U.S. Energy Information Administration | http://www.eia.gov/electricity/data/browser/ | U.S. Energy Information Administration |  | 2019 |  |  |  |  | 0.672 | 2.851 | 5.062 | U.S. Energy Information Administration |  |  |  |  | 6.19 | NO-ESTIMATION | NO-ESTIMATION | NO-ESTIMATION | NO-ESTIMATION | CAPACITY-FACTOR-V1
USA | United States of America | Cornell Snyder Road Solar Array |  | USA0059470 | 1.8 | 42.4975 | -76.4600 | Solar |  |  |  | 2014.0 | Ulysses Solar LLC | U.S. Energy Information Administration | http://www.eia.gov/electricity/data/browser/ | U.S. Energy Information Administration | 68584 | 2019 |  | 0.33 | 2.114 | 2.279 | 2.059 | 1.9080000000000001 | 2.018 | U.S. Energy Information Administration |  |  | 1.98 | 2.40 | 2.32 | SOLAR-V1-NO-AGE | SOLAR-V1-NO-AGE | SOLAR-V1-NO-AGE | SOLAR-V1-NO-AGE | SOLAR-V1-NO-AGE
USA | United States of America | Theodore Drive Community Solar |  | USA0061296 | 1.5 | 42.5000 | -71.8000 | Solar |  |  |  | 2018.0 | Theodore Drive Solar LLC | U.S. Energy Information Administration | http://www.eia.gov/electricity/data/browser/ | U.S. Energy Information Administration |  | 2019 |  |  |  |  | 0.0 | 2.1750000000000003 | 2.425 | U.S. Energy Information Administration |  |  |  |  | 2.44 | SOLAR-V1-NO-AGE | SOLAR-V1-NO-AGE | SOLAR-V1-NO-AGE | SOLAR-V1-NO-AGE | SOLAR-V1-NO-AGE
USA | United States of America | Montague Site 36-Grosolar |  | USA0062092 | 4.1 | 42.5000 | -72.5000 | Solar |  |  |  | 2018.0 | NSTAR Electric Company | U.S. Energy Information Administration | http://www.eia.gov/electricity/data/browser/ | U.S. Energy Information Administration |  | 2019 | [5 empty] | 0.609 | 5.8 | U.S. Energy Information Administration |  |  |  |  | 6.68 | SOLAR-V1-NO-AGE | SOLAR-V1-NO-AGE | SOLAR-V1-NO-AGE | SOLAR-V1-NO-AGE | SOLAR-V1-NO-AGE
USA | United States of America | AIS Solar Project |  | USA0060986 | 2.5 | 42.5019 | -71.7378 | Solar |  |  |  | 2017.0 | Terraform Arcadia | U.S. Energy Information Administration | http://www.eia.gov/electricity/data/browser/ | U.S. Energy Information Administration |  | 2019 |  |  |  | 0.013000000000000001 | 3.621 | 3.553 | 3.615 | U.S. Energy Information Administration |  |  |  |  | 4.07 | SOLAR-V1-NO-AGE | SOLAR-V1-NO-AGE | SOLAR-V1-NO-AGE | SOLAR-V1-NO-AGE | SOLAR-V1-NO-AGE
USA | United States of America | Tompkins Cortland Community College |  | USA0060431 | 2 | 42.5025 | -76.2865 | Solar |  |  |  | 2015.0 | SEC LHNY Solar One LLC | U.S. Energy Information Administration | http://www.eia.gov/electricity/data/browser/ | U.S. Energy Information Administration |  | 2019 |  |  |  | 2.666 | 2.505 | 2.818 | 2.678 | U.S. Energy Information Administration |  |  |  | 2.49 | 2.62 | SOLAR-V1-NO-AGE | SOLAR-V1-NO-AGE | SOLAR-V1-NO-AGE | SOLAR-V1-NO-AGE | SOLAR-V1-NO-AGE
USA | United States of America | Plainfield Community Solar LLC |  | USA0062579 | 2 | 42.5205 | -72.9191 | Solar |  |  |  | 2019.0 | Plainfield Solar LLC | U.S. Energy Information Administration | http://www.eia.gov/electricity/data/browser/ | U.S. Energy Information Administration |  | 2019 | [6 empty] | 2.006 | U.S. Energy Information Administration |  |  |  |  | 3.25 | SOLAR-V1-NO-AGE | SOLAR-V1-NO-AGE | SOLAR-V1-NO-AGE | SOLAR-V1-NO-AGE | SOLAR-V1-NO-AGE
USA | United States of America | Templeton |  | USA0059731 | 3 | 42.5212 | -72.0673 | Solar |  |  |  | 2015.0 | Sunny Templeton LLC | U.S. Energy Information Administration | http://www.eia.gov/electricity/data/browser/ | U.S. Energy Information Administration |  | 2019 |  | 0.041 | 4.971 | 5.484 | 4.924 | 4.73 | 4.062 | U.S. Energy Information Administration |  |  |  | 4.71 | 4.02 | NO-ESTIMATION | NO-ESTIMATION | NO-ESTIMATION | NO-ESTIMATION | CAPACITY-FACTOR-V1
USA | United States of America | EDF Lancaster |  | USA0059140 | 4.5 | 42.5292 | -71.6653 | Solar |  |  |  | 2014.0 | EDF Renewable Asset Holdings Inc. | U.S. Energy Information Administration | http://www.eia.gov/electricity/data/browser/ | U.S. Energy Information Administration | 68253 | 2019 |  | 3.209 | 6.165 | 6.947 | 6.208 | 5.8340000000000005 | 6.315 | U.S. Energy Information Administration |  |  | 6.36 | 6.77 | 6.2 | HYDRO-V1 | HYDRO-V1 | HYDRO-V1 | HYDRO-V1 | HYDRO-V1
USA | United States of America | Bethlehem - East |  | USA0060477 | 1.7 | 42.5390 | -73.8243 | Solar |  |  |  | 2016.0 | DG Bethlehem Solar LLC | U.S. Energy Information Administration | http://www.eia.gov/electricity/data/browser/ | U.S. Energy Information Administration |  | 2019 |  |  |  | 0.963 | 1.172 | 2.016 | 2.355 | U.S. Energy Information Administration |  |  |  |  | 1.89 | SOLAR-V1-NO-AGE | SOLAR-V1-NO-AGE | SOLAR-V1-NO-AGE | SOLAR-V1-NO-AGE | SOLAR-V1-NO-AGE
USA | United States of America | Bethlehem - West |  | USA0060478 | 1 | 42.5390 | -73.8243 | Solar |  |  |  | 2016.0 | DG Bethlehem Solar LLC | U.S. Energy Information Administration | http://www.eia.gov/electricity/data/browser/ | U.S. Energy Information Administration |  | 2019 |  |  |  | 1.329 | 1.548 | 2.016 | 1.414 | U.S. Energy Information Administration |  |  |  |  | 1.02 | NO-ESTIMATION | NO-ESTIMATION | NO-ESTIMATION | NO-ESTIMATION | CAPACITY-FACTOR-V1
USA | United States of America | Clif Bar Bakery of Twin Falls |  | USA0062151 | 2 | 42.5410 | -114.4125 | Solar |  |  |  | 2019.0 | Borrego Solar Systems Inc | U.S. Energy Information Administration | http://www.eia.gov/electricity/data/browser/ | U.S. Energy Information Administration |  | 2019 | [6 empty] | 1.436 | U.S. Energy Information Administration |  |  |  |  | 3.25 | NO-ESTIMATION | NO-ESTIMATION | NO-ESTIMATION | NO-ESTIMATION | CAPACITY-FACTOR-V1
USA | United States of America | Shirley Landfill |  | USA0060753 | 1 | 42.5417 | -71.6764 | Solar |  |  |  | 2017.0 | Altus Power America Management LLC | U.S. Energy Information Administration | http://www.eia.gov/electricity/data/browser/ | U.S. Energy Information Administration |  | 2019 |  |  |  |  | 0.801 | 1.399 | 1.56 | U.S. Energy Information Administration |  |  |  |  | 1.62 | NO-ESTIMATION | NO-ESTIMATION | NO-ESTIMATION | NO-ESTIMATION | CAPACITY-FACTOR-V1
USA | United States of America | Pool Brook Rd Community Solar Farm |  | USA0062156 | 2 | 42.5422 | -75.0834 | Solar |  |  |  | 2019.0 | Generate Capital | U.S. Energy Information Administration | http://www.eia.gov/electricity/data/browser/ | U.S. Energy Information Administration |  | 2019 | [6 empty] | 0 | U.S. Energy Information Administration |  |  |  |  | 3.25 | NO-ESTIMATION | NO-ESTIMATION | NO-ESTIMATION | NO-ESTIMATION | CAPACITY-FACTOR-V1
USA | United States of America | MDFA Devens-Saratoga |  | USA0061350 | 2.5 | 42.5441 | -71.5988 | Solar |  |  |  | 2016.0 | Terraform Arcadia | U.S. Energy Information Administration | http://www.eia.gov/electricity/data/browser/ | U.S. Energy Information Administration |  | 2019 |  |  |  | 0.0 | 2.315 | 3.396 | 3.387 | U.S. Energy Information Administration |  |  |  |  | 3.16 | NO-ESTIMATION | NO-ESTIMATION | NO-ESTIMATION | NO-ESTIMATION | CAPACITY-FACTOR-V1
USA | United States of America | GSPP Devens LLC |  | USA0062824 | 2.2 | 42.5442 | -71.5860 | Solar |  |  |  | 2019.0 | Green Street Power Partners | U.S. Energy Information Administration | http://www.eia.gov/electricity/data/browser/ | U.S. Energy Information Administration |  | 2019 | [6 empty] | 2.028 | U.S. Energy Information Administration |  |  |  |  | 3.58 | NO-ESTIMATION | NO-ESTIMATION | NO-ESTIMATION | NO-ESTIMATION | CAPACITY-FACTOR-V1
USA | United States of America | Wilmington Solar |  | USA0060736 | 2 | 42.5463 | -71.1753 | Solar |  |  |  | 2015.0 | Marina Energy LLC | U.S. Energy Information Administration | http://www.eia.gov/electricity/data/browser/ | U.S. Energy Information Administration |  | 2019 |  |  |  | 3.19 | 2.951 | 2.787 | 2.702 | U.S. Energy Information Administration |  |  |  | 3.08 | 2.98 | SOLAR-V1-NO-AGE | SOLAR-V1-NO-AGE | SOLAR-V1-NO-AGE | SOLAR-V1-NO-AGE | SOLAR-V1-NO-AGE
USA | United States of America | Nextsun Energy Littleton |  | USA0062842 | 5 | 42.5515 | -71.5102 | Solar |  |  |  | 2013.0 | Nextsun Energy Littleton LLC | U.S. Energy Information Administration | http://www.eia.gov/electricity/data/browser/ | U.S. Energy Information Administration |  | 2019 | [6 empty] | 5.78 | U.S. Energy Information Administration |  |  |  |  | 8.14 | NO-ESTIMATION | NO-ESTIMATION | NO-ESTIMATION | NO-ESTIMATION | CAPACITY-FACTOR-V1
USA | United States of America | Hunt Farm Solar |  | USA0059820 | 3 | 42.5537 | -72.2997 | Solar |  |  |  | 2013.0 | Hunt Farm Solar LLC | U.S. Energy Information Administration | http://www.eia.gov/electricity/data/browser/ | U.S. Energy Information Administration |  | 2019 |  | 3.6 | 3.7680000000000002 | 4.106 | 3.737 | 3.681 | 3.846 | U.S. Energy Information Administration |  | 4.20 | 4.16 | 4.39 | 4.01 | SOLAR-V1-NO-AGE | SOLAR-V1-NO-AGE | SOLAR-V1-NO-AGE | SOLAR-V1-NO-AGE | SOLAR-V1-NO-AGE
USA | United States of America | Shirley Water |  | USA0060498 | 2 | 42.5546 | -71.6235 | Solar |  |  |  | 2016.0 | Altus Power America Management LLC | U.S. Energy Information Administration | http://www.eia.gov/electricity/data/browser/ | U.S. Energy Information Administration |  | 2019 |  |  |  | 0.992 | 2.869 | 1.329 | 3.083 | U.S. Energy Information Administration |  |  |  |  | 2.53 | NO-ESTIMATION | NO-ESTIMATION | NO-ESTIMATION | NO-ESTIMATION | CAPACITY-FACTOR-V1
USA | United States of America | Devens |  | USA0059358 | 3 | 42.5592 | -71.6259 | Solar |  |  |  | 2014.0 | Altus Power America Management LLC | U.S. Energy Information Administration | http://www.eia.gov/electricity/data/browser/ | U.S. Energy Information Administration | 68254 | 2019 |  | 2.365 | 4.987 | 5.015 | 4.636 | 4.421 | 3.815 | U.S. Energy Information Administration |  |  | 4.30 | 4.58 | 4.2 | SOLAR-V1-NO-AGE | SOLAR-V1-NO-AGE | SOLAR-V1-NO-AGE | SOLAR-V1-NO-AGE | SOLAR-V1-NO-AGE
USA | United States of America | Savoy Solar PV |  | USA0062065 | 2 | 42.5600 | -73.0500 | Solar |  |  |  | 2019.0 | NSTAR Electric Company | U.S. Energy Information Administration | http://www.eia.gov/electricity/data/browser/ | U.S. Energy Information Administration |  | 2019 | [6 empty] | 2.664 | U.S. Energy Information Administration |  |  |  |  | 3.25 | SOLAR-V1-NO-AGE | SOLAR-V1-NO-AGE | SOLAR-V1-NO-AGE | SOLAR-V1-NO-AGE | SOLAR-V1-NO-AGE
USA | United States of America | Kearsarge Wilmington |  | USA0062559 | 1.6 | 42.5613 | -71.1369 | Solar |  |  |  | 2018.0 | Kearsarge Wilmington LLC | U.S. Energy Information Administration | http://www.eia.gov/electricity/data/browser/ | U.S. Energy Information Administration |  | 2019 | [6 empty] | 2.315 | U.S. Energy Information Administration |  |  |  |  | 2.6 | NO-ESTIMATION | NO-ESTIMATION | NO-ESTIMATION | NO-ESTIMATION | CAPACITY-FACTOR-V1
USA | United States of America | Leominster |  | USA0060073 | 2 | 42.5616 | -71.7554 | Solar |  |  |  | 2015.0 | Syncarpha Massachusetts LLC | U.S. Energy Information Administration | http://www.eia.gov/electricity/data/browser/ | U.S. Energy Information Administration | 66116 | 2019 |  |  | 2.475 | 3.189 | 2.98 | 2.991 | 3.101 | U.S. Energy Information Administration |  |  |  | 3.00 | 2.62 | HYDRO-V1 | HYDRO-V1 | HYDRO-V1 | HYDRO-V1 | HYDRO-V1
USA | United States of America | Nexamp Peak CSG |  | USA0060879 | 2 | 42.5621 | -73.2871 | Solar |  |  |  | 2016.0 | Nexamp Peak LLC | U.S. Energy Information Administration | http://www.eia.gov/electricity/data/browser/ | U.S. Energy Information Administration |  | 2019 |  |  |  | 2.516 | 2.3000000000000003 | 1.922 | 2.253 | U.S. Energy Information Administration |  |  |  |  | 2.14 | SOLAR-V1-NO-AGE | SOLAR-V1-NO-AGE | SOLAR-V1-NO-AGE | SOLAR-V1-NO-AGE | SOLAR-V1-NO-AGE
USA | United States of America | Deerfield CSG Solar |  | USA0060775 | 6 | 42.5629 | -72.5892 | Solar |  |  |  | 2018.0 | LSDP 11 LLC | U.S. Energy Information Administration | http://www.eia.gov/electricity/data/browser/ | U.S. Energy Information Administration |  | 2019 |  |  |  |  | 0.036000000000000004 | 4.737 | 3.319 | U.S. Energy Information Administration |  |  |  |  | 9.77 | SOLAR-V1-NO-AGE | SOLAR-V1-NO-AGE | SOLAR-V1-NO-AGE | SOLAR-V1-NO-AGE | SOLAR-V1-NO-AGE
USA | United States of America | EBZ Solar |  | USA0059032 | 2.5 | 42.5706 | -71.6250 | Solar |  |  |  | 2013.0 | Citizens Enterprises Corporation | U.S. Energy Information Administration | http://www.eia.gov/electricity/data/browser/ | U.S. Energy Information Administration |  | 2019 | 3.842 | 3.686 | 3.662 | 3.962 | 3.674 | 3.52 | 3.49 | U.S. Energy Information Administration |  | 3.06 | 3.59 | 3.73 | 3.39 | SOLAR-V1-NO-AGE | SOLAR-V1-NO-AGE | SOLAR-V1-NO-AGE | SOLAR-V1-NO-AGE | SOLAR-V1-NO-AGE
USA | United States of America | Barton Acres Solar LLC CSG |  | USA0063558 | 1 | 42.5720 | -72.1640 | Solar |  |  |  | 2017.0 | 38 Degrees North LLC | U.S. Energy Information Administration | http://www.eia.gov/electricity/data/browser/ | U.S. Energy Information Administration |  | 2019 | [6 empty] | 1.637 | U.S. Energy Information Administration |  |  |  |  | 1.62 | SOLAR-V1-NO-AGE | SOLAR-V1-NO-AGE | SOLAR-V1-NO-AGE | SOLAR-V1-NO-AGE | SOLAR-V1-NO-AGE
USA | United States of America | Axio Green LLC |  | USA0058702 | 2 | 42.5761 | -72.6100 | Solar |  |  |  | 2012.0 | Axio Green LLC | U.S. Energy Information Administration | http://www.eia.gov/electricity/data/browser/ | U.S. Energy Information Administration |  | 2019 | 2.67003 | 2.36016 | 1.693 | 2.853 | 2.203 | 2.215 | 2.327 | U.S. Energy Information Administration | 2.32 | 2.94 | 2.71 | 2.82 | 2.26 | SOLAR-V1-NO-AGE | SOLAR-V1-NO-AGE | SOLAR-V1-NO-AGE | SOLAR-V1-NO-AGE | SOLAR-V1-NO-AGE
USA | United States of America | HQC Rock River Solar Power Gen Station |  | USA0060573 | 2.1 | 42.5788 | -89.0330 | Solar |  |  |  | 2016.0 | HQC Rock River Solar Power Generation Station LLC | U.S. Energy Information Administration | http://www.eia.gov/electricity/data/browser/ | U.S. Energy Information Administration | 69602 | 2019 |  |  |  | 1.3731300000000002 | 3.25413 | 3.17691 | 3.053 | U.S. Energy Information Administration |  |  |  |  | 2.89 | NO-ESTIMATION | NO-ESTIMATION | NO-ESTIMATION | NO-ESTIMATION | CAPACITY-FACTOR-V1
USA | United States of America | Iron Horse Solar 4 LLC |  | USA0060799 | 4.5 | 42.5800 | -71.2603 | Solar |  |  |  | 2017.0 | Iron Horse Solar 4 LLC | U.S. Energy Information Administration | http://www.eia.gov/electricity/data/browser/ | U.S. Energy Information Administration |  | 2019 |  |  |  |  | 4.248 | 7.014 | 7.426 | U.S. Energy Information Administration |  |  |  |  | 7.33 | NO-ESTIMATION | NO-ESTIMATION | NO-ESTIMATION | NO-ESTIMATION | CAPACITY-FACTOR-V1
USA | United States of America | 265 Pleasant Solar NG LLC |  | USA0059485 | 2.2 | 42.5814 | -71.7622 | Solar |  |  |  | 2014.0 | NuGen Capital Management | U.S. Energy Information Administration | http://www.eia.gov/electricity/data/browser/ | U.S. Energy Information Administration |  | 2019 |  | 0.523 | 1.479 | 1.5 | 1.372 | 1.315 | 1.352 | U.S. Energy Information Administration |  |  | 3.08 | 3.24 | 2.88 | SOLAR-V1-NO-AGE | SOLAR-V1-NO-AGE | SOLAR-V1-NO-AGE | SOLAR-V1-NO-AGE | SOLAR-V1-NO-AGE
USA | United States of America | Middleton Solar Park |  | USA0063214 | 5 | 42.5817 | -70.9987 | Solar |  |  |  | 2018.0 | HG Solar Development LLC | U.S. Energy Information Administration | http://www.eia.gov/electricity/data/browser/ | U.S. Energy Information Administration |  | 2019 | [6 empty] | 7.232 | U.S. Energy Information Administration |  |  |  |  | 8.14 | SOLAR-V1-NO-AGE | SOLAR-V1-NO-AGE | SOLAR-V1-NO-AGE | SOLAR-V1-NO-AGE | SOLAR-V1-NO-AGE
USA | United States of America | Iron Horse Solar I CSG |  | USA0060855 | 2.9 | 42.5829 | -71.2464 | Solar |  |  |  | 2017.0000000000002 | Iron Horse Solar 1 LLC | U.S. Energy Information Administration | http://www.eia.gov/electricity/data/browser/ | U.S. Energy Information Administration | 70703 | 2019 |  |  |  | 0.0 | 3.9370000000000003 | 4.114 | 4.258 | U.S. Energy Information Administration |  |  |  |  | 4.72 | SOLAR-V1-NO-AGE | SOLAR-V1-NO-AGE | SOLAR-V1-NO-AGE | SOLAR-V1-NO-AGE | SOLAR-V1-NO-AGE
USA | United States of America | Westminster Renewables LLC CSG |  | USA0062226 | 1.5 | 42.5837 | -71.8962 | Solar |  |  |  | 2018.0 | Westminster Renewables LLC | U.S. Energy Information Administration | http://www.eia.gov/electricity/data/browser/ | U.S. Energy Information Administration |  | 2019 | [5 empty] | 0.394 | 2.472 | U.S. Energy Information Administration |  |  |  |  | 2.44 | SOLAR-V1-NO-AGE | SOLAR-V1-NO-AGE | SOLAR-V1-NO-AGE | SOLAR-V1-NO-AGE | SOLAR-V1-NO-AGE
USA | United States of America | Orange PV |  | USA0058411 | 2 | 42.5850 | -72.2939 | Solar |  |  |  | 2013.0 | Terraform Arcadia | U.S. Energy Information Administration | http://www.eia.gov/electricity/data/browser/ | U.S. Energy Information Administration |  | 2019 | 1.1480000000000001 | 2.721 | 2.86 | 3.132 | 2.738 | 2.606 | 0.622 | U.S. Energy Information Administration |  | 2.74 | 2.71 | 2.86 | 2.6 | SOLAR-V1-NO-AGE | SOLAR-V1-NO-AGE | SOLAR-V1-NO-AGE | SOLAR-V1-NO-AGE | SOLAR-V1-NO-AGE
USA | United States of America | Gardner Solar 1 |  | USA0058937 | 2 | 42.5864 | -72.0308 | Solar |  |  |  | 2014.0 | Gardner Solar 1 LLC | U.S. Energy Information Administration | http://www.eia.gov/electricity/data/browser/ | U.S. Energy Information Administration | 67244 | 2019 |  | 1.922 | 3.1830000000000003 | 3.4370000000000003 | 3.1750000000000003 | 2.633 | 3.025 | U.S. Energy Information Administration |  |  | 2.80 | 3.06 | 2.62 | SOLAR-V1-NO-AGE | SOLAR-V1-NO-AGE | SOLAR-V1-NO-AGE | SOLAR-V1-NO-AGE | SOLAR-V1-NO-AGE
USA | United States of America | Kearsarge Montague |  | USA0062557 | 4 | 42.5864 | -72.5635 | Solar |  |  |  | 2018.0 | Kearsarge Montague LLC | U.S. Energy Information Administration | http://www.eia.gov/electricity/data/browser/ | U.S. Energy Information Administration |  | 2019 | [5 empty] | 1.877 | 7.017 | U.S. Energy Information Administration |  |  |  |  | 6.51 | SOLAR-V1-NO-AGE | SOLAR-V1-NO-AGE | SOLAR-V1-NO-AGE | SOLAR-V1-NO-AGE | SOLAR-V1-NO-AGE
USA | United States of America | Owens Corning at Bethlehem |  | USA0058550 | 2 | 42.5869 | -73.8650 | Solar |  |  |  | 2013.0 | Constellation Solar Holding LLC | U.S. Energy Information Administration | http://www.eia.gov/electricity/data/browser/ | U.S. Energy Information Administration |  | 2019 | 0.465 | 3.306 | 3.3080000000000003 | 3.359 | 3.325 | 3.138 | 3.352 | U.S. Energy Information Administration |  | 2.53 | 2.64 | 3.00 | 2.44 | HYDRO-V1 | HYDRO-V1 | HYDRO-V1 | HYDRO-V1 | HYDRO-V1
USA | United States of America | Beverly |  | USA0059242 | 2 | 42.5900 | -70.9119 | Solar |  |  |  | 2014.0 | Integrys MA Solar LLC | U.S. Energy Information Administration | http://www.eia.gov/electricity/data/browser/ | U.S. Energy Information Administration |  | 2019 |  | 2.235 | 3.492 | 3.5220000000000002 | 3.364 | 3.273 | 2.104 | U.S. Energy Information Administration |  |  | 3.19 | 3.09 | 3.17 | SOLAR-V1-NO-AGE | SOLAR-V1-NO-AGE | SOLAR-V1-NO-AGE | SOLAR-V1-NO-AGE | SOLAR-V1-NO-AGE
USA | United States of America | Shaffer |  | USA0059396 | 5 | 42.5942 | -71.2494 | Solar |  |  |  | 2014.0 | CD US Solar MT3 LLC | U.S. Energy Information Administration | http://www.eia.gov/electricity/data/browser/ | U.S. Energy Information Administration |  | 2019 |  | 1.848 | 6.913 | 6.908 | 6.546 | 6.941 | 6.754 | U.S. Energy Information Administration |  |  | 8.41 | 7.99 | 7.87 | SOLAR-V1-NO-AGE | SOLAR-V1-NO-AGE | SOLAR-V1-NO-AGE | SOLAR-V1-NO-AGE | SOLAR-V1-NO-AGE
USA | United States of America | West Street Solar 1 LLC |  | USA0063131 | 5 | 42.5950 | -72.0446 | Solar |  |  |  | 2020.0 | AES Distributed Energy | U.S. Energy Information Administration | http://www.eia.gov/electricity/data/browser/ | U.S. Energy Information Administration |  | 2019 | [6 empty] | 0 | U.S. Energy Information Administration |  |  |  |  | 8.14 | SOLAR-V1-NO-AGE | SOLAR-V1-NO-AGE | SOLAR-V1-NO-AGE | SOLAR-V1-NO-AGE | SOLAR-V1-NO-AGE
USA | United States of America | Integrys MA Solar LLC - Ashburnham Site |  | USA0058934 | 2.9 | 42.5994 | -71.9419 | Solar |  |  |  | 2014.0000000000002 | Integrys MA Solar LLC | U.S. Energy Information Administration | http://www.eia.gov/electricity/data/browser/ | U.S. Energy Information Administration |  | 2019 | 0.038 | 3.878 | 4.144 | 4.58 | 4.174 | 3.805 | 2.901 | U.S. Energy Information Administration |  |  | 4.12 | 4.49 | 3.85 | SOLAR-V1-NO-AGE | SOLAR-V1-NO-AGE | SOLAR-V1-NO-AGE | SOLAR-V1-NO-AGE | SOLAR-V1-NO-AGE
USA | United States of America | Adams Farm Solar |  | USA0059775 | 3 | 42.6000 | -72.2000 | Solar |  |  |  | 2013.0 | Adams Farm Solar LLC | U.S. Energy Information Administration | http://www.eia.gov/electricity/data/browser/ | U.S. Energy Information Administration |  | 2019 |  | 3.669 | 3.911 | 4.195 | 3.8160000000000003 | 3.795 | 4 | U.S. Energy Information Administration |  | 4.20 | 4.16 | 4.39 | 4.01 | SOLAR-V1-NO-AGE | SOLAR-V1-NO-AGE | SOLAR-V1-NO-AGE | SOLAR-V1-NO-AGE | SOLAR-V1-NO-AGE
USA | United States of America | Bethlehem Solar |  | USA0063079 | 1.7 | 42.6011 | -73.8874 | Solar |  |  |  | 2019.0 | Forefront Power LLC | U.S. Energy Information Administration | http://www.eia.gov/electricity/data/browser/ | U.S. Energy Information Administration |  | 2019 | [6 empty] | 1.396 | U.S. Energy Information Administration |  |  |  |  | 2.77 | SOLAR-V1-NO-AGE | SOLAR-V1-NO-AGE | SOLAR-V1-NO-AGE | SOLAR-V1-NO-AGE | SOLAR-V1-NO-AGE
USA | United States of America | Gardner - Otter River Road |  | USA0062870 | 2.5 | 42.6030 | -72.0392 | Solar |  |  |  | 2019.0 | Otter River Road Solar LLC | U.S. Energy Information Administration | http://www.eia.gov/electricity/data/browser/ | U.S. Energy Information Administration |  | 2019 | [6 empty] | 0.259 | U.S. Energy Information Administration |  |  |  |  | 4.07 | NO-ESTIMATION | NO-ESTIMATION | NO-ESTIMATION | NO-ESTIMATION | CAPACITY-FACTOR-V1
USA | United States of America | Leominster (MA)-South Street-R&D |  | USA0059745 | 3.5 | 42.6062 | -71.1772 | Solar |  |  |  | 2014.0 | South Street Solar LLC | U.S. Energy Information Administration | http://www.eia.gov/electricity/data/browser/ | U.S. Energy Information Administration |  | 2019 |  |  | 3.977 | 0.761 | 3.968 | 3.8240000000000003 | 3.945 | U.S. Energy Information Administration |  |  | 5.68 | 5.36 | 5.14 | SOLAR-V1-NO-AGE | SOLAR-V1-NO-AGE | SOLAR-V1-NO-AGE | SOLAR-V1-NO-AGE | SOLAR-V1-NO-AGE
USA | United States of America | Happy Hollow CSG Hybrid |  | USA0062652 | 8.3 | 42.6070 | -72.0453 | Solar | Storage |  |  | 2019.0 | SunRaise Investments LLC | U.S. Energy Information Administration | http://www.eia.gov/electricity/data/browser/ | U.S. Energy Information Administration |  | 2019 | [6 empty] | 0.984 | U.S. Energy Information Administration |  |  |  |  | 13.52 | SOLAR-V1-NO-AGE | SOLAR-V1-NO-AGE | SOLAR-V1-NO-AGE | SOLAR-V1-NO-AGE | SOLAR-V1-NO-AGE
USA | United States of America | Chiloquin Solar LLC |  | USA0061631 | 9.9 | 42.6107 | -121.8612 | Solar |  |  |  | 2018.0 | Heelstone Energy Holdings LLC | U.S. Energy Information Administration | http://www.eia.gov/electricity/data/browser/ | U.S. Energy Information Administration |  | 2019 | [5 empty] | 20.037 | 19.445 | U.S. Energy Information Administration |  |  |  |  | 16.13 | SOLAR-V1-NO-AGE | SOLAR-V1-NO-AGE | SOLAR-V1-NO-AGE | SOLAR-V1-NO-AGE | SOLAR-V1-NO-AGE
USA | United States of America | NFM Solar Power LLC |  | USA0058210 | 1.9 | 42.6108 | -72.4742 | Solar |  |  |  | 2012.0 | FirstLight Power Resources Inc. - MA | U.S. Energy Information Administration | http://www.eia.gov/electricity/data/browser/ | U.S. Energy Information Administration |  | 2019 | 1.8920000000000001 | 1.6480000000000001 | 1.994 | 2.06 | 1.996 | 1.641 | 1.771 | U.S. Energy Information Administration | 2.14 | 2.70 | 2.56 | 2.59 | 2.1 | SOLAR-V1-NO-AGE | SOLAR-V1-NO-AGE | SOLAR-V1-NO-AGE | SOLAR-V1-NO-AGE | SOLAR-V1-NO-AGE
USA | United States of America | Letchworth Solar Project |  | USA0061389 | 1.2 | 42.6190 | -78.1795 | Solar |  |  |  | 2017.0000000000002 | AEP Onsite Partners | U.S. Energy Information Administration | http://www.eia.gov/electricity/data/browser/ | U.S. Energy Information Administration |  | 2019 |  |  |  |  | 1.151 | 1.29 | 1.847 | U.S. Energy Information Administration |  |  |  |  | 1.95 | SOLAR-V1-NO-AGE | SOLAR-V1-NO-AGE | SOLAR-V1-NO-AGE | SOLAR-V1-NO-AGE | SOLAR-V1-NO-AGE
USA | United States of America | Hewlett-Packard (HP) - Andover MA |  | USA0060099 | 1.7 | 42.6247 | -71.1829 | Solar |  |  |  | 2017.0 | Tesla Inc. | U.S. Energy Information Administration | http://www.eia.gov/electricity/data/browser/ | U.S. Energy Information Administration |  | 2019 |  |  |  | 0.0 | 0.786 | 1.7630000000000001 | 2.266 | U.S. Energy Information Administration |  |  |  |  | 2.77 | SOLAR-V1-NO-AGE | SOLAR-V1-NO-AGE | SOLAR-V1-NO-AGE | SOLAR-V1-NO-AGE | SOLAR-V1-NO-AGE
USA | United States of America | Lowell Solar Landfill |  | USA0059873 | 1.3 | 42.6265 | -71.3579 | Solar |  |  |  | 2014.0000000000002 | Lowell Solar Landfill LLC | U.S. Energy Information Administration | http://www.eia.gov/electricity/data/browser/ | U.S. Energy Information Administration |  | 2019 |  | 1.853 | 1.7810000000000001 | 1.84 | 1.389 | 1.49 | 1.375 | U.S. Energy Information Administration |  |  | 1.98 | 1.95 | 1.75 | SOLAR-V1-NO-AGE | SOLAR-V1-NO-AGE | SOLAR-V1-NO-AGE | SOLAR-V1-NO-AGE | SOLAR-V1-NO-AGE
USA | United States of America | 651 Chase Solar NG |  | USA0059046 | 2.5 | 42.6267 | -71.7428 | Solar |  |  |  | 2014.0 | 651 Chase Solar NG LLC | U.S. Energy Information Administration | http://www.eia.gov/electricity/data/browser/ | U.S. Energy Information Administration |  | 2019 |  | 1.611 | 4.226 | 4.2 | 4.034 | 3.895 | 4.118 | U.S. Energy Information Administration |  |  | 3.50 | 3.73 | 3.27 | SOLAR-V1-NO-AGE | SOLAR-V1-NO-AGE | SOLAR-V1-NO-AGE | SOLAR-V1-NO-AGE | SOLAR-V1-NO-AGE
USA | United States of America | Ashby Solar LLC CSG |  | USA0062199 | 1.8 | 42.6302 | -71.7987 | Solar |  |  |  | 2018.0 | Ashby Solar LLC | U.S. Energy Information Administration | http://www.eia.gov/electricity/data/browser/ | U.S. Energy Information Administration |  | 2019 | [5 empty] | 1.164 | 2.975 | U.S. Energy Information Administration |  |  |  |  | 2.93 | SOLAR-V1-NO-AGE | SOLAR-V1-NO-AGE | SOLAR-V1-NO-AGE | SOLAR-V1-NO-AGE | SOLAR-V1-NO-AGE
USA | United States of America | Westford Solar Park |  | USA0058534 | 4 | 42.6364 | -71.4194 | Solar |  |  |  | 2012.0 | GSRP | U.S. Energy Information Administration | http://www.eia.gov/electricity/data/browser/ | U.S. Energy Information Administration |  | 2019 | 5.844 | 5.482 | 5.363 | 5.944 | 5.408 | 5.139 | 5.195 | U.S. Energy Information Administration | 5.96 | 5.43 | 6.72 | 6.11 | 5.12 | SOLAR-V1-NO-AGE | SOLAR-V1-NO-AGE | SOLAR-V1-NO-AGE | SOLAR-V1-NO-AGE | SOLAR-V1-NO-AGE
USA | United States of America | Greenfield Solar PV |  | USA0062063 | 2 | 42.6400 | -72.5800 | Solar |  |  |  | 2019.0 | NSTAR Electric Company | U.S. Energy Information Administration | http://www.eia.gov/electricity/data/browser/ | U.S. Energy Information Administration |  | 2019 | [6 empty] | 2.703 | U.S. Energy Information Administration |  |  |  |  | 3.25 | SOLAR-V1-NO-AGE | SOLAR-V1-NO-AGE | SOLAR-V1-NO-AGE | SOLAR-V1-NO-AGE | SOLAR-V1-NO-AGE
USA | United States of America | Winchendon Solar |  | USA0059466 | 1.9 | 42.6594 | -71.9917 | Solar |  |  |  | 2014.0 | DESRI V Mass Solar Holdco LLC | U.S. Energy Information Administration | http://www.eia.gov/electricity/data/browser/ | U.S. Energy Information Administration | 69185 | 2019 |  | 2.431 | 2.742 | 2.807 | 2.725 | 2.747 | 3.198 | U.S. Energy Information Administration |  |  | 2.64 | 2.85 | 2.44 | SOLAR-V1-NO-AGE | SOLAR-V1-NO-AGE | SOLAR-V1-NO-AGE | SOLAR-V1-NO-AGE | SOLAR-V1-NO-AGE
USA | United States of America | North Adams Landfill |  | USA0060074 | 2.2 | 42.6691 | -73.0920 | Solar |  |  |  | 2014.9999999999998 | Syncarpha North Adams LLC | U.S. Energy Information Administration | http://www.eia.gov/electricity/data/browser/ | U.S. Energy Information Administration |  | 2019 |  |  | 1.21 | 3.969 | 3.432 | 3.051 | 3.537 | U.S. Energy Information Administration |  |  | 2.69 | 3.30 | 2.71 | SOLAR-V1-NO-AGE | SOLAR-V1-NO-AGE | SOLAR-V1-NO-AGE | SOLAR-V1-NO-AGE | SOLAR-V1-NO-AGE
USA | United States of America | Tyngsborough Solar |  | USA0061598 | 2.6 | 42.6697 | -71.4465 | Solar |  |  |  | 2016.9999999999998 | Citizens Enterprises Corporation | U.S. Energy Information Administration | http://www.eia.gov/electricity/data/browser/ | U.S. Energy Information Administration |  | 2019 |  |  |  |  | 3.646 | 4.173 | 4.345 | U.S. Energy Information Administration |  |  |  |  | 3.47 | SOLAR-V1-NO-AGE | SOLAR-V1-NO-AGE | SOLAR-V1-NO-AGE | SOLAR-V1-NO-AGE | SOLAR-V1-NO-AGE
USA | United States of America | Kearsarge Gill |  | USA0062911 | 2 | 42.6711 | -72.4775 | Solar |  |  |  | 2018.0 | Kearsarge Gill LLC | U.S. Energy Information Administration | http://www.eia.gov/electricity/data/browser/ | U.S. Energy Information Administration |  | 2019 | [6 empty] | 2.966 | U.S. Energy Information Administration |  |  |  |  | 3.25 | SOLAR-V1-NO-AGE | SOLAR-V1-NO-AGE | SOLAR-V1-NO-AGE | SOLAR-V1-NO-AGE | SOLAR-V1-NO-AGE
USA | United States of America | Strawberry Point DPC Solar |  | USA0060955 | 1.3 | 42.6786 | -91.5452 | Solar |  |  |  | 2016.9999999999998 | SoCore Energy LLC | U.S. Energy Information Administration | http://www.eia.gov/electricity/data/browser/ | U.S. Energy Information Administration |  | 2019 |  |  |  |  | 0.019 | 2.029 | 1.983 | U.S. Energy Information Administration |  |  |  |  | 1.58 | SOLAR-V1-NO-AGE | SOLAR-V1-NO-AGE | SOLAR-V1-NO-AGE | SOLAR-V1-NO-AGE | SOLAR-V1-NO-AGE
USA | United States of America | Ashby Duffy CSG Solar Farm |  | USA0061399 | 1.8 | 42.6800 | -71.8300 | Solar |  |  |  | 2018.0 | LSE Cassiopeia LLC | U.S. Energy Information Administration | http://www.eia.gov/electricity/data/browser/ | U.S. Energy Information Administration |  | 2019 |  |  |  |  | 0.03168 | 2.996 | 3.228 | U.S. Energy Information Administration |  |  |  |  | 2.93 | SOLAR-V1-NO-AGE | SOLAR-V1-NO-AGE | SOLAR-V1-NO-AGE | SOLAR-V1-NO-AGE | SOLAR-V1-NO-AGE
USA | United States of America | Winchendon Landfill Solar |  | USA0062503 | 2 | 42.6897 | -72.0857 | Solar |  |  |  | 2018.0 | Onyx Asset Services Group | U.S. Energy Information Administration | http://www.eia.gov/electricity/data/browser/ | U.S. Energy Information Administration |  | 2019 | [5 empty] | 0.389 | 3.037 | U.S. Energy Information Administration |  |  |  |  | 3.25 | SOLAR-V1-NO-AGE | SOLAR-V1-NO-AGE | SOLAR-V1-NO-AGE | SOLAR-V1-NO-AGE | SOLAR-V1-NO-AGE
USA | United States of America | NorWest Energy 4 LLC |  | USA0062268 | 5.6 | 42.6950 | -121.6140 | Solar |  |  |  | 2019.0 | Radian Generation | U.S. Energy Information Administration | http://www.eia.gov/electricity/data/browser/ | U.S. Energy Information Administration |  | 2019 | [5 empty] | 0.022 | 10.692 | U.S. Energy Information Administration |  |  |  |  | 9.12 | SOLAR-V1-NO-AGE | SOLAR-V1-NO-AGE | SOLAR-V1-NO-AGE | SOLAR-V1-NO-AGE | SOLAR-V1-NO-AGE
USA | United States of America | Delta Solar Power I |  | USA0061954 | 8.1 | 42.7000 | -84.7010 | Solar |  |  |  | 2018.0 | Delta Solar Power I LLC | U.S. Energy Information Administration | http://www.eia.gov/electricity/data/browser/ | U.S. Energy Information Administration |  | 2019 | [5 empty] | 6.288 | 12.864 | U.S. Energy Information Administration |  |  |  |  | 13.19 | NO-ESTIMATION | NO-ESTIMATION | NO-ESTIMATION | NO-ESTIMATION | CAPACITY-FACTOR-V1
USA | United States of America | Delta Solar Power II |  | USA0061955 | 15.9 | 42.7070 | -84.7000 | Solar |  |  |  | 2018.0 | Delta Solar Power II LLC | U.S. Energy Information Administration | http://www.eia.gov/electricity/data/browser/ | U.S. Energy Information Administration |  | 2019 | [5 empty] | 7.34 | 24.704 | U.S. Energy Information Administration |  |  |  |  | 25.9 | SOLAR-V1-NO-AGE | SOLAR-V1-NO-AGE | SOLAR-V1-NO-AGE | SOLAR-V1-NO-AGE | SOLAR-V1-NO-AGE
USA | United States of America | Spartan PV 1 LLC |  | USA0060945 | 10.5 | 42.7151 | -84.4824 | Solar |  |  |  | 2018.0 | Spartan PV 1 LLC | U.S. Energy Information Administration | http://www.eia.gov/electricity/data/browser/ | U.S. Energy Information Administration |  | 2019 |  |  |  |  | 0.312 | 13.717 | 13.056 | U.S. Energy Information Administration |  |  |  |  | 17.11 | SOLAR-V1-NO-AGE | SOLAR-V1-NO-AGE | SOLAR-V1-NO-AGE | SOLAR-V1-NO-AGE | SOLAR-V1-NO-AGE
USA | United States of America | Hope Solar Farm LLC |  | USA0063371 | 2 | 42.7264 | -73.6021 | Solar |  |  |  | 2020.0 | Green Street Power Partners | U.S. Energy Information Administration | http://www.eia.gov/electricity/data/browser/ | U.S. Energy Information Administration |  | 2019 | [6 empty] | 0 | U.S. Energy Information Administration |  |  |  |  | 3.25 | NO-ESTIMATION | NO-ESTIMATION | SOLAR-V1 | SOLAR-V1 | SOLAR-V1
USA | United States of America | Guildlerland CSG |  | USA0063052 | 2 | 42.7273 | -74.0008 | Solar |  |  |  | 2019.0 | Forefront Power LLC | U.S. Energy Information Administration | http://www.eia.gov/electricity/data/browser/ | U.S. Energy Information Administration |  | 2019 | [6 empty] | 3.172 | U.S. Energy Information Administration |  |  |  |  | 3.25 | HYDRO-V1 | HYDRO-V1 | HYDRO-V1 | HYDRO-V1 | HYDRO-V1
USA | United States of America | Knaggs Brothers Farm |  | USA0063230 | 3.9 | 42.7304 | -73.9691 | Solar |  |  |  | 2019.0 | Dynamic Energy Solutions LLC | U.S. Energy Information Administration | http://www.eia.gov/electricity/data/browser/ | U.S. Energy Information Administration |  | 2019 | [6 empty] | 6.316 | U.S. Energy Information Administration |  |  |  |  | 6.35 | SOLAR-V1-NO-AGE | SOLAR-V1-NO-AGE | SOLAR-V1-NO-AGE | SOLAR-V1-NO-AGE | SOLAR-V1-NO-AGE
USA | United States of America | Musgrave East Solar Farm |  | USA0061003 | 2 | 42.7315 | -76.6637 | Solar |  |  |  | 2017.0 | Artemis Solar LLC | U.S. Energy Information Administration | http://www.eia.gov/electricity/data/browser/ | U.S. Energy Information Administration |  | 2019 |  |  |  | 0.003 | 2.721 | 3.101 | 3.141 | U.S. Energy Information Administration |  |  |  |  | 3.25 | NO-ESTIMATION | NO-ESTIMATION | NO-ESTIMATION | NO-ESTIMATION | CAPACITY-FACTOR-V1
USA | United States of America | Musgrave West Solar Farm |  | USA0061015 | 2 | 42.7315 | -76.6637 | Solar |  |  |  | 2017.0 | Artemis Solar LLC | U.S. Energy Information Administration | http://www.eia.gov/electricity/data/browser/ | U.S. Energy Information Administration |  | 2019 |  |  |  | 0.0 | 2.77 | 3.129 | 3.125 | U.S. Energy Information Administration |  |  |  |  | 3.25 | SOLAR-V1-NO-AGE | SOLAR-V1-NO-AGE | SOLAR-V1-NO-AGE | SOLAR-V1-NO-AGE | SOLAR-V1-NO-AGE
USA | United States of America | Methuen Landfill |  | USA0059136 | 1.3 | 42.7447 | -71.1750 | Solar |  |  |  | 2013.0 | Ahana Renewables LLC | U.S. Energy Information Administration | http://www.eia.gov/electricity/data/browser/ | U.S. Energy Information Administration |  | 2019 | 0.644 | 1.58796 | 1.6360000000000001 | 1.7610000000000001 | 1.605 | 1.59 | 1.466 | U.S. Energy Information Administration |  | 1.75 | 1.96 | 1.92 | 1.78 | SOLAR-V1-NO-AGE | SOLAR-V1-NO-AGE | SOLAR-V1-NO-AGE | SOLAR-V1-NO-AGE | SOLAR-V1-NO-AGE
USA | United States of America | Groveland Solar |  | USA0057989 | 3.2 | 42.7511 | -71.0372 | Solar |  |  |  | 2013.0 | Consolidated Edison Development Inc. | U.S. Energy Information Administration | http://www.eia.gov/electricity/data/browser/ | U.S. Energy Information Administration | 68992 | 2019 | 4.67082 | 4.585 | 4.558 | 4.859 | 4.337 | 4.32 | 4.495 | U.S. Energy Information Administration |  | 4.39 | 4.92 | 5.03 | 4.56 | NO-ESTIMATION | NO-ESTIMATION | NO-ESTIMATION | NO-ESTIMATION | CAPACITY-FACTOR-V1
USA | United States of America | SVEP Solar Project Company |  | USA0058144 | 2 | 42.7536 | -73.2261 | Solar |  |  |  | 2013.0 | CleanCapital | U.S. Energy Information Administration | http://www.eia.gov/electricity/data/browser/ | U.S. Energy Information Administration |  | 2019 | 2.895 |  | 3.067 | 3.044 | 2.7840000000000003 | 2.242 | 1.854 | U.S. Energy Information Administration |  | 2.56 | 2.86 | 2.83 | 2.71 | NO-ESTIMATION | NO-ESTIMATION | NO-ESTIMATION | NO-ESTIMATION | CAPACITY-FACTOR-V1
USA | United States of America | Duanesburg |  | USA0061863 | 2 | 42.7622 | -74.2016 | Solar |  |  |  | 2018.0 | Onyx Asset Services Group | U.S. Energy Information Administration | http://www.eia.gov/electricity/data/browser/ | U.S. Energy Information Administration |  | 2019 | [5 empty] | 2.319 | 3.159 | U.S. Energy Information Administration |  |  |  |  | 3.25 | NO-ESTIMATION | NO-ESTIMATION | NO-ESTIMATION | NO-ESTIMATION | CAPACITY-FACTOR-V1
USA | United States of America | Aegis CSG |  | USA0063059 | 2 | 42.7647 | -77.3439 | Solar |  |  |  | 2019.0 | Forefront Power LLC | U.S. Energy Information Administration | http://www.eia.gov/electricity/data/browser/ | U.S. Energy Information Administration |  | 2019 | [6 empty] | 2.799 | U.S. Energy Information Administration |  |  |  |  | 3.25 | HYDRO-V1 | HYDRO-V1 | HYDRO-V1 | HYDRO-V1 | HYDRO-V1
USA | United States of America | Mohonasen Central School District |  | USA0063511 | 1.1 | 42.7672 | -73.9568 | Solar |  |  |  | 2019.0 | Tesla Inc. | U.S. Energy Information Administration | http://www.eia.gov/electricity/data/browser/ | U.S. Energy Information Administration |  | 2019 | [6 empty] | 0.353 | U.S. Energy Information Administration |  |  |  |  | 1.79 | HYDRO-V1 | HYDRO-V1 | HYDRO-V1 | HYDRO-V1 | HYDRO-V1
USA | United States of America | Sharon Springs |  | USA0061903 | 2 | 42.7751 | -74.5671 | Solar |  |  |  | 2018.0 | Onyx Asset Services Group | U.S. Energy Information Administration | http://www.eia.gov/electricity/data/browser/ | U.S. Energy Information Administration |  | 2019 | [5 empty] | 2.218 | 3.039 | U.S. Energy Information Administration |  |  |  |  | 3.25 | SOLAR-V1-NO-AGE | SOLAR-V1-NO-AGE | SOLAR-V1-NO-AGE | SOLAR-V1-NO-AGE | SOLAR-V1-NO-AGE
USA | United States of America | Haverhill Solar Power Project |  | USA0057269 | 1 | 42.7811 | -71.0926 | Solar |  |  |  | 2011.0 | Massachusetts Electric Co | U.S. Energy Information Administration | http://www.eia.gov/electricity/data/browser/ | U.S. Energy Information Administration | 61901 | 2019 | 1.229 | 1.121 | 1.20384 | 1.26 | 1.098 | 1.161 | 0.897 | U.S. Energy Information Administration | 1.22 | 1.24 | 1.45 | 1.28 | 1.21 | SOLAR-V1-NO-AGE | SOLAR-V1-NO-AGE | SOLAR-V1-NO-AGE | SOLAR-V1-NO-AGE | SOLAR-V1-NO-AGE
USA | United States of America | Bashaw Solar CSG 1 LLC |  | USA0060866 | 2 | 42.7893 | -70.8800 | Solar |  |  |  | 2017.0 | Bashaw Solar 1 LLC | U.S. Energy Information Administration | http://www.eia.gov/electricity/data/browser/ | U.S. Energy Information Administration |  | 2019 |  |  |  | 0.0 | 2.1710000000000003 | 3.012 | 3.007 | U.S. Energy Information Administration |  |  |  |  | 3.25 | SOLAR-V1-NO-AGE | SOLAR-V1-NO-AGE | SOLAR-V1-NO-AGE | SOLAR-V1-NO-AGE | SOLAR-V1-NO-AGE
USA | United States of America | Ayers Village Solar |  | USA0059463 | 2 | 42.7919 | -71.1775 | Solar |  |  |  | 2014.0 | DESRI V Mass Solar Holdco LLC | U.S. Energy Information Administration | http://www.eia.gov/electricity/data/browser/ | U.S. Energy Information Administration |  | 2019 |  | 1.084 | 2.836 | 2.868 | 2.855 | 2.8120000000000003 | 2.92 | U.S. Energy Information Administration |  |  | 2.93 | 2.94 | 2.8 | HYDRO-V1 | HYDRO-V1 | HYDRO-V1 | HYDRO-V1 | HYDRO-V1
USA | United States of America | Steel Sun 2: 2303-III-2 Hamburg Tpke |  | USA0062723 | 2 | 42.8090 | -78.8534 | Solar |  |  |  | 2019.0 | BQ Energy LLC | U.S. Energy Information Administration | http://www.eia.gov/electricity/data/browser/ | U.S. Energy Information Administration |  | 2019 | [6 empty] | 1.948 | U.S. Energy Information Administration |  |  |  |  | 3.25 | HYDRO-V1 | HYDRO-V1 | HYDRO-V1 | HYDRO-V1 | HYDRO-V1
USA | United States of America | Steel Sun 2: 2303-III-4 Hamburg Tpke |  | USA0062722 | 2 | 42.8111 | -78.8542 | Solar |  |  |  | 2019.0 | BQ Energy LLC | U.S. Energy Information Administration | http://www.eia.gov/electricity/data/browser/ | U.S. Energy Information Administration |  | 2019 | [6 empty] | 1.979 | U.S. Energy Information Administration |  |  |  |  | 3.25 | SOLAR-V1-NO-AGE | SOLAR-V1-NO-AGE | SOLAR-V1-NO-AGE | SOLAR-V1-NO-AGE | SOLAR-V1-NO-AGE
USA | United States of America | Steel Sun |  | USA0059705 | 2 | 42.8128 | -78.8453 | Solar |  |  |  | 2017.0 | BQ Energy LLC | U.S. Energy Information Administration | http://www.eia.gov/electricity/data/browser/ | U.S. Energy Information Administration | 69495 | 2019 |  |  |  | 4.992 | 4.015 | 4.439 | 4.52 | U.S. Energy Information Administration |  |  |  |  | 3.25 | SOLAR-V1-NO-AGE | SOLAR-V1-NO-AGE | SOLAR-V1-NO-AGE | SOLAR-V1-NO-AGE | SOLAR-V1-NO-AGE
USA | United States of America | Finger Lakes Solar I |  | USA0061210 | 1.9 | 42.8140 | -77.0456 | Solar |  |  |  | 2016.0 | Finger Lakes Solar I LLC | U.S. Energy Information Administration | http://www.eia.gov/electricity/data/browser/ | U.S. Energy Information Administration |  | 2019 |  |  |  | 0.137 | 3.8850000000000002 | 3.109 | 3.222 | U.S. Energy Information Administration |  |  |  |  | 2.43 | NO-ESTIMATION | NO-ESTIMATION | NO-ESTIMATION | NO-ESTIMATION | CAPACITY-FACTOR-V1
USA | United States of America | Route 14A CDG Solar North and South LLC |  | USA0062580 | 4 | 42.8151 | -77.0461 | Solar |  |  |  | 2019.0 | Route 14A CDG Solar North and South LLC | U.S. Energy Information Administration | http://www.eia.gov/electricity/data/browser/ | U.S. Energy Information Administration |  | 2019 | [5 empty] | 0.0 | 5.63 | U.S. Energy Information Administration |  |  |  |  | 6.51 | SOLAR-V1-NO-AGE | SOLAR-V1-NO-AGE | SOLAR-V1-NO-AGE | SOLAR-V1-NO-AGE | SOLAR-V1-NO-AGE
USA | United States of America | DG Haverhill CSG |  | USA0061550 | 4.2 | 42.8170 | -71.1168 | Solar |  |  |  | 2016.9999999999998 | NRG DG Haverhill LLC | U.S. Energy Information Administration | http://www.eia.gov/electricity/data/browser/ | U.S. Energy Information Administration |  | 2019 |  |  |  |  | 1.8880000000000001 | 14.22531 | 4.864 | U.S. Energy Information Administration |  |  |  |  | 5.52 | SOLAR-V1-NO-AGE | SOLAR-V1-NO-AGE | SOLAR-V1-NO-AGE | SOLAR-V1-NO-AGE | SOLAR-V1-NO-AGE
USA | United States of America | Steel Sun 2: 2303-III-9 Hamburg Tpke |  | USA0062721 | 2 | 42.8185 | -78.8554 | Solar |  |  |  | 2019.0 | BQ Energy LLC | U.S. Energy Information Administration | http://www.eia.gov/electricity/data/browser/ | U.S. Energy Information Administration |  | 2019 | [6 empty] | 1.269 | U.S. Energy Information Administration |  |  |  |  | 3.25 | NO-ESTIMATION | NO-ESTIMATION | NO-ESTIMATION | NO-ESTIMATION | CAPACITY-FACTOR-V1
USA | United States of America | Sugarhill Road - Solitude Solar CSG |  | USA0062788 | 5 | 42.8226 | -73.8485 | Solar |  |  |  | 2019.0 | Standard Solar | U.S. Energy Information Administration | http://www.eia.gov/electricity/data/browser/ | U.S. Energy Information Administration |  | 2019 | [6 empty] | 0.846 | U.S. Energy Information Administration |  |  |  |  | 8.14 | SOLAR-V1-NO-AGE | SOLAR-V1-NO-AGE | SOLAR-V1-NO-AGE | SOLAR-V1-NO-AGE | SOLAR-V1-NO-AGE
USA | United States of America | American Falls Solar |  | USA0060011 | 20 | 42.8240 | -112.7520 | Solar |  |  |  | 2017.0 | American Falls Solar LLC | U.S. Energy Information Administration | http://www.eia.gov/electricity/data/browser/ | U.S. Energy Information Administration |  | 2019 |  |  |  |  | 34.597 | 42.606 | 43.789 | U.S. Energy Information Administration |  |  |  |  | 32.59 | SOLAR-V1-NO-AGE | SOLAR-V1-NO-AGE | SOLAR-V1-NO-AGE | SOLAR-V1-NO-AGE | SOLAR-V1-NO-AGE
USA | United States of America | American Falls Solar II |  | USA0060012 | 20 | 42.8240 | -112.7520 | Solar |  |  |  | 2017.0 | American Falls Solar II LLC | U.S. Energy Information Administration | http://www.eia.gov/electricity/data/browser/ | U.S. Energy Information Administration |  | 2019 |  |  |  |  | 35.004 | 43.733000000000004 | 44.078 | U.S. Energy Information Administration |  |  |  |  | 32.59 | SOLAR-V1-NO-AGE | SOLAR-V1-NO-AGE | SOLAR-V1-NO-AGE | SOLAR-V1-NO-AGE | SOLAR-V1-NO-AGE
USA | United States of America | Gifford CSG |  | USA0063056 | 2 | 42.8240 | -74.0709 | Solar |  |  |  | 2019.0 | Forefront Power LLC | U.S. Energy Information Administration | http://www.eia.gov/electricity/data/browser/ | U.S. Energy Information Administration |  | 2019 | [6 empty] | 3.169 | U.S. Energy Information Administration |  |  |  |  | 3.25 | NO-ESTIMATION | NO-ESTIMATION | NO-ESTIMATION | NO-ESTIMATION | CAPACITY-FACTOR-V1
USA | United States of America | Hunt Road Solar |  | USA0059927 | 4.5 | 42.8298 | -70.9602 | Solar |  |  |  | 2017.0 | Citizens Enterprises Corporation | U.S. Energy Information Administration | http://www.eia.gov/electricity/data/browser/ | U.S. Energy Information Administration |  | 2019 |  |  |  | 0.0 | 6.944 | 7.386 | 7.618 | U.S. Energy Information Administration |  |  |  |  | 7.33 | SOLAR-V1-NO-AGE | SOLAR-V1-NO-AGE | SOLAR-V1-NO-AGE | SOLAR-V1-NO-AGE | SOLAR-V1-NO-AGE
USA | United States of America | Merrimac Solar |  | USA0058561 | 1.5 | 42.8331 | -70.9919 | Solar |  |  |  | 2014.0 | Consolidated Edison Development Inc. | U.S. Energy Information Administration | http://www.eia.gov/electricity/data/browser/ | U.S. Energy Information Administration | 102065 | 2019 | 0.0 | 2.326 | 2.341 | 2.48 | 2.2840000000000003 | 2.218 | 2.316 | U.S. Energy Information Administration |  |  | 2.34 | 2.40 | 2.27 | SOLAR-V1-NO-AGE | SOLAR-V1-NO-AGE | SOLAR-V1-NO-AGE | SOLAR-V1-NO-AGE | SOLAR-V1-NO-AGE
USA | United States of America | Town of Halfmoon |  | USA0060115 | 1 | 42.8350 | -73.6757 | Solar |  |  |  | 2017.0 | Tesla Inc. | U.S. Energy Information Administration | http://www.eia.gov/electricity/data/browser/ | U.S. Energy Information Administration |  | 2019 |  |  |  | 0.0 | 0.263 | 1.008 | 1.017 | U.S. Energy Information Administration |  |  |  |  | 1.62 | SOLAR-V1-NO-AGE | SOLAR-V1-NO-AGE | SOLAR-V1-NO-AGE | SOLAR-V1-NO-AGE | SOLAR-V1-NO-AGE
USA | United States of America | Kearsarge Amesbury Hybrid |  | USA0063398 | 4.9 | 42.8374 | -70.9387 | Solar | Storage |  |  | 2019.9999999999998 | Kearsarge Amesbury LLC | U.S. Energy Information Administration | http://www.eia.gov/electricity/data/browser/ | U.S. Energy Information Administration |  | 2019 | [6 empty] | 0 | U.S. Energy Information Administration |  |  |  |  | 7.98 | SOLAR-V1-NO-AGE | SOLAR-V1-NO-AGE | SOLAR-V1-NO-AGE | SOLAR-V1-NO-AGE | SOLAR-V1-NO-AGE
USA | United States of America | True North |  | USA0059390 | 4.8 | 42.8475 | -70.8983 | Solar |  |  |  | 2012.0000000000002 | CD US Solar MT1 LLC | U.S. Energy Information Administration | http://www.eia.gov/electricity/data/browser/ | U.S. Energy Information Administration | 66356 | 2019 |  | 9.585 | 7.339 | 7.354 | 6.9270000000000005 | 6.742 | 6.786 | U.S. Energy Information Administration | 8.23 | 8.06 | 8.13 | 8.29 | 7.29 | SOLAR-V1-NO-AGE | SOLAR-V1-NO-AGE | SOLAR-V1-NO-AGE | SOLAR-V1-NO-AGE | SOLAR-V1-NO-AGE
USA | United States of America | Hobart & William Smith College Gates Rd. |  | USA0063297 | 1.9 | 42.8623 | -77.0506 | Solar |  |  |  | 2018.0 | Dynamic Energy Solutions LLC | U.S. Energy Information Administration | http://www.eia.gov/electricity/data/browser/ | U.S. Energy Information Administration |  | 2019 | [6 empty] | 2.869 | U.S. Energy Information Administration |  |  |  |  | 3.09 | SOLAR-V1-NO-AGE | SOLAR-V1-NO-AGE | SOLAR-V1-NO-AGE | SOLAR-V1-NO-AGE | SOLAR-V1-NO-AGE
USA | United States of America | Cornell Geneva Solar Farm |  | USA0060150 | 2 | 42.8660 | -77.0310 | Solar |  |  |  | 2016.0 | Argos Solar LLC | U.S. Energy Information Administration | http://www.eia.gov/electricity/data/browser/ | U.S. Energy Information Administration |  | 2019 |  |  | 0.001 | 2.948 | 3.1910000000000003 | 3.071 | 3.082 | U.S. Energy Information Administration |  |  |  |  | 2.47 | NO-ESTIMATION | NO-ESTIMATION | NO-ESTIMATION | NO-ESTIMATION | CAPACITY-FACTOR-V1
USA | United States of America | Canandaigua Solar Array |  | USA0061043 | 2 | 42.8689 | -77.2846 | Solar |  |  |  | 2017.0 | AEP Onsite Partners | U.S. Energy Information Administration | http://www.eia.gov/electricity/data/browser/ | U.S. Energy Information Administration |  | 2019 |  |  |  | 0.0 | 2.753 | 2.625 | 2.566 | U.S. Energy Information Administration |  |  |  |  | 3.25 | NO-ESTIMATION | NO-ESTIMATION | NO-ESTIMATION | NO-ESTIMATION | CAPACITY-FACTOR-V1
USA | United States of America | Canandaigua Westbrook Solar Array |  | USA0061042 | 2 | 42.8691 | -77.2845 | Solar |  |  |  | 2017.0 | AEP Onsite Partners | U.S. Energy Information Administration | http://www.eia.gov/electricity/data/browser/ | U.S. Energy Information Administration |  | 2019 |  |  |  |  | 1.6400000000000001 | 1.7710000000000001 | 1.763 | U.S. Energy Information Administration |  |  |  |  | 3.25 | SOLAR-V1-NO-AGE | SOLAR-V1-NO-AGE | SOLAR-V1-NO-AGE | SOLAR-V1-NO-AGE | SOLAR-V1-NO-AGE
USA | United States of America | Technology Drive Solar |  | USA0058964 | 2 | 42.8761 | -72.5658 | Solar |  |  |  | 2014.0 | WE 90 Technology Drive LLC | U.S. Energy Information Administration | http://www.eia.gov/electricity/data/browser/ | U.S. Energy Information Administration |  | 2019 |  | 0.47800000000000004 | 2.838 | 3.184 | 2.829 | 2.698 | 2.704 | U.S. Energy Information Administration |  |  | 2.78 | 3.00 | 2.73 | SOLAR-V1-NO-AGE | SOLAR-V1-NO-AGE | SOLAR-V1-NO-AGE | SOLAR-V1-NO-AGE | SOLAR-V1-NO-AGE
USA | United States of America | 25 Ashdown Road Solar LLC |  | USA0062998 | 4 | 42.8826 | -73.8790 | Solar |  |  |  | 2020.0 | AES Distributed Energy | U.S. Energy Information Administration | http://www.eia.gov/electricity/data/browser/ | U.S. Energy Information Administration |  | 2019 | [6 empty] | 0 | U.S. Energy Information Administration |  |  |  |  | 6.51 | SOLAR-V1-NO-AGE | SOLAR-V1-NO-AGE | SOLAR-V1-NO-AGE | SOLAR-V1-NO-AGE | SOLAR-V1-NO-AGE
USA | United States of America | Strauss CSG |  | USA0063108 | 2 | 42.8915 | -76.9939 | Solar |  |  |  | 2019.0 | Forefront Power LLC | U.S. Energy Information Administration | http://www.eia.gov/electricity/data/browser/ | U.S. Energy Information Administration |  | 2019 | [6 empty] | 0.536 | U.S. Energy Information Administration |  |  |  |  | 3.25 | SOLAR-V1-NO-AGE | SOLAR-V1-NO-AGE | SOLAR-V1-NO-AGE | SOLAR-V1-NO-AGE | SOLAR-V1-NO-AGE
USA | United States of America | Mattas Farms |  | USA0062303 | 2 | 42.8937 | -74.2163 | Solar |  |  |  | 2018.0 | AES Distributed Energy | U.S. Energy Information Administration | http://www.eia.gov/electricity/data/browser/ | U.S. Energy Information Administration |  | 2019 | [5 empty] | 0.137 | 3.239 | U.S. Energy Information Administration |  |  |  |  | 3.25 | SOLAR-V1-NO-AGE | SOLAR-V1-NO-AGE | SOLAR-V1-NO-AGE | SOLAR-V1-NO-AGE | SOLAR-V1-NO-AGE
USA | United States of America | Ellsworth I CSG |  | USA0063112 | 2 | 42.8993 | -73.7098 | Solar |  |  |  | 2019.0 | Forefront Power LLC | U.S. Energy Information Administration | http://www.eia.gov/electricity/data/browser/ | U.S. Energy Information Administration |  | 2019 | [6 empty] | 0.598 | U.S. Energy Information Administration |  |  |  |  | 3.25 | SOLAR-V1-NO-AGE | SOLAR-V1-NO-AGE | SOLAR-V1-NO-AGE | SOLAR-V1-NO-AGE | SOLAR-V1-NO-AGE
USA | United States of America | NY - CSG - Ellsworth II |  | USA0063800 | 2 | 42.8997 | -73.7075 | Solar |  |  |  | 2019.0 | Forefront Power LLC | U.S. Energy Information Administration | http://www.eia.gov/electricity/data/browser/ | U.S. Energy Information Administration |  | 2019 | [6 empty] | 0.43 | U.S. Energy Information Administration |  |  |  |  | 3.25 | SOLAR-V1-NO-AGE | SOLAR-V1-NO-AGE | SOLAR-V1-NO-AGE | SOLAR-V1-NO-AGE | SOLAR-V1-NO-AGE
USA | United States of America | IKEA Oak Creek Rooftop PV System |  | USA0061816 | 1.2 | 42.9029 | -87.9354 | Solar |  |  |  | 2018.0 | IKEA Property Inc | U.S. Energy Information Administration | http://www.eia.gov/electricity/data/browser/ | U.S. Energy Information Administration |  | 2019 | [5 empty] | 1.089 | 1.474 | U.S. Energy Information Administration |  |  |  |  | 1.95 | NO-ESTIMATION | NO-ESTIMATION | NO-ESTIMATION | NO-ESTIMATION | CAPACITY-FACTOR-V1
USA | United States of America | Battle Creek Solar |  | USA0063212 | 2.2 | 42.9133 | -73.2142 | Solar |  |  |  | 2018.0 | Ecos Energy LLC | U.S. Energy Information Administration | http://www.eia.gov/electricity/data/browser/ | U.S. Energy Information Administration |  | 2019 | [6 empty] | 0.544 | U.S. Energy Information Administration |  |  |  |  | 3.58 | NO-ESTIMATION | NO-ESTIMATION | NO-ESTIMATION | NO-ESTIMATION | CAPACITY-FACTOR-V1
USA | United States of America | Czub CSG |  | USA0063057 | 2 | 42.9141 | -73.5960 | Solar |  |  |  | 2019.0 | Forefront Power LLC | U.S. Energy Information Administration | http://www.eia.gov/electricity/data/browser/ | U.S. Energy Information Administration |  | 2019 | [6 empty] | 3.079 | U.S. Energy Information Administration |  |  |  |  | 3.25 | SOLAR-V1-NO-AGE | SOLAR-V1-NO-AGE | SOLAR-V1-NO-AGE | SOLAR-V1-NO-AGE | SOLAR-V1-NO-AGE
USA | United States of America | Bennett |  | USA0063410 | 1.4 | 42.9360 | -77.4720 | Solar |  |  |  | 2019.0 | Abundant Solar Power Inc. | U.S. Energy Information Administration | http://www.eia.gov/electricity/data/browser/ | U.S. Energy Information Administration |  | 2019 | [6 empty] | 2.447 | U.S. Energy Information Administration |  |  |  |  | 2.28 | SOLAR-V1-NO-AGE | SOLAR-V1-NO-AGE | SOLAR-V1-NO-AGE | SOLAR-V1-NO-AGE | SOLAR-V1-NO-AGE
USA | United States of America | Amsterdam South |  | USA0061905 | 2 | 42.9490 | -74.1262 | Solar |  |  |  | 2018.0 | Onyx Asset Services Group | U.S. Energy Information Administration | http://www.eia.gov/electricity/data/browser/ | U.S. Energy Information Administration |  | 2019 | [5 empty] | 2.57 | 3.164 | U.S. Energy Information Administration |  |  |  |  | 3.25 | SOLAR-V1-NO-AGE | SOLAR-V1-NO-AGE | SOLAR-V1-NO-AGE | SOLAR-V1-NO-AGE | SOLAR-V1-NO-AGE
USA | United States of America | Grand Valley Solar Gardens |  | USA0060118 | 3 | 42.9531 | -85.9012 | Solar |  |  |  | 2016.0 | Consumers Energy Co | U.S. Energy Information Administration | http://www.eia.gov/electricity/data/browser/ | U.S. Energy Information Administration | 69648 | 2019 |  |  |  | 3.619 | 4.382 | 4.242 | 3.549 | U.S. Energy Information Administration |  |  |  |  | 4.09 | WIND-V1 | WIND-V1 | WIND-V1 | WIND-V1 | WIND-V1
USA | United States of America | Amsterdam North |  | USA0061904 | 2 | 42.9536 | -74.1198 | Solar |  |  |  | 2018.0 | Onyx Asset Services Group | U.S. Energy Information Administration | http://www.eia.gov/electricity/data/browser/ | U.S. Energy Information Administration |  | 2019 | [5 empty] | 2.4090000000000003 | 3.179 | U.S. Energy Information Administration |  |  |  |  | 3.25 | NO-ESTIMATION | NO-ESTIMATION | NO-ESTIMATION | NO-ESTIMATION | CAPACITY-FACTOR-V1
USA | United States of America | Fennimore Solar |  | USA0062847 | 3 | 42.9710 | -90.6620 | Solar |  |  |  | 2019.0 | Butter Solar LLC | U.S. Energy Information Administration | http://www.eia.gov/electricity/data/browser/ | U.S. Energy Information Administration |  | 2019 | [6 empty] | 0.442 | U.S. Energy Information Administration |  |  |  |  | 4.88 | HYDRO-V1 | HYDRO-V1 | HYDRO-V1 | HYDRO-V1 | HYDRO-V1
USA | United States of America | Mt. Hope DPC Solar |  | USA0060893 | 1 | 42.9750 | -90.8318 | Solar |  |  |  | 2017.0 | SoCore Energy LLC | U.S. Energy Information Administration | http://www.eia.gov/electricity/data/browser/ | U.S. Energy Information Administration |  | 2019 |  |  |  | 0.0 | 1.864 | 2.001 | 1.923 | U.S. Energy Information Administration |  |  |  |  | 1.62 | HYDRO-V1 | HYDRO-V1 | HYDRO-V1 | HYDRO-V1 | HYDRO-V1
USA | United States of America | Pearl CSG |  | USA0063060 | 4 | 42.9813 | -78.2904 | Solar |  |  |  | 2019.0 | Forefront Power LLC | U.S. Energy Information Administration | http://www.eia.gov/electricity/data/browser/ | U.S. Energy Information Administration |  | 2019 | [6 empty] | 5.671 | U.S. Energy Information Administration |  |  |  |  | 6.51 | SOLAR-V1-NO-AGE | SOLAR-V1-NO-AGE | SOLAR-V1-NO-AGE | SOLAR-V1-NO-AGE | SOLAR-V1-NO-AGE
USA | United States of America | Pearl II |  | USA0063405 | 2 | 42.9813 | -78.2904 | Solar |  |  |  | 2019.0 | Forefront Power LLC | U.S. Energy Information Administration | http://www.eia.gov/electricity/data/browser/ | U.S. Energy Information Administration |  | 2019 | [6 empty] | 2.589 | U.S. Energy Information Administration |  |  |  |  | 3.25 | SOLAR-V1-NO-AGE | SOLAR-V1-NO-AGE | SOLAR-V1-NO-AGE | SOLAR-V1-NO-AGE | SOLAR-V1-NO-AGE
USA | United States of America | Onondaga County- Jamesville |  | USA0060232 | 2 | 42.9866 | -76.0642 | Solar |  |  |  | 2018.0 | Tesla Inc. | U.S. Energy Information Administration | http://www.eia.gov/electricity/data/browser/ | U.S. Energy Information Administration |  | 2019 |  |  |  | 0.0 | 0.0 | 1.676 | 1.886 | U.S. Energy Information Administration |  |  |  |  | 3.25 | NO-ESTIMATION | NO-ESTIMATION | NO-ESTIMATION | NO-ESTIMATION | CAPACITY-FACTOR-V1
USA | United States of America | Grand View Solar Two |  | USA0060068 | 80 | 42.9896 | -116.0934 | Solar |  |  |  | 2017.0 | Grand View PV Solar Two LLC | U.S. Energy Information Administration | http://www.eia.gov/electricity/data/browser/ | U.S. Energy Information Administration | 61930 | 2019 |  |  |  | 3.5820000000000003 | 163.316 | 182.356 | 180.168 | U.S. Energy Information Administration |  |  |  |  | 130.36 | NO-ESTIMATION | NO-ESTIMATION | NO-ESTIMATION | NO-ESTIMATION | CAPACITY-FACTOR-V1
USA | United States of America | Johnstown |  | USA0061888 | 2 | 42.9992 | -74.3148 | Solar |  |  |  | 2018.0 | Onyx Asset Services Group | U.S. Energy Information Administration | http://www.eia.gov/electricity/data/browser/ | U.S. Energy Information Administration |  | 2019 | [5 empty] | 2.492 | 3.406 | U.S. Energy Information Administration |  |  |  |  | 3.25 | NO-ESTIMATION | NO-ESTIMATION | NO-ESTIMATION | NO-ESTIMATION | CAPACITY-FACTOR-V1
USA | United States of America | Jefferson Solar Park |  | USA0059771 | 1 | 43.0146 | -88.7992 | Solar |  |  |  | 2014.0 | Half Moon Ventures LLC | U.S. Energy Information Administration | http://www.eia.gov/electricity/data/browser/ | U.S. Energy Information Administration |  | 2019 |  | 1.194 | 1.417 | 1.298 | 1.079 | 1.227 | 1.132 | U.S. Energy Information Administration |  |  | 1.21 | 1.22 | 1.25 | SOLAR-V1-NO-AGE | SOLAR-V1-NO-AGE | SOLAR-V1-NO-AGE | SOLAR-V1-NO-AGE | SOLAR-V1-NO-AGE
USA | United States of America | Broadalbin-Perth Solar |  | USA0061958 | 1.5 | 43.0180 | -74.1918 | Solar |  |  |  | 2018.0 | AES Distributed Energy | U.S. Energy Information Administration | http://www.eia.gov/electricity/data/browser/ | U.S. Energy Information Administration |  | 2019 | [5 empty] | 0.447 | 2.077 | U.S. Energy Information Administration |  |  |  |  | 2.44 | SOLAR-V1-NO-AGE | SOLAR-V1-NO-AGE | SOLAR-V1-NO-AGE | SOLAR-V1-NO-AGE | SOLAR-V1-NO-AGE
USA | United States of America | Lichtenthal |  | USA0061469 | 2 | 43.0201 | -78.1582 | Solar |  |  |  | 2018.0 | AES Distributed Energy | U.S. Energy Information Administration | http://www.eia.gov/electricity/data/browser/ | U.S. Energy Information Administration |  | 2019 | [5 empty] | 0.985 | 2.461 | U.S. Energy Information Administration |  |  |  |  | 3.25 | NO-ESTIMATION | NO-ESTIMATION | NO-ESTIMATION | NO-ESTIMATION | CAPACITY-FACTOR-V1
USA | United States of America | Call Farms 3 |  | USA0061471 | 2 | 43.0230 | -78.1786 | Solar |  |  |  | 2018.0 | AES Distributed Energy | U.S. Energy Information Administration | http://www.eia.gov/electricity/data/browser/ | U.S. Energy Information Administration |  | 2019 | [5 empty] | 1.177 | 2.934 | U.S. Energy Information Administration |  |  |  |  | 3.25 | SOLAR-V1-NO-AGE | SOLAR-V1-NO-AGE | SOLAR-V1-NO-AGE | SOLAR-V1-NO-AGE | SOLAR-V1-NO-AGE
USA | United States of America | Madison County |  | USA0061725 | 1.8 | 43.0283 | -75.7010 | Solar |  |  |  | 2017.0 | AEP Onsite Partners | U.S. Energy Information Administration | http://www.eia.gov/electricity/data/browser/ | U.S. Energy Information Administration |  | 2019 |  |  |  |  | 0.9500000000000001 | 2.587 | 2.671 | U.S. Energy Information Administration |  |  |  |  | 2.93 | NO-ESTIMATION | NO-ESTIMATION | NO-ESTIMATION | NO-ESTIMATION | CAPACITY-FACTOR-V1
USA | United States of America | Turrill Solar Farm |  | USA0060347 | 19.6 | 43.0347 | -83.3089 | Solar |  |  |  | 2017.0 | DTE Electric Company | U.S. Energy Information Administration | http://www.eia.gov/electricity/data/browser/ | U.S. Energy Information Administration |  | 2019 |  |  |  |  | 18.35 | 26.636 | 26.768 | U.S. Energy Information Administration |  |  |  |  | 31.93 | NO-ESTIMATION | NO-ESTIMATION | NO-ESTIMATION | NO-ESTIMATION | CAPACITY-FACTOR-V1
USA | United States of America | Call Farms 1 |  | USA0061470 | 2 | 43.0378 | -78.1873 | Solar |  |  |  | 2018.0 | AES Distributed Energy | U.S. Energy Information Administration | http://www.eia.gov/electricity/data/browser/ | U.S. Energy Information Administration |  | 2019 | [5 empty] | 1.029 | 3.224 | U.S. Energy Information Administration |  |  |  |  | 3.25 | NO-ESTIMATION | NO-ESTIMATION | NO-ESTIMATION | NO-ESTIMATION | CAPACITY-FACTOR-V1
USA | United States of America | Demille Solar Farm |  | USA0060346 | 28.4 | 43.0400 | -83.3332 | Solar |  |  |  | 2017.0 | DTE Electric Company | U.S. Energy Information Administration | http://www.eia.gov/electricity/data/browser/ | U.S. Energy Information Administration |  | 2019 |  |  |  |  | 25.128 | 39.897 | 41.485 | U.S. Energy Information Administration |  |  |  |  | 46.27 | SOLAR-V1-NO-AGE | SOLAR-V1-NO-AGE | SOLAR-V1-NO-AGE | SOLAR-V1-NO-AGE | SOLAR-V1-NO-AGE
USA | United States of America | Macedon |  | USA0063407 | 2 | 43.0586 | -77.3460 | Solar |  |  |  | 2019.0 | Abundant Solar Power Inc. | U.S. Energy Information Administration | http://www.eia.gov/electricity/data/browser/ | U.S. Energy Information Administration |  | 2019 | [6 empty] | 3.185 | U.S. Energy Information Administration |  |  |  |  | 3.25 | SOLAR-V1-NO-AGE | SOLAR-V1-NO-AGE | SOLAR-V1-NO-AGE | SOLAR-V1-NO-AGE | SOLAR-V1-NO-AGE
USA | United States of America | Kearsarge Oppenheim CSG |  | USA0061917 | 1.4 | 43.0602 | -74.7364 | Solar |  |  |  | 2018.0 | Kearsarge Oppenheim LLC | U.S. Energy Information Administration | http://www.eia.gov/electricity/data/browser/ | U.S. Energy Information Administration |  | 2019 | [5 empty] | 0.767 | 2.194 | U.S. Energy Information Administration |  |  |  |  | 2.28 | SOLAR-V1-NO-AGE | SOLAR-V1-NO-AGE | SOLAR-V1-NO-AGE | SOLAR-V1-NO-AGE | SOLAR-V1-NO-AGE
USA | United States of America | Broadalbin |  | USA0061847 | 2 | 43.0613 | -74.1549 | Solar |  |  |  | 2018.0 | Onyx Asset Services Group | U.S. Energy Information Administration | http://www.eia.gov/electricity/data/browser/ | U.S. Energy Information Administration |  | 2019 | [5 empty] | 2.468 | 3.208 | U.S. Energy Information Administration |  |  |  |  | 3.25 | SOLAR-V1-NO-AGE | SOLAR-V1-NO-AGE | SOLAR-V1-NO-AGE | SOLAR-V1-NO-AGE | SOLAR-V1-NO-AGE
USA | United States of America | Kearsarge Johnstown 2 CSG |  | USA0062556 | 2 | 43.0644 | -74.3602 | Solar |  |  |  | 2019.0 | Kearsarge Johnstown 2 LLC | U.S. Energy Information Administration | http://www.eia.gov/electricity/data/browser/ | U.S. Energy Information Administration |  | 2019 | [5 empty] | 0.056 | 3.256 | U.S. Energy Information Administration |  |  |  |  | 3.25 | SOLAR-V1-NO-AGE | SOLAR-V1-NO-AGE | SOLAR-V1-NO-AGE | SOLAR-V1-NO-AGE | SOLAR-V1-NO-AGE
USA | United States of America | Kearsarge Johnstown 1 CSG |  | USA0062549 | 1.5 | 43.0660 | -74.3602 | Solar |  |  |  | 2019.0 | Kearsarge Johnstown 1 LLC | U.S. Energy Information Administration | http://www.eia.gov/electricity/data/browser/ | U.S. Energy Information Administration |  | 2019 | [5 empty] | 0.021 | 2.31 | U.S. Energy Information Administration |  |  |  |  | 2.44 | SOLAR-V1-NO-AGE | SOLAR-V1-NO-AGE | SOLAR-V1-NO-AGE | SOLAR-V1-NO-AGE | SOLAR-V1-NO-AGE
USA | United States of America | Johnstown Solar 1 LLC |  | USA0063013 | 4 | 43.0724 | -74.3228 | Solar |  |  |  | 2020.0 | AES Distributed Energy | U.S. Energy Information Administration | http://www.eia.gov/electricity/data/browser/ | U.S. Energy Information Administration |  | 2019 | [6 empty] | 0 | U.S. Energy Information Administration |  |  |  |  | 6.51 | SOLAR-V1-NO-AGE | SOLAR-V1-NO-AGE | SOLAR-V1-NO-AGE | SOLAR-V1-NO-AGE | SOLAR-V1-NO-AGE
USA | United States of America | Saratoga Solar LLC |  | USA0063373 | 5 | 43.0738 | -73.9040 | Solar |  |  |  | 2020.0 | Green Street Power Partners | U.S. Energy Information Administration | http://www.eia.gov/electricity/data/browser/ | U.S. Energy Information Administration |  | 2019 | [6 empty] | 0 | U.S. Energy Information Administration |  |  |  |  | 8.14 | SOLAR-V1-NO-AGE | SOLAR-V1-NO-AGE | SOLAR-V1-NO-AGE | SOLAR-V1-NO-AGE | SOLAR-V1-NO-AGE
USA | United States of America | RIT Henrietta Solar 1 LLC |  | USA0062810 | 1.6 | 43.0762 | -77.6672 | Solar |  |  |  | 2019.0 | RIT Henrietta Solar 1 LLC | U.S. Energy Information Administration | http://www.eia.gov/electricity/data/browser/ | U.S. Energy Information Administration |  | 2019 | [5 empty] | 3.525 | 2.436 | U.S. Energy Information Administration |  |  |  |  | 2.6 | SOLAR-V1-NO-AGE | SOLAR-V1-NO-AGE | SOLAR-V1-NO-AGE | SOLAR-V1-NO-AGE | SOLAR-V1-NO-AGE
USA | United States of America | Westminster |  | USA0062443 | 1.8 | 43.0864 | -72.4554 | Solar |  |  |  | 2017.0 | Spencer TGC Westminster LLC | U.S. Energy Information Administration | http://www.eia.gov/electricity/data/browser/ | U.S. Energy Information Administration |  | 2019 | [6 empty] | 2.91 | U.S. Energy Information Administration |  |  |  |  | 2.93 | NO-ESTIMATION | NO-ESTIMATION | NO-ESTIMATION | NO-ESTIMATION | CAPACITY-FACTOR-V1
USA | United States of America | Skidmore College |  | USA0060425 | 2 | 43.0937 | -73.8113 | Solar |  |  |  | 2014.0 | Terraform Arcadia | U.S. Energy Information Administration | http://www.eia.gov/electricity/data/browser/ | U.S. Energy Information Administration |  | 2019 |  |  | 2.195 | 2.7760000000000002 | 2.5 | 2.35 | 2.4 | U.S. Energy Information Administration |  |  | 2.86 | 2.70 | 2.46 | NO-ESTIMATION | NO-ESTIMATION | NO-ESTIMATION | NO-ESTIMATION | CAPACITY-FACTOR-V1
USA | United States of America | Onyx - Saratoga Springs Landfill Solar CSG |  | USA0061724 | 2 | 43.0969 | -73.7449 | Solar |  |  |  | 2017.0 | Onyx Asset Services Group | U.S. Energy Information Administration | http://www.eia.gov/electricity/data/browser/ | U.S. Energy Information Administration |  | 2019 |  |  |  |  | 0.92 | 2.692 | 2.842 | U.S. Energy Information Administration |  |  |  |  | 3.25 | HYDRO-V1 | HYDRO-V1 | HYDRO-V1 | HYDRO-V1 | HYDRO-V1
USA | United States of America | Greenwood Solar Farm |  | USA0060019 | 1.9 | 43.1056 | -82.6964 | Solar |  |  |  | 2016.0 | DTE Electric Company | U.S. Energy Information Administration | http://www.eia.gov/electricity/data/browser/ | U.S. Energy Information Administration | 70079 | 2019 |  |  |  | 2.149 | 2.238 | 2.152 | 2.242 | U.S. Energy Information Administration |  |  |  |  | 2.38 | NO-ESTIMATION | NO-ESTIMATION | NO-ESTIMATION | NO-ESTIMATION | CAPACITY-FACTOR-V1
USA | United States of America | Mt. Home Solar 1 LLC |  | USA0059695 | 20 | 43.1290 | -115.7520 | Solar |  |  |  | 2017.0 | Mt. Home Solar 1 LLC | U.S. Energy Information Administration | http://www.eia.gov/electricity/data/browser/ | U.S. Energy Information Administration |  | 2019 |  |  |  |  | 38.043 | 47.324 | 50.022 | U.S. Energy Information Administration |  |  |  |  | 32.59 | SOLAR-V1-NO-AGE | SOLAR-V1-NO-AGE | SOLAR-V1-NO-AGE | SOLAR-V1-NO-AGE | SOLAR-V1-NO-AGE
USA | United States of America | Whittier |  | USA0063408 | 2 | 43.1500 | -77.8614 | Solar |  |  |  | 2019.0 | Abundant Solar Power Inc. | U.S. Energy Information Administration | http://www.eia.gov/electricity/data/browser/ | U.S. Energy Information Administration |  | 2019 | [6 empty] | 3.969 | U.S. Energy Information Administration |  |  |  |  | 3.25 | SOLAR-V1-NO-AGE | SOLAR-V1-NO-AGE | SOLAR-V1-NO-AGE | SOLAR-V1-NO-AGE | SOLAR-V1-NO-AGE
USA | United States of America | Oneida County- DPW |  | USA0060114 | 1.5 | 43.1508 | -75.3713 | Solar |  |  |  | 2017.0 | Tesla Inc. | U.S. Energy Information Administration | http://www.eia.gov/electricity/data/browser/ | U.S. Energy Information Administration |  | 2019 |  |  |  | 0.0 | 0.0 | 1.361 | 1.023 | U.S. Energy Information Administration |  |  |  |  | 2.44 | SOLAR-V1-NO-AGE | SOLAR-V1-NO-AGE | SOLAR-V1-NO-AGE | SOLAR-V1-NO-AGE | SOLAR-V1-NO-AGE
USA | United States of America | Anheuser-Busch Baldwinsville |  | USA0061575 | 2 | 43.1515 | -76.4148 | Solar |  |  |  | 2018.0 | AES Distributed Energy | U.S. Energy Information Administration | http://www.eia.gov/electricity/data/browser/ | U.S. Energy Information Administration |  | 2019 | [5 empty] | 0.755 | 2.508 | U.S. Energy Information Administration |  |  |  |  | 3.25 | HYDRO-V1 | HYDRO-V1 | HYDRO-V1 | HYDRO-V1 | HYDRO-V1
USA | United States of America | Oneida - South |  | USA0060455 | 1.9 | 43.1664 | -75.3869 | Solar |  |  |  | 2016.0 | Oneida DG Solar LLC | U.S. Energy Information Administration | http://www.eia.gov/electricity/data/browser/ | U.S. Energy Information Administration |  | 2019 |  |  |  | 1.051 | 2.576 | 2.716 | 2.678 | U.S. Energy Information Administration |  |  |  |  | 2.02 | SOLAR-V1-NO-AGE | SOLAR-V1-NO-AGE | SOLAR-V1-NO-AGE | SOLAR-V1-NO-AGE | SOLAR-V1-NO-AGE
USA | United States of America | Oneida - West |  | USA0060456 | 1.9 | 43.1696 | -75.4049 | Solar |  |  |  | 2016.0 | Oneida DG Solar LLC | U.S. Energy Information Administration | http://www.eia.gov/electricity/data/browser/ | U.S. Energy Information Administration |  | 2019 |  |  |  | 1.309 | 2.376 | 2.717 | 2.557 | U.S. Energy Information Administration |  |  |  |  | 2.02 | NO-ESTIMATION | NO-ESTIMATION | NO-ESTIMATION | NO-ESTIMATION | CAPACITY-FACTOR-V1
USA | United States of America | Onondaga County - Oak Orchard WWTP |  | USA0060098 | 2 | 43.1727 | -76.1301 | Solar |  |  |  | 2017.0 | Tesla Inc. | U.S. Energy Information Administration | http://www.eia.gov/electricity/data/browser/ | U.S. Energy Information Administration |  | 2019 |  |  |  | 0.0 | 0.0 | 0.653 | 2.43 | U.S. Energy Information Administration |  |  |  |  | 3.25 | HYDRO-V1 | HYDRO-V1 | HYDRO-V1 | HYDRO-V1 | HYDRO-V1
USA | United States of America | Monroe County Sites A & B |  | USA0061509 | 3.4 | 43.1741 | -77.3922 | Solar |  |  |  | 2018.0 | AES Distributed Energy | U.S. Energy Information Administration | http://www.eia.gov/electricity/data/browser/ | U.S. Energy Information Administration |  | 2019 |  |  |  |  | 0.002 | 4.513 | 4.779 | U.S. Energy Information Administration |  |  |  |  | 5.54 | NO-ESTIMATION | NO-ESTIMATION | NO-ESTIMATION | NO-ESTIMATION | CAPACITY-FACTOR-V1
USA | United States of America | City of Rochester Solar |  | USA0061804 | 1.8 | 43.1769 | -77.6785 | Solar |  |  |  | 2018.0 | AES Distributed Energy | U.S. Energy Information Administration | http://www.eia.gov/electricity/data/browser/ | U.S. Energy Information Administration |  | 2019 |  |  |  |  | 0.013000000000000001 | 2.797 | 2.538 | U.S. Energy Information Administration |  |  |  |  | 2.93 | SOLAR-V1-NO-AGE | SOLAR-V1-NO-AGE | SOLAR-V1-NO-AGE | SOLAR-V1-NO-AGE | SOLAR-V1-NO-AGE
USA | United States of America | Time Warner Cable Enterprises - Martino |  | USA0061577 | 2 | 43.1837 | -75.4305 | Solar |  |  |  | 2018.0 | AES Distributed Energy | U.S. Energy Information Administration | http://www.eia.gov/electricity/data/browser/ | U.S. Energy Information Administration |  | 2019 | [5 empty] | 0.92 | 2.878 | U.S. Energy Information Administration |  |  |  |  | 3.25 | SOLAR-V1-NO-AGE | SOLAR-V1-NO-AGE | SOLAR-V1-NO-AGE | SOLAR-V1-NO-AGE | SOLAR-V1-NO-AGE
USA | United States of America | Onondaga County - Metro Water Board |  | USA0060097 | 1 | 43.1838 | -76.2241 | Solar |  |  |  | 2016.0 | Tesla Inc. | U.S. Energy Information Administration | http://www.eia.gov/electricity/data/browser/ | U.S. Energy Information Administration |  | 2019 |  |  |  | 1.032 | 1.0170000000000001 | 0.921 | 0.905 | U.S. Energy Information Administration |  |  |  |  | 1.22 | NO-ESTIMATION | NO-ESTIMATION | NO-ESTIMATION | SOLAR-V1 | SOLAR-V1
USA | United States of America | Onyx - Lamphear Road CSG |  | USA0060967 | 2 | 43.1841 | -75.4767 | Solar |  |  |  | 2016.0 | Onyx Asset Services Group | U.S. Energy Information Administration | http://www.eia.gov/electricity/data/browser/ | U.S. Energy Information Administration |  | 2019 |  |  |  | 0.199 | 2.932 | 2.751 | 2.596 | U.S. Energy Information Administration |  |  |  |  | 2.14 | NO-ESTIMATION | NO-ESTIMATION | NO-ESTIMATION | NO-ESTIMATION | CAPACITY-FACTOR-V1
USA | United States of America | Ransomville Solar 1 LLC |  | USA0063012 | 5 | 43.1994 | -78.9498 | Solar |  |  |  | 2020.0 | AES Distributed Energy | U.S. Energy Information Administration | http://www.eia.gov/electricity/data/browser/ | U.S. Energy Information Administration |  | 2019 | [6 empty] | 0 | U.S. Energy Information Administration |  |  |  |  | 8.14 | SOLAR-V1-NO-AGE | SOLAR-V1-NO-AGE | SOLAR-V1-NO-AGE | SOLAR-V1-NO-AGE | SOLAR-V1-NO-AGE
USA | United States of America | Murphy Flat Solar |  | USA0060009 | 20 | 43.2130 | -116.4390 | Solar |  |  |  | 2017.0 | Murphy Flat Power LLC | U.S. Energy Information Administration | http://www.eia.gov/electricity/data/browser/ | U.S. Energy Information Administration |  | 2019 |  |  |  |  | 27.1 | 45.755 | 46.442 | U.S. Energy Information Administration |  |  |  |  | 32.59 | SOLAR-V1-NO-AGE | SOLAR-V1-NO-AGE | SOLAR-V1-NO-AGE | SOLAR-V1-NO-AGE | SOLAR-V1-NO-AGE
USA | United States of America | Williamson |  | USA0063409 | 2 | 43.2341 | -77.1522 | Solar |  |  |  | 2019.0 | Abundant Solar Power Inc. | U.S. Energy Information Administration | http://www.eia.gov/electricity/data/browser/ | U.S. Energy Information Administration |  | 2019 | [6 empty] | 3.266 | U.S. Energy Information Administration |  |  |  |  | 3.25 | NO-ESTIMATION | NO-ESTIMATION | NO-ESTIMATION | NO-ESTIMATION | CAPACITY-FACTOR-V1
USA | United States of America | Outback Solar At Christmas Valley |  | USA0058131 | 4.4 | 43.2369 | -120.4900 | Solar |  |  |  | 2012.0 | Outback Solar LLC | U.S. Energy Information Administration | http://www.eia.gov/electricity/data/browser/ | U.S. Energy Information Administration | 67009 | 2019 | 10.705 | 10.46 | 10.229000000000001 | 9.439 | 9.903 | 10.014 | 9.484 | U.S. Energy Information Administration | 7.31 | 7.75 | 8.22 | 7.55 | 5.35 | NO-ESTIMATION | NO-ESTIMATION | NO-ESTIMATION | NO-ESTIMATION | CAPACITY-FACTOR-V1
USA | United States of America | Tannery Road Landfill |  | USA0060677 | 2 | 43.2390 | -75.5346 | Solar |  |  |  | 2016.0 | Tannery Road Solar LLC | U.S. Energy Information Administration | http://www.eia.gov/electricity/data/browser/ | U.S. Energy Information Administration | 69788 | 2019 |  |  |  | 1.139 | 2.904 | 2.294 | 2.608 | U.S. Energy Information Administration |  |  |  |  | 2.14 | NO-ESTIMATION | NO-ESTIMATION | NO-ESTIMATION | NO-ESTIMATION | CAPACITY-FACTOR-V1
USA | United States of America | Town of Williamson Landfill PV |  | USA0059613 | 1.2 | 43.2444 | -77.1747 | Solar |  |  |  | 2015.0 | SSA Solar of NY LLC | U.S. Energy Information Administration | http://www.eia.gov/electricity/data/browser/ | U.S. Energy Information Administration | 68880 | 2019 |  | 0.004 | 2.527 | 1.953 | 1.655 | 1.595 | 1.688 | U.S. Energy Information Administration |  |  |  | 1.85 | 1.56 | HYDRO-V1 | HYDRO-V1 | HYDRO-V1 | HYDRO-V1 | HYDRO-V1
USA | United States of America | Barneveld Solar |  | USA0063279 | 1 | 43.2514 | -75.1772 | Solar |  |  |  | 2019.0 | Citizens Enterprises Corporation | U.S. Energy Information Administration | http://www.eia.gov/electricity/data/browser/ | U.S. Energy Information Administration |  | 2019 | [6 empty] | 0.725 | U.S. Energy Information Administration |  |  |  |  | 1.62 | SOLAR-V1-NO-AGE | SOLAR-V1-NO-AGE | SOLAR-V1-NO-AGE | SOLAR-V1-NO-AGE | SOLAR-V1-NO-AGE
USA | United States of America | Hollygrove CSG |  | USA0063051 | 2 | 43.2603 | -76.7217 | Solar |  |  |  | 2019.0 | Forefront Power LLC | U.S. Energy Information Administration | http://www.eia.gov/electricity/data/browser/ | U.S. Energy Information Administration |  | 2019 | [6 empty] | 2.908 | U.S. Energy Information Administration |  |  |  |  | 3.25 | SOLAR-V1-NO-AGE | SOLAR-V1-NO-AGE | SOLAR-V1-NO-AGE | SOLAR-V1-NO-AGE | SOLAR-V1-NO-AGE
USA | United States of America | Forest City Solar |  | USA0062861 | 3 | 43.2760 | -93.6290 | Solar |  |  |  | 2019.0 | Butter Solar LLC | U.S. Energy Information Administration | http://www.eia.gov/electricity/data/browser/ | U.S. Energy Information Administration |  | 2019 | [6 empty] | 1.059 | U.S. Energy Information Administration |  |  |  |  | 4.88 | SOLAR-V1-NO-AGE | SOLAR-V1-NO-AGE | SOLAR-V1-NO-AGE | SOLAR-V1-NO-AGE | SOLAR-V1-NO-AGE
USA | United States of America | Chester Power Partners |  | USA0059755 | 2.2 | 43.2809 | -72.5976 | Solar |  |  |  | 2014.0 | Chester Power Partners LLC | U.S. Energy Information Administration | http://www.eia.gov/electricity/data/browser/ | U.S. Energy Information Administration |  | 2019 |  | 0.059000000000000004 | 2.434 | 2.816 | 2.59 | 2.474 | 2.716 | U.S. Energy Information Administration |  |  | 3.07 | 3.03 | 3.07 | SOLAR-V1-NO-AGE | SOLAR-V1-NO-AGE | SOLAR-V1-NO-AGE | SOLAR-V1-NO-AGE | SOLAR-V1-NO-AGE
USA | United States of America | Simcoe Solar |  | USA0060748 | 20 | 43.2884 | -115.9554 | Solar |  |  |  | 2017.0 | Simcoe Solar | U.S. Energy Information Administration | http://www.eia.gov/electricity/data/browser/ | U.S. Energy Information Administration |  | 2019 |  |  |  |  | 35.421 | 49.203 | 48.338 | U.S. Energy Information Administration |  |  |  |  | 32.59 | NO-ESTIMATION | NO-ESTIMATION | NO-ESTIMATION | NO-ESTIMATION | CAPACITY-FACTOR-V1
USA | United States of America | Camden CSD Solar Array |  | USA0061604 | 1.8 | 43.3123 | -75.6953 | Solar |  |  |  | 2018.0 | AEP Onsite Partners | U.S. Energy Information Administration | http://www.eia.gov/electricity/data/browser/ | U.S. Energy Information Administration |  | 2019 |  |  |  |  | 0.1 | 2.507 | 2.255 | U.S. Energy Information Administration |  |  |  |  | 2.93 | NO-ESTIMATION | NO-ESTIMATION | NO-ESTIMATION | NO-ESTIMATION | CAPACITY-FACTOR-V1
USA | United States of America | Monroe County Sites C D & E |  | USA0061510 | 6 | 43.3188 | -77.7402 | Solar |  |  |  | 2018.0 | AES Distributed Energy | U.S. Energy Information Administration | http://www.eia.gov/electricity/data/browser/ | U.S. Energy Information Administration |  | 2019 |  |  |  |  | 0.007 | 8.814 | 8.933 | U.S. Energy Information Administration |  |  |  |  | 9.77 | HYDRO-V1 | HYDRO-V1 | HYDRO-V1 | HYDRO-V1 | HYDRO-V1
USA | United States of America | Oswego County - Fulton Solar |  | USA0060818 | 2 | 43.3424 | -76.3432 | Solar |  |  |  | 2018.0 | Tesla Inc. | U.S. Energy Information Administration | http://www.eia.gov/electricity/data/browser/ | U.S. Energy Information Administration |  | 2019 |  |  |  | 0.0 | 0.0 | 0.0 | 1.785 | U.S. Energy Information Administration |  |  |  |  | 3.25 | SOLAR-V1-NO-AGE | SOLAR-V1-NO-AGE | SOLAR-V1-NO-AGE | SOLAR-V1-NO-AGE | SOLAR-V1-NO-AGE
USA | United States of America | Coolidge Solar 1 LLC |  | USA0061959 | 19.6 | 43.4248 | -72.6653 | Solar |  |  |  | 2019.0 | Coolidge Solar I LLC | U.S. Energy Information Administration | http://www.eia.gov/electricity/data/browser/ | U.S. Energy Information Administration |  | 2019 | [5 empty] | 0.317 | 26.448 | U.S. Energy Information Administration |  |  |  |  | 31.93 | HYDRO-V1 | HYDRO-V1 | HYDRO-V1 | HYDRO-V1 | HYDRO-V1
USA | United States of America | Onondaga County- Clearwater |  | USA0060462 | 2 | 43.4293 | -76.5157 | Solar |  |  |  | 2017.0 | Tesla Inc. | U.S. Energy Information Administration | http://www.eia.gov/electricity/data/browser/ | U.S. Energy Information Administration |  | 2019 |  |  |  |  | 1.118 | 2.765 | 2.573 | U.S. Energy Information Administration |  |  |  |  | 3.25 | HYDRO-V1 | HYDRO-V1 | HYDRO-V1 | HYDRO-V1 | HYDRO-V1
USA | United States of America | ID Solar |  | USA0060445 | 40 | 43.4440 | -116.3330 | Solar |  |  |  | 2016.0 | Sustainable Power Group LLC | U.S. Energy Information Administration | http://www.eia.gov/electricity/data/browser/ | U.S. Energy Information Administration |  | 2019 |  |  |  | 26.219 | 88.678 | 97.248 | 94.128 | U.S. Energy Information Administration |  |  |  |  | 69.72 | HYDRO-V1 | HYDRO-V1 | HYDRO-V1 | HYDRO-V1 | HYDRO-V1
USA | United States of America | Orchard Ranch Solar |  | USA0060010 | 20 | 43.4670 | -116.2850 | Solar |  |  |  | 2017.0 | Orchard Ranch Solar LLC | U.S. Energy Information Administration | http://www.eia.gov/electricity/data/browser/ | U.S. Energy Information Administration |  | 2019 |  |  |  |  | 37.186 | 47.739000000000004 | 48.438 | U.S. Energy Information Administration |  |  |  |  | 32.59 | HYDRO-V1 | HYDRO-V1 | HYDRO-V1 | HYDRO-V1 | HYDRO-V1
USA | United States of America | MHG Wallingford |  | USA0062728 | 2.2 | 43.4769 | -72.9827 | Solar |  |  |  | 2019.9999999999998 | Standard Solar | U.S. Energy Information Administration | http://www.eia.gov/electricity/data/browser/ | U.S. Energy Information Administration |  | 2019 | [6 empty] | 0 | U.S. Energy Information Administration |  |  |  |  | 3.58 | HYDRO-V1 | HYDRO-V1 | HYDRO-V1 | HYDRO-V1 | HYDRO-V1
USA | United States of America | Liberty Pole DPC Solar |  | USA0060891 | 1.1 | 43.4941 | -90.9071 | Solar |  |  |  | 2017.0 | SoCore Energy LLC | U.S. Energy Information Administration | http://www.eia.gov/electricity/data/browser/ | U.S. Energy Information Administration |  | 2019 |  |  |  |  | 1.245 | 2.071 | 1.814 | U.S. Energy Information Administration |  |  |  |  | 1.79 | HYDRO-V1 | HYDRO-V1 | HYDRO-V1 | HYDRO-V1 | HYDRO-V1
USA | United States of America | Starvation |  | USA0063344 | 9.9 | 43.5022 | -119.1485 | Solar |  |  |  | 2020.0 | Starvation Solar I LLC | U.S. Energy Information Administration | http://www.eia.gov/electricity/data/browser/ | U.S. Energy Information Administration |  | 2019 | [6 empty] | 0.17 | U.S. Energy Information Administration |  |  |  |  | 16.13 | HYDRO-V1 | HYDRO-V1 | HYDRO-V1 | HYDRO-V1 | HYDRO-V1
USA | United States of America | Clarendon Solar Farm |  | USA0059476 | 2 | 43.5397 | -72.9558 | Solar |  |  |  | 2014.0 | Clarendon Solar Farm LLC | U.S. Energy Information Administration | http://www.eia.gov/electricity/data/browser/ | U.S. Energy Information Administration |  | 2019 |  | 1.326 | 3.013 | 3.055 | 2.844 | 2.624 | 2.855 | U.S. Energy Information Administration |  |  | 2.68 | 2.98 | 2.79 | HYDRO-V1 | HYDRO-V1 | HYDRO-V1 | HYDRO-V1 | HYDRO-V1
USA | United States of America | Gore Mountain Solar II |  | USA0061764 | 2 | 43.5434 | -73.3231 | Solar |  |  |  | 2016.0 | Gore Mountain Solar II LLC | U.S. Energy Information Administration | http://www.eia.gov/electricity/data/browser/ | U.S. Energy Information Administration |  | 2019 |  |  |  |  | 2.938 | 2.665 | 2.893 | U.S. Energy Information Administration |  |  |  |  | 2.47 | SOLAR-V1-NO-AGE | SOLAR-V1-NO-AGE | SOLAR-V1-NO-AGE | SOLAR-V1-NO-AGE | SOLAR-V1-NO-AGE
USA | United States of America | HGS Solar I |  | USA0061765 | 2 | 43.5437 | -73.3253 | Solar |  |  |  | 2016.0 | HGS solar I LLC | U.S. Energy Information Administration | http://www.eia.gov/electricity/data/browser/ | U.S. Energy Information Administration |  | 2019 |  |  |  |  | 3.14 | 3.009 | 3.166 | U.S. Energy Information Administration |  |  |  |  | 2.47 | NO-ESTIMATION | NO-ESTIMATION | NO-ESTIMATION | NO-ESTIMATION | CAPACITY-FACTOR-V1
USA | United States of America | Cold River Road Solar |  | USA0060912 | 2.3 | 43.5857 | -72.9520 | Solar |  |  |  | 2017.0 | AEP Onsite Partners | U.S. Energy Information Administration | http://www.eia.gov/electricity/data/browser/ | U.S. Energy Information Administration |  | 2019 |  |  |  | 0.0 | 3.438 | 3.23 | 3.394 | U.S. Energy Information Administration |  |  |  |  | 3.74 | SOLAR-V1-NO-AGE | SOLAR-V1-NO-AGE | SOLAR-V1-NO-AGE | SOLAR-V1-NO-AGE | SOLAR-V1-NO-AGE
USA | United States of America | Sauk DPC Solar |  | USA0060887 | 1 | 43.5959 | -90.3226 | Solar |  |  |  | 2017.0 | SoCore Energy LLC | U.S. Energy Information Administration | http://www.eia.gov/electricity/data/browser/ | U.S. Energy Information Administration |  | 2019 |  |  |  | 0.0 | 1.5230000000000001 | 1.522 | 1.381 | U.S. Energy Information Administration |  |  |  |  | 1.62 | SOLAR-V1-NO-AGE | SOLAR-V1-NO-AGE | SOLAR-V1-NO-AGE | SOLAR-V1-NO-AGE | SOLAR-V1-NO-AGE
USA | United States of America | Main Street Solar Project |  | USA0059682 | 1.5 | 43.6264 | -72.9756 | Solar |  |  |  | 2015.0 | NextSun Energy LLC | U.S. Energy Information Administration | http://www.eia.gov/electricity/data/browser/ | U.S. Energy Information Administration |  | 2019 |  | 0.426 | 1.932 | 2.3890000000000002 | 2.239 | 2.156 | 2.271 | U.S. Energy Information Administration |  |  |  | 2.19 | 2.2 | SOLAR-V1-NO-AGE | SOLAR-V1-NO-AGE | SOLAR-V1-NO-AGE | SOLAR-V1-NO-AGE | SOLAR-V1-NO-AGE
USA | United States of America | GMP Solar - Hartford |  | USA0060874 | 5 | 43.6321 | -72.4186 | Solar |  |  |  | 2017.0 | Green Mountain Power Corp | U.S. Energy Information Administration | http://www.eia.gov/electricity/data/browser/ | U.S. Energy Information Administration |  | 2019 |  |  |  | 0.037 | 7.3340000000000005 | 7.308 | 7.494 | U.S. Energy Information Administration |  |  |  |  | 8.14 | NO-ESTIMATION | NO-ESTIMATION | NO-ESTIMATION | NO-ESTIMATION | CAPACITY-FACTOR-V1
USA | United States of America | Howland CSG |  | USA0063055 | 2 | 43.6348 | -76.0892 | Solar |  |  |  | 2019.0 | Forefront Power LLC | U.S. Energy Information Administration | http://www.eia.gov/electricity/data/browser/ | U.S. Energy Information Administration |  | 2019 | [6 empty] | 2.021 | U.S. Energy Information Administration |  |  |  |  | 3.25 | SOLAR-V1-NO-AGE | SOLAR-V1-NO-AGE | SOLAR-V1-NO-AGE | SOLAR-V1-NO-AGE | SOLAR-V1-NO-AGE
USA | United States of America | Goose Lake MN DPC-GM |  | USA0062148 | 1.5 | 43.6676 | -93.2940 | Solar |  |  |  | 2019.0 | ENGIE Generation North America LLC | U.S. Energy Information Administration | http://www.eia.gov/electricity/data/browser/ | U.S. Energy Information Administration |  | 2019 | [6 empty] | 1.884 | U.S. Energy Information Administration |  |  |  |  | 2.44 | NO-ESTIMATION | NO-ESTIMATION | NO-ESTIMATION | NO-ESTIMATION | CAPACITY-FACTOR-V1
USA | United States of America | Garnet Solar (NY) |  | USA0062843 | 1.9 | 43.7239 | -74.0624 | Solar |  |  |  | 2018.0 | AEP Onsite Partners | U.S. Energy Information Administration | http://www.eia.gov/electricity/data/browser/ | U.S. Energy Information Administration |  | 2019 | [6 empty] | 2.806 | U.S. Energy Information Administration |  |  |  |  | 3.09 | NO-ESTIMATION | NO-ESTIMATION | NO-ESTIMATION | NO-ESTIMATION | CAPACITY-FACTOR-V1
USA | United States of America | Elroy Solar |  | USA0062868 | 1.5 | 43.7320 | -90.0250 | Solar |  |  |  | 2019.0 | Butter Solar LLC | U.S. Energy Information Administration | http://www.eia.gov/electricity/data/browser/ | U.S. Energy Information Administration |  | 2019 | [6 empty] | 0.382 | U.S. Energy Information Administration |  |  |  |  | 2.44 | SOLAR-V1-NO-AGE | SOLAR-V1-NO-AGE | SOLAR-V1-NO-AGE | SOLAR-V1-NO-AGE | SOLAR-V1-NO-AGE
USA | United States of America | Cashton Solar |  | USA0062858 | 2 | 43.7370 | -90.8050 | Solar |  |  |  | 2019.0 | Butter Solar LLC | U.S. Energy Information Administration | http://www.eia.gov/electricity/data/browser/ | U.S. Energy Information Administration |  | 2019 | [6 empty] | 0.582 | U.S. Energy Information Administration |  |  |  |  | 3.25 | HYDRO-V1 | HYDRO-V1 | HYDRO-V1 | HYDRO-V1 | HYDRO-V1
USA | United States of America | SunGen Sharon 1 LLC |  | USA0058541 | 1.8 | 43.7900 | -72.4900 | Solar |  |  |  | 2012.0 | SunGen Sharon 1 LLC | U.S. Energy Information Administration | http://www.eia.gov/electricity/data/browser/ | U.S. Energy Information Administration | 65729 | 2019 | 5.126 | 0.0 | 2.86 | 1.7690000000000001 | 2.648 | 2.548 | 2.698 | U.S. Energy Information Administration | 2.24 | 2.36 | 2.51 | 2.41 | 2.36 | SOLAR-V1-NO-AGE | SOLAR-V1-NO-AGE | SOLAR-V1-NO-AGE | SOLAR-V1-NO-AGE | SOLAR-V1-NO-AGE
USA | United States of America | Open Range Solar Center LLC |  | USA0060332 | 10 | 43.7968 | -117.0653 | Solar |  |  |  | 2016.0 | Cypress Creek Renewables | U.S. Energy Information Administration | http://www.eia.gov/electricity/data/browser/ | U.S. Energy Information Administration |  | 2019 |  |  |  | 2.233 | 20.798000000000002 | 22.624 | 22.904 | U.S. Energy Information Administration |  |  |  |  | 17.47 | NO-ESTIMATION | NO-ESTIMATION | NO-ESTIMATION | NO-ESTIMATION | CAPACITY-FACTOR-V1
USA | United States of America | Elizabeth Mines Solar 1 |  | USA0061124 | 5 | 43.8236 | -72.3311 | Solar |  |  |  | 2017.0 | Elizabeth Mines Solar 1 LLC | U.S. Energy Information Administration | http://www.eia.gov/electricity/data/browser/ | U.S. Energy Information Administration |  | 2019 |  |  |  |  | 0.12 | 6.963 | 6.857 | U.S. Energy Information Administration |  |  |  |  | 8.14 | SOLAR-V1-NO-AGE | SOLAR-V1-NO-AGE | SOLAR-V1-NO-AGE | SOLAR-V1-NO-AGE | SOLAR-V1-NO-AGE
USA | United States of America | Sudbury Solar |  | USA0060344 | 2 | 43.8330 | -73.1920 | Solar |  |  |  | 2016.0 | Ecos Energy LLC | U.S. Energy Information Administration | http://www.eia.gov/electricity/data/browser/ | U.S. Energy Information Administration |  | 2019 |  |  |  | 2.105 | 3.112 | 3.032 | 3.216 | U.S. Energy Information Administration |  |  |  |  | 2.6 | SOLAR-V1-NO-AGE | SOLAR-V1-NO-AGE | SOLAR-V1-NO-AGE | SOLAR-V1-NO-AGE | SOLAR-V1-NO-AGE
USA | United States of America | CF Novel Solar CSG Gardens Two LLC |  | USA0061140 | 1.8 | 43.8459 | -93.8367 | Solar |  |  |  | 2018.0 | Cypress Creek Renewables | U.S. Energy Information Administration | http://www.eia.gov/electricity/data/browser/ | U.S. Energy Information Administration |  | 2019 |  |  |  |  | 0.0 | 2.024 | 2.837 | U.S. Energy Information Administration |  |  |  |  | 2.93 | SOLAR-V1-NO-AGE | SOLAR-V1-NO-AGE | SOLAR-V1-NO-AGE | SOLAR-V1-NO-AGE | SOLAR-V1-NO-AGE
USA | United States of America | New Lisbon Solar |  | USA0062848 | 2.5 | 43.8830 | -90.1360 | Solar |  |  |  | 2019.0 | Butter Solar LLC | U.S. Energy Information Administration | http://www.eia.gov/electricity/data/browser/ | U.S. Energy Information Administration |  | 2019 | [6 empty] | 0.339 | U.S. Energy Information Administration |  |  |  |  | 4.07 | HYDRO-V1 | HYDRO-V1 | HYDRO-V1 | HYDRO-V1 | HYDRO-V1
USA | United States of America | Bolduan CSG |  | USA0062194 | 1 | 43.9062 | -93.4894 | Solar |  |  |  | 2018.0 | Terraform Arcadia | U.S. Energy Information Administration | http://www.eia.gov/electricity/data/browser/ | U.S. Energy Information Administration |  | 2019 | [5 empty] | 0.068 | 1.546 | U.S. Energy Information Administration |  |  |  |  | 1.62 | NO-ESTIMATION | NO-ESTIMATION | NO-ESTIMATION | NO-ESTIMATION | CAPACITY-FACTOR-V1
USA | United States of America | Antlia Community Solar |  | USA0060937 | 2 | 43.9065 | -96.1382 | Solar |  |  |  | 2017.0 | Antlia Community Solar | U.S. Energy Information Administration | http://www.eia.gov/electricity/data/browser/ | U.S. Energy Information Administration |  | 2019 |  |  |  |  | 0.93 | 3.616 | 2.973 | U.S. Energy Information Administration |  |  |  |  | 3.25 | SOLAR-V1-NO-AGE | SOLAR-V1-NO-AGE | SOLAR-V1-NO-AGE | SOLAR-V1-NO-AGE | SOLAR-V1-NO-AGE
USA | United States of America | Johnson Solar CSG |  | USA0061380 | 5 | 43.9121 | -96.1870 | Solar |  |  |  | 2018.0 | Geronimo Energy | U.S. Energy Information Administration | http://www.eia.gov/electricity/data/browser/ | U.S. Energy Information Administration |  | 2019 | [5 empty] | 7.832 | 7.55 | U.S. Energy Information Administration |  |  |  |  | 8.14 | SOLAR-V1-NO-AGE | SOLAR-V1-NO-AGE | SOLAR-V1-NO-AGE | SOLAR-V1-NO-AGE | SOLAR-V1-NO-AGE
USA | United States of America | Altair Community Solar Garden |  | USA0061645 | 1 | 43.9250 | -93.4858 | Solar |  |  |  | 2019.0 | Geronimo Energy | U.S. Energy Information Administration | http://www.eia.gov/electricity/data/browser/ | U.S. Energy Information Administration |  | 2019 | [6 empty] | 1.563 | U.S. Energy Information Administration |  |  |  |  | 1.62 | SOLAR-V1-NO-AGE | SOLAR-V1-NO-AGE | SOLAR-V1-NO-AGE | SOLAR-V1-NO-AGE | SOLAR-V1-NO-AGE
USA | United States of America | Mapleton Community Solar |  | USA0060941 | 3 | 43.9289 | -93.9561 | Solar |  |  |  | 2017.0 | Mapleton Community Solar | U.S. Energy Information Administration | http://www.eia.gov/electricity/data/browser/ | U.S. Energy Information Administration |  | 2019 |  |  |  |  | 3.052 | 5.43 | 4.225 | U.S. Energy Information Administration |  |  |  |  | 4.88 | SOLAR-V1-NO-AGE | SOLAR-V1-NO-AGE | SOLAR-V1-NO-AGE | SOLAR-V1-NO-AGE | SOLAR-V1-NO-AGE
USA | United States of America | Novel - OYA of Mapleton CSG |  | USA0061060 | 3.5 | 43.9300 | -93.9600 | Solar |  |  |  | 2018.0 | NRG MN Community LLC | U.S. Energy Information Administration | http://www.eia.gov/electricity/data/browser/ | U.S. Energy Information Administration |  | 2019 | [5 empty] | 1.2 | 5.017 | U.S. Energy Information Administration |  |  |  |  | 5.7 | SOLAR-V1-NO-AGE | SOLAR-V1-NO-AGE | SOLAR-V1-NO-AGE | SOLAR-V1-NO-AGE | SOLAR-V1-NO-AGE
USA | United States of America | Thunderegg Solar Center LLC |  | USA0060334 | 10 | 43.9310 | -116.9876 | Solar |  |  |  | 2016.0 | Cypress Creek Renewables | U.S. Energy Information Administration | http://www.eia.gov/electricity/data/browser/ | U.S. Energy Information Administration |  | 2019 |  |  |  | 0.666 | 20.302 | 22.331 | 22.444 | U.S. Energy Information Administration |  |  |  |  | 16.92 | NO-ESTIMATION | NO-ESTIMATION | NO-ESTIMATION | NO-ESTIMATION | CAPACITY-FACTOR-V1
USA | United States of America | St. Lawerence University - Sutton |  | USA0061579 | 2 | 43.9324 | -75.8723 | Solar |  |  |  | 2018.0 | AES Distributed Energy | U.S. Energy Information Administration | http://www.eia.gov/electricity/data/browser/ | U.S. Energy Information Administration |  | 2019 | [5 empty] | 0.989 | 2.805 | U.S. Energy Information Administration |  |  |  |  | 3.25 | SOLAR-V1-NO-AGE | SOLAR-V1-NO-AGE | SOLAR-V1-NO-AGE | SOLAR-V1-NO-AGE | SOLAR-V1-NO-AGE
USA | United States of America | Grove Solar Center LLC |  | USA0060330 | 6 | 43.9367 | -117.3812 | Solar |  |  |  | 2016.0 | Cypress Creek Renewables | U.S. Energy Information Administration | http://www.eia.gov/electricity/data/browser/ | U.S. Energy Information Administration |  | 2019 |  |  |  | 0.9470000000000001 | 12.176 | 13.393 | 13.458 | U.S. Energy Information Administration |  |  |  |  | 10.03 | SOLAR-V1-NO-AGE | SOLAR-V1-NO-AGE | SOLAR-V1-NO-AGE | SOLAR-V1-NO-AGE | SOLAR-V1-NO-AGE
USA | United States of America | Mereand CSG |  | USA0063058 | 2 | 43.9641 | -75.9868 | Solar |  |  |  | 2019.0 | Forefront Power LLC | U.S. Energy Information Administration | http://www.eia.gov/electricity/data/browser/ | U.S. Energy Information Administration |  | 2019 | [6 empty] | 3.172 | U.S. Energy Information Administration |  |  |  |  | 3.25 | SOLAR-V1-NO-AGE | SOLAR-V1-NO-AGE | SOLAR-V1-NO-AGE | SOLAR-V1-NO-AGE | SOLAR-V1-NO-AGE
USA | United States of America | Vale Air Solar Center LLC |  | USA0060335 | 10 | 43.9650 | -117.2581 | Solar |  |  |  | 2016.0 | Cypress Creek Renewables | U.S. Energy Information Administration | http://www.eia.gov/electricity/data/browser/ | U.S. Energy Information Administration |  | 2019 |  |  |  | 1.159 | 19.863 | 21.863 | 21.926 | U.S. Energy Information Administration |  |  |  |  | 16.81 | SOLAR-V1-NO-AGE | SOLAR-V1-NO-AGE | SOLAR-V1-NO-AGE | SOLAR-V1-NO-AGE | SOLAR-V1-NO-AGE
USA | United States of America | Jefferson-Lewis BOCES Solar |  | USA0060819 | 2 | 43.9710 | -75.9698 | Solar |  |  |  | 2018.0 | Cypress Creek Renewables | U.S. Energy Information Administration | http://www.eia.gov/electricity/data/browser/ | U.S. Energy Information Administration |  | 2019 |  |  |  |  | 0.0 | 0.518 | 2.669 | U.S. Energy Information Administration |  |  |  |  | 3.25 | SOLAR-V1-NO-AGE | SOLAR-V1-NO-AGE | SOLAR-V1-NO-AGE | SOLAR-V1-NO-AGE | SOLAR-V1-NO-AGE
USA | United States of America | Whistling Winds DPC Solar |  | USA0060895 | 1.5 | 43.9721 | -90.0719 | Solar |  |  |  | 2017.0 | SoCore Energy LLC | U.S. Energy Information Administration | http://www.eia.gov/electricity/data/browser/ | U.S. Energy Information Administration |  | 2019 |  |  |  |  | 1.502 | 2.857 | 2.432 | U.S. Energy Information Administration |  |  |  |  | 2.44 | SOLAR-V1-NO-AGE | SOLAR-V1-NO-AGE | SOLAR-V1-NO-AGE | SOLAR-V1-NO-AGE | SOLAR-V1-NO-AGE
USA | United States of America | St. Charles Solar |  | USA0062869 | 2 | 43.9760 | -92.0320 | Solar |  |  |  | 2019.0 | Butter Solar LLC | U.S. Energy Information Administration | http://www.eia.gov/electricity/data/browser/ | U.S. Energy Information Administration |  | 2019 | [6 empty] | 0.536 | U.S. Energy Information Administration |  |  |  |  | 3.25 | SOLAR-V1-NO-AGE | SOLAR-V1-NO-AGE | SOLAR-V1-NO-AGE | SOLAR-V1-NO-AGE | SOLAR-V1-NO-AGE
USA | United States of America | Auriga Community Solar |  | USA0061706 | 1 | 43.9779 | -95.7674 | Solar |  |  |  | 2019.0 | Geronimo Energy | U.S. Energy Information Administration | http://www.eia.gov/electricity/data/browser/ | U.S. Energy Information Administration |  | 2019 | [5 empty] | 0.01 | 1.733 | U.S. Energy Information Administration |  |  |  |  | 1.62 | SOLAR-V1-NO-AGE | SOLAR-V1-NO-AGE | SOLAR-V1-NO-AGE | SOLAR-V1-NO-AGE | SOLAR-V1-NO-AGE
USA | United States of America | Leo Community Solar |  | USA0061713 | 1 | 43.9782 | -95.8508 | Solar |  |  |  | 2019.0 | Geronimo Energy | U.S. Energy Information Administration | http://www.eia.gov/electricity/data/browser/ | U.S. Energy Information Administration |  | 2019 | [5 empty] | 0.01 | 1.788 | U.S. Energy Information Administration |  |  |  |  | 1.62 | NO-ESTIMATION | NO-ESTIMATION | NO-ESTIMATION | NO-ESTIMATION | CAPACITY-FACTOR-V1
USA | United States of America | Slayton Solar |  | USA0058164 | 1.7 | 43.9803 | -95.7672 | Solar |  |  |  | 2013.0 | Ecos Energy LLC | U.S. Energy Information Administration | http://www.eia.gov/electricity/data/browser/ | U.S. Energy Information Administration | 67594 | 2019 | 2.706 | 2.653 | 2.712 | 2.724 | 2.551 | 2.622 | 2.155 | U.S. Energy Information Administration |  | 2.16 | 2.34 | 2.21 | 2.34 | SOLAR-V1-NO-AGE | SOLAR-V1-NO-AGE | SOLAR-V1-NO-AGE | SOLAR-V1-NO-AGE | SOLAR-V1-NO-AGE
USA | United States of America | Railroad Solar Center LLC |  | USA0060333 | 4.5 | 43.9980 | -117.1012 | Solar |  |  |  | 2016.0 | Cypress Creek Renewables | U.S. Energy Information Administration | http://www.eia.gov/electricity/data/browser/ | U.S. Energy Information Administration |  | 2019 |  |  |  | 0.23 | 9.369 | 10.131 | 10.073 | U.S. Energy Information Administration |  |  |  |  | 7.2 | SOLAR-V1-NO-AGE | SOLAR-V1-NO-AGE | SOLAR-V1-NO-AGE | SOLAR-V1-NO-AGE | SOLAR-V1-NO-AGE
USA | United States of America | Hwy 14 Holdco Solar CSG |  | USA0060834 | 5 | 44.0218 | -92.5922 | Solar |  |  |  | 2017.0 | Hwy 14 Holdco LLC | U.S. Energy Information Administration | http://www.eia.gov/electricity/data/browser/ | U.S. Energy Information Administration |  | 2019 |  |  |  |  | 2.997 | 7.9430000000000005 | 7.517 | U.S. Energy Information Administration |  |  |  |  | 8.14 | NO-ESTIMATION | NO-ESTIMATION | NO-ESTIMATION | NO-ESTIMATION | CAPACITY-FACTOR-V1
USA | United States of America | Dodge Holdco Solar CSG |  | USA0060833 | 5 | 44.0224 | -92.7570 | Solar |  |  |  | 2017.0 | Dodge Holdco LLC | U.S. Energy Information Administration | http://www.eia.gov/electricity/data/browser/ | U.S. Energy Information Administration |  | 2019 |  |  |  |  | 2.71 | 6.231 | 6.302 | U.S. Energy Information Administration |  |  |  |  | 8.14 | SOLAR-V1-NO-AGE | SOLAR-V1-NO-AGE | SOLAR-V1-NO-AGE | SOLAR-V1-NO-AGE | SOLAR-V1-NO-AGE
USA | United States of America | Dodge Center Solar |  | USA0060523 | 6.5 | 44.0260 | -92.8816 | Solar |  |  |  | 2017.0 | Enel Green Power NA Inc. | U.S. Energy Information Administration | http://www.eia.gov/electricity/data/browser/ | U.S. Energy Information Administration |  | 2019 |  |  |  | 0.0 | 9.619 | 12.502 | 10.872 | U.S. Energy Information Administration |  |  |  |  | 10.59 | NO-ESTIMATION | NO-ESTIMATION | NO-ESTIMATION | NO-ESTIMATION | CAPACITY-FACTOR-V1
USA | United States of America | Lange Solar |  | USA0063543 | 1 | 44.0282 | -92.6391 | Solar |  |  |  | 2019.0 | Arcadia Solar LLC | U.S. Energy Information Administration | http://www.eia.gov/electricity/data/browser/ | U.S. Energy Information Administration |  | 2019 | [6 empty] | 0.285 | U.S. Energy Information Administration |  |  |  |  | 1.62 | NO-ESTIMATION | NO-ESTIMATION | NO-ESTIMATION | NO-ESTIMATION | CAPACITY-FACTOR-V1
USA | United States of America | Clear Garden CSG |  | USA0063481 | 1 | 44.0354 | -93.4949 | Solar |  |  |  | 2019.0 | Clear Garden LLC | U.S. Energy Information Administration | http://www.eia.gov/electricity/data/browser/ | U.S. Energy Information Administration |  | 2019 | [6 empty] | 0.319 | U.S. Energy Information Administration |  |  |  |  | 1.62 | HYDRO-V1 | HYDRO-V1 | HYDRO-V1 | HYDRO-V1 | HYDRO-V1
USA | United States of America | Crux Community Solar |  | USA0061712 | 1 | 44.0401 | -92.6932 | Solar |  |  |  | 2019.0 | Geronimo Energy | U.S. Energy Information Administration | http://www.eia.gov/electricity/data/browser/ | U.S. Energy Information Administration |  | 2019 | [6 empty] | 1.346 | U.S. Energy Information Administration |  |  |  |  | 1.62 | SOLAR-V1-NO-AGE | SOLAR-V1-NO-AGE | SOLAR-V1-NO-AGE | SOLAR-V1-NO-AGE | SOLAR-V1-NO-AGE
USA | United States of America | DodgeSun CSG |  | USA0061379 | 5 | 44.0404 | -92.6900 | Solar |  |  |  | 2018.0 | Geronimo Energy | U.S. Energy Information Administration | http://www.eia.gov/electricity/data/browser/ | U.S. Energy Information Administration |  | 2019 |  |  |  |  | 0.099 | 8.958 | 8.457 | U.S. Energy Information Administration |  |  |  |  | 8.14 | SOLAR-V1-NO-AGE | SOLAR-V1-NO-AGE | SOLAR-V1-NO-AGE | SOLAR-V1-NO-AGE | SOLAR-V1-NO-AGE
USA | United States of America | Aries Community Solar |  | USA0060938 | 4 | 44.0449 | -92.9886 | Solar |  |  |  | 2017.0 | Aries Community Solar | U.S. Energy Information Administration | http://www.eia.gov/electricity/data/browser/ | U.S. Energy Information Administration |  | 2019 |  |  |  |  | 0.79 | 5.664 | 5.755 | U.S. Energy Information Administration |  |  |  |  | 6.51 | SOLAR-V1-NO-AGE | SOLAR-V1-NO-AGE | SOLAR-V1-NO-AGE | SOLAR-V1-NO-AGE | SOLAR-V1-NO-AGE
USA | United States of America | Syncarpha Dodge 1 CSG |  | USA0062053 | 1 | 44.0450 | -92.8807 | Solar |  |  |  | 2019.0 | Solar Provider Group MN I LLC | U.S. Energy Information Administration | http://www.eia.gov/electricity/data/browser/ | U.S. Energy Information Administration |  | 2019 | [6 empty] | 1.032 | U.S. Energy Information Administration |  |  |  |  | 1.62 | SOLAR-V1-NO-AGE | SOLAR-V1-NO-AGE | SOLAR-V1-NO-AGE | SOLAR-V1-NO-AGE | SOLAR-V1-NO-AGE
USA | United States of America | Kaus Community Solar |  | USA0061716 | 1 | 44.0504 | -92.9614 | Solar |  |  |  | 2019.0 | Geronimo Energy | U.S. Energy Information Administration | http://www.eia.gov/electricity/data/browser/ | U.S. Energy Information Administration |  | 2019 | [6 empty] | 1.611 | U.S. Energy Information Administration |  |  |  |  | 1.62 | SOLAR-V1-NO-AGE | SOLAR-V1-NO-AGE | SOLAR-V1-NO-AGE | SOLAR-V1-NO-AGE | SOLAR-V1-NO-AGE
USA | United States of America | WasecaSun |  | USA0061142 | 7.4 | 44.0514 | -93.3865 | Solar |  |  |  | 2018.0 | Geronimo Energy | U.S. Energy Information Administration | http://www.eia.gov/electricity/data/browser/ | U.S. Energy Information Administration |  | 2019 | [5 empty] | 7.666 | 8.201 | U.S. Energy Information Administration |  |  |  |  | 12.05 | SOLAR-V1-NO-AGE | SOLAR-V1-NO-AGE | SOLAR-V1-NO-AGE | SOLAR-V1-NO-AGE | SOLAR-V1-NO-AGE
USA | United States of America | Bear Creek Solar Center |  | USA0061281 | 10 | 44.0608 | -121.2372 | Solar |  |  |  | 2018.0 | GCL New Energy Inc. | U.S. Energy Information Administration | http://www.eia.gov/electricity/data/browser/ | U.S. Energy Information Administration |  | 2019 | [5 empty] | 5.711 | 22.668 | U.S. Energy Information Administration |  |  |  |  | 16.29 | NO-ESTIMATION | NO-ESTIMATION | NO-ESTIMATION | NO-ESTIMATION | CAPACITY-FACTOR-V1
USA | United States of America | OSLH LLC |  | USA0060976 | 9.9 | 44.0610 | -121.2280 | Solar |  |  |  | 2016.9999999999998 | OSLH LLC | U.S. Energy Information Administration | http://www.eia.gov/electricity/data/browser/ | U.S. Energy Information Administration |  | 2019 |  |  |  | 0.0 | 19.906 | 20.838 | 20.896 | U.S. Energy Information Administration |  |  |  |  | 15.14 | NO-ESTIMATION | NO-ESTIMATION | NO-ESTIMATION | NO-ESTIMATION | CAPACITY-FACTOR-V1
USA | United States of America | NorWest Energy 2 LLC |  | USA0060548 | 9.9 | 44.0680 | -121.2284 | Solar |  |  |  | 2016.9999999999998 | Cypress Creek Renewables | U.S. Energy Information Administration | http://www.eia.gov/electricity/data/browser/ | U.S. Energy Information Administration |  | 2019 |  |  |  | 0.0 | 0.0 | 21.659 | 20.706 | U.S. Energy Information Administration |  |  |  |  | 15.14 | SOLAR-V1-NO-AGE | SOLAR-V1-NO-AGE | SOLAR-V1-NO-AGE | SOLAR-V1-NO-AGE | SOLAR-V1-NO-AGE
USA | United States of America | Lemond Solar |  | USA0061072 | 5 | 44.0810 | -93.2859 | Solar |  |  |  | 2017.0 | Lemond Solar Center LLC | U.S. Energy Information Administration | http://www.eia.gov/electricity/data/browser/ | U.S. Energy Information Administration |  | 2019 |  |  |  |  | 3.765 | 8.443 | 7.989 | U.S. Energy Information Administration |  |  |  |  | 8.14 | SOLAR-V1-NO-AGE | SOLAR-V1-NO-AGE | SOLAR-V1-NO-AGE | SOLAR-V1-NO-AGE | SOLAR-V1-NO-AGE
USA | United States of America | Next Generation Solar Farm |  | USA0061340 | 2.2 | 44.0848 | -73.2266 | Solar |  |  |  | 2018.0 | Cypress Creek Renewables | U.S. Energy Information Administration | http://www.eia.gov/electricity/data/browser/ | U.S. Energy Information Administration |  | 2019 |  |  |  |  | 0.0 | 1.768 | 4.189 | U.S. Energy Information Administration |  |  |  |  | 3.58 | SOLAR-V1-NO-AGE | SOLAR-V1-NO-AGE | SOLAR-V1-NO-AGE | SOLAR-V1-NO-AGE | SOLAR-V1-NO-AGE
USA | United States of America | GMP Solar - Panton Hybrid |  | USA0060562 | 5.9 | 44.0858 | -73.1954 | Solar | Storage |  |  | 2017.1694915254238 | Green Mountain Power Corp | U.S. Energy Information Administration | http://www.eia.gov/electricity/data/browser/ | U.S. Energy Information Administration |  | 2019 |  |  |  | 0.057 | 8.524000000000001 | 8.440000000000001 | 8.001 | U.S. Energy Information Administration |  |  |  |  | 9.61 | SOLAR-V1-NO-AGE | SOLAR-V1-NO-AGE | SOLAR-V1-NO-AGE | SOLAR-V1-NO-AGE | SOLAR-V1-NO-AGE
USA | United States of America | Capella Community Solar |  | USA0061178 | 4.5 | 44.0901 | -96.1612 | Solar |  |  |  | 2017.0 | Capella Community Solar | U.S. Energy Information Administration | http://www.eia.gov/electricity/data/browser/ | U.S. Energy Information Administration |  | 2019 |  |  |  |  | 0.612 | 5.204 | 7.744 | U.S. Energy Information Administration |  |  |  |  | 7.33 | SOLAR-V1-NO-AGE | SOLAR-V1-NO-AGE | SOLAR-V1-NO-AGE | SOLAR-V1-NO-AGE | SOLAR-V1-NO-AGE
USA | United States of America | Guse CSG |  | USA0062195 | 1 | 44.0920 | -93.7078 | Solar |  |  |  | 2018.0 | Terraform Arcadia | U.S. Energy Information Administration | http://www.eia.gov/electricity/data/browser/ | U.S. Energy Information Administration |  | 2019 | [5 empty] | 0.243 | 1.514 | U.S. Energy Information Administration |  |  |  |  | 1.62 | SOLAR-V1-NO-AGE | SOLAR-V1-NO-AGE | SOLAR-V1-NO-AGE | SOLAR-V1-NO-AGE | SOLAR-V1-NO-AGE
USA | United States of America | Waseca Solar |  | USA0060532 | 10 | 44.0924 | -93.5310 | Solar |  |  |  | 2017.0 | Enel Green Power NA Inc. | U.S. Energy Information Administration | http://www.eia.gov/electricity/data/browser/ | U.S. Energy Information Administration |  | 2019 |  |  |  | 0.0 | 8.442 | 19.882 | 17.709 | U.S. Energy Information Administration |  |  |  |  | 16.29 | SOLAR-V1-NO-AGE | SOLAR-V1-NO-AGE | SOLAR-V1-NO-AGE | SOLAR-V1-NO-AGE | SOLAR-V1-NO-AGE
USA | United States of America | USS Rapidan Solar CSG |  | USA0062338 | 1 | 44.0930 | -94.0480 | Solar |  |  |  | 2019.0 | Standard Solar | U.S. Energy Information Administration | http://www.eia.gov/electricity/data/browser/ | U.S. Energy Information Administration |  | 2019 | [6 empty] | 0.154 | U.S. Energy Information Administration |  |  |  |  | 1.62 | SOLAR-V1-NO-AGE | SOLAR-V1-NO-AGE | SOLAR-V1-NO-AGE | SOLAR-V1-NO-AGE | SOLAR-V1-NO-AGE
USA | United States of America | CF Novel Solar CSG Gardens Five LLC |  | USA0061543 | 3.4 | 44.0938 | -93.4017 | Solar |  |  |  | 2018.0 | Cypress Creek Renewables | U.S. Energy Information Administration | http://www.eia.gov/electricity/data/browser/ | U.S. Energy Information Administration |  | 2019 |  |  |  |  | 0.0 | 3.6310000000000002 | 5.38 | U.S. Energy Information Administration |  |  |  |  | 5.54 | NO-ESTIMATION | NO-ESTIMATION | NO-ESTIMATION | NO-ESTIMATION | CAPACITY-FACTOR-V1
USA | United States of America | USS Brude Solar CSG |  | USA0062361 | 1 | 44.0940 | -94.0580 | Solar |  |  |  | 2019.0 | Standard Solar | U.S. Energy Information Administration | http://www.eia.gov/electricity/data/browser/ | U.S. Energy Information Administration |  | 2019 | [6 empty] | 0.154 | U.S. Energy Information Administration |  |  |  |  | 1.62 | SOLAR-V1-NO-AGE | SOLAR-V1-NO-AGE | SOLAR-V1-NO-AGE | SOLAR-V1-NO-AGE | SOLAR-V1-NO-AGE
USA | United States of America | Winegar CSG |  | USA0062193 | 1 | 44.1128 | -93.5073 | Solar |  |  |  | 2018.0 | Terraform Arcadia | U.S. Energy Information Administration | http://www.eia.gov/electricity/data/browser/ | U.S. Energy Information Administration |  | 2019 | [5 empty] | 0.123 | 1.455 | U.S. Energy Information Administration |  |  |  |  | 1.62 | NO-ESTIMATION | NO-ESTIMATION | NO-ESTIMATION | NO-ESTIMATION | CAPACITY-FACTOR-V1
USA | United States of America | Williamstown Solar |  | USA0058145 | 2 | 44.1131 | -72.6058 | Solar |  |  |  | 2013.0 | CleanCapital | U.S. Energy Information Administration | http://www.eia.gov/electricity/data/browser/ | U.S. Energy Information Administration |  | 2019 | 2.562 |  | 2.704 | 2.839 | 2.652 | 2.432 | 2.219 | U.S. Energy Information Administration |  | 2.40 | 2.84 | 2.87 | 2.9 | SOLAR-V1-NO-AGE | SOLAR-V1-NO-AGE | SOLAR-V1-NO-AGE | SOLAR-V1-NO-AGE | SOLAR-V1-NO-AGE
USA | United States of America | Rollingstone Holdco CSG |  | USA0062037 | 5 | 44.1144 | -91.7912 | Solar |  |  |  | 2019.0 | Rollingstone Holdco LLC | U.S. Energy Information Administration | http://www.eia.gov/electricity/data/browser/ | U.S. Energy Information Administration |  | 2019 | [6 empty] | 0.228 | U.S. Energy Information Administration |  |  |  |  | 8.14 | NO-ESTIMATION | NO-ESTIMATION | NO-ESTIMATION | NO-ESTIMATION | CAPACITY-FACTOR-V1
USA | United States of America | Winona Solar |  | USA0062799 | 1 | 44.1241 | -91.9010 | Solar |  |  |  | 2019.0 | Winona Solar I LLC | U.S. Energy Information Administration | http://www.eia.gov/electricity/data/browser/ | U.S. Energy Information Administration |  | 2019 | [6 empty] | 0.781 | U.S. Energy Information Administration |  |  |  |  | 1.62 | HYDRO-V1 | HYDRO-V1 | HYDRO-V1 | HYDRO-V1 | HYDRO-V1
USA | United States of America | RJC I CSG |  | USA0061504 | 1 | 44.1251 | -93.2791 | Solar |  |  |  | 2018.0 | RJC I CSG LLC | U.S. Energy Information Administration | http://www.eia.gov/electricity/data/browser/ | U.S. Energy Information Administration |  | 2019 | [5 empty] | 0.579 | 1.458 | U.S. Energy Information Administration |  |  |  |  | 1.62 | NO-ESTIMATION | NO-ESTIMATION | NO-ESTIMATION | NO-ESTIMATION | CAPACITY-FACTOR-V1
USA | United States of America | GMP Solar/Storage-Ferrisburgh Hybrid |  | USA0062382 | 7 | 44.1334 | -73.1441 | Solar | Storage |  |  | 2019.0 | Green Mountain Power Corp | U.S. Energy Information Administration | http://www.eia.gov/electricity/data/browser/ | U.S. Energy Information Administration |  | 2019 | [6 empty] | 0.833 | U.S. Energy Information Administration |  |  |  |  | 11.4 | SOLAR-V1-NO-AGE | SOLAR-V1-NO-AGE | SOLAR-V1-NO-AGE | SOLAR-V1-NO-AGE | SOLAR-V1-NO-AGE
USA | United States of America | GMP Solar - Williamstown |  | USA0060877 | 5 | 44.1361 | -72.5105 | Solar |  |  |  | 2017.0 | Green Mountain Power Corp | U.S. Energy Information Administration | http://www.eia.gov/electricity/data/browser/ | U.S. Energy Information Administration |  | 2019 |  |  |  | 0.008 | 7.063 | 6.945 | 6.629 | U.S. Energy Information Administration |  |  |  |  | 8.14 | NO-ESTIMATION | NO-ESTIMATION | NO-ESTIMATION | NO-ESTIMATION | CAPACITY-FACTOR-V1
USA | United States of America | RJC II Community Solar Garden |  | USA0061670 | 1 | 44.1389 | -93.2572 | Solar |  |  |  | 2018.0 | RJC II CSG LLC | U.S. Energy Information Administration | http://www.eia.gov/electricity/data/browser/ | U.S. Energy Information Administration |  | 2019 | [5 empty] | 0.806 | 1.487 | U.S. Energy Information Administration |  |  |  |  | 1.62 | HYDRO-V1 | HYDRO-V1 | HYDRO-V1 | HYDRO-V1 | HYDRO-V1
USA | United States of America | Open View Solar Farm |  | USA0058935 | 2 | 44.1394 | -73.2039 | Solar |  |  |  | 2013.0 | Cross Pollination Inc | U.S. Energy Information Administration | http://www.eia.gov/electricity/data/browser/ | U.S. Energy Information Administration |  | 2019 | 3.18 | 3.172 | 3.2880000000000003 | 3.1270000000000002 | 2.991 | 2.9170000000000003 | 2.821 | U.S. Energy Information Administration |  | 2.40 | 3.00 | 2.95 | 2.9 | NO-ESTIMATION | NO-ESTIMATION | NO-ESTIMATION | NO-ESTIMATION | CAPACITY-FACTOR-V1
USA | United States of America | Enter Solar |  | USA0063542 | 1 | 44.1416 | -93.7077 | Solar |  |  |  | 2019.0 | Arcadia Solar LLC | U.S. Energy Information Administration | http://www.eia.gov/electricity/data/browser/ | U.S. Energy Information Administration |  | 2019 | [6 empty] | 1.491 | U.S. Energy Information Administration |  |  |  |  | 1.62 | NO-ESTIMATION | NO-ESTIMATION | NO-ESTIMATION | NO-ESTIMATION | CAPACITY-FACTOR-V1
USA | United States of America | Hyline Solar Center LLC |  | USA0060331 | 9 | 44.1513 | -117.0001 | Solar |  |  |  | 2016.0 | Cypress Creek Renewables | U.S. Energy Information Administration | http://www.eia.gov/electricity/data/browser/ | U.S. Energy Information Administration |  | 2019 |  |  |  | 0.645 | 17.361 | 20.363 | 20.222 | U.S. Energy Information Administration |  |  |  |  | 14.94 | HYDRO-V1 | HYDRO-V1 | HYDRO-V1 | HYDRO-V1 | HYDRO-V1
USA | United States of America | Eastwood Solar |  | USA0060524 | 5.5 | 44.1545 | -93.9166 | Solar |  |  |  | 2017.0 | Enel Green Power NA Inc. | U.S. Energy Information Administration | http://www.eia.gov/electricity/data/browser/ | U.S. Energy Information Administration |  | 2019 |  |  |  | 0.0 | 7.317 | 10.46 | 9.318 | U.S. Energy Information Administration |  |  |  |  | 8.96 | HYDRO-V1 | HYDRO-V1 | HYDRO-V1 | HYDRO-V1 | HYDRO-V1
USA | United States of America | Carina Community Solar |  | USA0061179 | 3.6 | 44.1647 | -92.2412 | Solar |  |  |  | 2018.0 | Carina Community Solar | U.S. Energy Information Administration | http://www.eia.gov/electricity/data/browser/ | U.S. Energy Information Administration |  | 2019 | [5 empty] | 5.442 | 5.726 | U.S. Energy Information Administration |  |  |  |  | 5.86 | NO-ESTIMATION | NO-ESTIMATION | NO-ESTIMATION | NO-ESTIMATION | CAPACITY-FACTOR-V1
USA | United States of America | SunE Stolee CSG LLC |  | USA0061485 | 3 | 44.1739 | -93.3505 | Solar |  |  |  | 2018.0 | Ecoplexus Inc | U.S. Energy Information Administration | http://www.eia.gov/electricity/data/browser/ | U.S. Energy Information Administration |  | 2019 | [5 empty] | 3.763 | 4.66 | U.S. Energy Information Administration |  |  |  |  | 4.88 | HYDRO-V1 | HYDRO-V1 | HYDRO-V1 | HYDRO-V1 | HYDRO-V1
USA | United States of America | FastSun 14 CSG |  | USA0063036 | 1 | 44.1790 | -93.8652 | Solar |  |  |  | 2020.0 | Altus Power America Management LLC | U.S. Energy Information Administration | http://www.eia.gov/electricity/data/browser/ | U.S. Energy Information Administration |  | 2019 | [6 empty] | 0 | U.S. Energy Information Administration |  |  |  |  | 1.62 | NO-ESTIMATION | NO-ESTIMATION | NO-ESTIMATION | NO-ESTIMATION | CAPACITY-FACTOR-V1
USA | United States of America | School Sisters CSG |  | USA0061516 | 1 | 44.1790 | -93.9689 | Solar |  |  |  | 2018.0 | School Sisters CSG LLC | U.S. Energy Information Administration | http://www.eia.gov/electricity/data/browser/ | U.S. Energy Information Administration |  | 2019 | [5 empty] | 0.901 | 1.455 | U.S. Energy Information Administration |  |  |  |  | 1.62 | SOLAR-V1-NO-AGE | SOLAR-V1-NO-AGE | SOLAR-V1-NO-AGE | SOLAR-V1-NO-AGE | SOLAR-V1-NO-AGE
USA | United States of America | Koppelman Sun CSG |  | USA0061381 | 5 | 44.1826 | -93.8763 | Solar |  |  |  | 2017.0 | Geronimo Energy | U.S. Energy Information Administration | http://www.eia.gov/electricity/data/browser/ | U.S. Energy Information Administration |  | 2019 |  |  |  |  | 0.663 | 8.725 | 8.255 | U.S. Energy Information Administration |  |  |  |  | 8.14 | SOLAR-V1-NO-AGE | SOLAR-V1-NO-AGE | SOLAR-V1-NO-AGE | SOLAR-V1-NO-AGE | SOLAR-V1-NO-AGE
USA | United States of America | Solar Star Oregon II |  | USA0061048 | 56.3 | 44.1843 | -120.9180 | Solar |  |  |  | 2017.0 | Avangrid Renewables LLC | U.S. Energy Information Administration | http://www.eia.gov/electricity/data/browser/ | U.S. Energy Information Administration |  | 2019 |  |  |  |  | 15.588000000000001 | 126.60600000000001 | 126.039 | U.S. Energy Information Administration |  |  |  |  | 91.74 | SOLAR-V1-NO-AGE | SOLAR-V1-NO-AGE | SOLAR-V1-NO-AGE | SOLAR-V1-NO-AGE | SOLAR-V1-NO-AGE
USA | United States of America | Corvus Community Solar |  | USA0061177 | 4.5 | 44.1914 | -93.9440 | Solar |  |  |  | 2018.0 | Corvus Community Solar | U.S. Energy Information Administration | http://www.eia.gov/electricity/data/browser/ | U.S. Energy Information Administration |  | 2019 | [5 empty] | 0.029 | 6.797 | U.S. Energy Information Administration |  |  |  |  | 7.33 | SOLAR-V1-NO-AGE | SOLAR-V1-NO-AGE | SOLAR-V1-NO-AGE | SOLAR-V1-NO-AGE | SOLAR-V1-NO-AGE
USA | United States of America | Tumbleweed Solar LLC |  | USA0061580 | 9.9 | 44.1926 | -121.2331 | Solar |  |  |  | 2018.0 | Heelstone Energy Holdings LLC | U.S. Energy Information Administration | http://www.eia.gov/electricity/data/browser/ | U.S. Energy Information Administration |  | 2019 |  |  |  |  | 0.146 | 20.563 | 19.261 | U.S. Energy Information Administration |  |  |  |  | 16.13 | HYDRO-V1 | HYDRO-V1 | HYDRO-V1 | HYDRO-V1 | HYDRO-V1
USA | United States of America | Waterville CSG Solar Holdings LLC |  | USA0061627 | 5 | 44.1971 | -93.5712 | Solar |  |  |  | 2018.0 | Nautilus Solar Solutions | U.S. Energy Information Administration | http://www.eia.gov/electricity/data/browser/ | U.S. Energy Information Administration |  | 2019 | [5 empty] | 6.581 | 6.557 | U.S. Energy Information Administration |  |  |  |  | 8.14 | NO-ESTIMATION | NO-ESTIMATION | NO-ESTIMATION | NO-ESTIMATION | CAPACITY-FACTOR-V1
USA | United States of America | Pine Island Solar |  | USA0060531 | 4 | 44.2066 | -92.6636 | Solar |  |  |  | 2017.0 | Enel Green Power NA Inc. | U.S. Energy Information Administration | http://www.eia.gov/electricity/data/browser/ | U.S. Energy Information Administration |  | 2019 |  |  |  | 0.0 | 6.2250000000000005 | 9.233 | 6.677 | U.S. Energy Information Administration |  |  |  |  | 6.51 | SOLAR-V1-NO-AGE | SOLAR-V1-NO-AGE | SOLAR-V1-NO-AGE | SOLAR-V1-NO-AGE | SOLAR-V1-NO-AGE
USA | United States of America | LeSun CSG LLC |  | USA0061544 | 5 | 44.2134 | -93.5524 | Solar |  |  |  | 2018.0 | Cypress Creek Renewables | U.S. Energy Information Administration | http://www.eia.gov/electricity/data/browser/ | U.S. Energy Information Administration |  | 2019 | [5 empty] | 1.088 | 5.734 | U.S. Energy Information Administration |  |  |  |  | 8.14 | SOLAR-V1-NO-AGE | SOLAR-V1-NO-AGE | SOLAR-V1-NO-AGE | SOLAR-V1-NO-AGE | SOLAR-V1-NO-AGE
USA | United States of America | Pine Island Solar CSG |  | USA0060835 | 3.9 | 44.2201 | -92.6543 | Solar |  |  |  | 2017.0 | Pine Island Holdco LLC | U.S. Energy Information Administration | http://www.eia.gov/electricity/data/browser/ | U.S. Energy Information Administration |  | 2019 |  |  |  |  | 4.734 | 5.96 | 5.211 | U.S. Energy Information Administration |  |  |  |  | 6.35 | SOLAR-V1-NO-AGE | SOLAR-V1-NO-AGE | SOLAR-V1-NO-AGE | SOLAR-V1-NO-AGE | SOLAR-V1-NO-AGE
USA | United States of America | Antares Community Solar |  | USA0061176 | 3 | 44.2262 | -95.6238 | Solar |  |  |  | 2018.0 | Antares Community Solar | U.S. Energy Information Administration | http://www.eia.gov/electricity/data/browser/ | U.S. Energy Information Administration |  | 2019 | [5 empty] | 2.192 | 4.959 | U.S. Energy Information Administration |  |  |  |  | 4.88 | SOLAR-V1-NO-AGE | SOLAR-V1-NO-AGE | SOLAR-V1-NO-AGE | SOLAR-V1-NO-AGE | SOLAR-V1-NO-AGE
USA | United States of America | Heyer CSG |  | USA0061793 | 1 | 44.2272 | -93.4217 | Solar |  |  |  | 2018.0 | Heyer CSG LLC | U.S. Energy Information Administration | http://www.eia.gov/electricity/data/browser/ | U.S. Energy Information Administration |  | 2019 | [5 empty] | 0.681 | 1.608 | U.S. Energy Information Administration |  |  |  |  | 1.62 | SOLAR-V1-NO-AGE | SOLAR-V1-NO-AGE | SOLAR-V1-NO-AGE | SOLAR-V1-NO-AGE | SOLAR-V1-NO-AGE
USA | United States of America | Aquarius Community Solar |  | USA0061710 | 1 | 44.2291 | -95.6201 | Solar |  |  |  | 2019.0 | Geronimo Energy | U.S. Energy Information Administration | http://www.eia.gov/electricity/data/browser/ | U.S. Energy Information Administration |  | 2019 | [6 empty] | 1.097 | U.S. Energy Information Administration |  |  |  |  | 1.62 | SOLAR-V1-NO-AGE | SOLAR-V1-NO-AGE | SOLAR-V1-NO-AGE | SOLAR-V1-NO-AGE | SOLAR-V1-NO-AGE
USA | United States of America | USS Greenhouse Solar LLC CSG |  | USA0063143 | 1 | 44.2387 | -92.6707 | Solar |  |  |  | 2020.0 | Standard Solar | U.S. Energy Information Administration | http://www.eia.gov/electricity/data/browser/ | U.S. Energy Information Administration |  | 2019 | [12 empty] | 1.62 | SOLAR-V1-NO-AGE | SOLAR-V1-NO-AGE | SOLAR-V1-NO-AGE | SOLAR-V1-NO-AGE | SOLAR-V1-NO-AGE
USA | United States of America | MSC-Rice01 LLC CSG |  | USA0062537 | 1 | 44.2390 | -93.3927 | Solar |  |  |  | 2019.0 | MSC-Rice01 LLC | U.S. Energy Information Administration | http://www.eia.gov/electricity/data/browser/ | U.S. Energy Information Administration |  | 2019 | [6 empty] | 0.577 | U.S. Energy Information Administration |  |  |  |  | 1.62 | SOLAR-V1-NO-AGE | SOLAR-V1-NO-AGE | SOLAR-V1-NO-AGE | SOLAR-V1-NO-AGE | SOLAR-V1-NO-AGE
USA | United States of America | CF Novel Solar CSG Gardens Eleven LLC |  | USA0061141 | 3 | 44.2400 | -93.9600 | Solar |  |  |  | 2018.0 | Cypress Creek Renewables | U.S. Energy Information Administration | http://www.eia.gov/electricity/data/browser/ | U.S. Energy Information Administration |  | 2019 |  |  |  |  | 0.0 | 2.657 | 3.993 | U.S. Energy Information Administration |  |  |  |  | 4.88 | SOLAR-V1-NO-AGE | SOLAR-V1-NO-AGE | SOLAR-V1-NO-AGE | SOLAR-V1-NO-AGE | SOLAR-V1-NO-AGE
USA | United States of America | Lyra Community Solar |  | USA0061182 | 2.7 | 44.2403 | -93.5858 | Solar |  |  |  | 2018.0 | Lyra Community Solar | U.S. Energy Information Administration | http://www.eia.gov/electricity/data/browser/ | U.S. Energy Information Administration |  | 2019 | [5 empty] | 4.633 | 2.982 | U.S. Energy Information Administration |  |  |  |  | 4.39 | SOLAR-V1-NO-AGE | SOLAR-V1-NO-AGE | SOLAR-V1-NO-AGE | SOLAR-V1-NO-AGE | SOLAR-V1-NO-AGE
USA | United States of America | Arcadia Solar |  | USA0062744 | 5 | 44.2434 | -91.4582 | Solar |  |  |  | 2019.0 | Butter Solar LLC | U.S. Energy Information Administration | http://www.eia.gov/electricity/data/browser/ | U.S. Energy Information Administration |  | 2019 | [6 empty] | 1.371 | U.S. Energy Information Administration |  |  |  |  | 8.14 | NO-ESTIMATION | NO-ESTIMATION | NO-ESTIMATION | NO-ESTIMATION | CAPACITY-FACTOR-V1
USA | United States of America | Rengstorf Solar CSG |  | USA0061383 | 5 | 44.2595 | -94.2891 | Solar |  |  |  | 2017.0 | Geronimo Energy | U.S. Energy Information Administration | http://www.eia.gov/electricity/data/browser/ | U.S. Energy Information Administration |  | 2019 |  |  |  |  | 0.665 | 8.889 | 8.2 | U.S. Energy Information Administration |  |  |  |  | 8.14 | SOLAR-V1-NO-AGE | SOLAR-V1-NO-AGE | SOLAR-V1-NO-AGE | SOLAR-V1-NO-AGE | SOLAR-V1-NO-AGE
USA | United States of America | FastSun 8 CSG |  | USA0063039 | 1 | 44.2605 | -94.2908 | Solar |  |  |  | 2020.0 | Altus Power America Management LLC | U.S. Energy Information Administration | http://www.eia.gov/electricity/data/browser/ | U.S. Energy Information Administration |  | 2019 | [6 empty] | 0 | U.S. Energy Information Administration |  |  |  |  | 1.62 | SOLAR-V1-NO-AGE | SOLAR-V1-NO-AGE | SOLAR-V1-NO-AGE | SOLAR-V1-NO-AGE | SOLAR-V1-NO-AGE
USA | United States of America | West Faribault Solar |  | USA0060533 | 5.5 | 44.2749 | -93.3106 | Solar |  |  |  | 2017.0 | Enel Green Power NA Inc. | U.S. Energy Information Administration | http://www.eia.gov/electricity/data/browser/ | U.S. Energy Information Administration |  | 2019 |  |  |  | 0.0 | 8.870000000000001 | 9.515 | 8.886 | U.S. Energy Information Administration |  |  |  |  | 8.96 | SOLAR-V1-NO-AGE | SOLAR-V1-NO-AGE | SOLAR-V1-NO-AGE | SOLAR-V1-NO-AGE | SOLAR-V1-NO-AGE
USA | United States of America | Acturus Community Solar |  | USA0061705 | 1 | 44.2832 | -93.9544 | Solar |  |  |  | 2019.0 | Geronimo Energy | U.S. Energy Information Administration | http://www.eia.gov/electricity/data/browser/ | U.S. Energy Information Administration |  | 2019 | [5 empty] | 0.012 | 1.633 | U.S. Energy Information Administration |  |  |  |  | 1.62 | SOLAR-V1-NO-AGE | SOLAR-V1-NO-AGE | SOLAR-V1-NO-AGE | SOLAR-V1-NO-AGE | SOLAR-V1-NO-AGE
USA | United States of America | GMP Solar/Storage-Essex Hybrid |  | USA0062383 | 6.5 | 44.2859 | -73.0234 | Solar | Storage |  |  | 2019.0 | Green Mountain Power Corp | U.S. Energy Information Administration | http://www.eia.gov/electricity/data/browser/ | U.S. Energy Information Administration |  | 2019 | [6 empty] | 1.578 | U.S. Energy Information Administration |  |  |  |  | 10.59 | NO-ESTIMATION | NO-ESTIMATION | NO-ESTIMATION | NO-ESTIMATION | CAPACITY-FACTOR-V1
USA | United States of America | Huneke II CSG |  | USA0062139 | 1.1 | 44.2972 | -92.7415 | Solar |  |  |  | 2018.0 | Terraform Arcadia | U.S. Energy Information Administration | http://www.eia.gov/electricity/data/browser/ | U.S. Energy Information Administration |  | 2019 | [5 empty] | 0.28800000000000003 | 1.554 | U.S. Energy Information Administration |  |  |  |  | 1.79 | NO-ESTIMATION | NO-ESTIMATION | NO-ESTIMATION | NO-ESTIMATION | CAPACITY-FACTOR-V1
USA | United States of America | Roberds Garden CSG |  | USA0063480 | 1 | 44.2995 | -93.2391 | Solar |  |  |  | 2019.0 | Roberds Garden LLC | U.S. Energy Information Administration | http://www.eia.gov/electricity/data/browser/ | U.S. Energy Information Administration |  | 2019 | [6 empty] | 0.254 | U.S. Energy Information Administration |  |  |  |  | 1.62 | NO-ESTIMATION | NO-ESTIMATION | NO-ESTIMATION | NO-ESTIMATION | CAPACITY-FACTOR-V1
USA | United States of America | IRE Solar I LLC |  | USA0061717 | 1 | 44.3000 | -75.5000 | Solar |  |  |  | 2018.0 | Scotch Settlement | U.S. Energy Information Administration | http://www.eia.gov/electricity/data/browser/ | U.S. Energy Information Administration |  | 2019 |  |  |  |  | 0.004 | 1.1 | 1.303 | U.S. Energy Information Administration |  |  |  |  | 1.62 | SOLAR-V1-NO-AGE | SOLAR-V1-NO-AGE | SOLAR-V1-NO-AGE | SOLAR-V1-NO-AGE | SOLAR-V1-NO-AGE
USA | United States of America | Red Maple Solar |  | USA0060962 | 3 | 44.3194 | -93.8990 | Solar |  |  |  | 2018.0 | Terraform Arcadia | U.S. Energy Information Administration | http://www.eia.gov/electricity/data/browser/ | U.S. Energy Information Administration |  | 2019 | [5 empty] | 2.165 | 4.633 | U.S. Energy Information Administration |  |  |  |  | 4.88 | SOLAR-V1-NO-AGE | SOLAR-V1-NO-AGE | SOLAR-V1-NO-AGE | SOLAR-V1-NO-AGE | SOLAR-V1-NO-AGE
USA | United States of America | Zumbro Community Solar Garden |  | USA0061574 | 1 | 44.3195 | -92.6703 | Solar |  |  |  | 2018.0 | Zumbro Solar LLC | U.S. Energy Information Administration | http://www.eia.gov/electricity/data/browser/ | U.S. Energy Information Administration |  | 2019 | [5 empty] | 1.161 | 1.589 | U.S. Energy Information Administration |  |  |  |  | 1.62 | HYDRO-V1 | HYDRO-V1 | HYDRO-V1 | HYDRO-V1 | HYDRO-V1
USA | United States of America | Lake Emily Solar |  | USA0060526 | 4.5 | 44.3204 | -93.9032 | Solar |  |  |  | 2017.0 | Enel Green Power NA Inc. | U.S. Energy Information Administration | http://www.eia.gov/electricity/data/browser/ | U.S. Energy Information Administration |  | 2019 |  |  |  | 0.0 | 5.947 | 8.517 | 8.131 | U.S. Energy Information Administration |  |  |  |  | 7.33 | SOLAR-V1-NO-AGE | SOLAR-V1-NO-AGE | SOLAR-V1-NO-AGE | SOLAR-V1-NO-AGE | SOLAR-V1-NO-AGE
USA | United States of America | Charlotte Solar LLC VT |  | USA0059719 | 2 | 44.3220 | -73.1976 | Solar |  |  |  | 2014.0 | Charlotte Solar LLC | U.S. Energy Information Administration | http://www.eia.gov/electricity/data/browser/ | U.S. Energy Information Administration |  | 2019 |  | 1.414 | 3.174 | 3.158 | 2.943 | 2.962 | 3.029 | U.S. Energy Information Administration |  |  | 2.68 | 2.92 | 2.92 | HYDRO-V1 | HYDRO-V1 | HYDRO-V1 | HYDRO-V1 | HYDRO-V1
USA | United States of America | Wabasha Solar |  | USA0062800 | 1 | 44.3631 | -92.0217 | Solar |  |  |  | 2019.0 | Wabasha Solar LLC | U.S. Energy Information Administration | http://www.eia.gov/electricity/data/browser/ | U.S. Energy Information Administration |  | 2019 | [6 empty] | 1.079 | U.S. Energy Information Administration |  |  |  |  | 1.62 | SOLAR-V1-NO-AGE | SOLAR-V1-NO-AGE | SOLAR-V1-NO-AGE | SOLAR-V1-NO-AGE | SOLAR-V1-NO-AGE
USA | United States of America | Wabasha Holdco Solar CSG |  | USA0060838 | 3 | 44.3671 | -92.0193 | Solar |  |  |  | 2017.0 | Wabasha Holdco LLC | U.S. Energy Information Administration | http://www.eia.gov/electricity/data/browser/ | U.S. Energy Information Administration |  | 2019 |  |  |  |  | 4.622 | 4.775 | 3.614 | U.S. Energy Information Administration |  |  |  |  | 4.88 | SOLAR-V1-NO-AGE | SOLAR-V1-NO-AGE | SOLAR-V1-NO-AGE | SOLAR-V1-NO-AGE | SOLAR-V1-NO-AGE
USA | United States of America | VEC Magee Hill Solar |  | USA0060954 | 1.3 | 44.3682 | -73.0608 | Solar |  |  |  | 2016.9999999999998 | SoCore Energy LLC | U.S. Energy Information Administration | http://www.eia.gov/electricity/data/browser/ | U.S. Energy Information Administration |  | 2019 |  |  |  |  | 0.03 | 1.623 | 1.705 | U.S. Energy Information Administration |  |  |  |  | 1.58 | SOLAR-V1-NO-AGE | SOLAR-V1-NO-AGE | SOLAR-V1-NO-AGE | SOLAR-V1-NO-AGE | SOLAR-V1-NO-AGE
USA | United States of America | Limerick Road Solar Farm |  | USA0060537 | 2.2 | 44.3689 | -73.2471 | Solar |  |  |  | 2014.0 | Limerick Road Solar LLC | U.S. Energy Information Administration | http://www.eia.gov/electricity/data/browser/ | U.S. Energy Information Administration |  | 2019 |  |  |  | 3.588 | 3.269 | 3.294 | 3.178 | U.S. Energy Information Administration |  |  | 2.95 | 3.25 | 3.21 | SOLAR-V1-NO-AGE | SOLAR-V1-NO-AGE | SOLAR-V1-NO-AGE | SOLAR-V1-NO-AGE | SOLAR-V1-NO-AGE
USA | United States of America | Pierre Solar |  | USA0060686 | 1 | 44.3888 | -100.3070 | Solar |  |  |  | 2016.0 | Pierre Solar | U.S. Energy Information Administration | http://www.eia.gov/electricity/data/browser/ | U.S. Energy Information Administration |  | 2019 |  |  |  | 0.364 | 2.056 | 1.672 | 1.829 | U.S. Energy Information Administration |  |  |  |  | 1.43 | SOLAR-V1-NO-AGE | SOLAR-V1-NO-AGE | SOLAR-V1-NO-AGE | SOLAR-V1-NO-AGE | SOLAR-V1-NO-AGE
USA | United States of America | GMP Solar/Storage-Milton Hybrid |  | USA0062381 | 7 | 44.3921 | -73.1023 | Solar | Storage |  |  | 2019.0 | Green Mountain Power Corp | U.S. Energy Information Administration | http://www.eia.gov/electricity/data/browser/ | U.S. Energy Information Administration |  | 2019 | [6 empty] | 1.056 | U.S. Energy Information Administration |  |  |  |  | 11.4 | NO-ESTIMATION | NO-ESTIMATION | NO-ESTIMATION | NO-ESTIMATION | CAPACITY-FACTOR-V1
USA | United States of America | Betcher Community Solar Garden |  | USA0061671 | 1 | 44.3924 | -92.5960 | Solar |  |  |  | 2018.0 | Betcher CSG LLC | U.S. Energy Information Administration | http://www.eia.gov/electricity/data/browser/ | U.S. Energy Information Administration |  | 2019 | [5 empty] | 0.249 | 1.662 | U.S. Energy Information Administration |  |  |  |  | 1.62 | SOLAR-V1-NO-AGE | SOLAR-V1-NO-AGE | SOLAR-V1-NO-AGE | SOLAR-V1-NO-AGE | SOLAR-V1-NO-AGE
USA | United States of America | Morgan Community Solar |  | USA0060942 | 3 | 44.4132 | -94.9076 | Solar |  |  |  | 2017.0 | Morgan Community Solar | U.S. Energy Information Administration | http://www.eia.gov/electricity/data/browser/ | U.S. Energy Information Administration |  | 2019 |  |  |  |  | 3.084 | 5.423 | 4.741 | U.S. Energy Information Administration |  |  |  |  | 4.88 | HYDRO-V1 | HYDRO-V1 | HYDRO-V1 | HYDRO-V1 | HYDRO-V1
USA | United States of America | GSPP Gilman LLC |  | USA0063368 | 2.1 | 44.4148 | -71.7145 | Solar |  |  |  | 2018.0 | Green Street Power Partners | U.S. Energy Information Administration | http://www.eia.gov/electricity/data/browser/ | U.S. Energy Information Administration |  | 2019 | [6 empty] | 2.985 | U.S. Energy Information Administration |  |  |  |  | 3.42 | SOLAR-V1-NO-AGE | SOLAR-V1-NO-AGE | SOLAR-V1-NO-AGE | SOLAR-V1-NO-AGE | SOLAR-V1-NO-AGE
USA | United States of America | Claire Solar Farm |  | USA0059477 | 2.2 | 44.4261 | -73.1564 | Solar |  |  |  | 2014.0 | Claire Solar Partners LLC | U.S. Energy Information Administration | http://www.eia.gov/electricity/data/browser/ | U.S. Energy Information Administration | 67598 | 2019 |  | 0.988 | 3.571 | 3.6750000000000003 | 3.295 | 3.349 | 3.47 | U.S. Energy Information Administration |  |  | 2.95 | 3.25 | 3.07 | SOLAR-V1-NO-AGE | SOLAR-V1-NO-AGE | SOLAR-V1-NO-AGE | SOLAR-V1-NO-AGE | SOLAR-V1-NO-AGE
USA | United States of America | GMP Solar - Richmond |  | USA0060547 | 1.9 | 44.4269 | -73.0085 | Solar |  |  |  | 2016.0 | Green Mountain Power Corp | U.S. Energy Information Administration | http://www.eia.gov/electricity/data/browser/ | U.S. Energy Information Administration |  | 2019 |  |  |  | 0.619 | 2.773 | 2.739 | 2.884 | U.S. Energy Information Administration |  |  |  |  | 2.45 | NO-ESTIMATION | NO-ESTIMATION | NO-ESTIMATION | NO-ESTIMATION | CAPACITY-FACTOR-V1
USA | United States of America | Chittenden County Solar Partners |  | USA0057481 | 2.2 | 44.4361 | -73.1453 | Solar |  |  |  | 2011.0000000000002 | Chittenden County Solar Partners LLC | U.S. Energy Information Administration | http://www.eia.gov/electricity/data/browser/ | U.S. Energy Information Administration |  | 2019 | 3.12 | 3.228 | 3.3930000000000002 | 3.339 | 3.003 | 3.085 | 3.184 | U.S. Energy Information Administration | 3.16 | 3.16 | 3.27 | 2.96 | 2.48 | SOLAR-V1-NO-AGE | SOLAR-V1-NO-AGE | SOLAR-V1-NO-AGE | SOLAR-V1-NO-AGE | SOLAR-V1-NO-AGE
USA | United States of America | Dundas Solar Holdings LLC CSG |  | USA0061626 | 5 | 44.4396 | -93.1973 | Solar |  |  |  | 2018.0 | Nautilus Solar Solutions | U.S. Energy Information Administration | http://www.eia.gov/electricity/data/browser/ | U.S. Energy Information Administration |  | 2019 | [5 empty] | 6.69 | 6.607 | U.S. Energy Information Administration |  |  |  |  | 8.14 | SOLAR-V1-NO-AGE | SOLAR-V1-NO-AGE | SOLAR-V1-NO-AGE | SOLAR-V1-NO-AGE | SOLAR-V1-NO-AGE
USA | United States of America | Northfield Holdco CSG |  | USA0061451 | 5 | 44.4579 | -93.1246 | Solar |  |  |  | 2018.0 | Northfield Holdco LLC | U.S. Energy Information Administration | http://www.eia.gov/electricity/data/browser/ | U.S. Energy Information Administration |  | 2019 |  |  |  |  | 0.194 | 7.898000000000001 | 8.023 | U.S. Energy Information Administration |  |  |  |  | 8.14 | NO-ESTIMATION | NO-ESTIMATION | NO-ESTIMATION | NO-ESTIMATION | CAPACITY-FACTOR-V1
USA | United States of America | Nebraska Valley Solar Farm |  | USA0061125 | 1 | 44.4623 | -72.7709 | Solar |  |  |  | 2016.0 | Town of Stowe- (VT) | U.S. Energy Information Administration | http://www.eia.gov/electricity/data/browser/ | U.S. Energy Information Administration | 70690 | 2019 |  |  |  | 0.484 | 1.32 | 1.301 | 1.199 | U.S. Energy Information Administration |  |  |  |  | 1.18 | NO-ESTIMATION | NO-ESTIMATION | NO-ESTIMATION | NO-ESTIMATION | CAPACITY-FACTOR-V1
USA | United States of America | GMP Solar - Williston |  | USA0060875 | 4.7 | 44.4655 | -73.1032 | Solar |  |  |  | 2016.0 | Green Mountain Power Corp | U.S. Energy Information Administration | http://www.eia.gov/electricity/data/browser/ | U.S. Energy Information Administration |  | 2019 |  |  |  | 0.136 | 6.796 | 6.9030000000000005 | 7.201 | U.S. Energy Information Administration |  |  |  |  | 5.87 | SOLAR-V1-NO-AGE | SOLAR-V1-NO-AGE | SOLAR-V1-NO-AGE | SOLAR-V1-NO-AGE | SOLAR-V1-NO-AGE
USA | United States of America | Marshall Solar Energy Project |  | USA0059875 | 62.3 | 44.4753 | -95.6690 | Solar |  |  |  | 2017.0 | Marshall Solar Energy Project | U.S. Energy Information Administration | http://www.eia.gov/electricity/data/browser/ | U.S. Energy Information Administration |  | 2019 |  |  |  |  | 111.708 | 107.408 | 96.634 | U.S. Energy Information Administration |  |  |  |  | 101.52 | SOLAR-V1-NO-AGE | SOLAR-V1-NO-AGE | SOLAR-V1-NO-AGE | SOLAR-V1-NO-AGE | SOLAR-V1-NO-AGE
USA | United States of America | Northfield Community Solar |  | USA0060717 | 5 | 44.4754 | -93.1983 | Solar |  |  |  | 2017.0 | Northfield Community Solar | U.S. Energy Information Administration | http://www.eia.gov/electricity/data/browser/ | U.S. Energy Information Administration |  | 2019 |  |  |  | 0.0 | 8.168000000000001 | 8.313 | 6.639 | U.S. Energy Information Administration |  |  |  |  | 8.14 | NO-ESTIMATION | NO-ESTIMATION | NO-ESTIMATION | NO-ESTIMATION | CAPACITY-FACTOR-V1
USA | United States of America | Waterford Holdco CSG |  | USA0061452 | 2.7 | 44.4755 | -93.1986 | Solar |  |  |  | 2017.0 | Waterford Holdco LLC | U.S. Energy Information Administration | http://www.eia.gov/electricity/data/browser/ | U.S. Energy Information Administration |  | 2019 |  |  |  |  | 0.049 | 4.03 | 4.389 | U.S. Energy Information Administration |  |  |  |  | 4.39 | HYDRO-V1 | HYDRO-V1 | HYDRO-V1 | HYDRO-V1 | HYDRO-V1
USA | United States of America | 158th Fighter Wing Solar Farm |  | USA0060542 | 1.3 | 44.4777 | -73.1534 | Solar |  |  |  | 2011.0 | 158th Fighter Wing | U.S. Energy Information Administration | http://www.eia.gov/electricity/data/browser/ | U.S. Energy Information Administration |  | 2019 |  |  |  | 1.655 | 1.616 | 1.409 | 1.52 | U.S. Energy Information Administration | 1.69 | 1.72 | 1.82 | 1.41 | 1.34 | HYDRO-V1 | HYDRO-V1 | HYDRO-V1 | HYDRO-V1 | HYDRO-V1
USA | United States of America | Whitcomb Solar Farm |  | USA0059049 | 2.2 | 44.4856 | -73.1369 | Solar |  |  |  | 2014.0 | ERWR Whitcomb Farm Solar LLC | U.S. Energy Information Administration | http://www.eia.gov/electricity/data/browser/ | U.S. Energy Information Administration |  | 2019 |  | 0.233 | 3.8360000000000003 | 3.748 | 3.547 | 3.5 | 3.488 | U.S. Energy Information Administration |  |  | 2.95 | 2.95 | 3.07 | NO-ESTIMATION | NO-ESTIMATION | NO-ESTIMATION | NO-ESTIMATION | CAPACITY-FACTOR-V1
USA | United States of America | Frontenac Holdco LLC CSG |  | USA0061919 | 5 | 44.5017 | -92.3587 | Solar |  |  |  | 2019.0 | Frontenac Holdco LLC | U.S. Energy Information Administration | http://www.eia.gov/electricity/data/browser/ | U.S. Energy Information Administration |  | 2019 | [6 empty] | 5.887 | U.S. Energy Information Administration |  |  |  |  | 8.14 | NO-ESTIMATION | NO-ESTIMATION | NO-ESTIMATION | NO-ESTIMATION | CAPACITY-FACTOR-V1
USA | United States of America | Gibbon Solar |  | USA0062010 | 3.3 | 44.5209 | -94.5244 | Solar |  |  |  | 2019.0 | Novel Solar Three LLC | U.S. Energy Information Administration | http://www.eia.gov/electricity/data/browser/ | U.S. Energy Information Administration |  | 2019 | [5 empty] | 0.0 | 2.581 | U.S. Energy Information Administration |  |  |  |  | 5.37 | SOLAR-V1-NO-AGE | SOLAR-V1-NO-AGE | SOLAR-V1-NO-AGE | SOLAR-V1-NO-AGE | SOLAR-V1-NO-AGE
USA | United States of America | Veseli Community Solar Garden |  | USA0061570 | 1 | 44.5268 | -93.3665 | Solar |  |  |  | 2018.0 | Veseli Solar I LLC | U.S. Energy Information Administration | http://www.eia.gov/electricity/data/browser/ | U.S. Energy Information Administration |  | 2019 | [5 empty] | 1.368 | 1.654 | U.S. Energy Information Administration |  |  |  |  | 1.62 | HYDRO-V1 | HYDRO-V1 | HYDRO-V1 | HYDRO-V1 | HYDRO-V1
USA | United States of America | Randolph CSG PV1-5 |  | USA0062209 | 5 | 44.5277 | -92.9721 | Solar |  |  |  | 2019.0 | Ecoplexus Inc | U.S. Energy Information Administration | http://www.eia.gov/electricity/data/browser/ | U.S. Energy Information Administration |  | 2019 | [6 empty] | 3.005 | U.S. Energy Information Administration |  |  |  |  | 8.14 | SOLAR-V1-NO-AGE | SOLAR-V1-NO-AGE | SOLAR-V1-NO-AGE | SOLAR-V1-NO-AGE | SOLAR-V1-NO-AGE
USA | United States of America | USS Centerfield Solar CSG |  | USA0062335 | 1 | 44.5290 | -93.3480 | Solar |  |  |  | 2019.0 | Standard Solar | U.S. Energy Information Administration | http://www.eia.gov/electricity/data/browser/ | U.S. Energy Information Administration |  | 2019 | [6 empty] | 0.306 | U.S. Energy Information Administration |  |  |  |  | 1.62 | SOLAR-V1-NO-AGE | SOLAR-V1-NO-AGE | SOLAR-V1-NO-AGE | SOLAR-V1-NO-AGE | SOLAR-V1-NO-AGE
USA | United States of America | USS Webster Solar CSG |  | USA0062336 | 1 | 44.5290 | -93.3950 | Solar |  |  |  | 2019.0 | Standard Solar | U.S. Energy Information Administration | http://www.eia.gov/electricity/data/browser/ | U.S. Energy Information Administration |  | 2019 | [6 empty] | 1.377 | U.S. Energy Information Administration |  |  |  |  | 1.62 | SOLAR-V1-NO-AGE | SOLAR-V1-NO-AGE | SOLAR-V1-NO-AGE | SOLAR-V1-NO-AGE | SOLAR-V1-NO-AGE
USA | United States of America | Webster Holdco Solar CSG |  | USA0060830 | 5 | 44.5297 | -93.4106 | Solar |  |  |  | 2017.0 | Webster Holdco LLC | U.S. Energy Information Administration | http://www.eia.gov/electricity/data/browser/ | U.S. Energy Information Administration |  | 2019 |  |  |  |  | 3.895 | 7.447 | 7.054 | U.S. Energy Information Administration |  |  |  |  | 8.14 | HYDRO-V1 | HYDRO-V1 | HYDRO-V1 | HYDRO-V1 | HYDRO-V1
USA | United States of America | Red Wing Community Solar |  | USA0060796 | 4.9 | 44.5351 | -92.5161 | Solar |  |  |  | 2017.0 | Terraform Arcadia | U.S. Energy Information Administration | http://www.eia.gov/electricity/data/browser/ | U.S. Energy Information Administration | 28284 | 2019 |  |  |  | 0.069 | 7.347 | 7.3420000000000005 | 6.687 | U.S. Energy Information Administration |  |  |  |  | 7.98 | NO-ESTIMATION | NO-ESTIMATION | NO-ESTIMATION | NO-ESTIMATION | CAPACITY-FACTOR-V1
USA | United States of America | Felton CSG PV1-5 |  | USA0062210 | 5 | 44.5417 | -92.9736 | Solar |  |  |  | 2019.0 | Ecoplexus Inc | U.S. Energy Information Administration | http://www.eia.gov/electricity/data/browser/ | U.S. Energy Information Administration |  | 2019 | [6 empty] | 3.739 | U.S. Energy Information Administration |  |  |  |  | 8.14 | SOLAR-V1-NO-AGE | SOLAR-V1-NO-AGE | SOLAR-V1-NO-AGE | SOLAR-V1-NO-AGE | SOLAR-V1-NO-AGE
USA | United States of America | Hampton MN GRE |  | USA0062060 | 2 | 44.5488 | -93.0205 | Solar |  |  |  | 2018.0 | SoCore Energy LLC | U.S. Energy Information Administration | http://www.eia.gov/electricity/data/browser/ | U.S. Energy Information Administration |  | 2019 | [5 empty] | 0.0 | 3.126 | U.S. Energy Information Administration |  |  |  |  | 3.25 | HYDRO-V1 | HYDRO-V1 | HYDRO-V1 | HYDRO-V1 | HYDRO-V1
USA | United States of America | Foreman's Hill Community Solar |  | USA0061690 | 5 | 44.5533 | -92.6369 | Solar |  |  |  | 2018.0 | Foreman's Hill CSG LLC | U.S. Energy Information Administration | http://www.eia.gov/electricity/data/browser/ | U.S. Energy Information Administration |  | 2019 | [5 empty] | 2.584 | 7.283 | U.S. Energy Information Administration |  |  |  |  | 8.14 | NO-ESTIMATION | NO-ESTIMATION | NO-ESTIMATION | NO-ESTIMATION | CAPACITY-FACTOR-V1
USA | United States of America | Lady Slipper Solar Array CSG |  | USA0062414 | 4.5 | 44.5544 | -92.6617 | Solar |  |  |  | 2019.0 | AEP Onsite Partners | U.S. Energy Information Administration | http://www.eia.gov/electricity/data/browser/ | U.S. Energy Information Administration |  | 2019 | [6 empty] | 5.923 | U.S. Energy Information Administration |  |  |  |  | 7.33 | SOLAR-V1-NO-AGE | SOLAR-V1-NO-AGE | SOLAR-V1-NO-AGE | SOLAR-V1-NO-AGE | SOLAR-V1-NO-AGE
USA | United States of America | Schultz CSG |  | USA0062088 | 1.8 | 44.5576 | -93.3760 | Solar |  |  |  | 2018.0 | DG Minnesota CSG LLC | U.S. Energy Information Administration | http://www.eia.gov/electricity/data/browser/ | U.S. Energy Information Administration |  | 2019 | [5 empty] | 0.871 | 1.882 | U.S. Energy Information Administration |  |  |  |  | 2.93 | SOLAR-V1-NO-AGE | SOLAR-V1-NO-AGE | SOLAR-V1-NO-AGE | SOLAR-V1-NO-AGE | SOLAR-V1-NO-AGE
USA | United States of America | Solar Mule LLC |  | USA0060640 | 1.5 | 44.5577 | -69.6714 | Solar |  |  |  | 2017.0 | NRG Solar Mule LLC | U.S. Energy Information Administration | http://www.eia.gov/electricity/data/browser/ | U.S. Energy Information Administration |  | 2019 |  |  |  |  | 0.455 | 6.27363 | 2.15 | U.S. Energy Information Administration |  |  |  |  | 2.44 | SOLAR-V1-NO-AGE | SOLAR-V1-NO-AGE | SOLAR-V1-NO-AGE | SOLAR-V1-NO-AGE | SOLAR-V1-NO-AGE
USA | United States of America | Oregon University System Rabbit Field |  | USA0059790 | 1.2 | 44.5735 | -123.3170 | Solar |  |  |  | 2013.9999999999998 | Tesla Inc. | U.S. Energy Information Administration | http://www.eia.gov/electricity/data/browser/ | U.S. Energy Information Administration | 67514 | 2019 |  | 1.3572899999999999 | 1.68003 | 1.5190000000000001 | 1.692 | 1.246 | 1.124 | U.S. Energy Information Administration |  | 1.56 | 1.75 | 1.64 | 1.56 | SOLAR-V1-NO-AGE | SOLAR-V1-NO-AGE | SOLAR-V1-NO-AGE | SOLAR-V1-NO-AGE | SOLAR-V1-NO-AGE
USA | United States of America | Vermillion River_MN_GRE DEA-GM |  | USA0063406 | 3 | 44.5998 | -93.1361 | Solar |  |  |  | 2020.0 | SoCore Energy LLC | U.S. Energy Information Administration | http://www.eia.gov/electricity/data/browser/ | U.S. Energy Information Administration |  | 2019 | [6 empty] | 0.012 | U.S. Energy Information Administration |  |  |  |  | 4.88 | SOLAR-V1-NO-AGE | SOLAR-V1-NO-AGE | SOLAR-V1-NO-AGE | SOLAR-V1-NO-AGE | SOLAR-V1-NO-AGE
USA | United States of America | Elbe Solar Center |  | USA0061497 | 10 | 44.6180 | -121.2050 | Solar |  |  |  | 2018.0 | GCL New Energy Inc. | U.S. Energy Information Administration | http://www.eia.gov/electricity/data/browser/ | U.S. Energy Information Administration |  | 2019 | [5 empty] | 10.632 | 20.744 | U.S. Energy Information Administration |  |  |  |  | 16.29 | SOLAR-V1-NO-AGE | SOLAR-V1-NO-AGE | SOLAR-V1-NO-AGE | SOLAR-V1-NO-AGE | SOLAR-V1-NO-AGE
USA | United States of America | Farmington Holdco Solar |  | USA0060832 | 5 | 44.6231 | -93.1340 | Solar |  |  |  | 2017.0 | Farmington Holdco LLC | U.S. Energy Information Administration | http://www.eia.gov/electricity/data/browser/ | U.S. Energy Information Administration |  | 2019 |  |  |  |  | 6.005 | 7.431 | 6.584 | U.S. Energy Information Administration |  |  |  |  | 8.14 | NO-ESTIMATION | NO-ESTIMATION | NO-ESTIMATION | NO-ESTIMATION | CAPACITY-FACTOR-V1
USA | United States of America | USS Hockey Pad Solar CSG |  | USA0062334 | 1 | 44.6280 | -93.6080 | Solar |  |  |  | 2019.0 | Standard Solar | U.S. Energy Information Administration | http://www.eia.gov/electricity/data/browser/ | U.S. Energy Information Administration |  | 2019 | [6 empty] | 0.126 | U.S. Energy Information Administration |  |  |  |  | 1.62 | NO-ESTIMATION | NO-ESTIMATION | NO-ESTIMATION | NO-ESTIMATION | CAPACITY-FACTOR-V1
USA | United States of America | USS East Hauer Watt CSG |  | USA0062362 | 1 | 44.6520 | -93.4970 | Solar |  |  |  | 2019.0 | Standard Solar | U.S. Energy Information Administration | http://www.eia.gov/electricity/data/browser/ | U.S. Energy Information Administration |  | 2019 | [6 empty] | 0.402 | U.S. Energy Information Administration |  |  |  |  | 1.62 | NO-ESTIMATION | NO-ESTIMATION | NO-ESTIMATION | NO-ESTIMATION | CAPACITY-FACTOR-V1
USA | United States of America | SunE Feely 1 CSG LLC |  | USA0061478 | 5 | 44.6552 | -93.1104 | Solar |  |  |  | 2018.0 | Ecoplexus Inc | U.S. Energy Information Administration | http://www.eia.gov/electricity/data/browser/ | U.S. Energy Information Administration |  | 2019 | [5 empty] | 2.115 | 7.317 | U.S. Energy Information Administration |  |  |  |  | 8.14 | SOLAR-V1-NO-AGE | SOLAR-V1-NO-AGE | SOLAR-V1-NO-AGE | SOLAR-V1-NO-AGE | SOLAR-V1-NO-AGE
USA | United States of America | Dakota Community Solar One LLC CSG |  | USA0063116 | 1 | 44.6578 | -93.1085 | Solar |  |  |  | 2020.0 | Madison Energy Holdings LLC | U.S. Energy Information Administration | http://www.eia.gov/electricity/data/browser/ | U.S. Energy Information Administration |  | 2019 | [6 empty] | 0.033 | U.S. Energy Information Administration |  |  |  |  | 1.62 | SOLAR-V1-NO-AGE | SOLAR-V1-NO-AGE | SOLAR-V1-NO-AGE | SOLAR-V1-NO-AGE | SOLAR-V1-NO-AGE
USA | United States of America | Empire Solar |  | USA0060631 | 7 | 44.6644 | -93.1088 | Solar |  |  |  | 2017.0 | Cypress Creek Renewables | U.S. Energy Information Administration | http://www.eia.gov/electricity/data/browser/ | U.S. Energy Information Administration |  | 2019 |  |  |  | 0.0 | 8.203 | 8.056000000000001 | 7.706 | U.S. Energy Information Administration |  |  |  |  | 11.4 | SOLAR-V1-NO-AGE | SOLAR-V1-NO-AGE | SOLAR-V1-NO-AGE | SOLAR-V1-NO-AGE | SOLAR-V1-NO-AGE
USA | United States of America | MSC-Scott01 LLC |  | USA0062535 | 1 | 44.6695 | -93.5042 | Solar |  |  |  | 2019.0 | MSC-Scott01 LLC | U.S. Energy Information Administration | http://www.eia.gov/electricity/data/browser/ | U.S. Energy Information Administration |  | 2019 | [6 empty] | 0.679 | U.S. Energy Information Administration |  |  |  |  | 1.62 | SOLAR-V1-NO-AGE | SOLAR-V1-NO-AGE | SOLAR-V1-NO-AGE | SOLAR-V1-NO-AGE | SOLAR-V1-NO-AGE
USA | United States of America | Ursa Community Solar |  | USA0060712 | 5 | 44.6716 | -93.0826 | Solar |  |  |  | 2017.0 | Ursa Community Solar | U.S. Energy Information Administration | http://www.eia.gov/electricity/data/browser/ | U.S. Energy Information Administration |  | 2019 |  |  |  |  | 7.878 | 8.663 | 6.755 | U.S. Energy Information Administration |  |  |  |  | 8.14 | SOLAR-V1-NO-AGE | SOLAR-V1-NO-AGE | SOLAR-V1-NO-AGE | SOLAR-V1-NO-AGE | SOLAR-V1-NO-AGE
USA | United States of America | Clarkson Solar |  | USA0059623 | 2 | 44.6719 | -74.9494 | Solar |  |  |  | 2014.0 | Clarkson Solar LLC | U.S. Energy Information Administration | http://www.eia.gov/electricity/data/browser/ | U.S. Energy Information Administration |  | 2019 |  | 0.075 | 2.716 | 2.686 | 2.3890000000000002 | 2.279 | 2.479 | U.S. Energy Information Administration |  |  | 2.68 | 2.69 | 2.79 | SOLAR-V1-NO-AGE | SOLAR-V1-NO-AGE | SOLAR-V1-NO-AGE | SOLAR-V1-NO-AGE | SOLAR-V1-NO-AGE
USA | United States of America | MSC-Empire01 LLC |  | USA0062740 | 1 | 44.6741 | -93.1163 | Solar |  |  |  | 2019.0 | MSC-Empire01 LLC | U.S. Energy Information Administration | http://www.eia.gov/electricity/data/browser/ | U.S. Energy Information Administration |  | 2019 | [6 empty] | 0.532 | U.S. Energy Information Administration |  |  |  |  | 1.62 | HYDRO-V1 | HYDRO-V1 | HYDRO-V1 | HYDRO-V1 | HYDRO-V1
USA | United States of America | Adams Solar Center |  | USA0061496 | 10 | 44.6750 | -121.1220 | Solar |  |  |  | 2018.0 | GCL New Energy Inc. | U.S. Energy Information Administration | http://www.eia.gov/electricity/data/browser/ | U.S. Energy Information Administration |  | 2019 | [5 empty] | 12.026 | 20.784 | U.S. Energy Information Administration |  |  |  |  | 16.29 | NO-ESTIMATION | NO-ESTIMATION | NO-ESTIMATION | NO-ESTIMATION | CAPACITY-FACTOR-V1
USA | United States of America | GRE Marshan Solar |  | USA0060935 | 1 | 44.6922 | -92.8169 | Solar |  |  |  | 2017.0 | SoCore Energy LLC | U.S. Energy Information Administration | http://www.eia.gov/electricity/data/browser/ | U.S. Energy Information Administration |  | 2019 |  |  |  |  | 0.133 | 1.426 | 1.327 | U.S. Energy Information Administration |  |  |  |  | 1.62 | SOLAR-V1-NO-AGE | SOLAR-V1-NO-AGE | SOLAR-V1-NO-AGE | SOLAR-V1-NO-AGE | SOLAR-V1-NO-AGE
USA | United States of America | CJ Solar I LLC |  | USA0061719 | 2 | 44.7000 | -75.3000 | Solar |  |  |  | 2018.0 | Lisbon West | U.S. Energy Information Administration | http://www.eia.gov/electricity/data/browser/ | U.S. Energy Information Administration |  | 2019 | [5 empty] | 0.538 | 2.547 | U.S. Energy Information Administration |  |  |  |  | 3.25 | SOLAR-V1-NO-AGE | SOLAR-V1-NO-AGE | SOLAR-V1-NO-AGE | SOLAR-V1-NO-AGE | SOLAR-V1-NO-AGE
USA | United States of America | COU Solar I LLC |  | USA0061720 | 1.5 | 44.7000 | -75.3000 | Solar |  |  |  | 2018.0 | Lisbon East | U.S. Energy Information Administration | http://www.eia.gov/electricity/data/browser/ | U.S. Energy Information Administration |  | 2019 | [5 empty] | 0.529 | 1.699 | U.S. Energy Information Administration |  |  |  |  | 2.44 | SOLAR-V1-NO-AGE | SOLAR-V1-NO-AGE | SOLAR-V1-NO-AGE | SOLAR-V1-NO-AGE | SOLAR-V1-NO-AGE
USA | United States of America | FastSun 7 CSG |  | USA0063043 | 1 | 44.7192 | -94.4941 | Solar |  |  |  | 2020.0 | Altus Power America Management LLC | U.S. Energy Information Administration | http://www.eia.gov/electricity/data/browser/ | U.S. Energy Information Administration |  | 2019 | [6 empty] | 0 | U.S. Energy Information Administration |  |  |  |  | 1.62 | NO-ESTIMATION | NO-ESTIMATION | NO-ESTIMATION | NO-ESTIMATION | CAPACITY-FACTOR-V1
USA | United States of America | McLeod Community Solar One LLC CSG |  | USA0063119 | 1 | 44.7192 | -94.4943 | Solar |  |  |  | 2020.0 | Madison Energy Holdings LLC | U.S. Energy Information Administration | http://www.eia.gov/electricity/data/browser/ | U.S. Energy Information Administration |  | 2019 | [6 empty] | 0.025 | U.S. Energy Information Administration |  |  |  |  | 1.62 | SOLAR-V1-NO-AGE | SOLAR-V1-NO-AGE | SOLAR-V1-NO-AGE | SOLAR-V1-NO-AGE | SOLAR-V1-NO-AGE
USA | United States of America | USS Eggo Solar CSG |  | USA0062359 | 1 | 44.7200 | -93.7880 | Solar |  |  |  | 2019.0 | Standard Solar | U.S. Energy Information Administration | http://www.eia.gov/electricity/data/browser/ | U.S. Energy Information Administration |  | 2019 | [6 empty] | 1.045 | U.S. Energy Information Administration |  |  |  |  | 1.62 | SOLAR-V1-NO-AGE | SOLAR-V1-NO-AGE | SOLAR-V1-NO-AGE | SOLAR-V1-NO-AGE | SOLAR-V1-NO-AGE
USA | United States of America | Rosemount Community Solar |  | USA0060714 | 5 | 44.7224 | -93.0229 | Solar |  |  |  | 2017.0 | Rosemount Community Solar | U.S. Energy Information Administration | http://www.eia.gov/electricity/data/browser/ | U.S. Energy Information Administration |  | 2019 |  |  |  | 0.0 | 8.004 | 8.768 | 7.188 | U.S. Energy Information Administration |  |  |  |  | 8.14 | SOLAR-V1-NO-AGE | SOLAR-V1-NO-AGE | SOLAR-V1-NO-AGE | SOLAR-V1-NO-AGE | SOLAR-V1-NO-AGE
USA | United States of America | Barton Solar Farm |  | USA0059741 | 1.9 | 44.7254 | -72.1840 | Solar |  |  |  | 2014.0 | Barton Solar LLC | U.S. Energy Information Administration | http://www.eia.gov/electricity/data/browser/ | U.S. Energy Information Administration | 68963 | 2019 |  | 0.037 | 3.1990000000000003 | 2.93 | 2.7 | 2.548 | 2.546 | U.S. Energy Information Administration |  |  | 2.38 | 2.64 | 2.58 | SOLAR-V1-NO-AGE | SOLAR-V1-NO-AGE | SOLAR-V1-NO-AGE | SOLAR-V1-NO-AGE | SOLAR-V1-NO-AGE
USA | United States of America | Equuleus Community Solar Gardens |  | USA0061363 | 5 | 44.7261 | -93.0227 | Solar |  |  |  | 2017.0 | Equuleus Community Solar Gardens LLC | U.S. Energy Information Administration | http://www.eia.gov/electricity/data/browser/ | U.S. Energy Information Administration |  | 2019 |  |  |  |  | 1.528 | 9.087 | 6.295 | U.S. Energy Information Administration |  |  |  |  | 8.14 | SOLAR-V1-NO-AGE | SOLAR-V1-NO-AGE | SOLAR-V1-NO-AGE | SOLAR-V1-NO-AGE | SOLAR-V1-NO-AGE
USA | United States of America | Huneke I CSG |  | USA0061505 | 1 | 44.7268 | -92.6694 | Solar |  |  |  | 2018.0 | Huneke I CSG LLC | U.S. Energy Information Administration | http://www.eia.gov/electricity/data/browser/ | U.S. Energy Information Administration |  | 2019 | [5 empty] | 0.927 | 1.659 | U.S. Energy Information Administration |  |  |  |  | 1.62 | SOLAR-V1-NO-AGE | SOLAR-V1-NO-AGE | SOLAR-V1-NO-AGE | SOLAR-V1-NO-AGE | SOLAR-V1-NO-AGE
USA | United States of America | Grimm Community Solar |  | USA0061689 | 1 | 44.7314 | -94.6093 | Solar |  |  |  | 2018.0 | Grimm CSG LLC | U.S. Energy Information Administration | http://www.eia.gov/electricity/data/browser/ | U.S. Energy Information Administration |  | 2019 | [5 empty] | 0.9530000000000001 | 1.715 | U.S. Energy Information Administration |  |  |  |  | 1.62 | SOLAR-V1-NO-AGE | SOLAR-V1-NO-AGE | SOLAR-V1-NO-AGE | SOLAR-V1-NO-AGE | SOLAR-V1-NO-AGE
USA | United States of America | Kramer Solar CSG |  | USA0061058 | 3 | 44.7470 | -94.7057 | Solar |  |  |  | 2018.0 | Geronimo Energy | U.S. Energy Information Administration | http://www.eia.gov/electricity/data/browser/ | U.S. Energy Information Administration |  | 2019 |  |  |  |  | 0.029 | 5.3790000000000004 | 5.168 | U.S. Energy Information Administration |  |  |  |  | 4.88 | SOLAR-V1-NO-AGE | SOLAR-V1-NO-AGE | SOLAR-V1-NO-AGE | SOLAR-V1-NO-AGE | SOLAR-V1-NO-AGE
USA | United States of America | Hastings Solar |  | USA0060525 | 4.5 | 44.7593 | -92.8249 | Solar |  |  |  | 2017.0 | Enel Green Power NA Inc. | U.S. Energy Information Administration | http://www.eia.gov/electricity/data/browser/ | U.S. Energy Information Administration |  | 2019 |  |  |  | 0.0 | 6.319 | 8.623 | 7.486 | U.S. Energy Information Administration |  |  |  |  | 7.33 | SOLAR-V1-NO-AGE | SOLAR-V1-NO-AGE | SOLAR-V1-NO-AGE | SOLAR-V1-NO-AGE | SOLAR-V1-NO-AGE
USA | United States of America | BentonSun LLC |  | USA0060695 | 5 | 44.7662 | -93.8579 | Solar |  |  |  | 2017.0 | SunShare Management | U.S. Energy Information Administration | http://www.eia.gov/electricity/data/browser/ | U.S. Energy Information Administration |  | 2019 |  |  |  | 0.0 | 8.526 | 8.31 | 7.457 | U.S. Energy Information Administration |  |  |  |  | 8.14 | SOLAR-V1-NO-AGE | SOLAR-V1-NO-AGE | SOLAR-V1-NO-AGE | SOLAR-V1-NO-AGE | SOLAR-V1-NO-AGE
USA | United States of America | Green Lake Solar |  | USA0063019 | 1 | 44.7767 | -85.6923 | Solar |  |  |  | 2018.0 | Heritage Sustainable Energy. LLC | U.S. Energy Information Administration | http://www.eia.gov/electricity/data/browser/ | U.S. Energy Information Administration |  | 2019 | [6 empty] | 1.288 | U.S. Energy Information Administration |  |  |  |  | 1.62 | NO-ESTIMATION | NO-ESTIMATION | NO-ESTIMATION | NO-ESTIMATION | CAPACITY-FACTOR-V1
USA | United States of America | TCLP Solar Phase 1 |  | USA0063020 | 1 | 44.7767 | -85.6923 | Solar |  |  |  | 2017.0 | Heritage Sustainable Energy. LLC | U.S. Energy Information Administration | http://www.eia.gov/electricity/data/browser/ | U.S. Energy Information Administration |  | 2019 | [6 empty] | 1.268 | U.S. Energy Information Administration |  |  |  |  | 1.62 | NO-ESTIMATION | NO-ESTIMATION | NO-ESTIMATION | NO-ESTIMATION | CAPACITY-FACTOR-V1
USA | United States of America | M72 West Solar |  | USA0063660 | 1.8 | 44.7768 | -85.7014 | Solar |  |  |  | 2020.0 | Heritage Sustainable Energy. LLC | U.S. Energy Information Administration | http://www.eia.gov/electricity/data/browser/ | U.S. Energy Information Administration |  | 2019 | [6 empty] | 0.053 | U.S. Energy Information Administration |  |  |  |  | 2.93 | SOLAR-V1-NO-AGE | SOLAR-V1-NO-AGE | SOLAR-V1-NO-AGE | SOLAR-V1-NO-AGE | SOLAR-V1-NO-AGE
USA | United States of America | Saint Albans Solar |  | USA0061928 | 4.9 | 44.7797 | -73.1058 | Solar |  |  |  | 2018.0 | Cypress Creek Renewables | U.S. Energy Information Administration | http://www.eia.gov/electricity/data/browser/ | U.S. Energy Information Administration |  | 2019 | [5 empty] | 0.337 | 6.176 | U.S. Energy Information Administration |  |  |  |  | 7.98 | SOLAR-V1-NO-AGE | SOLAR-V1-NO-AGE | SOLAR-V1-NO-AGE | SOLAR-V1-NO-AGE | SOLAR-V1-NO-AGE
USA | United States of America | Novel Historical Society Solar CSG |  | USA0062963 | 1 | 44.7877 | -95.3605 | Solar |  |  |  | 2019.0 | REA Investments LLC | U.S. Energy Information Administration | http://www.eia.gov/electricity/data/browser/ | U.S. Energy Information Administration |  | 2019 | [6 empty] | 0 | U.S. Energy Information Administration |  |  |  |  | 1.62 | SOLAR-V1-NO-AGE | SOLAR-V1-NO-AGE | SOLAR-V1-NO-AGE | SOLAR-V1-NO-AGE | SOLAR-V1-NO-AGE
USA | United States of America | St. Albans SPEED Project |  | USA0059445 | 2 | 44.7878 | -73.0886 | Solar |  |  |  | 2014.0 | St. Albans Solar Partners LLC | U.S. Energy Information Administration | http://www.eia.gov/electricity/data/browser/ | U.S. Energy Information Administration |  | 2019 |  | 2.879 | 2.9370000000000003 | 3.064 | 2.771 | 2.641 | 2.809 | U.S. Energy Information Administration |  |  | 2.68 | 2.95 | 2.79 | SOLAR-V1-NO-AGE | SOLAR-V1-NO-AGE | SOLAR-V1-NO-AGE | SOLAR-V1-NO-AGE | SOLAR-V1-NO-AGE
USA | United States of America | West Waconia Solar |  | USA0060534 | 8.5 | 44.7899 | -93.9013 | Solar |  |  |  | 2017.0 | Enel Green Power NA Inc. | U.S. Energy Information Administration | http://www.eia.gov/electricity/data/browser/ | U.S. Energy Information Administration |  | 2019 |  |  |  | 0.0 | 9.732 | 14.918000000000001 | 13.639 | U.S. Energy Information Administration |  |  |  |  | 13.85 | NO-ESTIMATION | NO-ESTIMATION | NO-ESTIMATION | NO-ESTIMATION | CAPACITY-FACTOR-V1
USA | United States of America | Cottage Grove Project CSG |  | USA0061983 | 4.9 | 44.7907 | -92.8727 | Solar |  |  |  | 2018.0 | DG Minnesota CSG LLC | U.S. Energy Information Administration | http://www.eia.gov/electricity/data/browser/ | U.S. Energy Information Administration |  | 2019 | [5 empty] | 2.202 | 6.682 | U.S. Energy Information Administration |  |  |  |  | 7.98 | SOLAR-V1-NO-AGE | SOLAR-V1-NO-AGE | SOLAR-V1-NO-AGE | SOLAR-V1-NO-AGE | SOLAR-V1-NO-AGE
USA | United States of America | Krause CSG |  | USA0061506 | 1 | 44.7956 | -95.2097 | Solar |  |  |  | 2018.0 | Krause CSG LLC | U.S. Energy Information Administration | http://www.eia.gov/electricity/data/browser/ | U.S. Energy Information Administration |  | 2019 | [5 empty] | 1.032 | 1.749 | U.S. Energy Information Administration |  |  |  |  | 1.62 | SOLAR-V1-NO-AGE | SOLAR-V1-NO-AGE | SOLAR-V1-NO-AGE | SOLAR-V1-NO-AGE | SOLAR-V1-NO-AGE
USA | United States of America | Blue Lake Solar |  | USA0060632 | 3.9 | 44.7964 | -93.4296 | Solar |  |  |  | 2017.0 | Cypress Creek Renewables | U.S. Energy Information Administration | http://www.eia.gov/electricity/data/browser/ | U.S. Energy Information Administration | 67214 | 2019 |  |  |  | 0.0 | 4.488 | 4.541 | 4.066 | U.S. Energy Information Administration |  |  |  |  | 6.35 | SOLAR-V1-NO-AGE | SOLAR-V1-NO-AGE | SOLAR-V1-NO-AGE | SOLAR-V1-NO-AGE | SOLAR-V1-NO-AGE
USA | United States of America | Shakopee Met Council WTP |  | USA0060919 | 1.3 | 44.7966 | -93.4370 | Solar |  |  |  | 2016.0 | Oak Leaf Solar V LLC | U.S. Energy Information Administration | http://www.eia.gov/electricity/data/browser/ | U.S. Energy Information Administration |  | 2019 |  |  |  | 1.719 | 1.96 | 1.8820000000000001 | 1.678 | U.S. Energy Information Administration |  |  |  |  | 1.5 | SOLAR-V1-NO-AGE | SOLAR-V1-NO-AGE | SOLAR-V1-NO-AGE | SOLAR-V1-NO-AGE | SOLAR-V1-NO-AGE
USA | United States of America | Crater Community Solar |  | USA0061328 | 3 | 44.7987 | -95.5083 | Solar |  |  |  | 2018.0 | Crater Community Solar | U.S. Energy Information Administration | http://www.eia.gov/electricity/data/browser/ | U.S. Energy Information Administration |  | 2019 |  |  |  |  | 0.29 | 5.287 | 4.635 | U.S. Energy Information Administration |  |  |  |  | 4.88 | SOLAR-V1-NO-AGE | SOLAR-V1-NO-AGE | SOLAR-V1-NO-AGE | SOLAR-V1-NO-AGE | SOLAR-V1-NO-AGE
USA | United States of America | MSC-GreyCloud01 Community Solar |  | USA0062143 | 1 | 44.8020 | -92.9969 | Solar |  |  |  | 2019.0 | MSC-GreyCloud01 LLC | U.S. Energy Information Administration | http://www.eia.gov/electricity/data/browser/ | U.S. Energy Information Administration |  | 2019 | [5 empty] | 0.0 | 1.525 | U.S. Energy Information Administration |  |  |  |  | 1.62 | HYDRO-V1 | HYDRO-V1 | HYDRO-V1 | HYDRO-V1 | HYDRO-V1
USA | United States of America | Lind Solar CSG |  | USA0060966 | 4.9 | 44.8024 | -93.9087 | Solar |  |  |  | 2017.0 | Terraform Arcadia | U.S. Energy Information Administration | http://www.eia.gov/electricity/data/browser/ | U.S. Energy Information Administration |  | 2019 |  |  |  |  | 6.973 | 7.4990000000000006 | 6.954 | U.S. Energy Information Administration |  |  |  |  | 7.98 | SOLAR-V1-NO-AGE | SOLAR-V1-NO-AGE | SOLAR-V1-NO-AGE | SOLAR-V1-NO-AGE | SOLAR-V1-NO-AGE
USA | United States of America | IOS - MEW Phase 1 |  | USA0061460 | 4.1 | 44.8040 | -69.8380 | Solar |  |  |  | 2017.0 | IGS ORIX Solar I LLC | U.S. Energy Information Administration | http://www.eia.gov/electricity/data/browser/ | U.S. Energy Information Administration |  | 2019 |  |  |  |  | 4.981 | 5.758 | 4.9 | U.S. Energy Information Administration |  |  |  |  | 6.68 | SOLAR-V1-NO-AGE | SOLAR-V1-NO-AGE | SOLAR-V1-NO-AGE | SOLAR-V1-NO-AGE | SOLAR-V1-NO-AGE
USA | United States of America | Carver Gladden CSG |  | USA0061495 | 3 | 44.8071 | -93.8717 | Solar |  |  |  | 2018.0 | Minnesota Solar CSG 8 LLC | U.S. Energy Information Administration | http://www.eia.gov/electricity/data/browser/ | U.S. Energy Information Administration |  | 2019 | [5 empty] | 3.41 | 4.313 | U.S. Energy Information Administration |  |  |  |  | 4.88 | SOLAR-V1-NO-AGE | SOLAR-V1-NO-AGE | SOLAR-V1-NO-AGE | SOLAR-V1-NO-AGE | SOLAR-V1-NO-AGE
USA | United States of America | Downsville DPC Solar |  | USA0060892 | 1 | 44.8142 | -91.8841 | Solar |  |  |  | 2017.0 | SoCore Energy LLC | U.S. Energy Information Administration | http://www.eia.gov/electricity/data/browser/ | U.S. Energy Information Administration |  | 2019 |  |  |  | 0.0 | 1.5010000000000001 | 1.815 | 1.465 | U.S. Energy Information Administration |  |  |  |  | 1.62 | SOLAR-V1-NO-AGE | SOLAR-V1-NO-AGE | SOLAR-V1-NO-AGE | SOLAR-V1-NO-AGE | SOLAR-V1-NO-AGE
USA | United States of America | USS DVL Solar CSG |  | USA0062360 | 1 | 44.8180 | -93.7850 | Solar |  |  |  | 2019.0 | Standard Solar | U.S. Energy Information Administration | http://www.eia.gov/electricity/data/browser/ | U.S. Energy Information Administration |  | 2019 | [6 empty] | 0.397 | U.S. Energy Information Administration |  |  |  |  | 1.62 | SOLAR-V1-NO-AGE | SOLAR-V1-NO-AGE | SOLAR-V1-NO-AGE | SOLAR-V1-NO-AGE | SOLAR-V1-NO-AGE
USA | United States of America | Sheep Solar |  | USA0061830 | 2.2 | 44.8260 | -122.9490 | Solar |  |  |  | 2018.0 | Sheep Solar LLC | U.S. Energy Information Administration | http://www.eia.gov/electricity/data/browser/ | U.S. Energy Information Administration |  | 2019 |  |  |  |  | 0.046 | 3.9290000000000003 | 3.812 | U.S. Energy Information Administration |  |  |  |  | 3.58 | SOLAR-V1-NO-AGE | SOLAR-V1-NO-AGE | SOLAR-V1-NO-AGE | SOLAR-V1-NO-AGE | SOLAR-V1-NO-AGE
USA | United States of America | USS Lake Patterson Solar CSG |  | USA0062337 | 1 | 44.8390 | -93.8880 | Solar |  |  |  | 2019.0 | Standard Solar | U.S. Energy Information Administration | http://www.eia.gov/electricity/data/browser/ | U.S. Energy Information Administration |  | 2019 | [6 empty] | 0.697 | U.S. Energy Information Administration |  |  |  |  | 1.62 | NO-ESTIMATION | NO-ESTIMATION | NO-ESTIMATION | NO-ESTIMATION | CAPACITY-FACTOR-V1
USA | United States of America | Cottage Grove CSG LLC |  | USA0061483 | 5 | 44.8421 | -92.8737 | Solar |  |  |  | 2018.0 | Ecoplexus Inc | U.S. Energy Information Administration | http://www.eia.gov/electricity/data/browser/ | U.S. Energy Information Administration |  | 2019 | [5 empty] | 3.359 | 6.113 | U.S. Energy Information Administration |  |  |  |  | 8.14 | SOLAR-V1-NO-AGE | SOLAR-V1-NO-AGE | SOLAR-V1-NO-AGE | SOLAR-V1-NO-AGE | SOLAR-V1-NO-AGE
USA | United States of America | CGSun LLC Community Solar |  | USA0061545 | 4 | 44.8479 | -92.8750 | Solar |  |  |  | 2018.0 | Cypress Creek Renewables | U.S. Energy Information Administration | http://www.eia.gov/electricity/data/browser/ | U.S. Energy Information Administration |  | 2019 |  |  |  |  | 0.0 | 4.252 | 5.869 | U.S. Energy Information Administration |  |  |  |  | 6.51 | SOLAR-V1-NO-AGE | SOLAR-V1-NO-AGE | SOLAR-V1-NO-AGE | SOLAR-V1-NO-AGE | SOLAR-V1-NO-AGE
USA | United States of America | USS King 2 CSG |  | USA0062358 | 1 | 44.8480 | -93.8460 | Solar |  |  |  | 2019.0 | Standard Solar | U.S. Energy Information Administration | http://www.eia.gov/electricity/data/browser/ | U.S. Energy Information Administration |  | 2019 | [6 empty] | 0.638 | U.S. Energy Information Administration |  |  |  |  | 1.62 | SOLAR-V1-NO-AGE | SOLAR-V1-NO-AGE | SOLAR-V1-NO-AGE | SOLAR-V1-NO-AGE | SOLAR-V1-NO-AGE
USA | United States of America | Porter Way Community Solar Garden |  | USA0061500 | 3 | 44.8510 | -93.7784 | Solar |  |  |  | 2018.0 | AEP Onsite Partners | U.S. Energy Information Administration | http://www.eia.gov/electricity/data/browser/ | U.S. Energy Information Administration |  | 2019 | [5 empty] | 4.432 | 4.199 | U.S. Energy Information Administration |  |  |  |  | 4.88 | SOLAR-V1-NO-AGE | SOLAR-V1-NO-AGE | SOLAR-V1-NO-AGE | SOLAR-V1-NO-AGE | SOLAR-V1-NO-AGE
USA | United States of America | Rafael Solar |  | USA0063206 | 2.2 | 44.8598 | -123.0079 | Solar |  |  |  | 2019.0 | Rafael Solar LLC | U.S. Energy Information Administration | http://www.eia.gov/electricity/data/browser/ | U.S. Energy Information Administration |  | 2019 | [6 empty] | 0.483 | U.S. Energy Information Administration |  |  |  |  | 3.58 | HYDRO-V1 | HYDRO-V1 | HYDRO-V1 | HYDRO-V1 | HYDRO-V1
USA | United States of America | Franklin Solar Site |  | USA0062784 | 1.6 | 44.8683 | -74.3065 | Solar |  |  |  | 2019.0 | Helios NY I LLC | U.S. Energy Information Administration | http://www.eia.gov/electricity/data/browser/ | U.S. Energy Information Administration |  | 2019 | [5 empty] | 0.013000000000000001 | 2.069 | U.S. Energy Information Administration |  |  |  |  | 2.6 | HYDRO-V1 | HYDRO-V1 | HYDRO-V1 | HYDRO-V1 | HYDRO-V1
USA | United States of America | Malone Solar Site |  | USA0062785 | 1.1 | 44.8709 | -74.3072 | Solar |  |  |  | 2019.0 | Helios NY I LLC | U.S. Energy Information Administration | http://www.eia.gov/electricity/data/browser/ | U.S. Energy Information Administration |  | 2019 | [5 empty] | 0.009000000000000001 | 1.422 | U.S. Energy Information Administration |  |  |  |  | 1.79 | SOLAR-V1-NO-AGE | SOLAR-V1-NO-AGE | SOLAR-V1-NO-AGE | SOLAR-V1-NO-AGE | SOLAR-V1-NO-AGE
USA | United States of America | Lake Waconia Community Solar Garden |  | USA0061572 | 1 | 44.8750 | -93.8150 | Solar |  |  |  | 2018.0 | Lake Waconia Solar LLC | U.S. Energy Information Administration | http://www.eia.gov/electricity/data/browser/ | U.S. Energy Information Administration |  | 2019 | [5 empty] | 1.2550000000000001 | 1.468 | U.S. Energy Information Administration |  |  |  |  | 1.62 | SOLAR-V1-NO-AGE | SOLAR-V1-NO-AGE | SOLAR-V1-NO-AGE | SOLAR-V1-NO-AGE | SOLAR-V1-NO-AGE
USA | United States of America | Lake Waconia IV Community Solar Garden |  | USA0061573 | 1 | 44.8750 | -93.8150 | Solar |  |  |  | 2018.0 | Lake Waconia Solar IV LLC | U.S. Energy Information Administration | http://www.eia.gov/electricity/data/browser/ | U.S. Energy Information Administration |  | 2019 | [5 empty] | 1.2550000000000001 | 1.457 | U.S. Energy Information Administration |  |  |  |  | 1.62 | SOLAR-V1-NO-AGE | SOLAR-V1-NO-AGE | SOLAR-V1-NO-AGE | SOLAR-V1-NO-AGE | SOLAR-V1-NO-AGE
USA | United States of America | St. Paul Intl Airport Red & Blue Parking |  | USA0059709 | 3.2 | 44.8800 | -93.2100 | Solar |  |  |  | 2016.28125 | Metropolitan Airports Commission | U.S. Energy Information Administration | http://www.eia.gov/electricity/data/browser/ | U.S. Energy Information Administration |  | 2019 |  |  | 0.077 | 3.185 | 2.1191999999999998 | 3.092 | 2.153 | U.S. Energy Information Administration |  |  |  |  | 4.06 | NO-ESTIMATION | NO-ESTIMATION | NO-ESTIMATION | NO-ESTIMATION | CAPACITY-FACTOR-V1
USA | United States of America | Lafayette DPC Solar |  | USA0060888 | 1 | 44.8878 | -91.3524 | Solar |  |  |  | 2017.0 | SoCore Energy LLC | U.S. Energy Information Administration | http://www.eia.gov/electricity/data/browser/ | U.S. Energy Information Administration |  | 2019 |  |  |  |  | 0.746 | 1.375 | 1.427 | U.S. Energy Information Administration |  |  |  |  | 1.62 | SOLAR-V1-NO-AGE | SOLAR-V1-NO-AGE | SOLAR-V1-NO-AGE | SOLAR-V1-NO-AGE | SOLAR-V1-NO-AGE
USA | United States of America | Adirondack Solar |  | USA0063772 | 1.1 | 44.8936 | -73.8417 | Solar |  |  |  | 2018.0 | Cypress Creek Renewables | U.S. Energy Information Administration | http://www.eia.gov/electricity/data/browser/ | U.S. Energy Information Administration |  | 2019 | [6 empty] | 1.724 | U.S. Energy Information Administration |  |  |  |  | 1.79 | SOLAR-V1-NO-AGE | SOLAR-V1-NO-AGE | SOLAR-V1-NO-AGE | SOLAR-V1-NO-AGE | SOLAR-V1-NO-AGE
USA | United States of America | Montevideo Solar LLC CSG |  | USA0061870 | 5 | 44.8995 | -95.6942 | Solar |  |  |  | 2019.0 | Montevideo Solar LLC | U.S. Energy Information Administration | http://www.eia.gov/electricity/data/browser/ | U.S. Energy Information Administration |  | 2019 | [5 empty] | 0.0 | 4.18 | U.S. Energy Information Administration |  |  |  |  | 8.14 | SOLAR-V1-NO-AGE | SOLAR-V1-NO-AGE | SOLAR-V1-NO-AGE | SOLAR-V1-NO-AGE | SOLAR-V1-NO-AGE
USA | United States of America | Andromeda Community Solar |  | USA0061181 | 4.5 | 44.9019 | -94.0316 | Solar |  |  |  | 2017.0 | Andromeda Community Solar | U.S. Energy Information Administration | http://www.eia.gov/electricity/data/browser/ | U.S. Energy Information Administration |  | 2019 |  |  |  |  | 0.8170000000000001 | 8.807 | 7.354 | U.S. Energy Information Administration |  |  |  |  | 7.33 | SOLAR-V1-NO-AGE | SOLAR-V1-NO-AGE | SOLAR-V1-NO-AGE | SOLAR-V1-NO-AGE | SOLAR-V1-NO-AGE
USA | United States of America | Novel Martin Solar One LLC (McLeod) CSG |  | USA0062779 | 1 | 44.9029 | -94.0286 | Solar |  |  |  | 2019.0 | Novel Martin Solar One LLC | U.S. Energy Information Administration | http://www.eia.gov/electricity/data/browser/ | U.S. Energy Information Administration |  | 2019 | [6 empty] | 1.918 | U.S. Energy Information Administration |  |  |  |  | 1.62 | NO-ESTIMATION | NO-ESTIMATION | NO-ESTIMATION | NO-ESTIMATION | CAPACITY-FACTOR-V1
USA | United States of America | New Germany Community Solar Garden |  | USA0061571 | 1 | 44.9054 | -94.0008 | Solar |  |  |  | 2018.0 | New Germany Solar I LLC | U.S. Energy Information Administration | http://www.eia.gov/electricity/data/browser/ | U.S. Energy Information Administration |  | 2019 | [5 empty] | 1.518 | 1.722 | U.S. Energy Information Administration |  |  |  |  | 1.62 | NO-ESTIMATION | NO-ESTIMATION | NO-ESTIMATION | NO-ESTIMATION | CAPACITY-FACTOR-V1
USA | United States of America | Coventry Photovoltaic LLC |  | USA0060411 | 2.2 | 44.9102 | -72.2198 | Solar |  |  |  | 2014.0 | Soltage LLC | U.S. Energy Information Administration | http://www.eia.gov/electricity/data/browser/ | U.S. Energy Information Administration |  | 2019 |  |  | 2.96 | 3.136 | 2.817 | 2.2880000000000003 | 2.585 | U.S. Energy Information Administration |  |  | 2.77 | 3.17 | 3.21 | NO-ESTIMATION | NO-ESTIMATION | NO-ESTIMATION | NO-ESTIMATION | CAPACITY-FACTOR-V1
USA | United States of America | Sheldon Solar |  | USA0058824 | 2.3 | 44.9106 | -72.9794 | Solar |  |  |  | 2013.0 | Enel Green Power NA Inc. | U.S. Energy Information Administration | http://www.eia.gov/electricity/data/browser/ | U.S. Energy Information Administration | 66953 | 2019 | 0.41000000000000003 | 2.6350000000000002 | 2.816 | 2.745 | 2.451 | 2.3850000000000002 | 1.611 | U.S. Energy Information Administration |  | 2.94 | 3.45 | 3.16 | 3.18 | NO-ESTIMATION | NO-ESTIMATION | NO-ESTIMATION | NO-ESTIMATION | CAPACITY-FACTOR-V1
USA | United States of America | Syncarpha Prinsburg CSG (Ledeboer) |  | USA0061979 | 1 | 44.9318 | -95.1884 | Solar |  |  |  | 2019.0 | Prinsburg CSG I LLC | U.S. Energy Information Administration | http://www.eia.gov/electricity/data/browser/ | U.S. Energy Information Administration |  | 2019 | [5 empty] | 0.068 | 1.389 | U.S. Energy Information Administration |  |  |  |  | 1.62 | NO-ESTIMATION | NO-ESTIMATION | NO-ESTIMATION | NO-ESTIMATION | CAPACITY-FACTOR-V1
USA | United States of America | Boas Rd #2 Community Solar Farm |  | USA0062531 | 2 | 44.9332 | -73.6712 | Solar |  |  |  | 2019.0 | NY Mooers II LLC | U.S. Energy Information Administration | http://www.eia.gov/electricity/data/browser/ | U.S. Energy Information Administration |  | 2019 | [6 empty] | 1.178 | U.S. Energy Information Administration |  |  |  |  | 3.25 | NO-ESTIMATION | NO-ESTIMATION | NO-ESTIMATION | NO-ESTIMATION | CAPACITY-FACTOR-V1
USA | United States of America | Boas Rd #3 Community Solar Farm |  | USA0062532 | 2 | 44.9335 | -73.6693 | Solar |  |  |  | 2019.0 | NY Mooers III LLC | U.S. Energy Information Administration | http://www.eia.gov/electricity/data/browser/ | U.S. Energy Information Administration |  | 2019 | [6 empty] | 1.184 | U.S. Energy Information Administration |  |  |  |  | 3.25 | HYDRO-V1 | HYDRO-V1 | HYDRO-V1 | HYDRO-V1 | HYDRO-V1
USA | United States of America | Boas Rd #1 Community Solar Farm |  | USA0062530 | 2 | 44.9343 | -73.6724 | Solar |  |  |  | 2019.0 | NY Mooers I LLC | U.S. Energy Information Administration | http://www.eia.gov/electricity/data/browser/ | U.S. Energy Information Administration |  | 2019 | [6 empty] | 1.153 | U.S. Energy Information Administration |  |  |  |  | 3.25 | SOLAR-V1-NO-AGE | SOLAR-V1-NO-AGE | SOLAR-V1-NO-AGE | SOLAR-V1-NO-AGE | SOLAR-V1-NO-AGE
USA | United States of America | Spica Community Solar |  | USA0060943 | 2 | 44.9361 | -94.8541 | Solar |  |  |  | 2017.0 | Spica Community Solar | U.S. Energy Information Administration | http://www.eia.gov/electricity/data/browser/ | U.S. Energy Information Administration |  | 2019 |  |  |  |  | 0.808 | 3.5220000000000002 | 3.045 | U.S. Energy Information Administration |  |  |  |  | 3.25 | SOLAR-V1-NO-AGE | SOLAR-V1-NO-AGE | SOLAR-V1-NO-AGE | SOLAR-V1-NO-AGE | SOLAR-V1-NO-AGE
USA | United States of America | Nesvold Watertown Solar |  | USA0060958 | 5 | 44.9371 | -93.8287 | Solar |  |  |  | 2018.0 | SoCore Energy LLC | U.S. Energy Information Administration | http://www.eia.gov/electricity/data/browser/ | U.S. Energy Information Administration |  | 2019 |  |  |  |  | 0.481 | 7.54 | 7.451 | U.S. Energy Information Administration |  |  |  |  | 8.14 | SOLAR-V1-NO-AGE | SOLAR-V1-NO-AGE | SOLAR-V1-NO-AGE | SOLAR-V1-NO-AGE | SOLAR-V1-NO-AGE
USA | United States of America | Barone CSG |  | USA0062138 | 1 | 44.9445 | -94.0739 | Solar |  |  |  | 2018.0 | Terraform Arcadia | U.S. Energy Information Administration | http://www.eia.gov/electricity/data/browser/ | U.S. Energy Information Administration |  | 2019 | [5 empty] | 0.158 | 1.59 | U.S. Energy Information Administration |  |  |  |  | 1.62 | SOLAR-V1-NO-AGE | SOLAR-V1-NO-AGE | SOLAR-V1-NO-AGE | SOLAR-V1-NO-AGE | SOLAR-V1-NO-AGE
USA | United States of America | Clara City Solar |  | USA0063403 | 1 | 44.9466 | -95.3502 | Solar |  |  |  | 2019.0 | Clara City Solar LLC | U.S. Energy Information Administration | http://www.eia.gov/electricity/data/browser/ | U.S. Energy Information Administration |  | 2019 | [6 empty] | 0.313 | U.S. Energy Information Administration |  |  |  |  | 1.62 | SOLAR-V1-NO-AGE | SOLAR-V1-NO-AGE | SOLAR-V1-NO-AGE | SOLAR-V1-NO-AGE | SOLAR-V1-NO-AGE
USA | United States of America | Sagitta Community Solar |  | USA0061708 | 1 | 44.9483 | -95.3862 | Solar |  |  |  | 2019.0 | Geronimo Energy | U.S. Energy Information Administration | http://www.eia.gov/electricity/data/browser/ | U.S. Energy Information Administration |  | 2019 | [5 empty] | 0.014 | 1.656 | U.S. Energy Information Administration |  |  |  |  | 1.62 | SOLAR-V1-NO-AGE | SOLAR-V1-NO-AGE | SOLAR-V1-NO-AGE | SOLAR-V1-NO-AGE | SOLAR-V1-NO-AGE
USA | United States of America | Nautilus Winsted Solar CSG |  | USA0062032 | 3 | 44.9489 | -94.0857 | Solar |  |  |  | 2019.0 | Nautilus Solar Solutions | U.S. Energy Information Administration | http://www.eia.gov/electricity/data/browser/ | U.S. Energy Information Administration |  | 2019 | [6 empty] | 3.512 | U.S. Energy Information Administration |  |  |  |  | 4.88 | SOLAR-V1-NO-AGE | SOLAR-V1-NO-AGE | SOLAR-V1-NO-AGE | SOLAR-V1-NO-AGE | SOLAR-V1-NO-AGE
USA | United States of America | Centaurus Community Solar |  | USA0060939 | 2 | 44.9491 | -95.5113 | Solar |  |  |  | 2017.0 | Centaurus Community Solar | U.S. Energy Information Administration | http://www.eia.gov/electricity/data/browser/ | U.S. Energy Information Administration |  | 2019 |  |  |  |  | 0.766 | 2.746 | 3.072 | U.S. Energy Information Administration |  |  |  |  | 3.25 | SOLAR-V1-NO-AGE | SOLAR-V1-NO-AGE | SOLAR-V1-NO-AGE | SOLAR-V1-NO-AGE | SOLAR-V1-NO-AGE
USA | United States of America | Taurus Community Solar |  | USA0061174 | 3.6 | 44.9503 | -95.6915 | Solar |  |  |  | 2018.0 | Taurus Community Solar | U.S. Energy Information Administration | http://www.eia.gov/electricity/data/browser/ | U.S. Energy Information Administration |  | 2019 | [5 empty] | 1.96 | 5.972 | U.S. Energy Information Administration |  |  |  |  | 5.86 | SOLAR-V1-NO-AGE | SOLAR-V1-NO-AGE | SOLAR-V1-NO-AGE | SOLAR-V1-NO-AGE | SOLAR-V1-NO-AGE
USA | United States of America | Montgomery Winsted CSG |  | USA0061456 | 3 | 44.9517 | -94.0556 | Solar |  |  |  | 2017.0 | Minnesota Solar CSG 4 LLC | U.S. Energy Information Administration | http://www.eia.gov/electricity/data/browser/ | U.S. Energy Information Administration |  | 2019 |  |  |  |  | 0.431 | 4.882 | 4.358 | U.S. Energy Information Administration |  |  |  |  | 4.88 | SOLAR-V1-NO-AGE | SOLAR-V1-NO-AGE | SOLAR-V1-NO-AGE | SOLAR-V1-NO-AGE | SOLAR-V1-NO-AGE
USA | United States of America | Syncarpha Clara City CSG I (Stamer) |  | USA0061980 | 1 | 44.9555 | -95.3571 | Solar |  |  |  | 2019.0 | Clara City CSG I LLC | U.S. Energy Information Administration | http://www.eia.gov/electricity/data/browser/ | U.S. Energy Information Administration |  | 2019 | [5 empty] | 0.063 | 1.484 | U.S. Energy Information Administration |  |  |  |  | 1.62 | NO-ESTIMATION | NO-ESTIMATION | NO-ESTIMATION | NO-ESTIMATION | CAPACITY-FACTOR-V1
USA | United States of America | Warren DPC Solar |  | USA0060890 | 2.2 | 44.9596 | -92.5182 | Solar |  |  |  | 2017.0 | SoCore Energy LLC | U.S. Energy Information Administration | http://www.eia.gov/electricity/data/browser/ | U.S. Energy Information Administration |  | 2019 |  |  |  |  | 2.281 | 3.641 | 3.461 | U.S. Energy Information Administration |  |  |  |  | 3.58 | SOLAR-V1-NO-AGE | SOLAR-V1-NO-AGE | SOLAR-V1-NO-AGE | SOLAR-V1-NO-AGE | SOLAR-V1-NO-AGE
USA | United States of America | VEC Alburgh Array |  | USA0060860 | 1 | 44.9623 | -73.2741 | Solar |  |  |  | 2017.0 | SoCore Energy LLC | U.S. Energy Information Administration | http://www.eia.gov/electricity/data/browser/ | U.S. Energy Information Administration |  | 2019 |  |  |  | 0.0 | 1.483 | 1.447 | 1.595 | U.S. Energy Information Administration |  |  |  |  | 1.62 | NO-ESTIMATION | NO-ESTIMATION | NO-ESTIMATION | NO-ESTIMATION | CAPACITY-FACTOR-V1
USA | United States of America | Silverton Solar |  | USA0061829 | 2.2 | 45.0140 | -122.8070 | Solar |  |  |  | 2018.0 | Silverton Solar LLC | U.S. Energy Information Administration | http://www.eia.gov/electricity/data/browser/ | U.S. Energy Information Administration |  | 2019 |  |  |  |  | 0.032 | 3.8120000000000003 | 3.573 | U.S. Energy Information Administration |  |  |  |  | 3.58 | NO-ESTIMATION | NO-ESTIMATION | NO-ESTIMATION | NO-ESTIMATION | CAPACITY-FACTOR-V1
USA | United States of America | Labish Solar LLC |  | USA0062171 | 2.2 | 45.0230 | -122.9220 | Solar |  |  |  | 2019.0 | Labish Solar LLC | U.S. Energy Information Administration | http://www.eia.gov/electricity/data/browser/ | U.S. Energy Information Administration |  | 2019 | [5 empty] | 0.115 | 3.88 | U.S. Energy Information Administration |  |  |  |  | 3.58 | SOLAR-V1-NO-AGE | SOLAR-V1-NO-AGE | SOLAR-V1-NO-AGE | SOLAR-V1-NO-AGE | SOLAR-V1-NO-AGE
USA | United States of America | Valley Creek Solar |  | USA0061828 | 2.2 | 45.0330 | -123.0940 | Solar |  |  |  | 2018.0 | SP Solar 8 LLC | U.S. Energy Information Administration | http://www.eia.gov/electricity/data/browser/ | U.S. Energy Information Administration |  | 2019 |  |  |  |  | 0.03 | 3.743 | 3.658 | U.S. Energy Information Administration |  |  |  |  | 3.58 | NO-ESTIMATION | NO-ESTIMATION | NO-ESTIMATION | NO-ESTIMATION | CAPACITY-FACTOR-V1
USA | United States of America | Grand Ronde Solar |  | USA0061835 | 2.2 | 45.0540 | -123.6100 | Solar |  |  |  | 2018.0 | NorWest Energy 14 LLC | U.S. Energy Information Administration | http://www.eia.gov/electricity/data/browser/ | U.S. Energy Information Administration |  | 2019 |  |  |  |  | 0.075 | 4.2620000000000005 | 3.859 | U.S. Energy Information Administration |  |  |  |  | 3.58 | NO-ESTIMATION | NO-ESTIMATION | NO-ESTIMATION | NO-ESTIMATION | CAPACITY-FACTOR-V1
USA | United States of America | Montrose Solar |  | USA0060529 | 3.5 | 45.0556 | -93.9228 | Solar |  |  |  | 2017.0 | Enel Green Power NA Inc. | U.S. Energy Information Administration | http://www.eia.gov/electricity/data/browser/ | U.S. Energy Information Administration |  | 2019 |  |  |  | 0.0 | 5.032 | 6.455 | 6.123 | U.S. Energy Information Administration |  |  |  |  | 5.7 | SOLAR-V1-NO-AGE | SOLAR-V1-NO-AGE | SOLAR-V1-NO-AGE | SOLAR-V1-NO-AGE | SOLAR-V1-NO-AGE
USA | United States of America | MontSun Community Solar |  | USA0061586 | 5 | 45.0603 | -93.9047 | Solar |  |  |  | 2018.0 | Generate Capital | U.S. Energy Information Administration | http://www.eia.gov/electricity/data/browser/ | U.S. Energy Information Administration |  | 2019 |  |  |  |  | 0.26 | 8.24868 | 7.588 | U.S. Energy Information Administration |  |  |  |  | 8.14 | SOLAR-V1-NO-AGE | SOLAR-V1-NO-AGE | SOLAR-V1-NO-AGE | SOLAR-V1-NO-AGE | SOLAR-V1-NO-AGE
USA | United States of America | WaveSun Community Solar |  | USA0061587 | 5 | 45.0608 | -93.9802 | Solar |  |  |  | 2018.0 | Generate Capital | U.S. Energy Information Administration | http://www.eia.gov/electricity/data/browser/ | U.S. Energy Information Administration |  | 2019 |  |  |  |  | 0.28 | 8.551 | 7.628 | U.S. Energy Information Administration |  |  |  |  | 8.14 | SOLAR-V1-NO-AGE | SOLAR-V1-NO-AGE | SOLAR-V1-NO-AGE | SOLAR-V1-NO-AGE | SOLAR-V1-NO-AGE
USA | United States of America | Steel Bridge Solar LLC |  | USA0060057 | 2.3 | 45.0680 | -123.4700 | Solar |  |  |  | 2015.9999999999998 | Steel Bridge Solar. LLC | U.S. Energy Information Administration | http://www.eia.gov/electricity/data/browser/ | U.S. Energy Information Administration |  | 2019 |  |  |  | 2.963 | 3.89 | 3.173 | 3.129 | U.S. Energy Information Administration |  |  |  | 2.91 | 2.73 | SOLAR-V1-NO-AGE | SOLAR-V1-NO-AGE | SOLAR-V1-NO-AGE | SOLAR-V1-NO-AGE | SOLAR-V1-NO-AGE
USA | United States of America | B.R. Corcoran CSG |  | USA0061453 | 5 | 45.0695 | -93.6432 | Solar |  |  |  | 2017.0 | Minnesota Solar CSG 19 LLC | U.S. Energy Information Administration | http://www.eia.gov/electricity/data/browser/ | U.S. Energy Information Administration |  | 2019 |  |  |  |  | 0.7000000000000001 | 7.853 | 7.313 | U.S. Energy Information Administration |  |  |  |  | 8.14 | SOLAR-V1-NO-AGE | SOLAR-V1-NO-AGE | SOLAR-V1-NO-AGE | SOLAR-V1-NO-AGE | SOLAR-V1-NO-AGE
USA | United States of America | Meeker Community Solar One LLC CSG |  | USA0063118 | 1 | 45.0711 | -94.3072 | Solar |  |  |  | 2020.0 | Madison Energy Holdings LLC | U.S. Energy Information Administration | http://www.eia.gov/electricity/data/browser/ | U.S. Energy Information Administration |  | 2019 | [6 empty] | 0.059 | U.S. Energy Information Administration |  |  |  |  | 1.62 | SOLAR-V1-NO-AGE | SOLAR-V1-NO-AGE | SOLAR-V1-NO-AGE | SOLAR-V1-NO-AGE | SOLAR-V1-NO-AGE
USA | United States of America | FastSun 1 CSG |  | USA0063046 | 1 | 45.0723 | -94.3067 | Solar |  |  |  | 2020.0 | Altus Power America Management LLC | U.S. Energy Information Administration | http://www.eia.gov/electricity/data/browser/ | U.S. Energy Information Administration |  | 2019 | [6 empty] | 0 | U.S. Energy Information Administration |  |  |  |  | 1.62 | SOLAR-V1-NO-AGE | SOLAR-V1-NO-AGE | SOLAR-V1-NO-AGE | SOLAR-V1-NO-AGE | SOLAR-V1-NO-AGE
USA | United States of America | Ballston Solar LLC |  | USA0062170 | 2.2 | 45.0770 | -123.3950 | Solar |  |  |  | 2019.0 | Ballston Solar LLC | U.S. Energy Information Administration | http://www.eia.gov/electricity/data/browser/ | U.S. Energy Information Administration |  | 2019 | [5 empty] | 0.085 | 3.638 | U.S. Energy Information Administration |  |  |  |  | 3.58 | SOLAR-V1-NO-AGE | SOLAR-V1-NO-AGE | SOLAR-V1-NO-AGE | SOLAR-V1-NO-AGE | SOLAR-V1-NO-AGE
USA | United States of America | Kale Patch Solar |  | USA0063208 | 2.2 | 45.0830 | -122.9040 | Solar |  |  |  | 2019.0 | Kale Patch Solar LLC | U.S. Energy Information Administration | http://www.eia.gov/electricity/data/browser/ | U.S. Energy Information Administration |  | 2019 | [6 empty] | 0.495 | U.S. Energy Information Administration |  |  |  |  | 3.58 | SOLAR-V1-NO-AGE | SOLAR-V1-NO-AGE | SOLAR-V1-NO-AGE | SOLAR-V1-NO-AGE | SOLAR-V1-NO-AGE
USA | United States of America | Corcoran CSG |  | USA0061971 | 5 | 45.0958 | -93.6450 | Solar |  |  |  | 2019.0 | Altus Power America Management LLC | U.S. Energy Information Administration | http://www.eia.gov/electricity/data/browser/ | U.S. Energy Information Administration |  | 2019 | [5 empty] | 0.0 | 6.916 | U.S. Energy Information Administration |  |  |  |  | 8.14 | SOLAR-V1-NO-AGE | SOLAR-V1-NO-AGE | SOLAR-V1-NO-AGE | SOLAR-V1-NO-AGE | SOLAR-V1-NO-AGE
USA | United States of America | Yamhill Solar LLC |  | USA0057652 | 1 | 45.1089 | -123.2786 | Solar |  |  |  | 2011.0 | EDF Renewable Asset Holdings Inc. | U.S. Energy Information Administration | http://www.eia.gov/electricity/data/browser/ | U.S. Energy Information Administration | 65705 | 2019 | 1.341 | 1.209 | 1.327 | 1.223 | 0.914 | 1.192 | 1.206 | U.S. Energy Information Administration | 1.27 | 1.39 | 1.53 | 1.30 | 1.14 | SOLAR-V1-NO-AGE | SOLAR-V1-NO-AGE | SOLAR-V1-NO-AGE | SOLAR-V1-NO-AGE | SOLAR-V1-NO-AGE
USA | United States of America | Bellevue Solar Project |  | USA0057372 | 1.6 | 45.1122 | -123.2347 | Solar |  |  |  | 2011.0000000000002 | EDF Renewable Asset Holdings Inc. | U.S. Energy Information Administration | http://www.eia.gov/electricity/data/browser/ | U.S. Energy Information Administration | 65704 | 2019 | 1.837 | 1.698 | 1.887 | 1.722 | 1.697 | 1.739 | 1.694 | U.S. Energy Information Administration | 2.24 | 2.26 | 2.42 | 2.03 | 1.94 | SOLAR-V1-NO-AGE | SOLAR-V1-NO-AGE | SOLAR-V1-NO-AGE | SOLAR-V1-NO-AGE | SOLAR-V1-NO-AGE
USA | United States of America | Dickinson Solar Array |  | USA0060652 | 2.3 | 45.1144 | -93.8138 | Solar |  |  |  | 2015.9999999999998 | Great River Energy | U.S. Energy Information Administration | http://www.eia.gov/electricity/data/browser/ | U.S. Energy Information Administration | 70082 | 2019 |  |  |  | 0.668 | 2.469 | 2.705 | 2.629 | U.S. Energy Information Administration |  |  |  | 2.42 | 3.07 | SOLAR-V1-NO-AGE | SOLAR-V1-NO-AGE | SOLAR-V1-NO-AGE | SOLAR-V1-NO-AGE | SOLAR-V1-NO-AGE
USA | United States of America | Interstate Solar |  | USA0061832 | 2.2 | 45.1290 | -122.8990 | Solar |  |  |  | 2018.0 | SP Solar 1 LLC | U.S. Energy Information Administration | http://www.eia.gov/electricity/data/browser/ | U.S. Energy Information Administration |  | 2019 |  |  |  |  | 0.043000000000000003 | 3.795 | 3.684 | U.S. Energy Information Administration |  |  |  |  | 3.58 | SOLAR-V1-NO-AGE | SOLAR-V1-NO-AGE | SOLAR-V1-NO-AGE | SOLAR-V1-NO-AGE | SOLAR-V1-NO-AGE
USA | United States of America | Thomas Creek Solar |  | USA0063443 | 2.2 | 45.1314 | -122.6195 | Solar |  |  |  | 2019.0 | Neighborhood Power Corp. | U.S. Energy Information Administration | http://www.eia.gov/electricity/data/browser/ | U.S. Energy Information Administration |  | 2019 | [6 empty] | 0.086 | U.S. Energy Information Administration |  |  |  |  | 3.58 | SOLAR-V1-NO-AGE | SOLAR-V1-NO-AGE | SOLAR-V1-NO-AGE | SOLAR-V1-NO-AGE | SOLAR-V1-NO-AGE
USA | United States of America | Atwater Solar |  | USA0060521 | 4 | 45.1409 | -94.7697 | Solar |  |  |  | 2017.0 | Enel Green Power NA Inc. | U.S. Energy Information Administration | http://www.eia.gov/electricity/data/browser/ | U.S. Energy Information Administration |  | 2019 |  |  |  | 0.0 | 6.085 | 7.768 | 7.177 | U.S. Energy Information Administration |  |  |  |  | 6.51 | SOLAR-V1-NO-AGE | SOLAR-V1-NO-AGE | SOLAR-V1-NO-AGE | SOLAR-V1-NO-AGE | SOLAR-V1-NO-AGE
USA | United States of America | Medford DPC Solar |  | USA0060894 | 2 | 45.1630 | -90.3729 | Solar |  |  |  | 2017.0 | SoCore Energy LLC | U.S. Energy Information Administration | http://www.eia.gov/electricity/data/browser/ | U.S. Energy Information Administration |  | 2019 |  |  |  | 0.0 | 2.845 | 2.336 | 2.807 | U.S. Energy Information Administration |  |  |  |  | 3.25 | NO-ESTIMATION | NO-ESTIMATION | NO-ESTIMATION | NO-ESTIMATION | CAPACITY-FACTOR-V1
USA | United States of America | Mill Creek Solar (OR) |  | USA0061338 | 2.2 | 45.1696 | -123.1363 | Solar |  |  |  | 2018.0 | SP Solar 5 LLC | U.S. Energy Information Administration | http://www.eia.gov/electricity/data/browser/ | U.S. Energy Information Administration |  | 2019 |  |  |  |  | 0.025 | 3.7800000000000002 | 3.85 | U.S. Energy Information Administration |  |  |  |  | 3.58 | NO-ESTIMATION | NO-ESTIMATION | NO-ESTIMATION | NO-ESTIMATION | CAPACITY-FACTOR-V1
USA | United States of America | Colton Solar |  | USA0061831 | 2.2 | 45.1700 | -122.4730 | Solar |  |  |  | 2018.0 | SP Solar 6 LLC | U.S. Energy Information Administration | http://www.eia.gov/electricity/data/browser/ | U.S. Energy Information Administration |  | 2019 |  |  |  |  | 0.0 | 2.0260000000000002 | 3.335 | U.S. Energy Information Administration |  |  |  |  | 3.58 | NO-ESTIMATION | NO-ESTIMATION | NO-ESTIMATION | NO-ESTIMATION | CAPACITY-FACTOR-V1
USA | United States of America | Dayton Cutoff Solar |  | USA0061827 | 2.2 | 45.1700 | -123.1350 | Solar |  |  |  | 2018.0 | SP Solar 7 LLC | U.S. Energy Information Administration | http://www.eia.gov/electricity/data/browser/ | U.S. Energy Information Administration |  | 2019 |  |  |  |  | 0.0 | 2.892 | 3.51 | U.S. Energy Information Administration |  |  |  |  | 3.58 | SOLAR-V1-NO-AGE | SOLAR-V1-NO-AGE | SOLAR-V1-NO-AGE | SOLAR-V1-NO-AGE | SOLAR-V1-NO-AGE
USA | United States of America | Case Creek Solar |  | USA0063207 | 2.2 | 45.1720 | -122.9120 | Solar |  |  |  | 2019.0 | Case Creek Solar LLC | U.S. Energy Information Administration | http://www.eia.gov/electricity/data/browser/ | U.S. Energy Information Administration |  | 2019 | [6 empty] | 0.523 | U.S. Energy Information Administration |  |  |  |  | 3.58 | SOLAR-V1-NO-AGE | SOLAR-V1-NO-AGE | SOLAR-V1-NO-AGE | SOLAR-V1-NO-AGE | SOLAR-V1-NO-AGE
USA | United States of America | Becker Solar 2 CSG |  | USA0062084 | 1 | 45.1746 | -93.6841 | Solar |  |  |  | 2019.0 | SunShare Management | U.S. Energy Information Administration | http://www.eia.gov/electricity/data/browser/ | U.S. Energy Information Administration |  | 2019 | [6 empty] | 1.028 | U.S. Energy Information Administration |  |  |  |  | 1.62 | SOLAR-V1-NO-AGE | SOLAR-V1-NO-AGE | SOLAR-V1-NO-AGE | SOLAR-V1-NO-AGE | SOLAR-V1-NO-AGE
USA | United States of America | Becker Solar 3 CSG |  | USA0062085 | 1 | 45.1749 | -93.6837 | Solar |  |  |  | 2019.0 | SunShare Management | U.S. Energy Information Administration | http://www.eia.gov/electricity/data/browser/ | U.S. Energy Information Administration |  | 2019 | [6 empty] | 1.003 | U.S. Energy Information Administration |  |  |  |  | 1.62 | SOLAR-V1-NO-AGE | SOLAR-V1-NO-AGE | SOLAR-V1-NO-AGE | SOLAR-V1-NO-AGE | SOLAR-V1-NO-AGE
USA | United States of America | Becker Solar CSG |  | USA0062040 | 1 | 45.1755 | -93.6839 | Solar |  |  |  | 2019.0 | SunShare Management | U.S. Energy Information Administration | http://www.eia.gov/electricity/data/browser/ | U.S. Energy Information Administration |  | 2019 | [6 empty] | 1.04 | U.S. Energy Information Administration |  |  |  |  | 1.62 | NO-ESTIMATION | NO-ESTIMATION | NO-ESTIMATION | NO-ESTIMATION | CAPACITY-FACTOR-V1
USA | United States of America | Becker Solar 5 CSG |  | USA0062087 | 1 | 45.1757 | -93.6794 | Solar |  |  |  | 2019.0 | SunShare Management | U.S. Energy Information Administration | http://www.eia.gov/electricity/data/browser/ | U.S. Energy Information Administration |  | 2019 | [6 empty] | 1.072 | U.S. Energy Information Administration |  |  |  |  | 1.62 | NO-ESTIMATION | NO-ESTIMATION | NO-ESTIMATION | NO-ESTIMATION | CAPACITY-FACTOR-V1
USA | United States of America | Becker Solar 4 CSG |  | USA0062086 | 1 | 45.1757 | -93.6797 | Solar |  |  |  | 2019.0 | SunShare Management | U.S. Energy Information Administration | http://www.eia.gov/electricity/data/browser/ | U.S. Energy Information Administration |  | 2019 | [6 empty] | 1.083 | U.S. Energy Information Administration |  |  |  |  | 1.62 | NO-ESTIMATION | NO-ESTIMATION | NO-ESTIMATION | NO-ESTIMATION | CAPACITY-FACTOR-V1
USA | United States of America | Wright Cuddyer CSG |  | USA0061494 | 4 | 45.1831 | -93.7341 | Solar |  |  |  | 2018.0 | Minnesota Solar CSG 1 LLC | U.S. Energy Information Administration | http://www.eia.gov/electricity/data/browser/ | U.S. Energy Information Administration |  | 2019 | [5 empty] | 0.608 | 5.54 | U.S. Energy Information Administration |  |  |  |  | 6.51 | NO-ESTIMATION | NO-ESTIMATION | NO-ESTIMATION | NO-ESTIMATION | CAPACITY-FACTOR-V1
USA | United States of America | Lake Pulaski Solar |  | USA0060527 | 7.5 | 45.1959 | -93.8121 | Solar |  |  |  | 2017.0 | Enel Green Power NA Inc. | U.S. Energy Information Administration | http://www.eia.gov/electricity/data/browser/ | U.S. Energy Information Administration |  | 2019 |  |  |  | 0.0 | 9.591000000000001 | 13.248000000000001 | 12.648 | U.S. Energy Information Administration |  |  |  |  | 12.22 | NO-ESTIMATION | NO-ESTIMATION | NO-ESTIMATION | NO-ESTIMATION | CAPACITY-FACTOR-V1
USA | United States of America | New Auburn DPC Solar |  | USA0060936 | 2.5 | 45.2100 | -91.4353 | Solar |  |  |  | 2018.0 | SoCore Energy LLC | U.S. Energy Information Administration | http://www.eia.gov/electricity/data/browser/ | U.S. Energy Information Administration |  | 2019 | [5 empty] | 4.564 | 4.149 | U.S. Energy Information Administration |  |  |  |  | 4.07 | NO-ESTIMATION | NO-ESTIMATION | NO-ESTIMATION | NO-ESTIMATION | CAPACITY-FACTOR-V1
USA | United States of America | Tatanka Wi |  | USA0061680 | 7.1 | 45.2108 | -93.8843 | Solar |  |  |  | 2018.0 | HQC Tatanka Wi Solar Power Generation LLC | U.S. Energy Information Administration | http://www.eia.gov/electricity/data/browser/ | U.S. Energy Information Administration |  | 2019 |  |  |  |  | 0.0 | 11.327 | 11.208 | U.S. Energy Information Administration |  |  |  |  | 11.56 | NO-ESTIMATION | NO-ESTIMATION | NO-ESTIMATION | SOLAR-V1 | SOLAR-V1
USA | United States of America | WrightSun CSG LLC |  | USA0061547 | 5 | 45.2164 | -93.7184 | Solar |  |  |  | 2018.0 | Cypress Creek Renewables | U.S. Energy Information Administration | http://www.eia.gov/electricity/data/browser/ | U.S. Energy Information Administration |  | 2019 | [5 empty] | 0.427 | 7.072 | U.S. Energy Information Administration |  |  |  |  | 8.14 | NO-ESTIMATION | NO-ESTIMATION | NO-ESTIMATION | NO-ESTIMATION | CAPACITY-FACTOR-V1
USA | United States of America | Anoka County MN CONX |  | USA0062061 | 3.4 | 45.2347 | -93.4830 | Solar |  |  |  | 2018.0 | SoCore Energy LLC | U.S. Energy Information Administration | http://www.eia.gov/electricity/data/browser/ | U.S. Energy Information Administration |  | 2019 | [5 empty] | 0.0 | 5.123 | U.S. Energy Information Administration |  |  |  |  | 5.54 | NO-ESTIMATION | NO-ESTIMATION | NO-ESTIMATION | NO-ESTIMATION | CAPACITY-FACTOR-V1
USA | United States of America | Annandale Solar |  | USA0060520 | 6 | 45.2470 | -94.1069 | Solar |  |  |  | 2017.0 | Enel Green Power NA Inc. | U.S. Energy Information Administration | http://www.eia.gov/electricity/data/browser/ | U.S. Energy Information Administration |  | 2019 |  |  |  | 0.0 | 10.052 | 11.754 | 10.655 | U.S. Energy Information Administration |  |  |  |  | 9.77 | SOLAR-V1-NO-AGE | SOLAR-V1-NO-AGE | SOLAR-V1-NO-AGE | SOLAR-V1-NO-AGE | SOLAR-V1-NO-AGE
USA | United States of America | Scandia CSG |  | USA0061585 | 5 | 45.2528 | -92.8766 | Solar |  |  |  | 2018.0 | DG Minnesota CSG LLC | U.S. Energy Information Administration | http://www.eia.gov/electricity/data/browser/ | U.S. Energy Information Administration |  | 2019 | [5 empty] | 9.448 | 8.542 | U.S. Energy Information Administration |  |  |  |  | 8.14 | HYDRO-V1 | HYDRO-V1 | HYDRO-V1 | HYDRO-V1 | HYDRO-V1
USA | United States of America | Forest Lake Solar CSG |  | USA0060837 | 5 | 45.2535 | -92.8940 | Solar |  |  |  | 2017.0 | Forest Lake Holdco LLC | U.S. Energy Information Administration | http://www.eia.gov/electricity/data/browser/ | U.S. Energy Information Administration |  | 2019 |  |  |  |  | 2.767 | 6.6370000000000005 | 5.548 | U.S. Energy Information Administration |  |  |  |  | 8.14 | HYDRO-V1 | HYDRO-V1 | HYDRO-V1 | HYDRO-V1 | HYDRO-V1
USA | United States of America | Argo Navis Community Solar |  | USA0061183 | 2.7 | 45.2552 | -92.7723 | Solar |  |  |  | 2018.0 | Argo Navis Community Solar | U.S. Energy Information Administration | http://www.eia.gov/electricity/data/browser/ | U.S. Energy Information Administration |  | 2019 | [5 empty] | 2.1 | 3.659 | U.S. Energy Information Administration |  |  |  |  | 4.39 | NO-ESTIMATION | NO-ESTIMATION | NO-ESTIMATION | NO-ESTIMATION | CAPACITY-FACTOR-V1
USA | United States of America | Wright Kirby 1-5 CSG |  | USA0062365 | 5 | 45.2590 | -93.7910 | Solar |  |  |  | 2019.0 | Standard Solar | U.S. Energy Information Administration | http://www.eia.gov/electricity/data/browser/ | U.S. Energy Information Administration |  | 2019 | [6 empty] | 4.717 | U.S. Energy Information Administration |  |  |  |  | 8.14 | NO-ESTIMATION | NO-ESTIMATION | NO-ESTIMATION | NO-ESTIMATION | CAPACITY-FACTOR-V1
USA | United States of America | Baldock Solar Highway |  | USA0057882 | 1.7 | 45.2694 | -122.7717 | Solar |  |  |  | 2012.0 | Portland General Electric Co | U.S. Energy Information Administration | http://www.eia.gov/electricity/data/browser/ | U.S. Energy Information Administration |  | 2019 | 1.911 | 2.116 | 1.979 | 1.9040000000000001 | 1.931 | 2.008 | 1.984 | U.S. Energy Information Administration | 1.86 | 2.29 | 2.49 | 2.26 | 2.07 | NO-ESTIMATION | NO-ESTIMATION | NO-ESTIMATION | NO-ESTIMATION | CAPACITY-FACTOR-V1
USA | United States of America | Monticello Project CSG |  | USA0062105 | 5 | 45.2722 | -93.8278 | Solar |  |  |  | 2018.0 | DG Minnesota CSG LLC | U.S. Energy Information Administration | http://www.eia.gov/electricity/data/browser/ | U.S. Energy Information Administration |  | 2019 | [5 empty] | 0.11979000000000001 | 6.091 | U.S. Energy Information Administration |  |  |  |  | 8.14 | NO-ESTIMATION | NO-ESTIMATION | NO-ESTIMATION | NO-ESTIMATION | CAPACITY-FACTOR-V1
USA | United States of America | Scandia Community Solar Garden |  | USA0061669 | 2.5 | 45.2872 | -92.8125 | Solar |  |  |  | 2018.0 | Scandia CSG LLC | U.S. Energy Information Administration | http://www.eia.gov/electricity/data/browser/ | U.S. Energy Information Administration |  | 2019 | [5 empty] | 0.734 | 3.453 | U.S. Energy Information Administration |  |  |  |  | 4.07 | NO-ESTIMATION | NO-ESTIMATION | NO-ESTIMATION | NO-ESTIMATION | CAPACITY-FACTOR-V1
USA | United States of America | MSC-Scandia01 CSG |  | USA0062144 | 1 | 45.2893 | -92.8847 | Solar |  |  |  | 2019.0 | MSC-Scandia01 LLC | U.S. Energy Information Administration | http://www.eia.gov/electricity/data/browser/ | U.S. Energy Information Administration |  | 2019 | [5 empty] | 0.0 | 1.307 | U.S. Energy Information Administration |  |  |  |  | 1.62 | NO-ESTIMATION | NO-ESTIMATION | NO-ESTIMATION | NO-ESTIMATION | CAPACITY-FACTOR-V1
USA | United States of America | Gemini Community Solar |  | USA0060940 | 3 | 45.3003 | -92.8044 | Solar |  |  |  | 2017.0 | Gemini Community Solar | U.S. Energy Information Administration | http://www.eia.gov/electricity/data/browser/ | U.S. Energy Information Administration |  | 2019 |  |  |  |  | 1.31 | 5.315 | 4.386 | U.S. Energy Information Administration |  |  |  |  | 4.88 | NO-ESTIMATION | NO-ESTIMATION | NO-ESTIMATION | NO-ESTIMATION | CAPACITY-FACTOR-V1
USA | United States of America | Olinda Trail Solar |  | USA0063401 | 1 | 45.3159 | -92.8041 | Solar |  |  |  | 2019.0 | Olinda Trail Solar LLC | U.S. Energy Information Administration | http://www.eia.gov/electricity/data/browser/ | U.S. Energy Information Administration |  | 2019 | [6 empty] | 0.358 | U.S. Energy Information Administration |  |  |  |  | 1.62 | NO-ESTIMATION | NO-ESTIMATION | NO-ESTIMATION | NO-ESTIMATION | CAPACITY-FACTOR-V1
USA | United States of America | USS Big Lake 1 Solar CSG |  | USA0061997 | 1 | 45.3171 | -93.7649 | Solar |  |  |  | 2019.0 | USS Big Lake 1 LLC | U.S. Energy Information Administration | http://www.eia.gov/electricity/data/browser/ | U.S. Energy Information Administration |  | 2019 | [5 empty] | 0.043000000000000003 | 1.842 | U.S. Energy Information Administration |  |  |  |  | 1.62 | NO-ESTIMATION | NO-ESTIMATION | NO-ESTIMATION | NO-ESTIMATION | CAPACITY-FACTOR-V1
USA | United States of America | Lindstrom Solar CSG |  | USA0061382 | 3 | 45.3199 | -92.7966 | Solar |  |  |  | 2018.0 | Geronimo Energy | U.S. Energy Information Administration | http://www.eia.gov/electricity/data/browser/ | U.S. Energy Information Administration |  | 2019 | [5 empty] | 3.626 | 4.99 | U.S. Energy Information Administration |  |  |  |  | 4.88 | NO-ESTIMATION | NO-ESTIMATION | NO-ESTIMATION | NO-ESTIMATION | CAPACITY-FACTOR-V1
USA | United States of America | Big Lake Project CSG |  | USA0061817 | 5 | 45.3340 | -93.7920 | Solar |  |  |  | 2018.0 | DG Minnesota CSG LLC | U.S. Energy Information Administration | http://www.eia.gov/electricity/data/browser/ | U.S. Energy Information Administration |  | 2019 | [5 empty] | 5.356 | 8.68 | U.S. Energy Information Administration |  |  |  |  | 8.14 | NO-ESTIMATION | NO-ESTIMATION | NO-ESTIMATION | NO-ESTIMATION | CAPACITY-FACTOR-V1
USA | United States of America | Big Lake Holdco Solar CSG |  | USA0060836 | 5 | 45.3346 | -93.7756 | Solar |  |  |  | 2017.0 | Big Lake Holdco LLC | U.S. Energy Information Administration | http://www.eia.gov/electricity/data/browser/ | U.S. Energy Information Administration |  | 2019 |  |  |  |  | 1.2750000000000001 | 5.50737 | 7.349 | U.S. Energy Information Administration |  |  |  |  | 8.14 | NO-ESTIMATION | NO-ESTIMATION | NO-ESTIMATION | NO-ESTIMATION | CAPACITY-FACTOR-V1
USA | United States of America | Nautilus Lindstrom Solar CSG |  | USA0062030 | 2 | 45.3361 | -92.8140 | Solar |  |  |  | 2019.0 | Nautilus Solar Solutions | U.S. Energy Information Administration | http://www.eia.gov/electricity/data/browser/ | U.S. Energy Information Administration |  | 2019 | [6 empty] | 2.586 | U.S. Energy Information Administration |  |  |  |  | 3.25 | NO-ESTIMATION | NO-ESTIMATION | NO-ESTIMATION | NO-ESTIMATION | CAPACITY-FACTOR-V1
USA | United States of America | USS Cheyenne Solar LLC CSG |  | USA0063145 | 1 | 45.3470 | -92.9223 | Solar |  |  |  | 2020.0 | Standard Solar | U.S. Energy Information Administration | http://www.eia.gov/electricity/data/browser/ | U.S. Energy Information Administration |  | 2019 | [12 empty] | 1.62 | SOLAR-V1-NO-AGE | SOLAR-V1-NO-AGE | SOLAR-V1-NO-AGE | SOLAR-V1-NO-AGE | SOLAR-V1-NO-AGE
USA | United States of America | Wyoming 2 CSG LLC |  | USA0061486 | 5 | 45.3500 | -92.9500 | Solar |  |  |  | 2018.0 | Ecoplexus Inc | U.S. Energy Information Administration | http://www.eia.gov/electricity/data/browser/ | U.S. Energy Information Administration |  | 2019 | [5 empty] | 5.344 | 7.057 | U.S. Energy Information Administration |  |  |  |  | 8.14 | HYDRO-V1 | HYDRO-V1 | HYDRO-V1 | HYDRO-V1 | HYDRO-V1
USA | United States of America | Sartell Holdco CSG |  | USA0062036 | 5 | 45.3644 | -94.1233 | Solar |  |  |  | 2019.0 | Sartell Holdco LLC | U.S. Energy Information Administration | http://www.eia.gov/electricity/data/browser/ | U.S. Energy Information Administration |  | 2019 | [6 empty] | 3.9 | U.S. Energy Information Administration |  |  |  |  | 8.14 | NO-ESTIMATION | NO-ESTIMATION | NO-ESTIMATION | NO-ESTIMATION | CAPACITY-FACTOR-V1
USA | United States of America | Conrath DPC Solar |  | USA0060889 | 1 | 45.3661 | -91.0482 | Solar |  |  |  | 2017.0 | SoCore Energy LLC | U.S. Energy Information Administration | http://www.eia.gov/electricity/data/browser/ | U.S. Energy Information Administration |  | 2019 |  |  |  |  | 0.754 | 1.479 | 1.198 | U.S. Energy Information Administration |  |  |  |  | 1.62 | HYDRO-V1 | HYDRO-V1 | HYDRO-V1 | HYDRO-V1 | HYDRO-V1
USA | United States of America | Tickle Creek Solar |  | USA0063442 | 1.9 | 45.3750 | -122.2650 | Solar |  |  |  | 2020.0 | Neighborhood Power Corp. | U.S. Energy Information Administration | http://www.eia.gov/electricity/data/browser/ | U.S. Energy Information Administration |  | 2019 | [6 empty] | 0.019 | U.S. Energy Information Administration |  |  |  |  | 3.09 | NO-ESTIMATION | NO-ESTIMATION | NO-ESTIMATION | NO-ESTIMATION | CAPACITY-FACTOR-V1
USA | United States of America | Eichtens Community Solar |  | USA0060795 | 3.9 | 45.3827 | -92.7725 | Solar |  |  |  | 2017.0 | Terraform Arcadia | U.S. Energy Information Administration | http://www.eia.gov/electricity/data/browser/ | U.S. Energy Information Administration |  | 2019 |  |  |  | 0.0 | 5.973 | 5.613 | 5.298 | U.S. Energy Information Administration |  |  |  |  | 6.35 | SOLAR-V1-NO-AGE | SOLAR-V1-NO-AGE | SOLAR-V1-NO-AGE | SOLAR-V1-NO-AGE | SOLAR-V1-NO-AGE
USA | United States of America | Vega Community Solar |  | USA0060944 | 5 | 45.3828 | -95.2037 | Solar |  |  |  | 2017.0 | Vega Community Solar | U.S. Energy Information Administration | http://www.eia.gov/electricity/data/browser/ | U.S. Energy Information Administration |  | 2019 |  |  |  |  | 1.5290000000000001 | 9.128 | 7.919 | U.S. Energy Information Administration |  |  |  |  | 8.14 | SOLAR-V1-NO-AGE | SOLAR-V1-NO-AGE | SOLAR-V1-NO-AGE | SOLAR-V1-NO-AGE | SOLAR-V1-NO-AGE
USA | United States of America | Chisago Holdco LLC CSG |  | USA0061968 | 3 | 45.3868 | -92.8012 | Solar |  |  |  | 2019.0 | Chisago Holdco LLC | U.S. Energy Information Administration | http://www.eia.gov/electricity/data/browser/ | U.S. Energy Information Administration |  | 2019 | [6 empty] | 3.12 | U.S. Energy Information Administration |  |  |  |  | 4.88 | NO-ESTIMATION | NO-ESTIMATION | NO-ESTIMATION | NO-ESTIMATION | CAPACITY-FACTOR-V1
USA | United States of America | Taylors Falls CSG |  | USA0061428 | 5 | 45.3918 | -92.6843 | Solar |  |  |  | 2018.0 | SoCore Energy LLC | U.S. Energy Information Administration | http://www.eia.gov/electricity/data/browser/ | U.S. Energy Information Administration |  | 2019 |  |  |  |  | 0.304 | 6.9990000000000006 | 6.243 | U.S. Energy Information Administration |  |  |  |  | 8.14 | SOLAR-V1-NO-AGE | SOLAR-V1-NO-AGE | SOLAR-V1-NO-AGE | SOLAR-V1-NO-AGE | SOLAR-V1-NO-AGE
USA | United States of America | Fox CSG LLC |  | USA0061484 | 5 | 45.3926 | -92.6813 | Solar |  |  |  | 2018.0 | Ecoplexus Inc | U.S. Energy Information Administration | http://www.eia.gov/electricity/data/browser/ | U.S. Energy Information Administration |  | 2019 | [5 empty] | 1.284 | 6.916 | U.S. Energy Information Administration |  |  |  |  | 8.14 | HYDRO-V1 | HYDRO-V1 | HYDRO-V1 | HYDRO-V1 | HYDRO-V1
USA | United States of America | Paynesville Solar |  | USA0060530 | 10 | 45.3929 | -94.7212 | Solar |  |  |  | 2017.0 | Enel Green Power NA Inc. | U.S. Energy Information Administration | http://www.eia.gov/electricity/data/browser/ | U.S. Energy Information Administration |  | 2019 |  |  |  | 0.0 | 11.4 | 18.459 | 18.685 | U.S. Energy Information Administration |  |  |  |  | 16.29
USA | United States of America | Eichtens II CSG |  | USA0062137 | 1 | 45.3966 | -92.7826 | Solar |  |  |  | 2018.0 | Terraform Arcadia | U.S. Energy Information Administration | http://www.eia.gov/electricity/data/browser/ | U.S. Energy Information Administration |  | 2019 | [5 empty] | 0.197 | 1.535 | U.S. Energy Information Administration |  |  |  |  | 1.62 | HYDRO-V1 | HYDRO-V1 | HYDRO-V1 | HYDRO-V1 | HYDRO-V1
USA | United States of America | Gopher CSG |  | USA0061426 | 5 | 45.3986 | -92.6792 | Solar |  |  |  | 2018.0 | SoCore Energy LLC | U.S. Energy Information Administration | http://www.eia.gov/electricity/data/browser/ | U.S. Energy Information Administration |  | 2019 |  |  |  |  | 0.211 | 7.3 | 7.051 | U.S. Energy Information Administration |  |  |  |  | 8.14 | HYDRO-V1 | HYDRO-V1 | HYDRO-V1 | HYDRO-V1 | HYDRO-V1
USA | United States of America | Capricornus Community Solar Garden |  | USA0061651 | 1 | 45.3987 | -94.7174 | Solar |  |  |  | 2019.0 | Geronimo Energy | U.S. Energy Information Administration | http://www.eia.gov/electricity/data/browser/ | U.S. Energy Information Administration |  | 2019 | [6 empty] | 1.37 | U.S. Energy Information Administration |  |  |  |  | 1.62 | HYDRO-V1 | HYDRO-V1 | HYDRO-V1 | HYDRO-V1 | HYDRO-V1
USA | United States of America | Lawrence Creek Solar |  | USA0060528 | 3.5 | 45.4013 | -92.6937 | Solar |  |  |  | 2017.0 | Enel Green Power NA Inc. | U.S. Energy Information Administration | http://www.eia.gov/electricity/data/browser/ | U.S. Energy Information Administration |  | 2019 |  |  |  | 0.0 | 5.307 | 6.726 | 5.433 | U.S. Energy Information Administration |  |  |  |  | 5.7 | NO-ESTIMATION | NO-ESTIMATION | NO-ESTIMATION | NO-ESTIMATION | CAPACITY-FACTOR-V1
USA | United States of America | Paynesville Community Solar |  | USA0060715 | 5 | 45.4025 | -94.7155 | Solar |  |  |  | 2017.0 | Paynesville Community Solar | U.S. Energy Information Administration | http://www.eia.gov/electricity/data/browser/ | U.S. Energy Information Administration | 102073 | 2019 |  |  |  | 0.0 | 8.226 | 8.685 | 5.414 | U.S. Energy Information Administration |  |  |  |  | 8.14 | NO-ESTIMATION | NO-ESTIMATION | NO-ESTIMATION | NO-ESTIMATION | CAPACITY-FACTOR-V1
USA | United States of America | Deneb Community Solar |  | USA0061715 | 1 | 45.4041 | -94.8311 | Solar |  |  |  | 2019.0 | Geronimo Energy | U.S. Energy Information Administration | http://www.eia.gov/electricity/data/browser/ | U.S. Energy Information Administration |  | 2019 | [6 empty] | 1.048 | U.S. Energy Information Administration |  |  |  |  | 1.62 | NO-ESTIMATION | NO-ESTIMATION | NO-ESTIMATION | NO-ESTIMATION | CAPACITY-FACTOR-V1
USA | United States of America | Chisago Community Solar |  | USA0060711 | 4 | 45.4134 | -92.6830 | Solar |  |  |  | 2017.0 | Chisago Community Solar | U.S. Energy Information Administration | http://www.eia.gov/electricity/data/browser/ | U.S. Energy Information Administration |  | 2019 |  |  |  | 0.0 | 6.316 | 6.166 | 5.2 | U.S. Energy Information Administration |  |  |  |  | 6.51 | NO-ESTIMATION | NO-ESTIMATION | NO-ESTIMATION | NO-ESTIMATION | CAPACITY-FACTOR-V1
USA | United States of America | Hammer CSG |  | USA0062099 | 4.8 | 45.4176 | -94.0094 | Solar |  |  |  | 2018.9999999999998 | DG Minnesota CSG LLC | U.S. Energy Information Administration | http://www.eia.gov/electricity/data/browser/ | U.S. Energy Information Administration |  | 2019 | [5 empty] | 0.859 | 5.839 | U.S. Energy Information Administration |  |  |  |  | 7.82 | HYDRO-V1 | HYDRO-V1 | HYDRO-V1 | HYDRO-V1 | HYDRO-V1
USA | United States of America | Canopus Community Solar |  | USA0061707 | 1 | 45.4283 | -94.8232 | Solar |  |  |  | 2019.0 | Geronimo Energy | U.S. Energy Information Administration | http://www.eia.gov/electricity/data/browser/ | U.S. Energy Information Administration |  | 2019 | [6 empty] | 1.445 | U.S. Energy Information Administration |  |  |  |  | 1.62 | WIND-V1 | WIND-V1 | WIND-V1 | WIND-V1 | WIND-V1
USA | United States of America | CF Novel Solar CSG Gardens Seven LLC |  | USA0061548 | 3.3 | 45.4308 | -94.0219 | Solar |  |  |  | 2018.0 | Cypress Creek Renewables | U.S. Energy Information Administration | http://www.eia.gov/electricity/data/browser/ | U.S. Energy Information Administration |  | 2019 |  |  |  |  | 0.0 | 1.915 | 3.965 | U.S. Energy Information Administration |  |  |  |  | 5.37 | NO-ESTIMATION | NO-ESTIMATION | NO-ESTIMATION | NO-ESTIMATION | CAPACITY-FACTOR-V1
USA | United States of America | Boring Solar LLC |  | USA0062169 | 2.2 | 45.4310 | -122.2850 | Solar |  |  |  | 2019.0 | Boring Solar LLC | U.S. Energy Information Administration | http://www.eia.gov/electricity/data/browser/ | U.S. Energy Information Administration |  | 2019 | [6 empty] | 3.462 | U.S. Energy Information Administration |  |  |  |  | 3.58 | NO-ESTIMATION | NO-ESTIMATION | NO-ESTIMATION | NO-ESTIMATION | CAPACITY-FACTOR-V1
USA | United States of America | Lahr 1 LLC |  | USA0061203 | 5 | 45.4312 | -94.4260 | Solar |  |  |  | 2018.0 | SoCore Energy LLC | U.S. Energy Information Administration | http://www.eia.gov/electricity/data/browser/ | U.S. Energy Information Administration |  | 2019 |  |  |  |  | 0.443 | 7.688 | 6.968 | U.S. Energy Information Administration |  |  |  |  | 8.14 | NO-ESTIMATION | NO-ESTIMATION | NO-ESTIMATION | NO-ESTIMATION | CAPACITY-FACTOR-V1
USA | United States of America | Tiller CSG |  | USA0062098 | 5 | 45.4350 | -94.0403 | Solar |  |  |  | 2019.0 | DG Minnesota CSG LLC | U.S. Energy Information Administration | http://www.eia.gov/electricity/data/browser/ | U.S. Energy Information Administration |  | 2019 | [5 empty] | 1.6320000000000001 | 6.084 | U.S. Energy Information Administration |  |  |  |  | 8.14 | NO-ESTIMATION | NO-ESTIMATION | NO-ESTIMATION | NO-ESTIMATION | CAPACITY-FACTOR-V1
USA | United States of America | USS Good Solar CSG |  | USA0061998 | 1 | 45.4362 | -92.9407 | Solar |  |  |  | 2019.0 | USS Good Solar LLC | U.S. Energy Information Administration | http://www.eia.gov/electricity/data/browser/ | U.S. Energy Information Administration |  | 2019 | [5 empty] | 0.034 | 1.762 | U.S. Energy Information Administration |  |  |  |  | 1.62
USA | United States of America | Sherburne Community Solar |  | USA0061672 | 5 | 45.4381 | -94.0442 | Solar |  |  |  | 2018.0 | AEP Onsite Partners | U.S. Energy Information Administration | http://www.eia.gov/electricity/data/browser/ | U.S. Energy Information Administration |  | 2019 | [5 empty] | 5.635 | 6.82 | U.S. Energy Information Administration |  |  |  |  | 8.14 | NO-ESTIMATION | NO-ESTIMATION | NO-ESTIMATION | NO-ESTIMATION | CAPACITY-FACTOR-V1
USA | United States of America | USS Rockpoint Solar CSG |  | USA0062000 | 1 | 45.4396 | -92.9221 | Solar |  |  |  | 2019.0 | USS Rockpoint Solar LLC | U.S. Energy Information Administration | http://www.eia.gov/electricity/data/browser/ | U.S. Energy Information Administration |  | 2019 | [5 empty] | 0.033 | 1.712 | U.S. Energy Information Administration |  |  |  |  | 1.62 | NO-ESTIMATION | NO-ESTIMATION | NO-ESTIMATION | NO-ESTIMATION | CAPACITY-FACTOR-V1
USA | United States of America | Sand Lake DPC Solar |  | USA0060957 | 1 | 45.4455 | -92.5490 | Solar |  |  |  | 2017.0 | SoCore Energy LLC | U.S. Energy Information Administration | http://www.eia.gov/electricity/data/browser/ | U.S. Energy Information Administration |  | 2019 |  |  |  |  | 0.065 | 2.146 | 1.78 | U.S. Energy Information Administration |  |  |  |  | 1.62 | HYDRO-V1 | HYDRO-V1 | HYDRO-V1 | HYDRO-V1 | HYDRO-V1
USA | United States of America | Chisago Solar |  | USA0060522 | 6.5 | 45.4525 | -92.9020 | Solar |  |  |  | 2017.0 | Enel Green Power NA Inc. | U.S. Energy Information Administration | http://www.eia.gov/electricity/data/browser/ | U.S. Energy Information Administration |  | 2019 |  |  |  | 0.0 | 10.65 | 11.341000000000001 | 9.86 | U.S. Energy Information Administration |  |  |  |  | 10.59 | HYDRO-V1 | HYDRO-V1 | HYDRO-V1 | HYDRO-V1 | HYDRO-V1
USA | United States of America | USS Nillie Corn Solar CSG |  | USA0062046 | 1 | 45.4567 | -92.8976 | Solar |  |  |  | 2019.0 | USS Nillie Corn Solar LLC | U.S. Energy Information Administration | http://www.eia.gov/electricity/data/browser/ | U.S. Energy Information Administration |  | 2019 | [5 empty] | 0.033 | 1.739 | U.S. Energy Information Administration |  |  |  |  | 1.62 | NO-ESTIMATION | NO-ESTIMATION | NO-ESTIMATION | NO-ESTIMATION | CAPACITY-FACTOR-V1
USA | United States of America | Richmond CSG |  | USA0061427 | 5 | 45.4586 | -94.5138 | Solar |  |  |  | 2018.0 | SoCore Energy LLC | U.S. Energy Information Administration | http://www.eia.gov/electricity/data/browser/ | U.S. Energy Information Administration |  | 2019 |  |  |  |  | 0.5700000000000001 | 7.785 | 7.991 | U.S. Energy Information Administration |  |  |  |  | 8.14 | HYDRO-V1 | HYDRO-V1 | HYDRO-V1 | HYDRO-V1 | HYDRO-V1
USA | United States of America | Athens MN CONX |  | USA0062062 | 6.6 | 45.4590 | -93.2657 | Solar |  |  |  | 2019.0 | SoCore Energy LLC | U.S. Energy Information Administration | http://www.eia.gov/electricity/data/browser/ | U.S. Energy Information Administration |  | 2019 | [5 empty] | 0.0 | 9.197 | U.S. Energy Information Administration |  |  |  |  | 10.75 | NO-ESTIMATION | NO-ESTIMATION | NO-ESTIMATION | NO-ESTIMATION | NO-ESTIMATION
USA | United States of America | Cornillie |  | USA0061977 | 1 | 45.4601 | -92.8961 | Solar |  |  |  | 2018.0 | Terraform Arcadia | U.S. Energy Information Administration | http://www.eia.gov/electricity/data/browser/ | U.S. Energy Information Administration |  | 2019 | [5 empty] | 0.509 | 1.436 | U.S. Energy Information Administration |  |  |  |  | 1.62 | NO-ESTIMATION | NO-ESTIMATION | NO-ESTIMATION | NO-ESTIMATION | NO-ESTIMATION
USA | United States of America | E. Goenner Project CSG |  | USA0063175 | 1 | 45.4640 | -94.0910 | Solar |  |  |  | 2020.0 | E. Goenner Community Solar LLC | U.S. Energy Information Administration | http://www.eia.gov/electricity/data/browser/ | U.S. Energy Information Administration |  | 2019 | [6 empty] | 0 | U.S. Energy Information Administration |  |  |  |  | 1.62 | NO-ESTIMATION | NO-ESTIMATION | NO-ESTIMATION | NO-ESTIMATION | CAPACITY-FACTOR-V1
USA | United States of America | USS Kost Trail Solar CSG |  | USA0062339 | 1 | 45.4680 | -92.8720 | Solar |  |  |  | 2019.0 | Standard Solar | U.S. Energy Information Administration | http://www.eia.gov/electricity/data/browser/ | U.S. Energy Information Administration |  | 2019 | [6 empty] | 1.07 | U.S. Energy Information Administration |  |  |  |  | 1.62 | NO-ESTIMATION | NO-ESTIMATION | NO-ESTIMATION | NO-ESTIMATION | CAPACITY-FACTOR-V1
USA | United States of America | North Star Solar Project |  | USA0059852 | 100 | 45.4700 | -92.9100 | Solar |  |  |  | 2017.0 | North Star Solar PV LLC | U.S. Energy Information Administration | http://www.eia.gov/electricity/data/browser/ | U.S. Energy Information Administration |  | 2019 |  |  |  | 1.742 | 189.422 | 197.257 | 177.992 | U.S. Energy Information Administration |  |  |  |  | 162.95 | NO-ESTIMATION | NO-ESTIMATION | NO-ESTIMATION | NO-ESTIMATION | CAPACITY-FACTOR-V1
USA | United States of America | O'Neill Creek Solar |  | USA0063235 | 2.2 | 45.4720 | -123.1290 | Solar |  |  |  | 2019.0 | O'Neill Creek Solar LLC | U.S. Energy Information Administration | http://www.eia.gov/electricity/data/browser/ | U.S. Energy Information Administration |  | 2019 | [6 empty] | 0.323 | U.S. Energy Information Administration |  |  |  |  | 3.58 | NO-ESTIMATION | NO-ESTIMATION | NO-ESTIMATION | NO-ESTIMATION | CAPACITY-FACTOR-V1
USA | United States of America | WakeSun LLC |  | USA0060694 | 3 | 45.4729 | -94.4064 | Solar |  |  |  | 2017.0 | SunShare Management | U.S. Energy Information Administration | http://www.eia.gov/electricity/data/browser/ | U.S. Energy Information Administration |  | 2019 |  |  |  | 0.0 | 5.023 | 4.901 | 4.524 | U.S. Energy Information Administration |  |  |  |  | 4.88 | NO-ESTIMATION | NO-ESTIMATION | NO-ESTIMATION | NO-ESTIMATION | CAPACITY-FACTOR-V1
USA | United States of America | USS Norelius Solar CSG |  | USA0062045 | 1 | 45.4736 | -92.8866 | Solar |  |  |  | 2019.0 | USS Norelius Solar LLC | U.S. Energy Information Administration | http://www.eia.gov/electricity/data/browser/ | U.S. Energy Information Administration |  | 2019 | [5 empty] | 0.0 | 1.778 | U.S. Energy Information Administration |  |  |  |  | 1.62 | NO-ESTIMATION | NO-ESTIMATION | NO-ESTIMATION | NO-ESTIMATION | CAPACITY-FACTOR-V1
USA | United States of America | Sunrise Community Solar |  | USA0060713 | 5 | 45.4750 | -92.8911 | Solar |  |  |  | 2017.0 | Sunrise Community Solar | U.S. Energy Information Administration | http://www.eia.gov/electricity/data/browser/ | U.S. Energy Information Administration |  | 2019 |  |  |  | 0.0 | 8.02 | 8.529 | 6.848 | U.S. Energy Information Administration |  |  |  |  | 8.14 | NO-ESTIMATION | NO-ESTIMATION | NO-ESTIMATION | NO-ESTIMATION | CAPACITY-FACTOR-V1
USA | United States of America | St. Cloud Solar CSG |  | USA0061384 | 5 | 45.4774 | -94.1213 | Solar |  |  |  | 2018.0 | Geronimo Energy | U.S. Energy Information Administration | http://www.eia.gov/electricity/data/browser/ | U.S. Energy Information Administration |  | 2019 | [5 empty] | 5.144 | 6.781 | U.S. Energy Information Administration |  |  |  |  | 8.14 | NO-ESTIMATION | NO-ESTIMATION | NO-ESTIMATION | NO-ESTIMATION | CAPACITY-FACTOR-V1
USA | United States of America | Johnson 1 Community Solar |  | USA0061686 | 1 | 45.4832 | -92.8152 | Solar |  |  |  | 2018.0 | Johnson I CSG LLC | U.S. Energy Information Administration | http://www.eia.gov/electricity/data/browser/ | U.S. Energy Information Administration |  | 2019 | [5 empty] | 0.37 | 1.446 | U.S. Energy Information Administration |  |  |  |  | 1.62 | SOLAR-V1-NO-AGE | SOLAR-V1-NO-AGE | SOLAR-V1-NO-AGE | SOLAR-V1-NO-AGE | SOLAR-V1-NO-AGE
USA | United States of America | MSC-Chisago02 LLC |  | USA0062538 | 1 | 45.4878 | -92.7755 | Solar |  |  |  | 2019.0 | MSC-Chisago02 LLC | U.S. Energy Information Administration | http://www.eia.gov/electricity/data/browser/ | U.S. Energy Information Administration |  | 2019 | [6 empty] | 0.334 | U.S. Energy Information Administration |  |  |  |  | 1.62 | HYDRO-V1 | HYDRO-V1 | HYDRO-V1 | HYDRO-V1 | HYDRO-V1
USA | United States of America | USS Solar Dawn CSG |  | USA0062044 | 1 | 45.4918 | -92.8417 | Solar |  |  |  | 2019.0 | USS Solar Dawn LLC | U.S. Energy Information Administration | http://www.eia.gov/electricity/data/browser/ | U.S. Energy Information Administration |  | 2019 | [5 empty] | 0.037 | 1.733 | U.S. Energy Information Administration |  |  |  |  | 1.62 | NO-ESTIMATION | NO-ESTIMATION | NO-ESTIMATION | NO-ESTIMATION | CAPACITY-FACTOR-V1
USA | United States of America | Johnson II Community Solar |  | USA0061695 | 1 | 45.4920 | -92.8542 | Solar |  |  |  | 2018.0 | Johnson II CSG LLC | U.S. Energy Information Administration | http://www.eia.gov/electricity/data/browser/ | U.S. Energy Information Administration |  | 2019 | [5 empty] | 0.194 | 1.385 | U.S. Energy Information Administration |  |  |  |  | 1.62 | HYDRO-V1 | HYDRO-V1 | HYDRO-V1 | HYDRO-V1 | HYDRO-V1
USA | United States of America | MSC-Chisago01 LLC CSG |  | USA0062536 | 1 | 45.4924 | -92.7879 | Solar |  |  |  | 2019.0 | MSC-Chisago01 LLC | U.S. Energy Information Administration | http://www.eia.gov/electricity/data/browser/ | U.S. Energy Information Administration |  | 2019 | [6 empty] | 0.781 | U.S. Energy Information Administration |  |  |  |  | 1.62 | NO-ESTIMATION | NO-ESTIMATION | NO-ESTIMATION | NO-ESTIMATION | NO-ESTIMATION
USA | United States of America | USS Dubhe Solar CSG |  | USA0062048 | 1 | 45.4926 | -92.9045 | Solar |  |  |  | 2019.0 | USS Dubhe Solar LLC | U.S. Energy Information Administration | http://www.eia.gov/electricity/data/browser/ | U.S. Energy Information Administration |  | 2019 | [5 empty] | 0.037 | 1.783 | U.S. Energy Information Administration |  |  |  |  | 1.62 | HYDRO-V1 | HYDRO-V1 | HYDRO-V1 | HYDRO-V1 | HYDRO-V1
USA | United States of America | Hartmann Project CSG |  | USA0063174 | 1 | 45.4936 | -94.1134 | Solar |  |  |  | 2020.0 | Hartmann Community Solar LLC | U.S. Energy Information Administration | http://www.eia.gov/electricity/data/browser/ | U.S. Energy Information Administration |  | 2019 | [6 empty] | 0.018 | U.S. Energy Information Administration |  |  |  |  | 1.62 | HYDRO-V1 | HYDRO-V1 | HYDRO-V1 | HYDRO-V1 | HYDRO-V1
USA | United States of America | Pegasus Community Solar |  | USA0061175 | 2 | 45.4955 | -95.1247 | Solar |  |  |  | 2017.0 | Pegasus Community Solar | U.S. Energy Information Administration | http://www.eia.gov/electricity/data/browser/ | U.S. Energy Information Administration |  | 2019 |  |  |  |  | 0.848 | 3.661 | 2.987 | U.S. Energy Information Administration |  |  |  |  | 3.25 | HYDRO-V1 | HYDRO-V1 | HYDRO-V1 | HYDRO-V1 | HYDRO-V1
USA | United States of America | Nautilus Saint Cloud Solar CSG |  | USA0062031 | 5 | 45.4956 | -94.1189 | Solar |  |  |  | 2019.0 | Nautilus Solar Solutions | U.S. Energy Information Administration | http://www.eia.gov/electricity/data/browser/ | U.S. Energy Information Administration |  | 2019 | [6 empty] | 4.914 | U.S. Energy Information Administration |  |  |  |  | 8.14 | HYDRO-V1 | HYDRO-V1 | HYDRO-V1 | HYDRO-V1 | HYDRO-V1
USA | United States of America | Sherburne North Project CSG |  | USA0061762 | 5 | 45.4978 | -94.1143 | Solar |  |  |  | 2018.0 | MN Solar Community LLC | U.S. Energy Information Administration | http://www.eia.gov/electricity/data/browser/ | U.S. Energy Information Administration |  | 2019 | [5 empty] | 2.012 | 6.386 | U.S. Energy Information Administration |  |  |  |  | 8.14 | NO-ESTIMATION | NO-ESTIMATION | NO-ESTIMATION | NO-ESTIMATION | NO-ESTIMATION
USA | United States of America | USS Monarch Solar LLC CSG |  | USA0063147 | 1 | 45.4990 | -95.1398 | Solar |  |  |  | 2020.0 | Standard Solar | U.S. Energy Information Administration | http://www.eia.gov/electricity/data/browser/ | U.S. Energy Information Administration |  | 2019 | [12 empty] | 1.62 | HYDRO-V1 | HYDRO-V1 | HYDRO-V1 | HYDRO-V1 | HYDRO-V1
USA | United States of America | Cumberland Solar |  | USA0062849 | 2.5 | 45.5110 | -92.0250 | Solar |  |  |  | 2019.0 | Butter Solar LLC | U.S. Energy Information Administration | http://www.eia.gov/electricity/data/browser/ | U.S. Energy Information Administration |  | 2019 | [6 empty] | 0.379 | U.S. Energy Information Administration |  |  |  |  | 4.07 | HYDRO-V1 | HYDRO-V1 | HYDRO-V1 | HYDRO-V1 | HYDRO-V1
USA | United States of America | Novel Brooten Solar CSG |  | USA0062961 | 1 | 45.5126 | -95.1135 | Solar |  |  |  | 2019.0 | Novel Brooten Solar LLC CSG | U.S. Energy Information Administration | http://www.eia.gov/electricity/data/browser/ | U.S. Energy Information Administration |  | 2019 | [6 empty] | 2.028 | U.S. Energy Information Administration |  |  |  |  | 1.62 | HYDRO-V1 | HYDRO-V1 | HYDRO-V1 | HYDRO-V1 | HYDRO-V1
USA | United States of America | USS Haven Solar LLC CSG |  | USA0063138 | 1 | 45.5157 | -94.1098 | Solar |  |  |  | 2019.0 | Standard Solar | U.S. Energy Information Administration | http://www.eia.gov/electricity/data/browser/ | U.S. Energy Information Administration |  | 2019 | [6 empty] | 0.238 | U.S. Energy Information Administration |  |  |  |  | 1.62 | HYDRO-V1 | HYDRO-V1 | HYDRO-V1 | HYDRO-V1 | HYDRO-V1
USA | United States of America | Haven Solar Project CSG |  | USA0062651 | 3 | 45.5180 | -94.1220 | Solar |  |  |  | 2019.0 | DG Minnesota CSG LLC | U.S. Energy Information Administration | http://www.eia.gov/electricity/data/browser/ | U.S. Energy Information Administration |  | 2019 | [6 empty] | 1.057 | U.S. Energy Information Administration |  |  |  |  | 4.88 | HYDRO-V1 | HYDRO-V1 | HYDRO-V1 | HYDRO-V1 | HYDRO-V1
USA | United States of America | USS White Cloud LLC CSG |  | USA0063139 | 1 | 45.5208 | -94.1304 | Solar |  |  |  | 2019.0 | Standard Solar | U.S. Energy Information Administration | http://www.eia.gov/electricity/data/browser/ | U.S. Energy Information Administration |  | 2019 | [6 empty] | 0.178 | U.S. Energy Information Administration |  |  |  |  | 1.62 | HYDRO-V1 | HYDRO-V1 | HYDRO-V1 | HYDRO-V1 | HYDRO-V1
USA | United States of America | Held Solar Project |  | USA0062267 | 5 | 45.5239 | -94.2736 | Solar |  |  |  | 2019.0 | DG Minnesota CSG LLC | U.S. Energy Information Administration | http://www.eia.gov/electricity/data/browser/ | U.S. Energy Information Administration |  | 2019 | [5 empty] | 0.0 | 3.738 | U.S. Energy Information Administration |  |  |  |  | 8.14 | HYDRO-V1 | HYDRO-V1 | HYDRO-V1 | HYDRO-V1 | HYDRO-V1
USA | United States of America | GSPP Held LLC CSG |  | USA0062829 | 3 | 45.5268 | -94.2847 | Solar |  |  |  | 2019.0 | Green Street Power Partners | U.S. Energy Information Administration | http://www.eia.gov/electricity/data/browser/ | U.S. Energy Information Administration |  | 2019 | [6 empty] | 2.043 | U.S. Energy Information Administration |  |  |  |  | 4.88 | HYDRO-V1 | HYDRO-V1 | HYDRO-V1 | HYDRO-V1 | HYDRO-V1
USA | United States of America | Oregon Convention Center |  | USA0060112 | 1.4 | 45.5285 | -122.6632 | Solar |  |  |  | 2015.9999999999998 | Tesla Inc. | U.S. Energy Information Administration | http://www.eia.gov/electricity/data/browser/ | U.S. Energy Information Administration | 67514 | 2019 |  |  |  | 0.5700000000000001 | 1.855 | 1.946 | 1.888 | U.S. Energy Information Administration |  |  |  | 1.64 | 1.6 | HYDRO-V1 | HYDRO-V1 | HYDRO-V1 | HYDRO-V1 | HYDRO-V1
USA | United States of America | GSSP Schneider LLC |  | USA0063370 | 5 | 45.5295 | -94.2975 | Solar |  |  |  | 2019.0 | Green Street Power Partners | U.S. Energy Information Administration | http://www.eia.gov/electricity/data/browser/ | U.S. Energy Information Administration |  | 2019 | [6 empty] | 0.37 | U.S. Energy Information Administration |  |  |  |  | 8.14 | HYDRO-V1 | HYDRO-V1 | HYDRO-V1 | HYDRO-V1 | HYDRO-V1
USA | United States of America | Sherburne Community Solar One LLC CSG |  | USA0063122 | 1 | 45.5320 | -94.1358 | Solar |  |  |  | 2020.0 | Madison Energy Holdings LLC | U.S. Energy Information Administration | http://www.eia.gov/electricity/data/browser/ | U.S. Energy Information Administration |  | 2019 | [6 empty] | 0.024 | U.S. Energy Information Administration |  |  |  |  | 1.62 | HYDRO-V1 | HYDRO-V1 | HYDRO-V1 | HYDRO-V1 | HYDRO-V1
USA | United States of America | Marmas Solar CSG |  | USA0061139 | 4 | 45.5561 | -94.1171 | Solar |  |  |  | 2018.0 | Geronimo Energy | U.S. Energy Information Administration | http://www.eia.gov/electricity/data/browser/ | U.S. Energy Information Administration |  | 2019 | [5 empty] | 3.98 | 5.999 | U.S. Energy Information Administration |  |  |  |  | 6.51 | HYDRO-V1 | HYDRO-V1 | HYDRO-V1 | HYDRO-V1 | HYDRO-V1
USA | United States of America | GSPP Imholte CSG |  | USA0062830 | 1 | 45.5579 | -94.1632 | Solar |  |  |  | 2019.0 | Green Street Power Partners | U.S. Energy Information Administration | http://www.eia.gov/electricity/data/browser/ | U.S. Energy Information Administration |  | 2019 | [6 empty] | 1.029 | U.S. Energy Information Administration |  |  |  |  | 1.62 | HYDRO-V1 | HYDRO-V1 | HYDRO-V1 | HYDRO-V1 | HYDRO-V1
USA | United States of America | WyEast Solar |  | USA0061345 | 10 | 45.5846 | -120.5999 | Solar |  |  |  | 2018.0 | Avangrid Renewables LLC | U.S. Energy Information Administration | http://www.eia.gov/electricity/data/browser/ | U.S. Energy Information Administration |  | 2019 | [5 empty] | 6.949 | 18.826 | U.S. Energy Information Administration |  |  |  |  | 16.29 | HYDRO-V1 | HYDRO-V1 | HYDRO-V1 | HYDRO-V1 | HYDRO-V1
USA | United States of America | Orion Community Solar |  | USA0060716 | 3 | 45.5879 | -94.4014 | Solar |  |  |  | 2017.0 | Orion Community Solar | U.S. Energy Information Administration | http://www.eia.gov/electricity/data/browser/ | U.S. Energy Information Administration |  | 2019 |  |  |  |  | 4.767 | 4.627 | 4.285 | U.S. Energy Information Administration |  |  |  |  | 4.88 | HYDRO-V1 | HYDRO-V1 | HYDRO-V1 | HYDRO-V1 | HYDRO-V1
USA | United States of America | USS Solar Rapids CSG |  | USA0062042 | 1 | 45.5910 | -94.1386 | Solar |  |  |  | 2019.0 | USS Solar Rapids LLC | U.S. Energy Information Administration | http://www.eia.gov/electricity/data/browser/ | U.S. Energy Information Administration |  | 2019 | [5 empty] | 0.0 | 1.712 | U.S. Energy Information Administration |  |  |  |  | 1.62 | HYDRO-V1 | HYDRO-V1 | HYDRO-V1 | HYDRO-V1 | HYDRO-V1
USA | United States of America | Novel Reber Solar CSG |  | USA0062962 | 1 | 45.6100 | -94.5800 | Solar |  |  |  | 2019.0 | REA Investments LLC | U.S. Energy Information Administration | http://www.eia.gov/electricity/data/browser/ | U.S. Energy Information Administration |  | 2019 | [6 empty] | 0.022 | U.S. Energy Information Administration |  |  |  |  | 1.62 | HYDRO-V1 | HYDRO-V1 | HYDRO-V1 | HYDRO-V1 | HYDRO-V1
USA | United States of America | FastSun 3 CSG |  | USA0063042 | 1 | 45.6177 | -94.4865 | Solar |  |  |  | 2020.0 | Altus Power America Management LLC | U.S. Energy Information Administration | http://www.eia.gov/electricity/data/browser/ | U.S. Energy Information Administration |  | 2019 | [6 empty] | 0 | U.S. Energy Information Administration |  |  |  |  | 1.62 | HYDRO-V1 | HYDRO-V1 | HYDRO-V1 | HYDRO-V1 | HYDRO-V1
USA | United States of America | Stearns Community Solar One LLC CSG |  | USA0063121 | 1 | 45.6180 | -94.4860 | Solar |  |  |  | 2020.0 | Madison Energy Holdings LLC | U.S. Energy Information Administration | http://www.eia.gov/electricity/data/browser/ | U.S. Energy Information Administration |  | 2019 | [6 empty] | 0.054 | U.S. Energy Information Administration |  |  |  |  | 1.62 | HYDRO-V1 | HYDRO-V1 | HYDRO-V1 | HYDRO-V1 | HYDRO-V1
USA | United States of America | Delphinus Community Solar |  | USA0061329 | 2 | 45.6186 | -94.0888 | Solar |  |  |  | 2018.0 | Delphinus Community Solar | U.S. Energy Information Administration | http://www.eia.gov/electricity/data/browser/ | U.S. Energy Information Administration |  | 2019 | [5 empty] | 2.412 | 2.855 | U.S. Energy Information Administration |  |  |  |  | 3.25 | HYDRO-V1 | HYDRO-V1 | HYDRO-V1 | HYDRO-V1 | HYDRO-V1
USA | United States of America | USS Kasch Solar CSG |  | USA0061999 | 1 | 45.6234 | -94.0593 | Solar |  |  |  | 2018.0 | USS Kasch Solar LLC | U.S. Energy Information Administration | http://www.eia.gov/electricity/data/browser/ | U.S. Energy Information Administration |  | 2019 | [5 empty] | 0.067 | 1.889 | U.S. Energy Information Administration |  |  |  |  | 1.62 | HYDRO-V1 | HYDRO-V1 | HYDRO-V1 | HYDRO-V1 | HYDRO-V1
USA | United States of America | B.R. Sauk Rapids CSG |  | USA0061455 | 5 | 45.6236 | -94.0782 | Solar |  |  |  | 2017.0 | Minnesota Solar CSG 9 LLC | U.S. Energy Information Administration | http://www.eia.gov/electricity/data/browser/ | U.S. Energy Information Administration |  | 2019 |  |  |  |  | 0.706 | 8.031 | 7.397 | U.S. Energy Information Administration |  |  |  |  | 8.14 | NO-ESTIMATION | NO-ESTIMATION | NO-ESTIMATION | NO-ESTIMATION | CAPACITY-FACTOR-V1
USA | United States of America | Schwinghamer Project CSG |  | USA0063177 | 1 | 45.6269 | -94.5961 | Solar |  |  |  | 2020.0 | Schwinghamer Community Solar LLC | U.S. Energy Information Administration | http://www.eia.gov/electricity/data/browser/ | U.S. Energy Information Administration |  | 2019 | [6 empty] | 0 | U.S. Energy Information Administration |  |  |  |  | 1.62 | HYDRO-V1 | HYDRO-V1 | HYDRO-V1 | HYDRO-V1 | HYDRO-V1
USA | United States of America | USS JJ Solar CSG |  | USA0062047 | 1 | 45.6361 | -94.0504 | Solar |  |  |  | 2019.0 | USS JJ Solar LLC | U.S. Energy Information Administration | http://www.eia.gov/electricity/data/browser/ | U.S. Energy Information Administration |  | 2019 | [5 empty] | 0.0 | 1.826 | U.S. Energy Information Administration |  |  |  |  | 1.62 | NO-ESTIMATION | NO-ESTIMATION | NO-ESTIMATION | NO-ESTIMATION | CAPACITY-FACTOR-V1
USA | United States of America | Wollan Garden Solar |  | USA0063454 | 1 | 45.6371 | -95.5309 | Solar |  |  |  | 2019.0 | Wollan Garden LLC | U.S. Energy Information Administration | http://www.eia.gov/electricity/data/browser/ | U.S. Energy Information Administration |  | 2019 | [6 empty] | 0.158 | U.S. Energy Information Administration |  |  |  |  | 1.62 | NO-ESTIMATION | NO-ESTIMATION | NO-ESTIMATION | NO-ESTIMATION | NO-ESTIMATION
USA | United States of America | Albany Solar |  | USA0060519 | 10 | 45.6413 | -94.5993 | Solar |  |  |  | 2017.0 | Enel Green Power NA Inc. | U.S. Energy Information Administration | http://www.eia.gov/electricity/data/browser/ | U.S. Energy Information Administration |  | 2019 |  |  |  | 0.0 | 10.562 | 19.212 | 18.643 | U.S. Energy Information Administration |  |  |  |  | 16.29 | NO-ESTIMATION | NO-ESTIMATION | NO-ESTIMATION | NO-ESTIMATION | CAPACITY-FACTOR-V1
USA | United States of America | Armstrong Solar |  | USA0061138 | 3 | 45.6423 | -95.3564 | Solar |  |  |  | 2018.0 | ETCAP NES CS MN 06 LLC | U.S. Energy Information Administration | http://www.eia.gov/electricity/data/browser/ | U.S. Energy Information Administration |  | 2019 | [5 empty] | 3.346 | 4.599 | U.S. Energy Information Administration |  |  |  |  | 4.88 | NO-ESTIMATION | NO-ESTIMATION | NO-ESTIMATION | NO-ESTIMATION | NO-ESTIMATION
USA | United States of America | PopeSun CSG LLC |  | USA0061542 | 5 | 45.6434 | -95.5262 | Solar |  |  |  | 2018.0 | Cypress Creek Renewables | U.S. Energy Information Administration | http://www.eia.gov/electricity/data/browser/ | U.S. Energy Information Administration |  | 2019 |  |  |  |  | 0.0 | 5.345 | 8.019 | U.S. Energy Information Administration |  |  |  |  | 8.14 | NO-ESTIMATION | NO-ESTIMATION | NO-ESTIMATION | NO-ESTIMATION | NO-ESTIMATION
USA | United States of America | Cassiopeia Community Solar |  | USA0061711 | 1 | 45.6473 | -95.3287 | Solar |  |  |  | 2019.0 | Geronimo Energy | U.S. Energy Information Administration | http://www.eia.gov/electricity/data/browser/ | U.S. Energy Information Administration |  | 2019 | [6 empty] | 1.448 | U.S. Energy Information Administration |  |  |  |  | 1.62 | NO-ESTIMATION | NO-ESTIMATION | NO-ESTIMATION | NO-ESTIMATION | NO-ESTIMATION
USA | United States of America | Stearns Solar I |  | USA0063400 | 1 | 45.6502 | -94.5575 | Solar |  |  |  | 2019.0 | Stearns Solar I LLC | U.S. Energy Information Administration | http://www.eia.gov/electricity/data/browser/ | U.S. Energy Information Administration |  | 2019 | [6 empty] | 0.313 | U.S. Energy Information Administration |  |  |  |  | 1.62 | NO-ESTIMATION | NO-ESTIMATION | NO-ESTIMATION | NO-ESTIMATION | CAPACITY-FACTOR-V1
USA | United States of America | Aquila Community Solar |  | USA0061704 | 1 | 45.6511 | -95.3401 | Solar |  |  |  | 2019.0 | Geronimo Energy | U.S. Energy Information Administration | http://www.eia.gov/electricity/data/browser/ | U.S. Energy Information Administration |  | 2019 | [6 empty] | 1.444 | U.S. Energy Information Administration |  |  |  |  | 1.62 | NO-ESTIMATION | NO-ESTIMATION | NO-ESTIMATION | NO-ESTIMATION | NO-ESTIMATION
USA | United States of America | New Munich Solar |  | USA0063402 | 1 | 45.6541 | -94.7557 | Solar |  |  |  | 2019.0 | New Munich Solar LLC | U.S. Energy Information Administration | http://www.eia.gov/electricity/data/browser/ | U.S. Energy Information Administration |  | 2019 | [6 empty] | 0.361 | U.S. Energy Information Administration |  |  |  |  | 1.62 | HYDRO-V1 | HYDRO-V1 | HYDRO-V1 | HYDRO-V1 | HYDRO-V1
USA | United States of America | Malmedal Solar Garden |  | USA0063453 | 1 | 45.6574 | -95.5186 | Solar |  |  |  | 2019.0 | Malmedal Garden LLC | U.S. Energy Information Administration | http://www.eia.gov/electricity/data/browser/ | U.S. Energy Information Administration |  | 2019 | [6 empty] | 0.158 | U.S. Energy Information Administration |  |  |  |  | 1.62 | NO-ESTIMATION | NO-ESTIMATION | NO-ESTIMATION | NO-ESTIMATION | NO-ESTIMATION
USA | United States of America | Caelum Community Solar |  | USA0061180 | 1.8 | 45.6620 | -93.9368 | Solar |  |  |  | 2017.0 | Caelum Community Solar | U.S. Energy Information Administration | http://www.eia.gov/electricity/data/browser/ | U.S. Energy Information Administration |  | 2019 |  |  |  |  | 0.498 | 3.2640000000000002 | 2.673 | U.S. Energy Information Administration |  |  |  |  | 2.93 | HYDRO-V1 | HYDRO-V1 | HYDRO-V1 | HYDRO-V1 | HYDRO-V1
USA | United States of America | B.R. Sartell CSG |  | USA0061454 | 3 | 45.6650 | -94.2254 | Solar |  |  |  | 2017.0 | Minnesota Solar CSG 21 LLC | U.S. Energy Information Administration | http://www.eia.gov/electricity/data/browser/ | U.S. Energy Information Administration |  | 2019 |  |  |  |  | 0.354 | 3.649 | 3.722 | U.S. Energy Information Administration |  |  |  |  | 4.88 | NO-ESTIMATION | NO-ESTIMATION | NO-ESTIMATION | NO-ESTIMATION | CAPACITY-FACTOR-V1
USA | United States of America | Michael Solar |  | USA0060971 | 3 | 45.6675 | -94.7083 | Solar |  |  |  | 2018.0 | SoCore Energy LLC | U.S. Energy Information Administration | http://www.eia.gov/electricity/data/browser/ | U.S. Energy Information Administration |  | 2019 |  |  |  |  | 0.629 | 7.033 | 6.316 | U.S. Energy Information Administration |  |  |  |  | 4.88 | NO-ESTIMATION | NO-ESTIMATION | NO-ESTIMATION | NO-ESTIMATION | CAPACITY-FACTOR-V1
USA | United States of America | Libra Community Solar |  | USA0061709 | 1 | 45.6712 | -95.3885 | Solar |  |  |  | 2018.0 | Geronimo Energy | U.S. Energy Information Administration | http://www.eia.gov/electricity/data/browser/ | U.S. Energy Information Administration |  | 2019 | [5 empty] | 0.005 | 1.641 | U.S. Energy Information Administration |  |  |  |  | 1.62 | NO-ESTIMATION | NO-ESTIMATION | NO-ESTIMATION | NO-ESTIMATION | CAPACITY-FACTOR-V1
USA | United States of America | USS Midtown Solar LLC CSG |  | USA0063146 | 1 | 45.6716 | -94.7490 | Solar |  |  |  | 2020.0 | Standard Solar | U.S. Energy Information Administration | http://www.eia.gov/electricity/data/browser/ | U.S. Energy Information Administration |  | 2019 | [12 empty] | 1.62 | NO-ESTIMATION | NO-ESTIMATION | NO-ESTIMATION | NO-ESTIMATION | CAPACITY-FACTOR-V1
USA | United States of America | USS Brockway Solar CSG |  | USA0062049 | 1 | 45.6823 | -94.2113 | Solar |  |  |  | 2019.0 | USS Brockway Solar LLC | U.S. Energy Information Administration | http://www.eia.gov/electricity/data/browser/ | U.S. Energy Information Administration |  | 2019 | [5 empty] | 0.0 | 1.594 | U.S. Energy Information Administration |  |  |  |  | 1.62 | NO-ESTIMATION | NO-ESTIMATION | NO-ESTIMATION | NO-ESTIMATION | CAPACITY-FACTOR-V1
USA | United States of America | River Bend Solar LLC |  | USA0061289 | 2 | 45.7038 | -109.5652 | Solar |  |  |  | 2017.0 | Enerparc Inc. | U.S. Energy Information Administration | http://www.eia.gov/electricity/data/browser/ | U.S. Energy Information Administration |  | 2019 |  |  |  |  | 2.8930000000000002 | 3.916 | 2.934 | U.S. Energy Information Administration |  |  |  |  | 3.25 | NO-ESTIMATION | NO-ESTIMATION | NO-ESTIMATION | NO-ESTIMATION | CAPACITY-FACTOR-V1
USA | United States of America | South Mills Solar LLC |  | USA0061290 | 3 | 45.7301 | -107.6326 | Solar |  |  |  | 2017.0 | Enerparc Inc. | U.S. Energy Information Administration | http://www.eia.gov/electricity/data/browser/ | U.S. Energy Information Administration |  | 2019 |  |  |  |  | 4.247 | 5.8 | 4.338 | U.S. Energy Information Administration |  |  |  |  | 4.88 | NO-ESTIMATION | NO-ESTIMATION | NO-ESTIMATION | NO-ESTIMATION | CAPACITY-FACTOR-V1
USA | United States of America | Flambeau Solar Partners |  | USA0061595 | 2.5 | 45.7368 | -90.4710 | Solar |  |  |  | 2017.0 | Flambeau Solar Partners LLC | U.S. Energy Information Administration | http://www.eia.gov/electricity/data/browser/ | U.S. Energy Information Administration |  | 2019 |  |  |  |  | 2.806 | 4.473 | 4.256 | U.S. Energy Information Administration |  |  |  |  | 4.07 | NO-ESTIMATION | NO-ESTIMATION | NO-ESTIMATION | NO-ESTIMATION | CAPACITY-FACTOR-V1
USA | United States of America | FastSun 13 CSG |  | USA0063035 | 1 | 45.8417 | -95.1480 | Solar |  |  |  | 2020.0 | Altus Power America Management LLC | U.S. Energy Information Administration | http://www.eia.gov/electricity/data/browser/ | U.S. Energy Information Administration |  | 2019 | [6 empty] | 0 | U.S. Energy Information Administration |  |  |  |  | 1.62 | NO-ESTIMATION | NO-ESTIMATION | NO-ESTIMATION | NO-ESTIMATION | CAPACITY-FACTOR-V1
USA | United States of America | Douglas Todd Community Solar One LLC CSG |  | USA0063117 | 1 | 45.8433 | -95.1500 | Solar |  |  |  | 2020.0 | Madison Energy Holdings LLC | U.S. Energy Information Administration | http://www.eia.gov/electricity/data/browser/ | U.S. Energy Information Administration |  | 2019 | [6 empty] | 0.073 | U.S. Energy Information Administration |  |  |  |  | 1.62 | NO-ESTIMATION | NO-ESTIMATION | NO-ESTIMATION | NO-ESTIMATION | CAPACITY-FACTOR-V1
USA | United States of America | Novel OYA of Osakis CSG |  | USA0061059 | 5 | 45.8500 | -95.1500 | Solar |  |  |  | 2018.0 | NRG MN Community LLC | U.S. Energy Information Administration | http://www.eia.gov/electricity/data/browser/ | U.S. Energy Information Administration |  | 2019 | [5 empty] | 0.303 | 8.195 | U.S. Energy Information Administration |  |  |  |  | 8.14 | NO-ESTIMATION | NO-ESTIMATION | NO-ESTIMATION | NO-ESTIMATION | CAPACITY-FACTOR-V1
USA | United States of America | NorWest Energy 9 LLC |  | USA0062241 | 8 | 45.9170 | -119.3430 | Solar |  |  |  | 2018.0 | Radian Generation | U.S. Energy Information Administration | http://www.eia.gov/electricity/data/browser/ | U.S. Energy Information Administration |  | 2019 | [5 empty] | 0.0 | 11.511 | U.S. Energy Information Administration |  |  |  |  | 13.03 | NO-ESTIMATION | NO-ESTIMATION | NO-ESTIMATION | NO-ESTIMATION | CAPACITY-FACTOR-V1
USA | United States of America | Magpie Solar LLC |  | USA0061337 | 3 | 46.2914 | -108.9379 | Solar |  |  |  | 2017.0 | Enerparc Inc. | U.S. Energy Information Administration | http://www.eia.gov/electricity/data/browser/ | U.S. Energy Information Administration |  | 2019 |  |  |  |  | 0.779 | 5.885 | 5.233 | U.S. Energy Information Administration |  |  |  |  | 4.88 | NO-ESTIMATION | NO-ESTIMATION | NO-ESTIMATION | NO-ESTIMATION | CAPACITY-FACTOR-V1
USA | United States of America | Green Meadow Solar LLC |  | USA0061291 | 3 | 46.6945 | -112.0636 | Solar |  |  |  | 2017.0 | Enerparc Inc. | U.S. Energy Information Administration | http://www.eia.gov/electricity/data/browser/ | U.S. Energy Information Administration |  | 2019 |  |  |  |  | 4.339 | 6.157 | 5.204 | U.S. Energy Information Administration |  |  |  |  | 4.88 | NO-ESTIMATION | NO-ESTIMATION | NO-ESTIMATION | NO-ESTIMATION | CAPACITY-FACTOR-V1
USA | United States of America | Great Divide Solar LLC |  | USA0061335 | 3 | 46.8057 | -112.2490 | Solar |  |  |  | 2017.0 | Enerparc Inc. | U.S. Energy Information Administration | http://www.eia.gov/electricity/data/browser/ | U.S. Energy Information Administration |  | 2019 |  |  |  |  | 0.75 | 6.149 | 5.934 | U.S. Energy Information Administration |  |  |  |  | 4.88 | HYDRO-V1 | HYDRO-V1 | HYDRO-V1 | HYDRO-V1 | HYDRO-V1
USA | United States of America | Adams Nielson Solar |  | USA0061933 | 19.2 | 46.9553 | -118.6212 | Solar |  |  |  | 2018.0 | Adams Nielson Solar LLC | U.S. Energy Information Administration | http://www.eia.gov/electricity/data/browser/ | U.S. Energy Information Administration |  | 2019 | [5 empty] | 1.207 | 43.339 | U.S. Energy Information Administration |  |  |  |  | 31.28 | HYDRO-V1 | HYDRO-V1 | HYDRO-V1 | HYDRO-V1 | HYDRO-V1
USA | United States of America | Black Eagle Solar LLC |  | USA0061336 | 3 | 47.5475 | -111.2540 | Solar |  |  |  | 2017.0 | Enerparc Inc. | U.S. Energy Information Administration | http://www.eia.gov/electricity/data/browser/ | U.S. Energy Information Administration |  | 2019 |  |  |  |  | 0.625 | 6.105 | 5.75 | U.S. Energy Information Administration |  |  |  |  | 4.88 | NO-ESTIMATION | NO-ESTIMATION | NO-ESTIMATION | NO-ESTIMATION | CAPACITY-FACTOR-V1
UZB | Uzbekistan | Sazagan |  | WKS0062615 | 100 | 39.5834 | 66.7198 | Solar | [5 empty] | Wiki-Solar | https://www.wiki-solar.org | Wiki-Solar | [10 empty] | 207.22 | 209.44 | 182.86 | 187.58 | 177.96 | NO-ESTIMATION | NO-ESTIMATION | NO-ESTIMATION | NO-ESTIMATION | CAPACITY-FACTOR-V1
VNM | Vietnam | Chau Duc |  | WKS0073902 | 57 | 10.5780 | 107.1860 | Solar | [5 empty] | Wiki-Solar | https://www.wiki-solar.org | Wiki-Solar | [10 empty] | 104.81 | 117.16 | 123.23 | 109.37 | 100.97 | NO-ESTIMATION | NO-ESTIMATION | NO-ESTIMATION | NO-ESTIMATION | CAPACITY-FACTOR-V1
VNM | Vietnam | Long An TTC |  | WKS0073965 | 49 | 10.7450 | 106.0850 | Solar | [5 empty] | Wiki-Solar | https://www.wiki-solar.org | Wiki-Solar | [10 empty] | 81.72 | 95.25 | 101.16 | 92.64 | 82.07 | HYDRO-V1 | HYDRO-V1 | HYDRO-V1 | HYDRO-V1 | HYDRO-V1
VNM | Vietnam | Ham Kiem |  | WKS0073964 | 49 | 10.9050 | 108.0160 | Solar | [5 empty] | Wiki-Solar | https://www.wiki-solar.org | Wiki-Solar | [10 empty] | 92.64 | 104.81 | 110.95 | 101.34 | 86.85 | NO-ESTIMATION | NO-ESTIMATION | NO-ESTIMATION | NO-ESTIMATION | CAPACITY-FACTOR-V1
VNM | Vietnam | Dau Tieng |  | WKS0072161 | 420 | 11.3350 | 106.2750 | Solar | [5 empty] | Wiki-Solar | https://www.wiki-solar.org | Wiki-Solar | [10 empty] | 697.12 | 803.33 | 829.25 | 772.86 | 697.12 | HYDRO-V1 | HYDRO-V1 | HYDRO-V1 | HYDRO-V1 | HYDRO-V1
VNM | Vietnam | PhÆ°á»›c Nam |  | WKS0071353 | 330 | 11.4460 | 108.8660 | Solar | [5 empty] | Wiki-Solar | https://www.wiki-solar.org | Wiki-Solar | [10 empty] | 621.53 | 672.49 | 728.74 | 626.62 | 576.93 | HYDRO-V1 | HYDRO-V1 | HYDRO-V1 | HYDRO-V1 | HYDRO-V1
VNM | Vietnam | Ninh Thuáº­n CMX |  | WKS0067920 | 168 | 11.7000 | 108.9000 | Solar | [5 empty] | Wiki-Solar | https://www.wiki-solar.org | Wiki-Solar | [10 empty] | 323.56 | 346.18 | 381.66 | 324.99 | 283.13 | HYDRO-V1 | HYDRO-V1 | HYDRO-V1 | HYDRO-V1 | HYDRO-V1
VNM | Vietnam | Thuan Bac |  | WKS0072323 | 204 | 11.7000 | 109.0300 | Solar | [5 empty] | Wiki-Solar | https://www.wiki-solar.org | Wiki-Solar | [10 empty] | 392.39 | 419.98 | 463.11 | 394.00 | 340.91 | HYDRO-V1 | HYDRO-V1 | HYDRO-V1 | HYDRO-V1 | HYDRO-V1
VNM | Vietnam | Cam Ranh A |  | WKS0073960 | 8.5 | 11.8800 | 109.0865 | Solar | [5 empty] | Wiki-Solar | https://www.wiki-solar.org | Wiki-Solar | [10 empty] | 15.90 | 15.87 | 16.84 | 15.91 | 14.54 | NO-ESTIMATION | NO-ESTIMATION | NO-ESTIMATION | NO-ESTIMATION | CAPACITY-FACTOR-V1
VNM | Vietnam | Cam Ranh |  | WKS0072716 | 49.5 | 11.8920 | 109.0880 | Solar | [5 empty] | Wiki-Solar | https://www.wiki-solar.org | Wiki-Solar | [10 empty] | 91.57 | 102.00 | 111.12 | 95.39 | 82.99 | HYDRO-V1 | HYDRO-V1 | HYDRO-V1 | HYDRO-V1 | HYDRO-V1
VNM | Vietnam | Cam An Bac VN |  | WKS0073163 | 62.8 | 11.9880 | 109.0810 | Solar | [5 empty] | Wiki-Solar | https://www.wiki-solar.org | Wiki-Solar | [10 empty] | 116.26 | 132.07 | 145.04 | 121.02 | 105.11 | HYDRO-V1 | HYDRO-V1 | HYDRO-V1 | HYDRO-V1 | HYDRO-V1
VNM | Vietnam | Cam An Bac KN |  | WKS0073161 | 62.5 | 11.9900 | 109.0800 | Solar | [5 empty] | Wiki-Solar | https://www.wiki-solar.org | Wiki-Solar | [10 empty] | 115.77 | 131.58 | 144.41 | 120.50 | 104.67 | HYDRO-V1 | HYDRO-V1 | HYDRO-V1 | HYDRO-V1 | HYDRO-V1
VNM | Vietnam | Krong Pac |  | WKS0073959 | 30 | 12.7790 | 108.3680 | Solar | [5 empty] | Wiki-Solar | https://www.wiki-solar.org | Wiki-Solar | [10 empty] | 56.58 | 61.74 | 64.93 | 57.35 | 57.21 | HYDRO-V1 | HYDRO-V1 | HYDRO-V1 | HYDRO-V1 | HYDRO-V1
VNM | Vietnam | Duc Minh |  | WKS0066206 | 19.1 | 14.9600 | 108.9320 | Solar | [5 empty] | Wiki-Solar | https://www.wiki-solar.org | Wiki-Solar | [10 empty] | 35.20 | 36.62 | 40.29 | 33.59 | 32.91 | HYDRO-V1 | HYDRO-V1 | HYDRO-V1 | HYDRO-V1 | HYDRO-V1
VNM | Vietnam | Binh Nguyen |  | WKS0073962 | 49 | 15.3330 | 108.7080 | Solar | [5 empty] | Wiki-Solar | https://www.wiki-solar.org | Wiki-Solar | [10 empty] | 87.76 | 93.54 | 102.86 | 80.39 | 82.14 | HYDRO-V1 | HYDRO-V1 | HYDRO-V1 | HYDRO-V1 | HYDRO-V1
VNM | Vietnam | Thua Thien Hue TTC |  | WKS0073963 | 48 | 16.4400 | 107.5050 | Solar | [5 empty] | Wiki-Solar | https://www.wiki-solar.org | Wiki-Solar | [10 empty] | 89.12 | 92.05 | 98.76 | 85.27 | 78.68 | SOLAR-V1-NO-AGE | SOLAR-V1-NO-AGE | SOLAR-V1-NO-AGE | SOLAR-V1-NO-AGE | SOLAR-V1-NO-AGE
VNM | Vietnam | Mai SÆ¡n |  | WKS0072751 | 10 | 21.2710 | 104.0650 | Solar | [5 empty] | Wiki-Solar | https://www.wiki-solar.org | Wiki-Solar | [10 empty] | 18.71 | 17.39 | 17.79 | 18.47 | 17.26 | NO-ESTIMATION | NO-ESTIMATION | NO-ESTIMATION | NO-ESTIMATION | NO-ESTIMATION
ZAF | South Africa | Soutpan Solar Power Plant |  | WRI1026057 | 28 | -22.9930 | 29.2518 | Solar |  |  |  |  | Erika Energy (Pty) Ltd | Erika Energy | http://www.nersa.org.za/Admin/Document/Editor/file/Consultations/Electricity/Presentations/Soutpan%20Solar%20Park%20(Erika%20Energy)(%20Pty)%20Ltd.pdf | Industry About | 1094780 | [9 empty] | 66.64 | 68.29 | 77.58 | 68.22 | 77.4 | NO-ESTIMATION | NO-ESTIMATION | NO-ESTIMATION | NO-ESTIMATION | NO-ESTIMATION
ZAF | South Africa | Tom Burke Solar Park |  | WRI1061290 | 66 | -23.0748 | 27.9912 | Solar |  |  |  | 2017.0 | Enel Green Power | Enel Green Power | https://www.enelgreenpower.com/media/news/d/2017/09/south-africa-tom-burke-solar-plant-key-to-security-of-supply-for-limpopo-province | Industry About | 1102589 | [13 empty] | 112.44 | HYDRO-V1 | HYDRO-V1 | HYDRO-V1 | HYDRO-V1 | HYDRO-V1
ZAF | South Africa | Witkop Solar Power Plant |  | WRI1026062 | 30 | -24.0420 | 29.3685 | Solar |  |  |  | 2014.0 | Core Energy (Pty) Ltd | About Industry | http://www.industryabout.com/country-territories-3/1401-south-africa/solar-energy/26443-witkop-solar-power-plant | Industry About | 1094779 | [11 empty] | 80.24 | 69.81 | 81.61 | HYDRO-V1 | HYDRO-V1 | HYDRO-V1 | HYDRO-V1 | HYDRO-V1
ZAF | South Africa | RustMo1 Solar Power Plant |  | WRI1026055 | 7 | -25.7380 | 27.4181 | Solar |  |  |  | 2013.0 | Momentous Energy | Juwi | http://www.juwi.co.za/projects/ | WRI | 1099266 | [10 empty] | 15.23 | 15.95 | 15.70 | 15.88 | HYDRO-V1 | HYDRO-V1 | HYDRO-V1 | HYDRO-V1 | HYDRO-V1
ZAF | South Africa | Adams Solar PV Project |  | WRI1061276 | 82.5 | -27.3737 | 23.0076 | Solar |  |  |  |  | Aurora Power Solutions | Enel Green Power | https://www.enelgreenpower.com/media/press/d/2017/02/enel-brings-two-new-south-african-pv-plants-into-operation-- | Industry About | [10 empty] | 198.14 | 205.65 | 227.36 | 203.42 | 227.24 | NO-ESTIMATION | NO-ESTIMATION | NO-ESTIMATION | NO-ESTIMATION | NO-ESTIMATION
ZAF | South Africa | Sishen Solar Power Plant |  | WRI1026056 | 94.3 | -27.5840 | 22.9275 | Solar |  |  |  | 2014.0 | ACCIONA Energy (51%) Aveng (29%) Soul City (10%) Dibeng Community Solar Energy Trust (10%) | Acciona | http://accionaenergia.azurewebsites.net/areas-of-activity/photovoltaic/major-projects/sishen-photovoltaic-plant/ | WRI | 1106093 | [11 empty] | 256.83 | 220.87 | 256.06 | NO-ESTIMATION | NO-ESTIMATION | NO-ESTIMATION | NO-ESTIMATION | NO-ESTIMATION
ZAF | South Africa | Kathu Solar Park |  | WRI1061277 | 100 | -27.5954 | 22.9290 | Solar |  |  |  |  | Building Power | IPP Project South Africa | https://www.ipp-projects.co.za/ProjectDatabase | Industry About | 1089605 | [9 empty] | 239.30 | 249.08 | 275.16 | 245.24 | 274.02 | HYDRO-V1 | HYDRO-V1 | HYDRO-V1 | HYDRO-V1 | HYDRO-V1
ZAF | South Africa | Kathu CSP |  | WKS0064975 | 100 | -27.6130 | 23.0250 | Solar | [5 empty] | Wiki-Solar | https://www.wiki-solar.org | Wiki-Solar | [10 empty] | 239.30 | 249.35 | 275.30 | 245.78 | 274.02 | NO-ESTIMATION | NO-ESTIMATION | NO-ESTIMATION | NO-ESTIMATION | NO-ESTIMATION
ZAF | South Africa | Jasper Solar Power Plant |  | WRI1026044 | 96 | -28.3120 | 23.3673 | Solar |  |  |  | 2014.0 | Jasper Solar Park | Solar Reserve | http://www.solarreserve.com/en/global-projects/pv/jasper | Industry About | 1097515 | [11 empty] | 256.52 | 224.63 | 260.68 | NO-ESTIMATION | NO-ESTIMATION | NO-ESTIMATION | NO-ESTIMATION | NO-ESTIMATION
ZAF | South Africa | Lesedi Solar Power Plant |  | WRI1026050 | 75 | -28.3153 | 23.3536 | Solar |  |  |  | 2014.0 | Lesedi Solar Park | Solar Reserve | http://www.solarreserve.com/en/global-projects/pv/lesedi | WRI | 1099512 | [11 empty] | 200.40 | 175.49 | 203.66 | HYDRO-V1 | HYDRO-V1 | HYDRO-V1 | HYDRO-V1 | HYDRO-V1
ZAF | South Africa | Upington Solar Power Plant |  | WRI1026060 | 8.9 | -28.4190 | 21.2688 | Solar |  |  |  | 2014.0 | Enel Green Power S.p.a | South Africa Renewable Energy Organization | http://energy.org.za/knowledge-tools/project-database/upington-solar-pv | WRI | [12 empty] | 17.22 | 16.29 | 17.68 | NO-ESTIMATION | NO-ESTIMATION | NO-ESTIMATION | NO-ESTIMATION | NO-ESTIMATION
ZAF | South Africa | Boshoff Solar Power Plant |  | WRI1026036 | 60 | -28.4660 | 25.1947 | Solar |  |  |  | 2014.0 | Boshoff Solar Power Plant | Industry About | http://www.industryabout.com/country-territories-3/1401-south-africa/solar-energy/26442-boshoff-solar-power-plant | Industry About | 1093877 | [11 empty] | 159.46 | 139.71 | 162.2 | HYDRO-V1 | HYDRO-V1 | HYDRO-V1 | HYDRO-V1 | HYDRO-V1
ZAF | South Africa | Khi Solar Power Plant |  | WRI1026048 | 50 | -28.5380 | 21.0777 | Solar |  |  |  | 2016.0 | Abengoa Solar | Abengoa Solar | http://www.abengoasolar.com/web/en/plantas_solares/ | WRI | 1111790 | [13 empty] | 124.45 | NO-ESTIMATION | NO-ESTIMATION | NO-ESTIMATION | NO-ESTIMATION | NO-ESTIMATION
ZAF | South Africa | Droogfontein Solar Power Plant |  | WRI1026041 | 50 | -28.6120 | 24.7521 | Solar |  |  |  | 2014.0 | Mainstream Renewable Energy | Droogfontein | http://droogfonteinsolar.co.za/ | WRI | 1092089 | [11 empty] | 135.47 | 114.42 | 136.5 | HYDRO-V1 | HYDRO-V1 | HYDRO-V1 | HYDRO-V1 | HYDRO-V1
ZAF | South Africa | Bokpoort Solar Power Plant |  | WRI1026035 | 50 | -28.7270 | 21.9951 | Solar |  |  |  | 2016.0 | ACWA Power Solafrica Bokpoort CSP Power Plant (Pty) Ltd | Acciona | http://www.acciona-energia.com/pressroom/news/2016/september/bokpoort-csp-plant-wins-south-african-national-energy-association-prize/ | Industry About | [14 empty] | 137.06 | HYDRO-V1 | HYDRO-V1 | HYDRO-V1 | HYDRO-V1 | HYDRO-V1
ZAF | South Africa | Konkoonsies II Solar Facility |  | WRI1061280 | 75 | -28.8871 | 19.5538 | Solar | [5 empty] | NERSA | http://www.nersa.org.za/Admin/Document/Editor/file/Consultations/Electricity/Presentations/Ramizone%20(RF)%20Proprietary%20Limited.pdf | Industry About | 1094690 | [9 empty] | 169.40 | 175.96 | 200.61 | 173.28 | 192.66 | HYDRO-V1 | HYDRO-V1 | HYDRO-V1 | HYDRO-V1 | HYDRO-V1
ZAF | South Africa | Konkoonsies Solar Power Plant |  | WRI1026049 | 11 | -28.8890 | 19.5553 | Solar |  |  |  | 2014.0 | Juwi Renewable Energies (Pty) Ltd | Juwi | http://www.juwi.co.za/projects/ | Industry About | 1094690 | [11 empty] | 27.83 | 23.83 | 25.51 | HYDRO-V1 | HYDRO-V1 | HYDRO-V1 | HYDRO-V1 | HYDRO-V1
ZAF | South Africa | Xina One |  | WKS0071109 | 100 | -28.8950 | 19.5920 | Solar | [5 empty] | Wiki-Solar | https://www.wiki-solar.org | Wiki-Solar | [10 empty] | 227.14 | 233.30 | 266.57 | 230.76 | 256.46 | SOLAR-V1-NO-AGE | SOLAR-V1-NO-AGE | SOLAR-V1-NO-AGE | SOLAR-V1-NO-AGE | SOLAR-V1-NO-AGE
ZAF | South Africa | Letsatsi Solar Power Plant |  | WRI1026051 | 75 | -28.9150 | 25.9199 | Solar |  |  |  | 2014.0 | Letsatsi Solar Energy Limited | Solar Reserve | http://www.solarreserve.com/en/global-projects/pv/letsatsi | Industry About | 1095003 | [11 empty] | 200.74 | 161.46 | 201.8 | NO-ESTIMATION | NO-ESTIMATION | NO-ESTIMATION | NO-ESTIMATION | CAPACITY-FACTOR-V1
ZAF | South Africa | Herbert Solar Power Plant |  | WRI1026043 | 19 | -29.0010 | 23.8005 | Solar |  |  |  | 2013.0 | AE-AMD Independent Power Producer 1 (Pty) Ltd | AR AMD Renewable Energy | http://ae-amd.co.za/portfolio/ | WRI | 1094986 | [10 empty] | 44.79 | 51.01 | 47.81 | 51.01 | NO-ESTIMATION | NO-ESTIMATION | NO-ESTIMATION | NO-ESTIMATION | CAPACITY-FACTOR-V1
ZAF | South Africa | Pulida Solar Park |  | WRI1061292 | 82.5 | -29.0387 | 24.9332 | Solar |  |  |  | 2017.0 | Enel Green Power | Enel Green Power | https://www.enelgreenpower.com/media/press/d/2017/02/enel-brings-two-new-south-african-pv-plants-into-operation-- | Industry About | 1102591 | [13 empty] | 140.56 | SOLAR-V1-NO-AGE | SOLAR-V1-NO-AGE | SOLAR-V1-NO-AGE | SOLAR-V1-NO-AGE | SOLAR-V1-NO-AGE
ZAF | South Africa | Greefspan Solar Power Plant |  | WRI1026042 | 10 | -29.3910 | 23.3117 | Solar |  |  |  | 2012.0 | AE-AMD Independent Power Producer 1 (Pty) Ltd | AR AMD Renewable Energy | http://ae-amd.co.za/portfolio/ | WRI | 1094985 | [9 empty] | 21.18 | 20.80 | 21.95 | 20.43 | 19.36 | NO-ESTIMATION | NO-ESTIMATION | NO-ESTIMATION | NO-ESTIMATION | CAPACITY-FACTOR-V1
ZAF | South Africa | Aries Solar Power Plant |  | WRI1026033 | 10.65 | -29.4970 | 20.7852 | Solar |  |  |  | 2014.0 | Juwi Renewable Energies (Pty) Ltd | BioTherm Energy | http://www.biothermenergy.com/blog/aries-solar-pv | Industry About | 1094689 | [11 empty] | 25.92 | 21.89 | 25.07 | SOLAR-V1-NO-AGE | SOLAR-V1-NO-AGE | SOLAR-V1-NO-AGE | SOLAR-V1-NO-AGE | SOLAR-V1-NO-AGE
ZAF | South Africa | Prieska - Mulilo Solar Power Plant |  | WRI1026054 | 19.9 | -29.9680 | 22.3199 | Solar |  |  |  |  | Mulilo Renewable Energy Solar PV Prieska | Mulilo | http://mulilo.com/our-projects/ | Industry About | 1099908 | [9 empty] | 47.65 | 49.90 | 53.91 | 49.04 | 55.22 | NO-ESTIMATION | NO-ESTIMATION | NO-ESTIMATION | NO-ESTIMATION | CAPACITY-FACTOR-V1
ZAF | South Africa | Prieska Solar Plant |  | WRI1026063 | 86 | -30.0220 | 22.3559 | Solar |  |  |  | 2016.0 | Juwi Renewable Energies (Pty) Ltd | Juwi | http://www.juwi.co.za/projects/detail/juwiarticle/artikel/detail//prieska-solar-plant/ | WRI | [14 empty] | 231.57 | SOLAR-V1-NO-AGE | SOLAR-V1-NO-AGE | SOLAR-V1-NO-AGE | SOLAR-V1-NO-AGE | SOLAR-V1-NO-AGE
ZAF | South Africa | Mulilo Sonnedix Prieska |  | WRI1061291 | 86 | -30.0246 | 22.3392 | Solar |  |  |  | 2016.0 | Sonnedix | Sonnedix | http://sonnedix.com/news/mulilo-sonnedix-prieska-solar-pv-plant-achieves-commercial-operation/ | Industry About | 1099908 | [13 empty] | 231.57 | HYDRO-V1 | HYDRO-V1 | HYDRO-V1 | HYDRO-V1 | HYDRO-V1
ZAF | South Africa | KaXu Solar Power Plant |  | WRI1026047 | 100 | -30.1600 | 24.1365 | Solar |  |  |  | 2015.0 | Abengoa Solar | Abengoa Solar | http://www.abengoasolar.com/web/en/plantas_solares/ | WRI | 1089608 | [12 empty] | 237.98 | 263.23 | SOLAR-V1-NO-AGE | SOLAR-V1-NO-AGE | SOLAR-V1-NO-AGE | SOLAR-V1-NO-AGE | SOLAR-V1-NO-AGE
ZAF | South Africa | Solar Capital De Aar I |  | WRI1061287 | 75 | -30.5788 | 24.0789 | Solar |  |  |  | 2014.0 | Solar Capital | Stellenbosch University Thesis Paper | http://concentrating.sun.ac.za/wp-content/uploads/2014/02/5.pdf | Industry About | [12 empty] | 196.01 | 173.11 | 199.94 | NO-ESTIMATION | NO-ESTIMATION | NO-ESTIMATION | NO-ESTIMATION | CAPACITY-FACTOR-V1
ZAF | South Africa | Solar Capital De Aar III |  | WRI1061289 | 75 | -30.5956 | 24.1030 | Solar |  |  |  | 2015.0 | Eskom | Solar Capital | http://www.solarcapital.co.za/our-projects/de-aar-3-project-2/ | Industry About | [13 empty] | 173.11 | 192.92 | NO-ESTIMATION | NO-ESTIMATION | NO-ESTIMATION | NO-ESTIMATION | CAPACITY-FACTOR-V1
ZAF | South Africa | De Aar 3 Solar Power Plant |  | WRI1026039 | 75 | -30.5960 | 24.1026 | Solar |  |  |  | 2016.0 | Solar Capital De Aar 3 | South Africa Renewable Energy Organization | http://energy.org.za/knowledge-tools/project-database/solar-capital-de-aar-3 | Industry About | [14 empty] | 192.92 | HYDRO-V1 | HYDRO-V1 | HYDRO-V1 | HYDRO-V1 | HYDRO-V1
ZAF | South Africa | De Aar - Mainstream Solar Power Plant |  | WRI1026037 | 50 | -30.6170 | 24.0347 | Solar |  |  |  | 2014.0 | Mainstream Renewable Energy | De Aar Solar | http://deaarsolar.co.za/about-de-aar-solar-power/project-description/ | Industry About | [12 empty] | 134.40 | 117.66 | 135.13 | HYDRO-V1 | HYDRO-V1 | HYDRO-V1 | HYDRO-V1 | HYDRO-V1
ZAF | South Africa | De Aar Solar Power |  | WRI1061288 | 48 | -30.6198 | 24.0338 | Solar |  |  |  |  | Globeleq | Globeleq | https://www.globeleq.com/power-plants/de-aar/ | Industry About | [10 empty] | 109.91 | 116.92 | 131.29 | 118.30 | 129.6 | SOLAR-V1-NO-AGE | SOLAR-V1-NO-AGE | SOLAR-V1-NO-AGE | SOLAR-V1-NO-AGE | SOLAR-V1-NO-AGE
ZAF | South Africa | Mulilo Renewable Energy Solar PV De Aar |  | WRI1061285 | 9.7 | -30.6279 | 24.0054 | Solar |  |  |  |  | Mulilo | Mulilo | http://mulilo.com/Projects/mulilo-renewable-energy-solar-pv-de-aar-10mw/ | Industry About | 1101841 | [9 empty] | 20.57 | 21.40 | 21.71 | 21.44 | 21.48 | SOLAR-V1-NO-AGE | SOLAR-V1-NO-AGE | SOLAR-V1-NO-AGE | SOLAR-V1-NO-AGE | SOLAR-V1-NO-AGE
ZAF | South Africa | De Aar - Mulilo Solar Power Plant |  | WRI1026038 | 9.7 | -30.6280 | 24.0054 | Solar |  |  |  | 2014.0 | Mulilo Renewable Energy Solar PV De Aar | Mulilo | http://mulilo.com/our-projects/ | Industry About | 1101841 | [11 empty] | 21.77 | 20.36 | 21.99 | SOLAR-V1-NO-AGE | SOLAR-V1-NO-AGE | SOLAR-V1-NO-AGE | SOLAR-V1-NO-AGE | SOLAR-V1-NO-AGE
ZAF | South Africa | Dreunberg Solar Power Plant |  | WRI1026040 | 75 | -30.8380 | 26.2259 | Solar |  |  |  | 2014.0 | Linde Solar Power Plant | Scatec Solar | http://www.scatecsolar.com/Portfolio/South-Africa/Dreunberg-South-Africa-75-MW | Industry About | 1098143 | [11 empty] | 175.71 | 154.33 | 182.12 | SOLAR-V1-NO-AGE | SOLAR-V1-NO-AGE | SOLAR-V1-NO-AGE | SOLAR-V1-NO-AGE | SOLAR-V1-NO-AGE
ZAF | South Africa | Linde Solar Power Plant |  | WRI1026052 | 40 | -31.0000 | 24.6512 | Solar |  |  |  | 2014.0 | Scatec Solar | Scatec Solar | http://www.scatecsolar.com/Portfolio/South-Africa/Linde-South-Africa-40-MW | WRI | 1098142 | [11 empty] | 91.41 | 83.77 | 98.34 | SOLAR-V1-NO-AGE | SOLAR-V1-NO-AGE | SOLAR-V1-NO-AGE | SOLAR-V1-NO-AGE | SOLAR-V1-NO-AGE
ZAF | South Africa | Vredendal Solar Power Plant |  | WRI1026061 | 10.5 | -31.6340 | 18.5053 | Solar |  |  |  | 2014.0 | Solairedirect Southern Africa | Engie | http://uas.engie.com/content/uploads/sites/8/2016/07/20160602-Africa-Presentation-me%CC%81tiers.pdf | WRI | [12 empty] | 24.50 | 21.20 | 27.73 | NO-ESTIMATION | NO-ESTIMATION | NO-ESTIMATION | NO-ESTIMATION | CAPACITY-FACTOR-V1
ZAF | South Africa | Kalkbult Solar Power Plant |  | WRI1026045 | 75 | -31.7270 | 23.1920 | Solar |  |  |  |  | Scatec Solar | Acciona | http://www.scatecsolar.com/Portfolio/South-Africa/Kalkbult-South-Africa-75-MW | Industry About | 1098141 | [9 empty] | 166.59 | 171.35 | 196.54 | 180.88 | 193.19 | NO-ESTIMATION | NO-ESTIMATION | NO-ESTIMATION | NO-ESTIMATION | CAPACITY-FACTOR-V1
ZAF | South Africa | Karoo |  | WKS0061716 | 50.4 | -31.7318 | 23.1630 | Solar | [5 empty] | Wiki-Solar | https://www.wiki-solar.org | Wiki-Solar | [10 empty] | 111.92 | 114.75 | 134.08 | 121.71 | 131.87 | NO-ESTIMATION | NO-ESTIMATION | NO-ESTIMATION | NO-ESTIMATION | CAPACITY-FACTOR-V1
ZAF | South Africa | Paleisheuwel Solar Power Plant |  | WRI1026053 | 82.5 | -32.4230 | 18.7356 | Solar |  |  |  |  | Electra Capital (Pty) Ltd | Enel Green Power | https://www.enelgreenpower.com/en/media/press/d201605-enel-starts-production-at-its-largest-solar-power-plant-in-south-africa.html | Industry About | 1102590 | [9 empty] | 172.56 | 177.58 | 195.83 | 181.10 | 206.6 | SOLAR-V1-NO-AGE | SOLAR-V1-NO-AGE | SOLAR-V1-NO-AGE | SOLAR-V1-NO-AGE | SOLAR-V1-NO-AGE
ZAF | South Africa | Aurora Solar Power Plant |  | WRI1026034 | 10.3 | -32.6420 | 18.4974 | Solar |  |  |  | 2014.0 | SolaireDirect Southern Africa (Pty) Ltd | Solairedirect | http://www.nersa.org.za/Admin/Document/Editor/file/Consultations/Electricity/Presentations/Aurora%20-%20Rietvlei%20Solar%20Power%20(PTY)%20LTD.pdf | Industry About | [12 empty] | 20.72 | 19.33 | 20.32 | NO-ESTIMATION | NO-ESTIMATION | NO-ESTIMATION | NO-ESTIMATION | CAPACITY-FACTOR-V1
ZAF | South Africa | SlimSun Swartland Solar Park |  | WRI1061286 | 5 | -33.3500 | 18.5295 | Solar | [5 empty] | Stellenbosch University Thesis Paper | http://concentrating.sun.ac.za/wp-content/uploads/2014/02/5.pdf | Industry About | 1106775 | [9 empty] | 9.87 | 10.24 | 11.05 | 9.89 | 10.11 | NO-ESTIMATION | NO-ESTIMATION | NO-ESTIMATION | NO-ESTIMATION | CAPACITY-FACTOR-V1
ZAF | South Africa | Swartland Solar Power Plant |  | WRI1026058 | 5 | -33.3500 | 18.5298 | Solar |  |  |  | 2015.0 | SlimSun | South Africa Renewable Energy Organization | http://energy.org.za/knowledge-tools/project-database/slimsun-swartland-solar-park | WRI | 1106775 | [12 empty] | 10.12 | 9.81 | SOLAR-V1-NO-AGE | SOLAR-V1-NO-AGE | SOLAR-V1-NO-AGE | SOLAR-V1-NO-AGE | SOLAR-V1-NO-AGE
ZAF | South Africa | Touwsrivier Solar Power Plant |  | WRI1026059 | 44.19 | -33.4055 | 19.9392 | Solar |  |  |  | 2014.0 | Public Investment Corporation (PIC) Government Employee Pension Fund (GEPF) SOITEC | South Africa Renewable Energy Organization | http://energy.org.za/knowledge-tools/project-database/touwsrivier-project | Industry About | [12 empty] | 106.39 | 87.10 | 100.12 | NO-ESTIMATION | NO-ESTIMATION | NO-ESTIMATION | NO-ESTIMATION | CAPACITY-FACTOR-V1
ZMB | Zambia | Kafue |  | WKS0066036 | 47.5 | -15.5500 | 28.3500 | Solar | [5 empty] | Wiki-Solar | https://www.wiki-solar.org | Wiki-Solar | [10 empty] | 131.66 | 131.38 | 130.81 | 133.81 | 121.28 | HYDRO-V1 | HYDRO-V1 | HYDRO-V1 | HYDRO-V1 | HYDRO-V1
CHL | Chile | PETROPOWER |  | CHL0000106 | 62.9775 | -36.7873 | -73.1217 | Petcoke |  |  |  |  | PETROPOWER S.A. | EnergÃ­a Abierta | http://energiaabierta.cl/electricidad/ | EnergÃ­a Abierta |  | 2016 | [13 empty] | NO-ESTIMATION | NO-ESTIMATION | NO-ESTIMATION | NO-ESTIMATION | CAPACITY-FACTOR-V1
USA | United States of America | Valero Refinery Corpus Christi West |  | USA0050121 | 69.2 | 27.8175 | -97.4814 | Petcoke | Cogeneration | Gas |  | 1983.0 | Valero Refining Co | U.S. Energy Information Administration | http://www.eia.gov/electricity/data/browser/ | U.S. Energy Information Administration |  | 2019 | 197.057004 | 216.090998 | 215.543005 | 200.304 | 172.89 | 162.143 | 190.984 | U.S. Energy Information Administration | [5 empty] | NO-ESTIMATION | NO-ESTIMATION | NO-ESTIMATION | NO-ESTIMATION | CAPACITY-FACTOR-V1
USA | United States of America | Seadrift Coke LP |  | USA0010167 | 7.6 | 28.5139 | -96.7942 | Petcoke |  |  |  | 1983.0 | Seadrift Coke L P | U.S. Energy Information Administration | http://www.eia.gov/electricity/data/browser/ | U.S. Energy Information Administration |  | 2019 | 45.93338 | 42.845870000000005 | 39.423 | 44.22327 | 27.10277 | 2.79069 | 26.073 | U.S. Energy Information Administration | [5 empty] | NO-ESTIMATION | NO-ESTIMATION | NO-ESTIMATION | NO-ESTIMATION | CAPACITY-FACTOR-V1
USA | United States of America | PRSI FCC Generator |  | USA0058069 | 4.7 | 29.7233 | -95.2103 | Petcoke |  |  |  | 1979.0000000000002 | Pasadena Refining System Inc | U.S. Energy Information Administration | http://www.eia.gov/electricity/data/browser/ | U.S. Energy Information Administration |  | 2019 | 0.0 | 0.0 | 0.0 | 0.0 | 0.0 | 0.0 | 0.62856 | U.S. Energy Information Administration | [5 empty] | NO-ESTIMATION | NO-ESTIMATION | NO-ESTIMATION | NO-ESTIMATION | CAPACITY-FACTOR-V1
USA | United States of America | Brame Energy Center |  | USA0006190 | 1707.3 | 31.3950 | -92.7167 | Petcoke | Coal | Oil | Gas | 1991.7158671586717 | Cleco Power LLC | U.S. Energy Information Administration | http://www.eia.gov/electricity/data/browser/ | U.S. Energy Information Administration | 15876 | 2019 | 7494.417060000002 | 6534.1979200000005 | 5652.964970000001 | 6042.62608 | 5776.0079399999995 | 6617.25395 | 5017.804 | U.S. Energy Information Administration | [5 empty] | SOLAR-V1-NO-AGE | SOLAR-V1-NO-AGE | SOLAR-V1-NO-AGE | SOLAR-V1-NO-AGE | SOLAR-V1-NO-AGE
USA | United States of America | Savannah River Mill |  | USA0010361 | 140.4 | 32.3313 | -81.2015 | Petcoke | Waste | Coal | Oil | 1987.9615384615383 | Georgia-Pacific Consr Prods LP-Savannah | U.S. Energy Information Administration | http://www.eia.gov/electricity/data/browser/ | U.S. Energy Information Administration | 20429 | 2019 | 0.0 | 0.0 | 0.0 | 0.0 | 0.0 | 0.0 | 199.81 | U.S. Energy Information Administration | [5 empty] | HYDRO-V1 | HYDRO-V1 | HYDRO-V1 | HYDRO-V1 | HYDRO-V1
USA | United States of America | Phillips 66 Carbon Plant |  | USA0050388 | 27.3 | 38.0181 | -122.2344 | Petcoke |  |  |  | 1984.0 | Phillips 66 Company | U.S. Energy Information Administration | http://www.eia.gov/electricity/data/browser/ | U.S. Energy Information Administration | 64870 | 2019 | 0.0 | 0.0 | 0.0 | 90.784 | 0.0 | 0.0 | 85.439 | U.S. Energy Information Administration | [5 empty] | NO-ESTIMATION | NO-ESTIMATION | NO-ESTIMATION | NO-ESTIMATION | CAPACITY-FACTOR-V1
USA | United States of America | Toledo Ref Power Recovery Train |  | USA0050965 | 6 | 41.6325 | -83.5042 | Petcoke | Gas |  |  | 1986.0 | Toledo Refining Company | U.S. Energy Information Administration | http://www.eia.gov/electricity/data/browser/ | U.S. Energy Information Administration |  | 2019 |  | 0.0 | 0.0 | 0.0 | 0.0 | 0.0 | 3.6084 | U.S. Energy Information Administration | [5 empty] | NO-ESTIMATION | NO-ESTIMATION | NO-ESTIMATION | NO-ESTIMATION | CAPACITY-FACTOR-V1
USA | United States of America | FirstEnergy Bay Shore |  | USA0002878 | 166.5 | 41.6917 | -83.4378 | Petcoke | Coal | Oil |  | 1956.1531531531532 | Walleye Power LLC | U.S. Energy Information Administration | http://www.eia.gov/electricity/data/browser/ | U.S. Energy Information Administration | 34722 | 2019 | 1140.2540119999999 | 939.8660020000001 | 1088.799009 | 963.010001 | 0.0 | 1088.0759830000002 | 680.705 | U.S. Energy Information Administration | [5 empty] | NO-ESTIMATION | NO-ESTIMATION | NO-ESTIMATION | NO-ESTIMATION | NO-ESTIMATION
USA | United States of America | Manitowoc |  | USA0004125 | 117.4 | 44.0820 | -87.6558 | Petcoke | Coal | Waste |  | 1984.989778534923 | Manitowoc Public Utilities | U.S. Energy Information Administration | http://www.eia.gov/electricity/data/browser/ | U.S. Energy Information Administration |  | 2019 | 114.10400000000001 | 160.357 | 117.32900000000001 | 134.44 | 0.0 | 0.0 | 131.997 | U.S. Energy Information Administration | [5 empty] | NO-ESTIMATION | NO-ESTIMATION | NO-ESTIMATION | NO-ESTIMATION | CAPACITY-FACTOR-V1
USA | United States of America | Alpena Cement Plant |  | USA0050305 | 47.2 | 45.0699 | -83.4082 | Petcoke | Coal | Other |  | 1974.6991525423728 | Lafarge Corp | U.S. Energy Information Administration | http://www.eia.gov/electricity/data/browser/ | U.S. Energy Information Administration | 36376 | 2019 | 0.0 | 0.0 | 0.0 | 0.0 | 0.0 | 0.0 | 170.811 | U.S. Energy Information Administration | [5 empty] | SOLAR-V1-NO-AGE | SOLAR-V1-NO-AGE | SOLAR-V1-NO-AGE | SOLAR-V1-NO-AGE | SOLAR-V1-NO-AGE
USA | United States of America | Yellowstone Energy LP |  | USA0050931 | 68 | 45.8117 | -108.4278 | Petcoke | Gas |  |  | 1995.0 | Yellowstone Energy LP | U.S. Energy Information Administration | http://www.eia.gov/electricity/data/browser/ | U.S. Energy Information Administration |  | 2019 | 448.668001 | 404.659999 | 500.087004 | 452.014003 | 459.442997 | 442.909996 | 459.719 | U.S. Energy Information Administration | [5 empty] | NO-ESTIMATION | NO-ESTIMATION | NO-ESTIMATION | NO-ESTIMATION | CAPACITY-FACTOR-V1
ALB | Albania | Vlora |  | WRI1002176 | 98 | 40.4874 | 19.4340 | Other | [5 empty] | Energy Charter Secretariat | http://www.energycharter.org/fileadmin/DocumentsMedia/IDEER/IDEER-Albania_2013_en.pdf | GEODB | 1021244 | [14 empty] | NO-ESTIMATION | NO-ESTIMATION | NO-ESTIMATION | NO-ESTIMATION | CAPACITY-FACTOR-V1
ARG | Argentina | PARANA |  | ARG0000001 | 845.26 | -33.3549 | -60.1718 | Other | Gas |  |  | 2001.0 | AES ARGENTINA GENERACION S.A. | Ministerio de EnergÃ­a y MinerÃ­a | http://energia3.mecon.gov.ar/contenidos/archivos/Reorganizacion/informacion_del_mercado/publicaciones/mercado_electrico/estadisticosectorelectrico/2015/A1.POT_GEN_COMB_POR_CENTRAL_2015.xlsx | Ministerio de EnergÃ­a y MinerÃ­a | 1037928 | 2015 | [12 empty] | 0 | NO-ESTIMATION | NO-ESTIMATION | NO-ESTIMATION | NO-ESTIMATION | CAPACITY-FACTOR-V1
ARG | Argentina | AGUA DEL CAJON (AUTOGENERADOR DEL MEM) |  | ARG0000231 | 479.2 | -38.9368 | -68.3556 | Other | Gas |  |  | 1997.4 | CAPEX SA | Ministerio de EnergÃ­a y MinerÃ­a | http://energia3.mecon.gov.ar/contenidos/archivos/Reorganizacion/informacion_del_mercado/publicaciones/mercado_electrico/estadisticosectorelectrico/2015/A1.POT_GEN_COMB_POR_CENTRAL_2015.xlsx | Ministerio de EnergÃ­a y MinerÃ­a | 1011582 | 2015 | [12 empty] | 0 | NO-ESTIMATION | NO-ESTIMATION | NO-ESTIMATION | NO-ESTIMATION | CAPACITY-FACTOR-V1
BRA | Brazil | Sol |  | BRA0029273 | 147.3 | -20.1246 | -40.2917 | Other |  |  |  | 2007 |  | AgÃªncia Nacional de Energia ElÃ©trica (Brazil) | http://www2.aneel.gov.br/aplicacoes/capacidadebrasil/capacidadebrasil.cfm | AgÃªncia Nacional de Energia ElÃ©trica (Brazil) |  | 2017 | [12 empty] | 334.96 | NO-ESTIMATION | NO-ESTIMATION | NO-ESTIMATION | NO-ESTIMATION | CAPACITY-FACTOR-V1
CAN | Canada | Crowsnest Pass ERG |  | CAN0008592 | 11 | 49.6474 | -114.7151 | Other | [5 empty] | Natural Resources Canada | ftp://ftp.maps.canada.ca/pub/nacei_cnaie/energy_infrastructure/PowerPlantsRenewGE1MW_NorthAmerica_201708.xlsx | Natural Resources Canada |  | 2017 | [12 empty] | 90.61 | NO-ESTIMATION | NO-ESTIMATION | NO-ESTIMATION | NO-ESTIMATION | CAPACITY-FACTOR-V1
CAN | Canada | Savona ERG |  | CAN0008628 | 6 | 50.7488 | -120.8551 | Other | [5 empty] | Natural Resources Canada | ftp://ftp.maps.canada.ca/pub/nacei_cnaie/energy_infrastructure/PowerPlantsRenewGE1MW_NorthAmerica_201708.xlsx | Natural Resources Canada |  | 2017 | [12 empty] | 49.42 | NO-ESTIMATION | NO-ESTIMATION | NO-ESTIMATION | NO-ESTIMATION | CAPACITY-FACTOR-V1
DEU | Germany | Kraftwerk Nord |  | WRI1005890 | 56 | 48.5529 | 8.4074 | Other |  |  |  | 1964.0 | BASF SE | Open Power System Data | http://data.open-power-system-data.org/ | Open Power System Data | [14 empty] | 185.14 | NO-ESTIMATION | NO-ESTIMATION | NO-ESTIMATION | NO-ESTIMATION | CAPACITY-FACTOR-V1
DEU | Germany | GichtNatural Gaskraftwerk Dillingen |  | WRI1005696 | 85 | 49.3548 | 6.7315 | Other |  |  |  | 2010.0 | Aktien-Gesellschaft der Dillinger HÃ¼ttenwerke ROGESA Roheisengesellschaft Saar mbH und Zentralkokerei Saar GmbH als Bruchteilsgemeinschaft | Open Power System Data | http://data.open-power-system-data.org/ | Open Power System Data | [14 empty] | 281.03 | HYDRO-V1 | HYDRO-V1 | HYDRO-V1 | HYDRO-V1 | HYDRO-V1
DEU | Germany | HKW West ? |  | WRI1005819 | 19.7 | 50.0985 | 8.6530 | Other |  |  |  | 1954.0 | Mainova AG | Open Power System Data | http://data.open-power-system-data.org/ | Open Power System Data | 1029851 | [13 empty] | 65.13 | HYDRO-V1 | HYDRO-V1 | HYDRO-V1 | HYDRO-V1 | HYDRO-V1
DEU | Germany | O10 |  | WRI1005985 | 94.2 | 51.0695 | 6.8467 | Other |  |  |  |  | Ineos Manufacturing Deutschland GmbH | Open Power System Data | http://data.open-power-system-data.org/ | Open Power System Data | [14 empty] | 311.44 | NO-ESTIMATION | NO-ESTIMATION | NO-ESTIMATION | NO-ESTIMATION | CAPACITY-FACTOR-V1
DEU | Germany | DK Kraftwerk |  | WRI1005633 | 21 | 51.4191 | 6.7385 | Other |  |  |  | 2010.0 | DK Recycling und Roheisen GmbH | Open Power System Data | http://data.open-power-system-data.org/ | Open Power System Data | [14 empty] | 69.43 | NO-ESTIMATION | NO-ESTIMATION | NO-ESTIMATION | NO-ESTIMATION | CAPACITY-FACTOR-V1
DEU | Germany | Oxea GmbH |  | WRI1005991 | 38 | 51.5246 | 6.8011 | Other |  |  |  | 1929.0 | Oxea GmbH | Open Power System Data | http://data.open-power-system-data.org/ | Open Power System Data | [14 empty] | 125.63 | NO-ESTIMATION | NO-ESTIMATION | NO-ESTIMATION | NO-ESTIMATION | CAPACITY-FACTOR-V1
DEU | Germany | Biomass Generator #14 |  | WRI1006097 | 16 | 51.5439 | 7.4388 | Other |  |  |  |  | Deutsche Natural GasruÃŸwerke GmbH & Co. KG | Open Power System Data | http://data.open-power-system-data.org/ | Open Power System Data | [14 empty] | 52.89 | NO-ESTIMATION | NO-ESTIMATION | NO-ESTIMATION | NO-ESTIMATION | CAPACITY-FACTOR-V1
DEU | Germany | ILK-EKT |  | WRI1005838 | 14 | 51.7999 | 11.7581 | Other |  |  |  | 2000.0 | InfraLeuna GmbH | Open Power System Data | http://data.open-power-system-data.org/ | Open Power System Data | [14 empty] | 46.28 | HYDRO-V1 | HYDRO-V1 | HYDRO-V1 | HYDRO-V1 | HYDRO-V1
DEU | Germany | Kraftwerk Salzgitter |  | WRI1005893 | 288.5 | 52.1579 | 10.3958 | Other |  |  |  | 2010.0 | Salzgitter Flachstahl GmbH | Open Power System Data | http://data.open-power-system-data.org/ | Open Power System Data | [14 empty] | 953.84 | HYDRO-V1 | HYDRO-V1 | HYDRO-V1 | HYDRO-V1 | HYDRO-V1
DEU | Germany | IKW |  | WRI1005836 | 101 | 52.1674 | 14.6270 | Other |  |  |  | 2013.0 | Arcelor Mittal EisenhÃ¼ttenstadt GmbH | Open Power System Data | http://data.open-power-system-data.org/ | Open Power System Data | [14 empty] | 333.93 | HYDRO-V1 | HYDRO-V1 | HYDRO-V1 | HYDRO-V1 | HYDRO-V1
DEU | Germany | EBS-Heizkraftwerk |  | WRI1005644 | 23.5 | 52.1688 | 14.6408 | Other |  |  |  | 2011.0 | EnBW Propower GmbH | Open Power System Data | http://data.open-power-system-data.org/ | Open Power System Data | [14 empty] | 77.69 | HYDRO-V1 | HYDRO-V1 | HYDRO-V1 | HYDRO-V1 | HYDRO-V1
FIN | Finland | Loviisa kt |  | WRI1002444 | 40 | 60.3722 | 26.3472 | Other |  |  |  |  | Fingrid Oyj | Finnish Energy Authority | http://www.energiavirasto.fi/en/voimalaitosrekisteri | CARMA | 1019393 | [13 empty] | 118.39 | NO-ESTIMATION | NO-ESTIMATION | NO-ESTIMATION | NO-ESTIMATION | NO-ESTIMATION
FIN | Finland | Naantali kt |  | WRI1002465 | 40 | 60.4590 | 22.0545 | Other |  |  |  |  | Fingrid Oyj | Finnish Energy Authority | http://www.energiavirasto.fi/en/voimalaitosrekisteri | CARMA |  |  |  |  | 831.732 | 1099.726 | 605.896 |  |  | JRC-PPDB-OPEN |  |  |  |  | 118.39 | NO-ESTIMATION | NO-ESTIMATION | NO-ESTIMATION | NO-ESTIMATION | NO-ESTIMATION
FIN | Finland | Mertaniemi 1 ja 2 |  | WRI1002455 | 102 | 61.0587 | 28.1887 | Other | Gas |  |  |  | Lappeenrannan LÃ¤mpÃ¶voima Oy | Finnish Energy Authority | http://www.energiavirasto.fi/en/voimalaitosrekisteri | CARMA | [14 empty] | 301.91 | SOLAR-V1-NO-AGE | SOLAR-V1-NO-AGE | SOLAR-V1-NO-AGE | SOLAR-V1-NO-AGE | SOLAR-V1-NO-AGE
FIN | Finland | Olkiluoto kt |  | WRI1002474 | 100.5 | 61.2371 | 21.4433 | Other |  |  |  |  | Fingrid Oyj | Finnish Energy Authority | http://www.energiavirasto.fi/en/voimalaitosrekisteri | GEODB | [14 empty] | 297.47 | NO-ESTIMATION | NO-ESTIMATION | NO-ESTIMATION | NO-ESTIMATION | NO-ESTIMATION
ITA | Italy | ACERRA |  | WRI1021322 | 72 | 40.9319 | 14.3850 | Other | [5 empty] | ENTSOE | https://transparency.entsoe.eu/generation/r2/installedCapacityPerProductionUnit/show | GEODB | 1053275¦1067259 |  |  |  | 611.231 | 640.545 | 628.252 |  |  | JRC-PPDB-OPEN |  |  |  |  | 266.88 | NO-ESTIMATION | NO-ESTIMATION | NO-ESTIMATION | NO-ESTIMATION | CAPACITY-FACTOR-V1
ITA | Italy | POMIGLIANO D'ARCO |  | WRI1002921 | 105 | 40.9507 | 14.3762 | Other | [5 empty] | TERNA | http://www.terna.it/en-gb/sistemaelettrico/transparencyreport/generation/installedgenerationcapacity.aspx | CARMA | 1016982 |  |  |  | 1.5 |  |  |  |  | ENTSOE |  |  |  |  | 389.2 | NO-ESTIMATION | NO-ESTIMATION | NO-ESTIMATION | NO-ESTIMATION | NO-ESTIMATION
ITA | Italy | NOVEL |  | WRI1021293 | 97 | 45.4570 | 8.6496 | Other | [5 empty] | ENTSOE | https://transparency.entsoe.eu/generation/r2/installedCapacityPerProductionUnit/show | GEODB | [14 empty] | 359.54 | NO-ESTIMATION | NO-ESTIMATION | NO-ESTIMATION | NO-ESTIMATION | CAPACITY-FACTOR-V1
ITA | Italy | SESTO SAN GIOVANNI |  | WRI1002952 | 110.6 | 45.5417 | 9.2539 | Other | [5 empty] | TERNA | http://www.terna.it/en-gb/sistemaelettrico/transparencyreport/generation/installedgenerationcapacity.aspx | CARMA | 1029317 |  |  |  | 160.369 | 171.775 | 112.949 |  |  | JRC-PPDB-OPEN |  |  |  |  | 409.96 | SOLAR-V1-NO-AGE | SOLAR-V1-NO-AGE | SOLAR-V1-NO-AGE | SOLAR-V1-NO-AGE | SOLAR-V1-NO-AGE
RUS | Russia | Irkutsk TPP-3 |  | WRI1061832 | 11.7 | 53.9352 | 102.0750 | Other |  |  |  |  | PJSC "IRKUTSKENERGO" | EnergyBase (RUS) | https://energybase.ru/power-plant/Irkutsk_CHP-3 | EnergyBase (RUS) | [14 empty] | 0 | SOLAR-V1-NO-AGE | SOLAR-V1-NO-AGE | SOLAR-V1-NO-AGE | SOLAR-V1-NO-AGE | SOLAR-V1-NO-AGE
RUS | Russia | TPP VTI |  | WRI1061846 | 18 | 55.7053 | 37.6488 | Other |  |  |  |  | OAO "All-Russian Thermal Engineering Institute" (VTI) | EnergyBase (RUS) | https://energybase.ru/power-plant/CHP_VTI | EnergyBase (RUS) | [14 empty] | 0 | NO-ESTIMATION | NO-ESTIMATION | NO-ESTIMATION | NO-ESTIMATION | CAPACITY-FACTOR-V1
USA | United States of America | HNL Emergency Power Facility |  | USA0058469 | 10 | 21.3364 | -157.9194 | Other | Oil |  |  | 2017.0 | Hawaiian Electric Co Inc | U.S. Energy Information Administration | http://www.eia.gov/electricity/data/browser/ | U.S. Energy Information Administration |  | 2019 |  |  |  |  | 0.7 | 0.0 | 0.678 | U.S. Energy Information Administration |  |  |  |  | 197.21 | NO-ESTIMATION | NO-ESTIMATION | NO-ESTIMATION | NO-ESTIMATION | CAPACITY-FACTOR-V1
USA | United States of America | Schofield Generating Station |  | USA0060328 | 50.4 | 21.4785 | -158.0581 | Other | Oil |  |  | 2018.0 | Hawaiian Electric Co Inc | U.S. Energy Information Administration | http://www.eia.gov/electricity/data/browser/ | U.S. Energy Information Administration |  | 2019 | [5 empty] | 0.0 | 50.7 | U.S. Energy Information Administration |  |  |  |  | 993.94 | NO-ESTIMATION | NO-ESTIMATION | NO-ESTIMATION | NO-ESTIMATION | CAPACITY-FACTOR-V1
USA | United States of America | Kapaia Power Station |  | USA0056258 | 39.1 | 21.9965 | -159.3758 | Other | Oil |  |  | 2001.9999999999998 | Kauai Island Utility Cooperative | U.S. Energy Information Administration | http://www.eia.gov/electricity/data/browser/ | U.S. Energy Information Administration | 38291 | 2019 | 0.0 | 0.0 | 0.0 | 182.128001 | 185.154996 | 192.262998 | 174.281 | U.S. Energy Information Administration |  |  |  |  | 771.09 | NO-ESTIMATION | NO-ESTIMATION | NO-ESTIMATION | NO-ESTIMATION | NO-ESTIMATION
USA | United States of America | Texas City Plant Union Carbide |  | USA0050153 | 45 | 29.3761 | -94.9465 | Other |  |  |  | 1996.0 | Union Carbide Corp-Texas City | U.S. Energy Information Administration | http://www.eia.gov/electricity/data/browser/ | U.S. Energy Information Administration | 35233 | 2019 | 0.0 | 0.0 | 0.0 | 0.0 | 0.0 | 0.0 | 70.346 | U.S. Energy Information Administration |  |  |  |  | 887.45 | NO-ESTIMATION | NO-ESTIMATION | NO-ESTIMATION | NO-ESTIMATION | CAPACITY-FACTOR-V1
USA | United States of America | Neptune Gas Processing Plant |  | USA0056139 | 4.5 | 29.7336 | -91.4431 | Other |  |  |  | 2004.0 | Enterprise Products Optg LP | U.S. Energy Information Administration | http://www.eia.gov/electricity/data/browser/ | U.S. Energy Information Administration |  | 2019 | 16.403 | 0.0 | 0.0 | 0.0 | 0.0 | 0.0 | 14.077 | U.S. Energy Information Administration |  |  |  |  | 88.74 | NO-ESTIMATION | NO-ESTIMATION | NO-ESTIMATION | NO-ESTIMATION | CAPACITY-FACTOR-V1
USA | United States of America | Chalmette Refining LLC |  | USA0050626 | 5.7 | 29.9383 | -89.9700 | Other |  |  |  | 1990.0 | Chalmette Refining LLC | U.S. Energy Information Administration | http://www.eia.gov/electricity/data/browser/ | U.S. Energy Information Administration |  | 2019 | 16.13 | 14.28907 | 17.312 | 13.98449 | 15.66841 | 13.03001 | 11.2801 | U.S. Energy Information Administration |  |  |  |  | 112.41 | NO-ESTIMATION | NO-ESTIMATION | NO-ESTIMATION | NO-ESTIMATION | CAPACITY-FACTOR-V1
USA | United States of America | PPG Riverside |  | USA0050488 | 162 | 30.2217 | -93.2807 | Other |  |  |  | 1958.969135802469 | Eagle 2 US LLC | U.S. Energy Information Administration | http://www.eia.gov/electricity/data/browser/ | U.S. Energy Information Administration |  | 2019 | 301.541 | 220.727 | 279.926 | 245.38400000000001 | 278.571 | 303.886 | 173.582 | U.S. Energy Information Administration |  |  |  |  | 3194.82 | NO-ESTIMATION | NO-ESTIMATION | NO-ESTIMATION | NO-ESTIMATION | CAPACITY-FACTOR-V1
USA | United States of America | PPG Powerhouse A |  | USA0050487 | 52.5 | 30.2251 | -93.2813 | Other |  |  |  | 1949.6666666666667 | Eagle 2 US LLC | U.S. Energy Information Administration | http://www.eia.gov/electricity/data/browser/ | U.S. Energy Information Administration |  | 2019 | 32.458 | 29.422 | 32.837 | 20.435 | 10.495000000000001 | 0.0 | 0 | U.S. Energy Information Administration |  |  |  |  | 1035.35 | NO-ESTIMATION | NO-ESTIMATION | NO-ESTIMATION | NO-ESTIMATION | NO-ESTIMATION
USA | United States of America | Swift Creek Chemical Complex |  | USA0050474 | 21 | 30.4522 | -82.8644 | Other | Oil | Gas |  | 1980.0 | White Springs Agrici Chem Inc | U.S. Energy Information Administration | http://www.eia.gov/electricity/data/browser/ | U.S. Energy Information Administration | 46740 | 2019 | 94.519 | 70.46300000000001 | 74.33013 | 56.00000000000001 | 94.70719 | 94.138 | 104.083 | U.S. Energy Information Administration |  |  |  |  | 414.14 | SOLAR-V1-NO-AGE | SOLAR-V1-NO-AGE | SOLAR-V1-NO-AGE | SOLAR-V1-NO-AGE | SOLAR-V1-NO-AGE
USA | United States of America | C&H Sugar Plant |  | USA0058251 | 8 | 38.0572 | -122.2189 | Other |  |  |  | 1957.5 | C&H Sugar Company Inc | U.S. Energy Information Administration | http://www.eia.gov/electricity/data/browser/ | U.S. Energy Information Administration |  | 2019 | 43.79162 | 42.00294 | 45.313550000000006 | 43.07 | 43.966 | 46.110800000000005 | 36.6841 | U.S. Energy Information Administration |  |  |  |  | 157.76 | NO-ESTIMATION | NO-ESTIMATION | NO-ESTIMATION | NO-ESTIMATION | NO-ESTIMATION
USA | United States of America | Granite City Works |  | USA0057072 | 78 | 38.6972 | -90.1283 | Other | Gas |  |  | 2010.0 | United States Steel Granite City Works | U.S. Energy Information Administration | http://www.eia.gov/electricity/data/browser/ | U.S. Energy Information Administration | 58379 | 2019 | 464.25800000000004 | 473.562 | 462.01700000000005 | 0.0 | 0.0 | 445.89699900000005 | 501.322 | U.S. Energy Information Administration |  |  |  |  | 1538.24 | NO-ESTIMATION | NO-ESTIMATION | NO-ESTIMATION | NO-ESTIMATION | NO-ESTIMATION
USA | United States of America | Simplot Phosphates |  | USA0054472 | 11.5 | 41.5417 | -109.1328 | Other | Gas |  |  | 1986.0 | Simplot Phosphates LLC | U.S. Energy Information Administration | http://www.eia.gov/electricity/data/browser/ | U.S. Energy Information Administration | 57100 | 2019 | 76.16343 | 78.50113 | 82.97089 | 71.11264 | 53.73897 | 89.00235 | 80.704 | U.S. Energy Information Administration |  |  |  |  | 226.79 | NO-ESTIMATION | NO-ESTIMATION | NO-ESTIMATION | NO-ESTIMATION | NO-ESTIMATION
USA | United States of America | Exeter Energy LP |  | USA0050736 | 31.3 | 41.7124 | -71.8223 | Other | Gas | Biomass |  | 1991.0 | Pure Hedge LLC | U.S. Energy Information Administration | http://www.eia.gov/electricity/data/browser/ | U.S. Energy Information Administration |  | 2019 | 112.60000000000001 | 0.0 | [5 empty] | U.S. Energy Information Administration |  |  |  |  | 617.27 | NO-ESTIMATION | NO-ESTIMATION | NO-ESTIMATION | NO-ESTIMATION | CAPACITY-FACTOR-V1
USA | United States of America | Wisconsin Rapids Paper Mill |  | USA0010466 | 20.8 | 44.3989 | -89.9403 | Other | Coal | Biomass |  | 1966.2740384615383 | Verso Corporation | U.S. Energy Information Administration | http://www.eia.gov/electricity/data/browser/ | U.S. Energy Information Administration | 57482 | 2019 | 33.404 | 32.208 | 32.244 | 29.624000000000002 | 6.57563 | 23.220830000000003 | 18.7947 | U.S. Energy Information Administration |  |  |  |  | 410.19 | SOLAR-V1-NO-AGE | SOLAR-V1-NO-AGE | SOLAR-V1-NO-AGE | SOLAR-V1-NO-AGE | SOLAR-V1-NO-AGE
USA | United States of America | Duluth Paper Mill |  | USA0050424 | 10.6 | 46.7350 | -92.1621 | Other |  |  |  | 1986.0 | Verso Corporation | U.S. Energy Information Administration | http://www.eia.gov/electricity/data/browser/ | U.S. Energy Information Administration |  | 2019 | 51.494 | 53.931000000000004 | 51.154 | 53.159 | 48.41328 | 51.668 | 48.092 | U.S. Energy Information Administration |  |  |  |  | 209.04 | SOLAR-V1-NO-AGE | SOLAR-V1-NO-AGE | SOLAR-V1-NO-AGE | SOLAR-V1-NO-AGE | SOLAR-V1-NO-AGE
USA | United States of America | Twin Rivers Paper Co LLC |  | USA0058146 | 22 | 47.3581 | -68.3309 | Other |  |  |  | 1987.0 | Twin Rivers Paper Co LLC | U.S. Energy Information Administration | http://www.eia.gov/electricity/data/browser/ | U.S. Energy Information Administration |  | 2019 | 95.182 | 96.682 | 80.34700000000001 | 102.553 | 108.98100000000001 | 106.804 | 96.809 | U.S. Energy Information Administration |  |  |  |  | 433.86 | NO-ESTIMATION | NO-ESTIMATION | NO-ESTIMATION | NO-ESTIMATION | CAPACITY-FACTOR-V1
AGO | Angola | Biopio |  | WRI1023002 | 22.8 | -12.4706 | 13.7319 | Oil | [5 empty] | African Development Bank Group | http://powerafrica.opendataforafrica.org | Power Africa | 1014555 | [13 empty] | 64.92 | SOLAR-V1-NO-AGE | SOLAR-V1-NO-AGE | SOLAR-V1-NO-AGE | SOLAR-V1-NO-AGE | SOLAR-V1-NO-AGE
AGO | Angola | Huambo |  | WRI1023006 | 16.26 | -12.7600 | 15.7500 | Oil | [5 empty] | African Development Bank Group | http://powerafrica.opendataforafrica.org | Power Africa | [14 empty] | 46.3 | NO-ESTIMATION | NO-ESTIMATION | NO-ESTIMATION | NO-ESTIMATION | CAPACITY-FACTOR-V1
AGO | Angola | Xitoto |  | WRI1023014 | 11.34 | -15.3333 | 15.0000 | Oil | [5 empty] | African Development Bank Group | http://powerafrica.opendataforafrica.org | Power Africa | 1020267 | [13 empty] | 32.29 | NO-ESTIMATION | NO-ESTIMATION | NO-ESTIMATION | NO-ESTIMATION | CAPACITY-FACTOR-V1
AGO | Angola | Malongo |  | WRI1023010 | 10 | -5.5500 | 12.2000 | Oil | [5 empty] | African Development Bank Group | http://powerafrica.opendataforafrica.org | Power Africa | [14 empty] | 28.47 | NO-ESTIMATION | NO-ESTIMATION | NO-ESTIMATION | NO-ESTIMATION | CAPACITY-FACTOR-V1
AGO | Angola | Luanda Diesel |  | WRI1023008 | 58 | -8.8383 | 13.2344 | Oil | [5 empty] | African Development Bank Group | http://powerafrica.opendataforafrica.org | Power Africa | 1104965 | [13 empty] | 165.16 | NO-ESTIMATION | NO-ESTIMATION | NO-ESTIMATION | NO-ESTIMATION | CAPACITY-FACTOR-V1
AGO | Angola | Luanda Refinery |  | WRI1023009 | 18.5 | -8.8383 | 13.2344 | Oil | [5 empty] | African Development Bank Group | http://powerafrica.opendataforafrica.org | Power Africa | 1017037 | [13 empty] | 52.68 | SOLAR-V1-NO-AGE | SOLAR-V1-NO-AGE | SOLAR-V1-NO-AGE | SOLAR-V1-NO-AGE | SOLAR-V1-NO-AGE
ARG | Argentina | CENTRAL TERMICA PIQUIRENDA SA |  | ARG0000284 | 30.44 | -22.3497 | -63.7664 | Oil |  |  |  | 2010.0 | EMDERSA GENERACION SALTA SA - PAMPA ENERGIA | Ministerio de EnergÃ­a y MinerÃ­a | http://energia3.mecon.gov.ar/contenidos/archivos/Reorganizacion/informacion_del_mercado/publicaciones/mercado_electrico/estadisticosectorelectrico/2015/A1.POT_GEN_COMB_POR_CENTRAL_2015.xlsx | Ministerio de EnergÃ­a y MinerÃ­a | 1086320 | 2015 | [12 empty] | 137.91 | HYDRO-V1 | HYDRO-V1 | HYDRO-V1 | HYDRO-V1 | HYDRO-V1
ARG | Argentina | CT TARTAGAL |  | ARG0000288 | 10 | -22.5406 | -63.8056 | Oil |  |  |  |  | SOENERGY ARGENTINA SA | Ministerio de EnergÃ­a y MinerÃ­a | http://energia3.mecon.gov.ar/contenidos/archivos/Reorganizacion/informacion_del_mercado/publicaciones/mercado_electrico/estadisticosectorelectrico/2015/A1.POT_GEN_COMB_POR_CENTRAL_2015.xlsx | Ministerio de EnergÃ­a y MinerÃ­a |  | 2015 | [12 empty] | 45.3 | HYDRO-V1 | HYDRO-V1 | HYDRO-V1 | HYDRO-V1 | HYDRO-V1
ARG | Argentina | CT ORAN |  | ARG0000286 | 15 | -23.1258 | -64.3069 | Oil |  |  |  |  | INDUSTRIAS JUAN F. SECCO | Ministerio de EnergÃ­a y MinerÃ­a | http://energia3.mecon.gov.ar/contenidos/archivos/Reorganizacion/informacion_del_mercado/publicaciones/mercado_electrico/estadisticosectorelectrico/2015/A1.POT_GEN_COMB_POR_CENTRAL_2015.xlsx | Ministerio de EnergÃ­a y MinerÃ­a |  | 2015 | [12 empty] | 67.95 | HYDRO-V1 | HYDRO-V1 | HYDRO-V1 | HYDRO-V1 | HYDRO-V1
ARG | Argentina | BANDERA |  | ARG0000328 | 31 | -23.8219 | -64.7847 | Oil |  |  |  |  | ENARSA | Ministerio de EnergÃ­a y MinerÃ­a | http://energia3.mecon.gov.ar/contenidos/archivos/Reorganizacion/informacion_del_mercado/publicaciones/mercado_electrico/estadisticosectorelectrico/2015/A1.POT_GEN_COMB_POR_CENTRAL_2015.xlsx | Ministerio de EnergÃ­a y MinerÃ­a |  | 2015 | [12 empty] | 140.45 | NO-ESTIMATION | NO-ESTIMATION | NO-ESTIMATION | NO-ESTIMATION | CAPACITY-FACTOR-V1
ARG | Argentina | CT INGENIERO JUAREZ |  | ARG0000152 | 4 | -23.9078 | -61.8342 | Oil |  |  |  |  | INDUSTRIAS JUAN F. SECCO | Ministerio de EnergÃ­a y MinerÃ­a | http://energia3.mecon.gov.ar/contenidos/archivos/Reorganizacion/informacion_del_mercado/publicaciones/mercado_electrico/estadisticosectorelectrico/2015/A1.POT_GEN_COMB_POR_CENTRAL_2015.xlsx | Ministerio de EnergÃ­a y MinerÃ­a | 1048657 | 2015 | [12 empty] | 18.12 | NO-ESTIMATION | NO-ESTIMATION | NO-ESTIMATION | NO-ESTIMATION | CAPACITY-FACTOR-V1
ARG | Argentina | CACHI |  | ARG0000277 | 1.07 | -25.1089 | -66.2106 | Oil |  |  |  |  | AES ARGENTINA GENERACION S.A. | Ministerio de EnergÃ­a y MinerÃ­a | http://energia3.mecon.gov.ar/contenidos/archivos/Reorganizacion/informacion_del_mercado/publicaciones/mercado_electrico/estadisticosectorelectrico/2015/A1.POT_GEN_COMB_POR_CENTRAL_2015.xlsx | Ministerio de EnergÃ­a y MinerÃ­a | 1048816 | 2015 | [12 empty] | 4.84 | NO-ESTIMATION | NO-ESTIMATION | NO-ESTIMATION | NO-ESTIMATION | CAPACITY-FACTOR-V1
ARG | Argentina | CT LAGUNA BLANCA |  | ARG0000153 | 7 | -25.1286 | -58.2597 | Oil |  |  |  |  | INDUSTRIAS JUAN F. SECCO | Ministerio de EnergÃ­a y MinerÃ­a | http://energia3.mecon.gov.ar/contenidos/archivos/Reorganizacion/informacion_del_mercado/publicaciones/mercado_electrico/estadisticosectorelectrico/2015/A1.POT_GEN_COMB_POR_CENTRAL_2015.xlsx | Ministerio de EnergÃ­a y MinerÃ­a | 1086540 | 2015 | [12 empty] | 31.71 | NO-ESTIMATION | NO-ESTIMATION | NO-ESTIMATION | NO-ESTIMATION | CAPACITY-FACTOR-V1
ARG | Argentina | COMANDANTE ANDRESITO |  | ARG0000221 | 2.372 | -25.6669 | -54.0419 | Oil |  |  |  |  | EMSA | Ministerio de EnergÃ­a y MinerÃ­a | http://energia3.mecon.gov.ar/contenidos/archivos/Reorganizacion/informacion_del_mercado/publicaciones/mercado_electrico/estadisticosectorelectrico/2015/A1.POT_GEN_COMB_POR_CENTRAL_2015.xlsx | Ministerio de EnergÃ­a y MinerÃ­a |  | 2015 | [12 empty] | 10.74 | NO-ESTIMATION | NO-ESTIMATION | NO-ESTIMATION | NO-ESTIMATION | CAPACITY-FACTOR-V1
ARG | Argentina | CT PIRANE |  | ARG0000154 | 16.25 | -25.6786 | -59.0756 | Oil |  |  |  |  | SULLAIR ARGENTINA SA | Ministerio de EnergÃ­a y MinerÃ­a | http://energia3.mecon.gov.ar/contenidos/archivos/Reorganizacion/informacion_del_mercado/publicaciones/mercado_electrico/estadisticosectorelectrico/2015/A1.POT_GEN_COMB_POR_CENTRAL_2015.xlsx | Ministerio de EnergÃ­a y MinerÃ­a | 1086543 | 2015 | [12 empty] | 73.62 | NO-ESTIMATION | NO-ESTIMATION | NO-ESTIMATION | NO-ESTIMATION | NO-ESTIMATION
ARG | Argentina | CT JUAN JOSE CASTELLI |  | ARG0000059 | 15 | -25.9564 | -60.6204 | Oil |  |  |  |  | AGGREKO ARGENTINA SRL | Ministerio de EnergÃ­a y MinerÃ­a | http://energia3.mecon.gov.ar/contenidos/archivos/Reorganizacion/informacion_del_mercado/publicaciones/mercado_electrico/estadisticosectorelectrico/2015/A1.POT_GEN_COMB_POR_CENTRAL_2015.xlsx | Ministerio de EnergÃ­a y MinerÃ­a |  | 2015 | [12 empty] | 67.95 | NO-ESTIMATION | NO-ESTIMATION | NO-ESTIMATION | NO-ESTIMATION | NO-ESTIMATION
ARG | Argentina | CAFAYATE |  | ARG0000278 | 4.182 | -26.0715 | -65.9876 | Oil |  |  |  |  | AES ARGENTINA GENERACION S.A. | Ministerio de EnergÃ­a y MinerÃ­a | http://energia3.mecon.gov.ar/contenidos/archivos/Reorganizacion/informacion_del_mercado/publicaciones/mercado_electrico/estadisticosectorelectrico/2015/A1.POT_GEN_COMB_POR_CENTRAL_2015.xlsx | Ministerio de EnergÃ­a y MinerÃ­a | 1048817 | 2015 | [12 empty] | 18.94 | NO-ESTIMATION | NO-ESTIMATION | NO-ESTIMATION | NO-ESTIMATION | NO-ESTIMATION
ARG | Argentina | CT FORMOSA II |  | ARG0000149 | 30 | -26.1764 | -58.2094 | Oil |  |  |  |  | APR ENERGY SRL | Ministerio de EnergÃ­a y MinerÃ­a | http://energia3.mecon.gov.ar/contenidos/archivos/Reorganizacion/informacion_del_mercado/publicaciones/mercado_electrico/estadisticosectorelectrico/2015/A1.POT_GEN_COMB_POR_CENTRAL_2015.xlsx | Ministerio de EnergÃ­a y MinerÃ­a |  | 2015 | [12 empty] | 135.91 | SOLAR-V1-NO-AGE | SOLAR-V1-NO-AGE | SOLAR-V1-NO-AGE | SOLAR-V1-NO-AGE | SOLAR-V1-NO-AGE
ARG | Argentina | NUEVA ESPERANZA |  | ARG0000323 | 3.38 | -26.2072 | -64.2477 | Oil |  |  |  |  | INDUSTRIAS JUAN F. SECCO | Ministerio de EnergÃ­a y MinerÃ­a | http://energia3.mecon.gov.ar/contenidos/archivos/Reorganizacion/informacion_del_mercado/publicaciones/mercado_electrico/estadisticosectorelectrico/2015/A1.POT_GEN_COMB_POR_CENTRAL_2015.xlsx | Ministerio de EnergÃ­a y MinerÃ­a |  | 2015 | [12 empty] | 15.31 | SOLAR-V1-NO-AGE | SOLAR-V1-NO-AGE | SOLAR-V1-NO-AGE | SOLAR-V1-NO-AGE | SOLAR-V1-NO-AGE
ARG | Argentina | BERNARDO DE IRIGOYEN |  | ARG0000220 | 2.096 | -26.2545 | -53.6469 | Oil |  |  |  |  | EMSA | Ministerio de EnergÃ­a y MinerÃ­a | http://energia3.mecon.gov.ar/contenidos/archivos/Reorganizacion/informacion_del_mercado/publicaciones/mercado_electrico/estadisticosectorelectrico/2015/A1.POT_GEN_COMB_POR_CENTRAL_2015.xlsx | Ministerio de EnergÃ­a y MinerÃ­a | 1048744 | 2015 | [12 empty] | 9.49 | SOLAR-V1-NO-AGE | SOLAR-V1-NO-AGE | SOLAR-V1-NO-AGE | SOLAR-V1-NO-AGE | SOLAR-V1-NO-AGE
ARG | Argentina | SAN PEDRO |  | ARG0000227 | 2.216 | -26.6253 | -54.1102 | Oil |  |  |  |  | EMSA | Ministerio de EnergÃ­a y MinerÃ­a | http://energia3.mecon.gov.ar/contenidos/archivos/Reorganizacion/informacion_del_mercado/publicaciones/mercado_electrico/estadisticosectorelectrico/2015/A1.POT_GEN_COMB_POR_CENTRAL_2015.xlsx | Ministerio de EnergÃ­a y MinerÃ­a | 1009890 | 2015 | [12 empty] | 10.03 | NO-ESTIMATION | NO-ESTIMATION | NO-ESTIMATION | NO-ESTIMATION | NO-ESTIMATION
ARG | Argentina | CT SAENZ PEÃ‘A II |  | ARG0000060 | 15 | -26.8153 | -60.4125 | Oil |  |  |  |  | AGGREKO ARGENTINA SRL | Ministerio de EnergÃ­a y MinerÃ­a | http://energia3.mecon.gov.ar/contenidos/archivos/Reorganizacion/informacion_del_mercado/publicaciones/mercado_electrico/estadisticosectorelectrico/2015/A1.POT_GEN_COMB_POR_CENTRAL_2015.xlsx | Ministerio de EnergÃ­a y MinerÃ­a |  | 2015 | [12 empty] | 67.95 | NO-ESTIMATION | NO-ESTIMATION | NO-ESTIMATION | NO-ESTIMATION | NO-ESTIMATION
ARG | Argentina | CT SAENZ PEÃ‘A I |  | ARG0000062 | 20 | -26.8156 | -60.4114 | Oil |  |  |  |  | APR ENERGY SRL | Ministerio de EnergÃ­a y MinerÃ­a | http://energia3.mecon.gov.ar/contenidos/archivos/Reorganizacion/informacion_del_mercado/publicaciones/mercado_electrico/estadisticosectorelectrico/2015/A1.POT_GEN_COMB_POR_CENTRAL_2015.xlsx | Ministerio de EnergÃ­a y MinerÃ­a |  | 2015 | [12 empty] | 90.61 | NO-ESTIMATION | NO-ESTIMATION | NO-ESTIMATION | NO-ESTIMATION | NO-ESTIMATION
ARG | Argentina | CT LAS PALMAS |  | ARG0000066 | 6 | -27.0289 | -58.6997 | Oil |  |  |  |  | TURBODISEL SA | Ministerio de EnergÃ­a y MinerÃ­a | http://energia3.mecon.gov.ar/contenidos/archivos/Reorganizacion/informacion_del_mercado/publicaciones/mercado_electrico/estadisticosectorelectrico/2015/A1.POT_GEN_COMB_POR_CENTRAL_2015.xlsx | Ministerio de EnergÃ­a y MinerÃ­a |  | 2015 | [12 empty] | 27.18 | NO-ESTIMATION | NO-ESTIMATION | NO-ESTIMATION | NO-ESTIMATION | NO-ESTIMATION
ARG | Argentina | CT ARISTOBULO DEL VALLE |  | ARG0000229 | 15 | -27.0922 | -54.8625 | Oil |  |  |  |  | SOENERGY ARGENTINA SA | Ministerio de EnergÃ­a y MinerÃ­a | http://energia3.mecon.gov.ar/contenidos/archivos/Reorganizacion/informacion_del_mercado/publicaciones/mercado_electrico/estadisticosectorelectrico/2015/A1.POT_GEN_COMB_POR_CENTRAL_2015.xlsx | Ministerio de EnergÃ­a y MinerÃ­a | 1086566 | 2015 | [12 empty] | 67.95 | NO-ESTIMATION | NO-ESTIMATION | NO-ESTIMATION | NO-ESTIMATION | NO-ESTIMATION
ARG | Argentina | CT CHARATA |  | ARG0000065 | 19.4 | -27.2369 | -61.1939 | Oil |  |  |  |  | SULLAIR ARGENTINA SA | Ministerio de EnergÃ­a y MinerÃ­a | http://energia3.mecon.gov.ar/contenidos/archivos/Reorganizacion/informacion_del_mercado/publicaciones/mercado_electrico/estadisticosectorelectrico/2015/A1.POT_GEN_COMB_POR_CENTRAL_2015.xlsx | Ministerio de EnergÃ­a y MinerÃ­a | 1086564 | 2015 | [12 empty] | 87.89 | HYDRO-V1 | HYDRO-V1 | HYDRO-V1 | HYDRO-V1 | HYDRO-V1
ARG | Argentina | CT PASO DE LA PATRIA |  | ARG0000141 | 7.2 | -27.3236 | -58.5667 | Oil |  |  |  |  | TURBODISEL SA | Ministerio de EnergÃ­a y MinerÃ­a | http://energia3.mecon.gov.ar/contenidos/archivos/Reorganizacion/informacion_del_mercado/publicaciones/mercado_electrico/estadisticosectorelectrico/2015/A1.POT_GEN_COMB_POR_CENTRAL_2015.xlsx | Ministerio de EnergÃ­a y MinerÃ­a | 1086541 | 2015 | [12 empty] | 32.62 | NO-ESTIMATION | NO-ESTIMATION | NO-ESTIMATION | NO-ESTIMATION | CAPACITY-FACTOR-V1
ARG | Argentina | ITA IBATE |  | ARG0000123 | 1.052 | -27.4252 | -57.3341 | Oil |  |  |  |  | DPEC | Ministerio de EnergÃ­a y MinerÃ­a | http://energia3.mecon.gov.ar/contenidos/archivos/Reorganizacion/informacion_del_mercado/publicaciones/mercado_electrico/estadisticosectorelectrico/2015/A1.POT_GEN_COMB_POR_CENTRAL_2015.xlsx | Ministerio de EnergÃ­a y MinerÃ­a | 1048638 | 2015 | [12 empty] | 4.76 | NO-ESTIMATION | NO-ESTIMATION | NO-ESTIMATION | NO-ESTIMATION | CAPACITY-FACTOR-V1
ARG | Argentina | CT SALTO |  | ARG0000038 | 22.5 | -27.4597 | -65.6055 | Oil |  |  |  |  | SOENERGY ARGENTINA SA | Ministerio de EnergÃ­a y MinerÃ­a | http://energia3.mecon.gov.ar/contenidos/archivos/Reorganizacion/informacion_del_mercado/publicaciones/mercado_electrico/estadisticosectorelectrico/2015/A1.POT_GEN_COMB_POR_CENTRAL_2015.xlsx | Ministerio de EnergÃ­a y MinerÃ­a |  | 2015 | [12 empty] | 101.93 | HYDRO-V1 | HYDRO-V1 | HYDRO-V1 | HYDRO-V1 | HYDRO-V1
ARG | Argentina | CORRIENTES |  | ARG0000117 | 1.4 | -27.4708 | -58.8042 | Oil |  |  |  |  | DPEC | Ministerio de EnergÃ­a y MinerÃ­a | http://energia3.mecon.gov.ar/contenidos/archivos/Reorganizacion/informacion_del_mercado/publicaciones/mercado_electrico/estadisticosectorelectrico/2015/A1.POT_GEN_COMB_POR_CENTRAL_2015.xlsx | Ministerio de EnergÃ­a y MinerÃ­a |  | 2015 | [12 empty] | 6.34 | NO-ESTIMATION | NO-ESTIMATION | NO-ESTIMATION | NO-ESTIMATION | CAPACITY-FACTOR-V1
ARG | Argentina | CT CORRIENTES |  | ARG0000114 | 20 | -27.4708 | -58.8042 | Oil |  |  |  |  | AGGREKO ARGENTINA SRL | Ministerio de EnergÃ­a y MinerÃ­a | http://energia3.mecon.gov.ar/contenidos/archivos/Reorganizacion/informacion_del_mercado/publicaciones/mercado_electrico/estadisticosectorelectrico/2015/A1.POT_GEN_COMB_POR_CENTRAL_2015.xlsx | Ministerio de EnergÃ­a y MinerÃ­a | 1009865 | 2015 | [12 empty] | 90.61 | NO-ESTIMATION | NO-ESTIMATION | NO-ESTIMATION | NO-ESTIMATION | CAPACITY-FACTOR-V1
ARG | Argentina | ITUZAINGO |  | ARG0000124 | 1.33 | -27.5785 | -56.6726 | Oil |  |  |  |  | DPEC | Ministerio de EnergÃ­a y MinerÃ­a | http://energia3.mecon.gov.ar/contenidos/archivos/Reorganizacion/informacion_del_mercado/publicaciones/mercado_electrico/estadisticosectorelectrico/2015/A1.POT_GEN_COMB_POR_CENTRAL_2015.xlsx | Ministerio de EnergÃ­a y MinerÃ­a | 1048639 | 2015 | [12 empty] | 6.02 | NO-ESTIMATION | NO-ESTIMATION | NO-ESTIMATION | NO-ESTIMATION | NO-ESTIMATION
ARG | Argentina | CT VILLA ANGELA |  | ARG0000061 | 15 | -27.5808 | -60.7094 | Oil |  |  |  |  | AGGREKO ARGENTINA SRL | Ministerio de EnergÃ­a y MinerÃ­a | http://energia3.mecon.gov.ar/contenidos/archivos/Reorganizacion/informacion_del_mercado/publicaciones/mercado_electrico/estadisticosectorelectrico/2015/A1.POT_GEN_COMB_POR_CENTRAL_2015.xlsx | Ministerio de EnergÃ­a y MinerÃ­a |  | 2015 | [12 empty] | 67.95 | NO-ESTIMATION | NO-ESTIMATION | NO-ESTIMATION | NO-ESTIMATION | NO-ESTIMATION
ARG | Argentina | CAA CATI |  | ARG0000116 | 1.415 | -27.7534 | -57.6205 | Oil |  |  |  |  | DPEC | Ministerio de EnergÃ­a y MinerÃ­a | http://energia3.mecon.gov.ar/contenidos/archivos/Reorganizacion/informacion_del_mercado/publicaciones/mercado_electrico/estadisticosectorelectrico/2015/A1.POT_GEN_COMB_POR_CENTRAL_2015.xlsx | Ministerio de EnergÃ­a y MinerÃ­a | 1048633 | 2015 | [12 empty] | 6.41 | SOLAR-V1-NO-AGE | SOLAR-V1-NO-AGE | SOLAR-V1-NO-AGE | SOLAR-V1-NO-AGE | SOLAR-V1-NO-AGE
ARG | Argentina | MBURUCUYA |  | ARG0000128 | 1.035 | -28.0441 | -58.2285 | Oil |  |  |  |  | DPEC | Ministerio de EnergÃ­a y MinerÃ­a | http://energia3.mecon.gov.ar/contenidos/archivos/Reorganizacion/informacion_del_mercado/publicaciones/mercado_electrico/estadisticosectorelectrico/2015/A1.POT_GEN_COMB_POR_CENTRAL_2015.xlsx | Ministerio de EnergÃ­a y MinerÃ­a | 1048642 | 2015 | [12 empty] | 4.68 | HYDRO-V1 | HYDRO-V1 | HYDRO-V1 | HYDRO-V1 | HYDRO-V1
ARG | Argentina | CT TINOGASTA |  | ARG0000058 | 15 | -28.0486 | -67.5667 | Oil |  |  |  |  | SULLAIR ARGENTINA SA | Ministerio de EnergÃ­a y MinerÃ­a | http://energia3.mecon.gov.ar/contenidos/archivos/Reorganizacion/informacion_del_mercado/publicaciones/mercado_electrico/estadisticosectorelectrico/2015/A1.POT_GEN_COMB_POR_CENTRAL_2015.xlsx | Ministerio de EnergÃ­a y MinerÃ­a | 1048556 | 2015 | [12 empty] | 67.95 | HYDRO-V1 | HYDRO-V1 | HYDRO-V1 | HYDRO-V1 | HYDRO-V1
ARG | Argentina | CT SANTA ROSA |  | ARG0000142 | 6 | -28.2628 | -58.0006 | Oil |  |  |  |  | TURBODISEL SA | Ministerio de EnergÃ­a y MinerÃ­a | http://energia3.mecon.gov.ar/contenidos/archivos/Reorganizacion/informacion_del_mercado/publicaciones/mercado_electrico/estadisticosectorelectrico/2015/A1.POT_GEN_COMB_POR_CENTRAL_2015.xlsx | Ministerio de EnergÃ­a y MinerÃ­a |  | 2015 | [12 empty] | 27.18 | HYDRO-V1 | HYDRO-V1 | HYDRO-V1 | HYDRO-V1 | HYDRO-V1
ARG | Argentina | CT TEREVINTOS |  | ARG0000057 | 8 | -28.4289 | -65.7878 | Oil |  |  |  |  | INDUSTRIAS JUAN F. SECCO | Ministerio de EnergÃ­a y MinerÃ­a | http://energia3.mecon.gov.ar/contenidos/archivos/Reorganizacion/informacion_del_mercado/publicaciones/mercado_electrico/estadisticosectorelectrico/2015/A1.POT_GEN_COMB_POR_CENTRAL_2015.xlsx | Ministerio de EnergÃ­a y MinerÃ­a |  | 2015 | [12 empty] | 36.24 | NO-ESTIMATION | NO-ESTIMATION | NO-ESTIMATION | NO-ESTIMATION | NO-ESTIMATION
ARG | Argentina | CT AÃ‘ATUYA |  | ARG0000333 | 19.2 | -28.4431 | -62.8569 | Oil |  |  |  |  | SULLAIR ARGENTINA SA | Ministerio de EnergÃ­a y MinerÃ­a | http://energia3.mecon.gov.ar/contenidos/archivos/Reorganizacion/informacion_del_mercado/publicaciones/mercado_electrico/estadisticosectorelectrico/2015/A1.POT_GEN_COMB_POR_CENTRAL_2015.xlsx | Ministerio de EnergÃ­a y MinerÃ­a |  | 2015 | [12 empty] | 86.98 | SOLAR-V1-NO-AGE | SOLAR-V1-NO-AGE | SOLAR-V1-NO-AGE | SOLAR-V1-NO-AGE | SOLAR-V1-NO-AGE
ARG | Argentina | CT AÃ‘ATUYA II |  | ARG0000334 | 11.5 | -28.4431 | -62.8569 | Oil |  |  |  |  | SULLAIR ARGENTINA SA | Ministerio de EnergÃ­a y MinerÃ­a | http://energia3.mecon.gov.ar/contenidos/archivos/Reorganizacion/informacion_del_mercado/publicaciones/mercado_electrico/estadisticosectorelectrico/2015/A1.POT_GEN_COMB_POR_CENTRAL_2015.xlsx | Ministerio de EnergÃ­a y MinerÃ­a |  | 2015 | [12 empty] | 52.1 | HYDRO-V1 | HYDRO-V1 | HYDRO-V1 | HYDRO-V1 | HYDRO-V1
ARG | Argentina | CAPITAL CATAMARCA - PREDIO CHOYA |  | ARG0000048 | 5.728 | -28.4537 | -65.7841 | Oil |  |  |  |  | ENDESA COSTANERA | Ministerio de EnergÃ­a y MinerÃ­a | http://energia3.mecon.gov.ar/contenidos/archivos/Reorganizacion/informacion_del_mercado/publicaciones/mercado_electrico/estadisticosectorelectrico/2015/A1.POT_GEN_COMB_POR_CENTRAL_2015.xlsx | Ministerio de EnergÃ­a y MinerÃ­a |  | 2015 | [12 empty] | 25.95 | NO-ESTIMATION | NO-ESTIMATION | NO-ESTIMATION | NO-ESTIMATION | CAPACITY-FACTOR-V1
ARG | Argentina | CAPITAL CATAMARCA - PREDIO RIPIERA |  | ARG0000050 | 4.675 | -28.4684 | -65.7797 | Oil |  |  |  |  | ENDESA COSTANERA | Ministerio de EnergÃ­a y MinerÃ­a | http://energia3.mecon.gov.ar/contenidos/archivos/Reorganizacion/informacion_del_mercado/publicaciones/mercado_electrico/estadisticosectorelectrico/2015/A1.POT_GEN_COMB_POR_CENTRAL_2015.xlsx | Ministerio de EnergÃ­a y MinerÃ­a |  | 2015 | [12 empty] | 21.18 | NO-ESTIMATION | NO-ESTIMATION | NO-ESTIMATION | NO-ESTIMATION | CAPACITY-FACTOR-V1
ARG | Argentina | CT CATAMARCA |  | ARG0000054 | 19.2 | -28.4706 | -65.7647 | Oil |  |  |  |  | INDUSTRIAS JUAN F. SECCO | Ministerio de EnergÃ­a y MinerÃ­a | http://energia3.mecon.gov.ar/contenidos/archivos/Reorganizacion/informacion_del_mercado/publicaciones/mercado_electrico/estadisticosectorelectrico/2015/A1.POT_GEN_COMB_POR_CENTRAL_2015.xlsx | Ministerio de EnergÃ­a y MinerÃ­a |  | 2015 | [12 empty] | 86.98 | HYDRO-V1 | HYDRO-V1 | HYDRO-V1 | HYDRO-V1 | HYDRO-V1
ARG | Argentina | CT INTA CATAMARCA |  | ARG0000055 | 7.04 | -28.4733 | -65.7275 | Oil |  |  |  |  | INDUSTRIAS JUAN F. SECCO | Ministerio de EnergÃ­a y MinerÃ­a | http://energia3.mecon.gov.ar/contenidos/archivos/Reorganizacion/informacion_del_mercado/publicaciones/mercado_electrico/estadisticosectorelectrico/2015/A1.POT_GEN_COMB_POR_CENTRAL_2015.xlsx | Ministerio de EnergÃ­a y MinerÃ­a |  | 2015 | [12 empty] | 31.89 | NO-ESTIMATION | NO-ESTIMATION | NO-ESTIMATION | NO-ESTIMATION | CAPACITY-FACTOR-V1
ARG | Argentina | CAPITAL CATAMARCA - PREDIO EX CARCEL |  | ARG0000049 | 7.075 | -28.4773 | -65.7872 | Oil |  |  |  |  | ENDESA COSTANERA | Ministerio de EnergÃ­a y MinerÃ­a | http://energia3.mecon.gov.ar/contenidos/archivos/Reorganizacion/informacion_del_mercado/publicaciones/mercado_electrico/estadisticosectorelectrico/2015/A1.POT_GEN_COMB_POR_CENTRAL_2015.xlsx | Ministerio de EnergÃ­a y MinerÃ­a |  | 2015 | [12 empty] | 32.05 | NO-ESTIMATION | NO-ESTIMATION | NO-ESTIMATION | NO-ESTIMATION | NO-ESTIMATION
ARG | Argentina | CT PARQUE INDUSTRIAL CATAMARCA |  | ARG0000056 | 15 | -28.5339 | -65.7997 | Oil |  |  |  |  | INDUSTRIAS JUAN F. SECCO | Ministerio de EnergÃ­a y MinerÃ­a | http://energia3.mecon.gov.ar/contenidos/archivos/Reorganizacion/informacion_del_mercado/publicaciones/mercado_electrico/estadisticosectorelectrico/2015/A1.POT_GEN_COMB_POR_CENTRAL_2015.xlsx | Ministerio de EnergÃ­a y MinerÃ­a |  | 2015 | [12 empty] | 67.95 | SOLAR-V1-NO-AGE | SOLAR-V1-NO-AGE | SOLAR-V1-NO-AGE | SOLAR-V1-NO-AGE | SOLAR-V1-NO-AGE
ARG | Argentina | SANTO TOME |  | ARG0000135 | 2.684 | -28.5497 | -56.0722 | Oil |  |  |  |  | DPEC | Ministerio de EnergÃ­a y MinerÃ­a | http://energia3.mecon.gov.ar/contenidos/archivos/Reorganizacion/informacion_del_mercado/publicaciones/mercado_electrico/estadisticosectorelectrico/2015/A1.POT_GEN_COMB_POR_CENTRAL_2015.xlsx | Ministerio de EnergÃ­a y MinerÃ­a | 1048650 | 2015 | [12 empty] | 12.16 | NO-ESTIMATION | NO-ESTIMATION | NO-ESTIMATION | NO-ESTIMATION | CAPACITY-FACTOR-V1
ARG | Argentina | GOYA |  | ARG0000121 | 1.33 | -29.1388 | -59.2277 | Oil |  |  |  |  | DPEC | Ministerio de EnergÃ­a y MinerÃ­a | http://energia3.mecon.gov.ar/contenidos/archivos/Reorganizacion/informacion_del_mercado/publicaciones/mercado_electrico/estadisticosectorelectrico/2015/A1.POT_GEN_COMB_POR_CENTRAL_2015.xlsx | Ministerio de EnergÃ­a y MinerÃ­a | 1009872 | 2015 | [12 empty] | 6.02 | NO-ESTIMATION | NO-ESTIMATION | NO-ESTIMATION | NO-ESTIMATION | CAPACITY-FACTOR-V1
ARG | Argentina | CHILECITO |  | ARG0000185 | 5 | -29.1578 | -67.5069 | Oil |  |  |  |  | INDUSTRIAS JUAN F. SECCO | Ministerio de EnergÃ­a y MinerÃ­a | http://energia3.mecon.gov.ar/contenidos/archivos/Reorganizacion/informacion_del_mercado/publicaciones/mercado_electrico/estadisticosectorelectrico/2015/A1.POT_GEN_COMB_POR_CENTRAL_2015.xlsx | Ministerio de EnergÃ­a y MinerÃ­a | 1048507 | 2015 | [12 empty] | 22.65 | HYDRO-V1 | HYDRO-V1 | HYDRO-V1 | HYDRO-V1 | HYDRO-V1
ARG | Argentina | CT CHILECITO |  | ARG0000189 | 10 | -29.1581 | -67.5072 | Oil |  |  |  |  | INDUSTRIAS JUAN F. SECCO | Ministerio de EnergÃ­a y MinerÃ­a | http://energia3.mecon.gov.ar/contenidos/archivos/Reorganizacion/informacion_del_mercado/publicaciones/mercado_electrico/estadisticosectorelectrico/2015/A1.POT_GEN_COMB_POR_CENTRAL_2015.xlsx | Ministerio de EnergÃ­a y MinerÃ­a |  | 2015 | [12 empty] | 45.3 | NO-ESTIMATION | NO-ESTIMATION | NO-ESTIMATION | NO-ESTIMATION | CAPACITY-FACTOR-V1
ARG | Argentina | CT GOYA |  | ARG0000138 | 13 | -29.1583 | -59.2728 | Oil |  |  |  |  | INDUSTRIAS JUAN F. SECCO | Ministerio de EnergÃ­a y MinerÃ­a | http://energia3.mecon.gov.ar/contenidos/archivos/Reorganizacion/informacion_del_mercado/publicaciones/mercado_electrico/estadisticosectorelectrico/2015/A1.POT_GEN_COMB_POR_CENTRAL_2015.xlsx | Ministerio de EnergÃ­a y MinerÃ­a | 1009872 | 2015 | [12 empty] | 58.89 | HYDRO-V1 | HYDRO-V1 | HYDRO-V1 | HYDRO-V1 | HYDRO-V1
ARG | Argentina | LA CRUZ |  | ARG0000125 | 1.33 | -29.1762 | -56.6394 | Oil |  |  |  |  | DPEC | Ministerio de EnergÃ­a y MinerÃ­a | http://energia3.mecon.gov.ar/contenidos/archivos/Reorganizacion/informacion_del_mercado/publicaciones/mercado_electrico/estadisticosectorelectrico/2015/A1.POT_GEN_COMB_POR_CENTRAL_2015.xlsx | Ministerio de EnergÃ­a y MinerÃ­a | 1013702 | 2015 | [12 empty] | 6.02 | HYDRO-V1 | HYDRO-V1 | HYDRO-V1 | HYDRO-V1 | HYDRO-V1
ARG | Argentina | MERCEDES |  | ARG0000129 | 2.308 | -29.1808 | -58.0793 | Oil |  |  |  |  | DPEC | Ministerio de EnergÃ­a y MinerÃ­a | http://energia3.mecon.gov.ar/contenidos/archivos/Reorganizacion/informacion_del_mercado/publicaciones/mercado_electrico/estadisticosectorelectrico/2015/A1.POT_GEN_COMB_POR_CENTRAL_2015.xlsx | Ministerio de EnergÃ­a y MinerÃ­a | 1048645 | 2015 | [12 empty] | 10.45 | HYDRO-V1 | HYDRO-V1 | HYDRO-V1 | HYDRO-V1 | HYDRO-V1
ARG | Argentina | TOSTADO |  | ARG0000312 | 3.2 | -29.2352 | -61.7577 | Oil |  |  |  |  | EPESF | Ministerio de EnergÃ­a y MinerÃ­a | http://energia3.mecon.gov.ar/contenidos/archivos/Reorganizacion/informacion_del_mercado/publicaciones/mercado_electrico/estadisticosectorelectrico/2015/A1.POT_GEN_COMB_POR_CENTRAL_2015.xlsx | Ministerio de EnergÃ­a y MinerÃ­a | 1048888 | 2015 | [12 empty] | 14.49 | HYDRO-V1 | HYDRO-V1 | HYDRO-V1 | HYDRO-V1 | HYDRO-V1
ARG | Argentina | PERUGORRIA |  | ARG0000133 | 1.11 | -29.3400 | -58.6077 | Oil |  |  |  |  | DPEC | Ministerio de EnergÃ­a y MinerÃ­a | http://energia3.mecon.gov.ar/contenidos/archivos/Reorganizacion/informacion_del_mercado/publicaciones/mercado_electrico/estadisticosectorelectrico/2015/A1.POT_GEN_COMB_POR_CENTRAL_2015.xlsx | Ministerio de EnergÃ­a y MinerÃ­a | 1048648 | 2015 | [12 empty] | 5.02 | HYDRO-V1 | HYDRO-V1 | HYDRO-V1 | HYDRO-V1 | HYDRO-V1
ARG | Argentina | CT LA RIOJA SUR |  | ARG0000191 | 10 | -29.3808 | -66.8319 | Oil |  |  |  |  | INDUSTRIAS JUAN F. SECCO | Ministerio de EnergÃ­a y MinerÃ­a | http://energia3.mecon.gov.ar/contenidos/archivos/Reorganizacion/informacion_del_mercado/publicaciones/mercado_electrico/estadisticosectorelectrico/2015/A1.POT_GEN_COMB_POR_CENTRAL_2015.xlsx | Ministerio de EnergÃ­a y MinerÃ­a |  | 2015 | [12 empty] | 45.3 | NO-ESTIMATION | NO-ESTIMATION | NO-ESTIMATION | NO-ESTIMATION | NO-ESTIMATION
ARG | Argentina | CT LA RIOJA DELIVERY |  | ARG0000190 | 19.2 | -29.3811 | -66.8325 | Oil |  |  |  |  | INDUSTRIAS JUAN F. SECCO | Ministerio de EnergÃ­a y MinerÃ­a | http://energia3.mecon.gov.ar/contenidos/archivos/Reorganizacion/informacion_del_mercado/publicaciones/mercado_electrico/estadisticosectorelectrico/2015/A1.POT_GEN_COMB_POR_CENTRAL_2015.xlsx | Ministerio de EnergÃ­a y MinerÃ­a |  | 2015 | [12 empty] | 86.98 | HYDRO-V1 | HYDRO-V1 | HYDRO-V1 | HYDRO-V1 | HYDRO-V1
ARG | Argentina | LA RIOJA |  | ARG0000188 | 42 | -29.3823 | -66.8325 | Oil | Gas |  |  |  | GENERACION RIOJANA SA | Ministerio de EnergÃ­a y MinerÃ­a | http://energia3.mecon.gov.ar/contenidos/archivos/Reorganizacion/informacion_del_mercado/publicaciones/mercado_electrico/estadisticosectorelectrico/2015/A1.POT_GEN_COMB_POR_CENTRAL_2015.xlsx | Ministerio de EnergÃ­a y MinerÃ­a | 1086539 | 2015 | [12 empty] | 190.28 | HYDRO-V1 | HYDRO-V1 | HYDRO-V1 | HYDRO-V1 | HYDRO-V1
ARG | Argentina | PASO DE LOS LIBRES |  | ARG0000132 | 2.135 | -29.7148 | -57.0933 | Oil |  |  |  |  | DPEC | Ministerio de EnergÃ­a y MinerÃ­a | http://energia3.mecon.gov.ar/contenidos/archivos/Reorganizacion/informacion_del_mercado/publicaciones/mercado_electrico/estadisticosectorelectrico/2015/A1.POT_GEN_COMB_POR_CENTRAL_2015.xlsx | Ministerio de EnergÃ­a y MinerÃ­a | 1013704 | 2015 | [12 empty] | 9.67 | NO-ESTIMATION | NO-ESTIMATION | NO-ESTIMATION | NO-ESTIMATION | CAPACITY-FACTOR-V1
ARG | Argentina | CT CERES |  | ARG0000314 | 18 | -29.8883 | -61.9297 | Oil |  |  |  |  | INDUSTRIAS JUAN F. SECCO | Ministerio de EnergÃ­a y MinerÃ­a | http://energia3.mecon.gov.ar/contenidos/archivos/Reorganizacion/informacion_del_mercado/publicaciones/mercado_electrico/estadisticosectorelectrico/2015/A1.POT_GEN_COMB_POR_CENTRAL_2015.xlsx | Ministerio de EnergÃ­a y MinerÃ­a |  | 2015 | [12 empty] | 81.55 | NO-ESTIMATION | NO-ESTIMATION | NO-ESTIMATION | NO-ESTIMATION | NO-ESTIMATION
ARG | Argentina | ESQUINA |  | ARG0000119 | 2.215 | -30.0102 | -59.5321 | Oil |  |  |  |  | DPEC | Ministerio de EnergÃ­a y MinerÃ­a | http://energia3.mecon.gov.ar/contenidos/archivos/Reorganizacion/informacion_del_mercado/publicaciones/mercado_electrico/estadisticosectorelectrico/2015/A1.POT_GEN_COMB_POR_CENTRAL_2015.xlsx | Ministerio de EnergÃ­a y MinerÃ­a | 1013701 | 2015 | [12 empty] | 10.03 | HYDRO-V1 | HYDRO-V1 | HYDRO-V1 | HYDRO-V1 | HYDRO-V1
ARG | Argentina | CT ESQUINA |  | ARG0000139 | 16.5 | -30.0550 | -59.5294 | Oil |  |  |  |  | SOENERGY ARGENTINA SA | Ministerio de EnergÃ­a y MinerÃ­a | http://energia3.mecon.gov.ar/contenidos/archivos/Reorganizacion/informacion_del_mercado/publicaciones/mercado_electrico/estadisticosectorelectrico/2015/A1.POT_GEN_COMB_POR_CENTRAL_2015.xlsx | Ministerio de EnergÃ­a y MinerÃ­a |  | 2015 | [12 empty] | 74.75 | HYDRO-V1 | HYDRO-V1 | HYDRO-V1 | HYDRO-V1 | HYDRO-V1
ARG | Argentina | CRUZ DEL EJE |  | ARG0000087 | 5.052 | -30.7636 | -64.7538 | Oil | Hydro |  |  | 1943.0 | EPEC | Ministerio de EnergÃ­a y MinerÃ­a | http://energia3.mecon.gov.ar/contenidos/archivos/Reorganizacion/informacion_del_mercado/publicaciones/mercado_electrico/estadisticosectorelectrico/2015/A1.POT_GEN_COMB_POR_CENTRAL_2015.xlsx | Ministerio de EnergÃ­a y MinerÃ­a | 1015802 | 2015 | [12 empty] | 22.88 | SOLAR-V1-NO-AGE | SOLAR-V1-NO-AGE | SOLAR-V1-NO-AGE | SOLAR-V1-NO-AGE | SOLAR-V1-NO-AGE
ARG | Argentina | CT RAFAELA |  | ARG0000315 | 19.2 | -31.2567 | -61.5203 | Oil |  |  |  |  | INDUSTRIAS JUAN F. SECCO | Ministerio de EnergÃ­a y MinerÃ­a | http://energia3.mecon.gov.ar/contenidos/archivos/Reorganizacion/informacion_del_mercado/publicaciones/mercado_electrico/estadisticosectorelectrico/2015/A1.POT_GEN_COMB_POR_CENTRAL_2015.xlsx | Ministerio de EnergÃ­a y MinerÃ­a | 1086561 | 2015 | [12 empty] | 86.98 | NO-ESTIMATION | NO-ESTIMATION | NO-ESTIMATION | NO-ESTIMATION | NO-ESTIMATION
ARG | Argentina | CT VIALE |  | ARG0000143 | 10 | -31.8919 | -60.0106 | Oil |  |  |  |  | AGGREKO ARGENTINA SRL | Ministerio de EnergÃ­a y MinerÃ­a | http://energia3.mecon.gov.ar/contenidos/archivos/Reorganizacion/informacion_del_mercado/publicaciones/mercado_electrico/estadisticosectorelectrico/2015/A1.POT_GEN_COMB_POR_CENTRAL_2015.xlsx | Ministerio de EnergÃ­a y MinerÃ­a |  | 2015 | [12 empty] | 45.3 | SOLAR-V1-NO-AGE | SOLAR-V1-NO-AGE | SOLAR-V1-NO-AGE | SOLAR-V1-NO-AGE | SOLAR-V1-NO-AGE
ARG | Argentina | CT BELL VILLE |  | ARG0000113 | 15.62 | -32.6103 | -62.6864 | Oil |  |  |  |  | SULLAIR ARGENTINA SA | Ministerio de EnergÃ­a y MinerÃ­a | http://energia3.mecon.gov.ar/contenidos/archivos/Reorganizacion/informacion_del_mercado/publicaciones/mercado_electrico/estadisticosectorelectrico/2015/A1.POT_GEN_COMB_POR_CENTRAL_2015.xlsx | Ministerio de EnergÃ­a y MinerÃ­a | 1086321 | 2015 | [12 empty] | 70.76 | NO-ESTIMATION | NO-ESTIMATION | NO-ESTIMATION | NO-ESTIMATION | CAPACITY-FACTOR-V1
ARG | Argentina | ISLA VERDE |  | ARG0000091 | 3.115 | -33.2422 | -62.3946 | Oil |  |  |  |  | EPEC | Ministerio de EnergÃ­a y MinerÃ­a | http://energia3.mecon.gov.ar/contenidos/archivos/Reorganizacion/informacion_del_mercado/publicaciones/mercado_electrico/estadisticosectorelectrico/2015/A1.POT_GEN_COMB_POR_CENTRAL_2015.xlsx | Ministerio de EnergÃ­a y MinerÃ­a | 1086534 | 2015 | [12 empty] | 14.11 | NO-ESTIMATION | NO-ESTIMATION | NO-ESTIMATION | NO-ESTIMATION | NO-ESTIMATION
ARG | Argentina | CT ISLA VERDE |  | ARG0000083 | 24.5 | -33.2425 | -62.3950 | Oil |  |  |  |  | AGGREKO ARGENTINA SRL | Ministerio de EnergÃ­a y MinerÃ­a | http://energia3.mecon.gov.ar/contenidos/archivos/Reorganizacion/informacion_del_mercado/publicaciones/mercado_electrico/estadisticosectorelectrico/2015/A1.POT_GEN_COMB_POR_CENTRAL_2015.xlsx | Ministerio de EnergÃ­a y MinerÃ­a |  | 2015 | [12 empty] | 111 | NO-ESTIMATION | NO-ESTIMATION | NO-ESTIMATION | NO-ESTIMATION | NO-ESTIMATION
ARG | Argentina | CT VENADO TUERTO |  | ARG0000316 | 19.2 | -33.7736 | -61.9564 | Oil |  |  |  |  | INDUSTRIAS JUAN F. SECCO | Ministerio de EnergÃ­a y MinerÃ­a | http://energia3.mecon.gov.ar/contenidos/archivos/Reorganizacion/informacion_del_mercado/publicaciones/mercado_electrico/estadisticosectorelectrico/2015/A1.POT_GEN_COMB_POR_CENTRAL_2015.xlsx | Ministerio de EnergÃ­a y MinerÃ­a |  | 2015 | [12 empty] | 86.98 | HYDRO-V1 | HYDRO-V1 | HYDRO-V1 | HYDRO-V1 | HYDRO-V1
ARG | Argentina | VENADO TUERTO |  | ARG0000309 | 9.1 | -33.7777 | -61.9555 | Oil | Gas |  |  |  | COOPERATIVA | Ministerio de EnergÃ­a y MinerÃ­a | http://energia3.mecon.gov.ar/contenidos/archivos/Reorganizacion/informacion_del_mercado/publicaciones/mercado_electrico/estadisticosectorelectrico/2015/A1.POT_GEN_COMB_POR_CENTRAL_2015.xlsx | Ministerio de EnergÃ­a y MinerÃ­a | 1086563 | 2015 | [12 empty] | 41.22 | NO-ESTIMATION | NO-ESTIMATION | NO-ESTIMATION | NO-ESTIMATION | CAPACITY-FACTOR-V1
ARG | Argentina | CT COLON BUENOS AIRES |  | ARG0000039 | 15.3 | -33.9222 | -61.0769 | Oil |  |  |  |  | SULLAIR ARGENTINA SA | Ministerio de EnergÃ­a y MinerÃ­a | http://energia3.mecon.gov.ar/contenidos/archivos/Reorganizacion/informacion_del_mercado/publicaciones/mercado_electrico/estadisticosectorelectrico/2015/A1.POT_GEN_COMB_POR_CENTRAL_2015.xlsx | Ministerio de EnergÃ­a y MinerÃ­a | 1048509 | 2015 | [12 empty] | 69.31 | HYDRO-V1 | HYDRO-V1 | HYDRO-V1 | HYDRO-V1 | HYDRO-V1
ARG | Argentina | CT ARRECIFES |  | ARG0000003 | 20 | -34.0414 | -60.1297 | Oil |  |  |  |  | AGGREKO ARGENTINA SRL | Ministerio de EnergÃ­a y MinerÃ­a | http://energia3.mecon.gov.ar/contenidos/archivos/Reorganizacion/informacion_del_mercado/publicaciones/mercado_electrico/estadisticosectorelectrico/2015/A1.POT_GEN_COMB_POR_CENTRAL_2015.xlsx | Ministerio de EnergÃ­a y MinerÃ­a |  | 2015 | [12 empty] | 90.61 | NO-ESTIMATION | NO-ESTIMATION | NO-ESTIMATION | NO-ESTIMATION | CAPACITY-FACTOR-V1
ARG | Argentina | CT CAPITAN SARMIENTO |  | ARG0000028 | 5 | -34.1636 | -59.7683 | Oil |  |  |  |  | INDUSTRIAS JUAN F. SECCO | Ministerio de EnergÃ­a y MinerÃ­a | http://energia3.mecon.gov.ar/contenidos/archivos/Reorganizacion/informacion_del_mercado/publicaciones/mercado_electrico/estadisticosectorelectrico/2015/A1.POT_GEN_COMB_POR_CENTRAL_2015.xlsx | Ministerio de EnergÃ­a y MinerÃ­a | 1086536 | 2015 | [12 empty] | 22.65 | NO-ESTIMATION | NO-ESTIMATION | NO-ESTIMATION | NO-ESTIMATION | CAPACITY-FACTOR-V1
ARG | Argentina | C.T. RUFINO |  | ARG0000310 | 31.9 | -34.2605 | -62.7107 | Oil |  |  |  |  | ENARSA | Ministerio de EnergÃ­a y MinerÃ­a | http://energia3.mecon.gov.ar/contenidos/archivos/Reorganizacion/informacion_del_mercado/publicaciones/mercado_electrico/estadisticosectorelectrico/2015/A1.POT_GEN_COMB_POR_CENTRAL_2015.xlsx | Ministerio de EnergÃ­a y MinerÃ­a | 1048879 | 2015 | [12 empty] | 144.52 | NO-ESTIMATION | NO-ESTIMATION | NO-ESTIMATION | NO-ESTIMATION | CAPACITY-FACTOR-V1
ARG | Argentina | CT SAN MARTIN NORTE III |  | ARG0000161 | 5.1 | -34.5252 | -58.6206 | Oil |  |  |  |  | ENARSA | Ministerio de EnergÃ­a y MinerÃ­a | http://energia3.mecon.gov.ar/contenidos/archivos/Reorganizacion/informacion_del_mercado/publicaciones/mercado_electrico/estadisticosectorelectrico/2015/A1.POT_GEN_COMB_POR_CENTRAL_2015.xlsx | Ministerio de EnergÃ­a y MinerÃ­a |  | 2015 | [12 empty] | 23.1 | HYDRO-V1 | HYDRO-V1 | HYDRO-V1 | HYDRO-V1 | HYDRO-V1
ARG | Argentina | CT SAN MIGUEL NORTE III |  | ARG0000162 | 11.5 | -34.5252 | -58.6206 | Oil |  |  |  |  | ENARSA | Ministerio de EnergÃ­a y MinerÃ­a | http://energia3.mecon.gov.ar/contenidos/archivos/Reorganizacion/informacion_del_mercado/publicaciones/mercado_electrico/estadisticosectorelectrico/2015/A1.POT_GEN_COMB_POR_CENTRAL_2015.xlsx | Ministerio de EnergÃ­a y MinerÃ­a |  | 2015 | [12 empty] | 52.1 | NO-ESTIMATION | NO-ESTIMATION | NO-ESTIMATION | NO-ESTIMATION | CAPACITY-FACTOR-V1
ARG | Argentina | CT JUNIN |  | ARG0000035 | 22 | -34.5708 | -60.9161 | Oil |  |  |  |  | SOENERGY ARGENTINA SA | Ministerio de EnergÃ­a y MinerÃ­a | http://energia3.mecon.gov.ar/contenidos/archivos/Reorganizacion/informacion_del_mercado/publicaciones/mercado_electrico/estadisticosectorelectrico/2015/A1.POT_GEN_COMB_POR_CENTRAL_2015.xlsx | Ministerio de EnergÃ­a y MinerÃ­a | 1086537 | 2015 | [12 empty] | 99.67 | NO-ESTIMATION | NO-ESTIMATION | NO-ESTIMATION | NO-ESTIMATION | CAPACITY-FACTOR-V1
ARG | Argentina | CENTRAL TERMICA REMEDIOS DE ESCALADA |  | ARG0000155 | 25 | -34.7208 | -58.3881 | Oil |  |  |  |  | AGGREKO ARGENTINA SRL | Ministerio de EnergÃ­a y MinerÃ­a | http://energia3.mecon.gov.ar/contenidos/archivos/Reorganizacion/informacion_del_mercado/publicaciones/mercado_electrico/estadisticosectorelectrico/2015/A1.POT_GEN_COMB_POR_CENTRAL_2015.xlsx | Ministerio de EnergÃ­a y MinerÃ­a |  | 2015 | [12 empty] | 113.26 | NO-ESTIMATION | NO-ESTIMATION | NO-ESTIMATION | NO-ESTIMATION | CAPACITY-FACTOR-V1
ARG | Argentina | ALMIRANTE BROWN |  | ARG0000156 | 25 | -34.8386 | -58.4033 | Oil |  |  |  |  | C.T. ALMIRANTE BROWN SA | Ministerio de EnergÃ­a y MinerÃ­a | http://energia3.mecon.gov.ar/contenidos/archivos/Reorganizacion/informacion_del_mercado/publicaciones/mercado_electrico/estadisticosectorelectrico/2015/A1.POT_GEN_COMB_POR_CENTRAL_2015.xlsx | Ministerio de EnergÃ­a y MinerÃ­a | 1048750 | 2015 | [12 empty] | 113.26 | NO-ESTIMATION | NO-ESTIMATION | NO-ESTIMATION | NO-ESTIMATION | NO-ESTIMATION
ARG | Argentina | CT LINCOLN |  | ARG0000036 | 15.002 | -34.8578 | -61.5206 | Oil |  |  |  |  | SOENERGY ARGENTINA SA | Ministerio de EnergÃ­a y MinerÃ­a | http://energia3.mecon.gov.ar/contenidos/archivos/Reorganizacion/informacion_del_mercado/publicaciones/mercado_electrico/estadisticosectorelectrico/2015/A1.POT_GEN_COMB_POR_CENTRAL_2015.xlsx | Ministerio de EnergÃ­a y MinerÃ­a |  | 2015 | [12 empty] | 67.96 | NO-ESTIMATION | NO-ESTIMATION | NO-ESTIMATION | NO-ESTIMATION | NO-ESTIMATION
ARG | Argentina | CT LA PLATA |  | ARG0000040 | 40.4 | -34.9344 | -58.0160 | Oil |  |  |  |  | SULLAIR ARGENTINA SA | Ministerio de EnergÃ­a y MinerÃ­a | http://energia3.mecon.gov.ar/contenidos/archivos/Reorganizacion/informacion_del_mercado/publicaciones/mercado_electrico/estadisticosectorelectrico/2015/A1.POT_GEN_COMB_POR_CENTRAL_2015.xlsx | Ministerio de EnergÃ­a y MinerÃ­a |  | 2015 | [12 empty] | 183.03 | NO-ESTIMATION | NO-ESTIMATION | NO-ESTIMATION | NO-ESTIMATION | CAPACITY-FACTOR-V1
ARG | Argentina | C.T. SAN VICENTE |  | ARG0000159 | 27.6 | -35.0241 | -58.4237 | Oil |  |  |  |  | ENARSA | Ministerio de EnergÃ­a y MinerÃ­a | http://energia3.mecon.gov.ar/contenidos/archivos/Reorganizacion/informacion_del_mercado/publicaciones/mercado_electrico/estadisticosectorelectrico/2015/A1.POT_GEN_COMB_POR_CENTRAL_2015.xlsx | Ministerio de EnergÃ­a y MinerÃ­a |  | 2015 | [12 empty] | 125.04 | NO-ESTIMATION | NO-ESTIMATION | NO-ESTIMATION | NO-ESTIMATION | CAPACITY-FACTOR-V1
ARG | Argentina | CT GENERAL VILLEGAS |  | ARG0000004 | 23.49 | -35.0347 | -62.9981 | Oil |  |  |  |  | AGGREKO ARGENTINA SRL | Ministerio de EnergÃ­a y MinerÃ­a | http://energia3.mecon.gov.ar/contenidos/archivos/Reorganizacion/informacion_del_mercado/publicaciones/mercado_electrico/estadisticosectorelectrico/2015/A1.POT_GEN_COMB_POR_CENTRAL_2015.xlsx | Ministerio de EnergÃ­a y MinerÃ­a | 1048533 | 2015 | [12 empty] | 106.42 | NO-ESTIMATION | NO-ESTIMATION | NO-ESTIMATION | NO-ESTIMATION | CAPACITY-FACTOR-V1
ARG | Argentina | CT REALICO |  | ARG0000184 | 24 | -35.0550 | -64.2406 | Oil |  |  |  |  | INDUSTRIAS JUAN F. SECCO | Ministerio de EnergÃ­a y MinerÃ­a | http://energia3.mecon.gov.ar/contenidos/archivos/Reorganizacion/informacion_del_mercado/publicaciones/mercado_electrico/estadisticosectorelectrico/2015/A1.POT_GEN_COMB_POR_CENTRAL_2015.xlsx | Ministerio de EnergÃ­a y MinerÃ­a |  | 2015 | [12 empty] | 108.73 | NO-ESTIMATION | NO-ESTIMATION | NO-ESTIMATION | NO-ESTIMATION | CAPACITY-FACTOR-V1
ARG | Argentina | CT MAGDALENA |  | ARG0000005 | 25 | -35.1001 | -57.4839 | Oil |  |  |  |  | APR ENERGY SRL | Ministerio de EnergÃ­a y MinerÃ­a | http://energia3.mecon.gov.ar/contenidos/archivos/Reorganizacion/informacion_del_mercado/publicaciones/mercado_electrico/estadisticosectorelectrico/2015/A1.POT_GEN_COMB_POR_CENTRAL_2015.xlsx | Ministerio de EnergÃ­a y MinerÃ­a |  | 2015 | [12 empty] | 113.26 | NO-ESTIMATION | NO-ESTIMATION | NO-ESTIMATION | NO-ESTIMATION | CAPACITY-FACTOR-V1
ARG | Argentina | CT LOBOS |  | ARG0000041 | 15.686 | -35.1917 | -59.0808 | Oil |  |  |  |  | SULLAIR ARGENTINA SA | Ministerio de EnergÃ­a y MinerÃ­a | http://energia3.mecon.gov.ar/contenidos/archivos/Reorganizacion/informacion_del_mercado/publicaciones/mercado_electrico/estadisticosectorelectrico/2015/A1.POT_GEN_COMB_POR_CENTRAL_2015.xlsx | Ministerio de EnergÃ­a y MinerÃ­a |  | 2015 | [12 empty] | 71.06 | NO-ESTIMATION | NO-ESTIMATION | NO-ESTIMATION | NO-ESTIMATION | CAPACITY-FACTOR-V1
ARG | Argentina | CT PEHUAJO |  | ARG0000037 | 22.4 | -35.8336 | -61.8758 | Oil |  |  |  |  | SOENERGY ARGENTINA SA | Ministerio de EnergÃ­a y MinerÃ­a | http://energia3.mecon.gov.ar/contenidos/archivos/Reorganizacion/informacion_del_mercado/publicaciones/mercado_electrico/estadisticosectorelectrico/2015/A1.POT_GEN_COMB_POR_CENTRAL_2015.xlsx | Ministerio de EnergÃ­a y MinerÃ­a | 1013697 | 2015 | [12 empty] | 101.48 | NO-ESTIMATION | NO-ESTIMATION | NO-ESTIMATION | NO-ESTIMATION | CAPACITY-FACTOR-V1
ARG | Argentina | SANTA ISABEL |  | ARG0000181 | 2.25 | -36.2314 | -66.9381 | Oil |  |  |  |  | APE | Ministerio de EnergÃ­a y MinerÃ­a | http://energia3.mecon.gov.ar/contenidos/archivos/Reorganizacion/informacion_del_mercado/publicaciones/mercado_electrico/estadisticosectorelectrico/2015/A1.POT_GEN_COMB_POR_CENTRAL_2015.xlsx | Ministerio de EnergÃ­a y MinerÃ­a | 1048709 | 2015 | [12 empty] | 10.19 | HYDRO-V1 | HYDRO-V1 | HYDRO-V1 | HYDRO-V1 | HYDRO-V1
ARG | Argentina | CT MEDANITOS (RINCON DE LOS SAUCES) |  | ARG0000258 | 32 | -37.4102 | -68.9000 | Oil |  |  |  |  | MEDANITO SA | Ministerio de EnergÃ­a y MinerÃ­a | http://energia3.mecon.gov.ar/contenidos/archivos/Reorganizacion/informacion_del_mercado/publicaciones/mercado_electrico/estadisticosectorelectrico/2015/A1.POT_GEN_COMB_POR_CENTRAL_2015.xlsx | Ministerio de EnergÃ­a y MinerÃ­a |  | 2015 | [12 empty] | 144.98 | NO-ESTIMATION | NO-ESTIMATION | NO-ESTIMATION | NO-ESTIMATION | CAPACITY-FACTOR-V1
ARG | Argentina | CT CAVIAHUE |  | ARG0000257 | 5 | -38.0528 | -70.6136 | Oil |  |  |  |  | INDUSTRIAS JUAN F. SECCO | Ministerio de EnergÃ­a y MinerÃ­a | http://energia3.mecon.gov.ar/contenidos/archivos/Reorganizacion/informacion_del_mercado/publicaciones/mercado_electrico/estadisticosectorelectrico/2015/A1.POT_GEN_COMB_POR_CENTRAL_2015.xlsx | Ministerio de EnergÃ­a y MinerÃ­a |  | 2015 | [12 empty] | 22.65 | HYDRO-V1 | HYDRO-V1 | HYDRO-V1 | HYDRO-V1 | HYDRO-V1
ARG | Argentina | CENTRAL PARQUE INDUSTRIAL LA BANDA |  | ARG0000319 | 11.228 | -38.0620 | -67.9463 | Oil |  |  |  |  | INDUSTRIAS JUAN F. SECCO | Ministerio de EnergÃ­a y MinerÃ­a | http://energia3.mecon.gov.ar/contenidos/archivos/Reorganizacion/informacion_del_mercado/publicaciones/mercado_electrico/estadisticosectorelectrico/2015/A1.POT_GEN_COMB_POR_CENTRAL_2015.xlsx | Ministerio de EnergÃ­a y MinerÃ­a |  | 2015 | [12 empty] | 50.87 | NO-ESTIMATION | NO-ESTIMATION | NO-ESTIMATION | NO-ESTIMATION | NO-ESTIMATION
ARG | Argentina | CT MIRAMAR I |  | ARG0000022 | 20 | -38.2472 | -57.8242 | Oil |  |  |  |  | ENERGYST RENTAL SOLUTIONS ARGENTINA SA | Ministerio de EnergÃ­a y MinerÃ­a | http://energia3.mecon.gov.ar/contenidos/archivos/Reorganizacion/informacion_del_mercado/publicaciones/mercado_electrico/estadisticosectorelectrico/2015/A1.POT_GEN_COMB_POR_CENTRAL_2015.xlsx | Ministerio de EnergÃ­a y MinerÃ­a |  | 2015 | [12 empty] | 90.61 | NO-ESTIMATION | NO-ESTIMATION | NO-ESTIMATION | NO-ESTIMATION | CAPACITY-FACTOR-V1
ARG | Argentina | ORENSE |  | ARG0000016 | 1.72 | -38.6851 | -59.7804 | Oil |  |  |  |  | COOPERATIVAS | Ministerio de EnergÃ­a y MinerÃ­a | http://energia3.mecon.gov.ar/contenidos/archivos/Reorganizacion/informacion_del_mercado/publicaciones/mercado_electrico/estadisticosectorelectrico/2015/A1.POT_GEN_COMB_POR_CENTRAL_2015.xlsx | Ministerio de EnergÃ­a y MinerÃ­a | 1048515 | 2015 | [12 empty] | 7.79 | NO-ESTIMATION | NO-ESTIMATION | NO-ESTIMATION | NO-ESTIMATION | CAPACITY-FACTOR-V1
ARG | Argentina | CT ALUMINE |  | ARG0000256 | 6.3 | -38.8706 | -70.5753 | Oil |  |  |  |  | INDUSTRIAS JUAN F. SECCO | Ministerio de EnergÃ­a y MinerÃ­a | http://energia3.mecon.gov.ar/contenidos/archivos/Reorganizacion/informacion_del_mercado/publicaciones/mercado_electrico/estadisticosectorelectrico/2015/A1.POT_GEN_COMB_POR_CENTRAL_2015.xlsx | Ministerio de EnergÃ­a y MinerÃ­a |  | 2015 | [12 empty] | 28.54 | NO-ESTIMATION | NO-ESTIMATION | NO-ESTIMATION | NO-ESTIMATION | CAPACITY-FACTOR-V1
ARG | Argentina | CT CIPOLLETTI |  | ARG0000260 | 5 | -38.9133 | -67.9414 | Oil |  |  |  |  | AGGREKO ARGENTINA SRL | Ministerio de EnergÃ­a y MinerÃ­a | http://energia3.mecon.gov.ar/contenidos/archivos/Reorganizacion/informacion_del_mercado/publicaciones/mercado_electrico/estadisticosectorelectrico/2015/A1.POT_GEN_COMB_POR_CENTRAL_2015.xlsx | Ministerio de EnergÃ­a y MinerÃ­a |  | 2015 | [12 empty] | 22.65 | NO-ESTIMATION | NO-ESTIMATION | NO-ESTIMATION | NO-ESTIMATION | CAPACITY-FACTOR-V1
ARG | Argentina | CT VILLA REGINA |  | ARG0000261 | 5 | -39.0872 | -67.0881 | Oil |  |  |  |  | AGGREKO ARGENTINA SRL | Ministerio de EnergÃ­a y MinerÃ­a | http://energia3.mecon.gov.ar/contenidos/archivos/Reorganizacion/informacion_del_mercado/publicaciones/mercado_electrico/estadisticosectorelectrico/2015/A1.POT_GEN_COMB_POR_CENTRAL_2015.xlsx | Ministerio de EnergÃ­a y MinerÃ­a | 1086545 | 2015 | [12 empty] | 22.65 | HYDRO-V1 | HYDRO-V1 | HYDRO-V1 | HYDRO-V1 | HYDRO-V1
ARG | Argentina | ALUMINE |  | ARG0000242 | 1.904 | -39.2145 | -70.9157 | Oil | Hydro |  |  |  | EPEN | Ministerio de EnergÃ­a y MinerÃ­a | http://energia3.mecon.gov.ar/contenidos/archivos/Reorganizacion/informacion_del_mercado/publicaciones/mercado_electrico/estadisticosectorelectrico/2015/A1.POT_GEN_COMB_POR_CENTRAL_2015.xlsx | Ministerio de EnergÃ­a y MinerÃ­a | 1086547 | 2015 | [12 empty] | 8.62 | NO-ESTIMATION | NO-ESTIMATION | NO-ESTIMATION | NO-ESTIMATION | CAPACITY-FACTOR-V1
ARG | Argentina | SAN MARTIN DE LOS ANDES |  | ARG0000250 | 4.218 | -40.1511 | -71.3340 | Oil |  |  |  |  | EPEN | Ministerio de EnergÃ­a y MinerÃ­a | http://energia3.mecon.gov.ar/contenidos/archivos/Reorganizacion/informacion_del_mercado/publicaciones/mercado_electrico/estadisticosectorelectrico/2015/A1.POT_GEN_COMB_POR_CENTRAL_2015.xlsx | Ministerio de EnergÃ­a y MinerÃ­a | 1048777 | 2015 | [12 empty] | 19.11 | NO-ESTIMATION | NO-ESTIMATION | NO-ESTIMATION | NO-ESTIMATION | CAPACITY-FACTOR-V1
ARG | Argentina | CT LIBERTADOR GENERAL SAN MARTIN |  | ARG0000170 | 15 | -40.8421 | -68.0869 | Oil |  |  |  |  | SULLAIR ARGENTINA SA | Ministerio de EnergÃ­a y MinerÃ­a | http://energia3.mecon.gov.ar/contenidos/archivos/Reorganizacion/informacion_del_mercado/publicaciones/mercado_electrico/estadisticosectorelectrico/2015/A1.POT_GEN_COMB_POR_CENTRAL_2015.xlsx | Ministerio de EnergÃ­a y MinerÃ­a |  | 2015 | [12 empty] | 67.95 | NO-ESTIMATION | NO-ESTIMATION | NO-ESTIMATION | NO-ESTIMATION | CAPACITY-FACTOR-V1
ARG | Argentina | BARILOCHE (PUERTO MORENO) |  | ARG0000266 | 5.736 | -41.1167 | -71.4167 | Oil | Hydro |  |  |  | COOPERATIVA DE ELECTRICIDAD BARILOCHE LTDA | Ministerio de EnergÃ­a y MinerÃ­a | http://energia3.mecon.gov.ar/contenidos/archivos/Reorganizacion/informacion_del_mercado/publicaciones/mercado_electrico/estadisticosectorelectrico/2015/A1.POT_GEN_COMB_POR_CENTRAL_2015.xlsx | Ministerio de EnergÃ­a y MinerÃ­a |  | 2015 | [12 empty] | 25.98 | NO-ESTIMATION | NO-ESTIMATION | NO-ESTIMATION | NO-ESTIMATION | CAPACITY-FACTOR-V1
ARG | Argentina | CT BARILOCHE |  | ARG0000273 | 20 | -41.1497 | -71.2633 | Oil |  |  |  |  | SOENERGY ARGENTINA SA | Ministerio de EnergÃ­a y MinerÃ­a | http://energia3.mecon.gov.ar/contenidos/archivos/Reorganizacion/informacion_del_mercado/publicaciones/mercado_electrico/estadisticosectorelectrico/2015/A1.POT_GEN_COMB_POR_CENTRAL_2015.xlsx | Ministerio de EnergÃ­a y MinerÃ­a |  | 2015 | [12 empty] | 90.61 | SOLAR-V1-NO-AGE | SOLAR-V1-NO-AGE | SOLAR-V1-NO-AGE | SOLAR-V1-NO-AGE | SOLAR-V1-NO-AGE
ARG | Argentina | CT ALEM |  | ARG0000217 | 15 | -43.0907 | -65.2298 | Oil |  |  |  |  | AGGREKO ARGENTINA SRL | Ministerio de EnergÃ­a y MinerÃ­a | http://energia3.mecon.gov.ar/contenidos/archivos/Reorganizacion/informacion_del_mercado/publicaciones/mercado_electrico/estadisticosectorelectrico/2015/A1.POT_GEN_COMB_POR_CENTRAL_2015.xlsx | Ministerio de EnergÃ­a y MinerÃ­a |  | 2015 | [12 empty] | 67.95 | HYDRO-V1 | HYDRO-V1 | HYDRO-V1 | HYDRO-V1 | HYDRO-V1
ATA | Antarctica | McMurdo Station Generator |  | WRI1023843 | 6.6 | -77.8470 | 166.6605 | Oil |  |  |  | 1981.0 |  | Antarctica Australia | http://www.antarctica.gov.au/__data/assets/pdf_file/0007/21949/ml_385474997916667_atcm28_att067_rev1_e.pdf | WRI | 1109648 | [14 empty] | HYDRO-V1 | HYDRO-V1 | HYDRO-V1 | HYDRO-V1 | HYDRO-V1
AUS | Australia | Nhulunbuy |  | AUS0000614 | 24 | -12.1889 | 136.6872 | Oil |  |  |  |  | Rio Tinto | Australian Renewable Energy Mapping Infrastructure | https://www.nationalmap.gov.au/ | Australian Renewable Energy Mapping Infrastructure | [14 empty] | 46.35 | HYDRO-V1 | HYDRO-V1 | HYDRO-V1 | HYDRO-V1 | HYDRO-V1
AUS | Australia | Angurugu |  | AUS0000615 | 3.6 | -13.8584 | 136.4209 | Oil |  |  |  |  | BHP | Australian Renewable Energy Mapping Infrastructure | https://www.nationalmap.gov.au/ | Australian Renewable Energy Mapping Infrastructure | [14 empty] | 6.95 | HYDRO-V1 | HYDRO-V1 | HYDRO-V1 | HYDRO-V1 | HYDRO-V1
AUS | Australia | Timber Creek |  | AUS0000486 | 1 | -15.6562 | 130.4790 | Oil |  |  |  |  | NT Government | Australian Renewable Energy Mapping Infrastructure | https://www.nationalmap.gov.au/ | Australian Renewable Energy Mapping Infrastructure | [5 empty] | 2.9719444444444445 | 2.8833333333333333 | 2.9919444444444445 |  | Australia Clean Energy Regulator |  |  |  |  | 1.93 | HYDRO-V1 | HYDRO-V1 | HYDRO-V1 | HYDRO-V1 | HYDRO-V1
AUS | Australia | Kununurra |  | AUS0000370 | 12.4 | -15.7796 | 128.7395 | Oil |  |  |  |  | Horizon Power | Australian Renewable Energy Mapping Infrastructure | https://www.nationalmap.gov.au/ | Australian Renewable Energy Mapping Infrastructure | 1030202 | [5 empty] | 0.2477777777777778 | 0.09361111111111112 |  | Australia Clean Energy Regulator |  |  |  |  | 23.94 | NO-ESTIMATION | NO-ESTIMATION | NO-ESTIMATION | NO-ESTIMATION | CAPACITY-FACTOR-V1
AUS | Australia | Argyle Diamond Mine |  | AUS0000220 | 32 | -16.7162 | 128.4031 | Oil |  |  |  |  | Rio Tinto - Argyle Diamond Mines | Australian Renewable Energy Mapping Infrastructure | https://www.nationalmap.gov.au/ | Australian Renewable Energy Mapping Infrastructure | 1060612 | [13 empty] | 61.8 | NO-ESTIMATION | NO-ESTIMATION | NO-ESTIMATION | NO-ESTIMATION | CAPACITY-FACTOR-V1
AUS | Australia | Warmun |  | AUS0000369 | 1.3 | -17.0259 | 128.2113 | Oil |  |  |  |  | Energy Developments Ltd | Australian Renewable Energy Mapping Infrastructure | https://www.nationalmap.gov.au/ | Australian Renewable Energy Mapping Infrastructure | 1085161 |  |  |  | 2.7066666666666666 | 2.9633333333333334 | 2.7525 | 2.651666666666667 |  | Australia Clean Energy Regulator |  |  |  |  | 2.51 | NO-ESTIMATION | NO-ESTIMATION | NO-ESTIMATION | NO-ESTIMATION | CAPACITY-FACTOR-V1
AUS | Australia | Savannah Nickel Mine |  | AUS0000407 | 10.8 | -17.3631 | 128.0331 | Oil |  |  |  |  | Contract Power | Australian Renewable Energy Mapping Infrastructure | https://www.nationalmap.gov.au/ | Australian Renewable Energy Mapping Infrastructure | [14 empty] | 20.85 | NO-ESTIMATION | NO-ESTIMATION | NO-ESTIMATION | NO-ESTIMATION | NO-ESTIMATION
AUS | Australia | Elliott |  | AUS0000488 | 1 | -17.5504 | 133.5393 | Oil |  |  |  |  | Territory Generation | Australian Renewable Energy Mapping Infrastructure | https://www.nationalmap.gov.au/ | Australian Renewable Energy Mapping Infrastructure | [5 empty] | 2.9119444444444444 | 2.7030555555555558 | 2.7730555555555556 |  | Australia Clean Energy Regulator |  |  |  |  | 1.93 | HYDRO-V1 | HYDRO-V1 | HYDRO-V1 | HYDRO-V1 | HYDRO-V1
AUS | Australia | Bidyadanga |  | AUS0000382 | 1.3 | -18.6816 | 121.7848 | Oil |  |  |  |  | Energy Developments Ltd | Australian Renewable Energy Mapping Infrastructure | https://www.nationalmap.gov.au/ | Australian Renewable Energy Mapping Infrastructure | 1085158 |  | 2.8466666666666667 | 2.9925 | 2.9072222222222224 | 3.2286111111111113 | 2.8983333333333334 | 2.876388888888889 |  | Australia Clean Energy Regulator |  |  |  |  | 2.51 | NO-ESTIMATION | NO-ESTIMATION | NO-ESTIMATION | NO-ESTIMATION | CAPACITY-FACTOR-V1
AUS | Australia | Mount Stuart |  | AUS0000165 | 423 | -19.3380 | 146.8512 | Oil |  |  |  |  | Origin Energy | Australian Renewable Energy Mapping Infrastructure | https://www.nationalmap.gov.au/ | Australian Renewable Energy Mapping Infrastructure | 1009778 |  | 56.84444444444444 | 12.932222222222222 | 30.820833333333333 | 54.93416666666667 | 73.40777777777778 | 9.73611111111111 |  | Australia Clean Energy Regulator |  |  |  |  | 816.97 | HYDRO-V1 | HYDRO-V1 | HYDRO-V1 | HYDRO-V1 | HYDRO-V1
AUS | Australia | Marble Bar Diesel Backup |  | AUS0000365 | 1.28 | -21.1649 | 119.7419 | Oil |  |  |  |  | Horizon Power | Australian Renewable Energy Mapping Infrastructure | https://www.nationalmap.gov.au/ | Australian Renewable Energy Mapping Infrastructure | 1030206 | [13 empty] | 2.47 | NO-ESTIMATION | NO-ESTIMATION | NO-ESTIMATION | NO-ESTIMATION | NO-ESTIMATION
AUS | Australia | Cloudbreak |  | AUS0000324 | 44 | -22.3247 | 119.4040 | Oil |  |  |  |  | Contract Power | Australian Renewable Energy Mapping Infrastructure | https://www.nationalmap.gov.au/ | Australian Renewable Energy Mapping Infrastructure | 1085169 |  | 133.73166666666665 | 141.24916666666667 | 178.73722222222221 | 173.05416666666667 |  |  |  | Australia Clean Energy Regulator |  |  |  |  | 84.98 | NO-ESTIMATION | NO-ESTIMATION | NO-ESTIMATION | NO-ESTIMATION | NO-ESTIMATION
AUS | Australia | Christmas Creek Iron Ore Mine |  | AUS0000221 | 58 | -22.3990 | 119.7320 | Oil |  |  |  |  | Contract Power Holdings | Australian Renewable Energy Mapping Infrastructure | https://www.nationalmap.gov.au/ | Australian Renewable Energy Mapping Infrastructure | 1085168 | [13 empty] | 112.01 | NO-ESTIMATION | NO-ESTIMATION | NO-ESTIMATION | NO-ESTIMATION | NO-ESTIMATION
AUS | Australia | Roy Hill |  | AUS0000490 | 6 | -22.4812 | 119.9472 | Oil |  |  |  |  | Alinta Energy | Australian Renewable Energy Mapping Infrastructure | https://www.nationalmap.gov.au/ | Australian Renewable Energy Mapping Infrastructure | [14 empty] | 11.58 | NO-ESTIMATION | NO-ESTIMATION | NO-ESTIMATION | NO-ESTIMATION | NO-ESTIMATION
AUS | Australia | Coral Bay Diesel Backup |  | AUS0000351 | 2.24 | -23.1521 | 113.7762 | Oil |  |  |  |  | Verve Energy | Australian Renewable Energy Mapping Infrastructure | https://www.nationalmap.gov.au/ | Australian Renewable Energy Mapping Infrastructure | 1063760 | [13 empty] | 4.32 | NO-ESTIMATION | NO-ESTIMATION | NO-ESTIMATION | NO-ESTIMATION | NO-ESTIMATION
AUS | Australia | Denham Diesel Backup |  | AUS0000353 | 1.6 | -25.9167 | 113.5340 | Oil |  |  |  |  | Verve Energy | Australian Renewable Energy Mapping Infrastructure | https://www.nationalmap.gov.au/ | Australian Renewable Energy Mapping Infrastructure | [14 empty] | 3.09 | NO-ESTIMATION | NO-ESTIMATION | NO-ESTIMATION | NO-ESTIMATION | NO-ESTIMATION
AUS | Australia | Wiluna |  | AUS0000384 | 1.3 | -26.5922 | 120.2185 | Oil |  |  |  |  | Energy Developments | Australian Renewable Energy Mapping Infrastructure | https://www.nationalmap.gov.au/ | Australian Renewable Energy Mapping Infrastructure | 1030221 |  | 2.9452777777777777 | 2.7483333333333335 | 2.292222222222222 | 2.506111111111111 | 2.3672222222222223 | 2.423611111111111 |  | Australia Clean Energy Regulator |  |  |  |  | 2.51 | NO-ESTIMATION | NO-ESTIMATION | NO-ESTIMATION | NO-ESTIMATION | NO-ESTIMATION
AUS | Australia | Meekatharra |  | AUS0000408 | 2.9 | -26.5952 | 118.4830 | Oil |  |  |  |  | Energy Developments | Australian Renewable Energy Mapping Infrastructure | https://www.nationalmap.gov.au/ | Australian Renewable Energy Mapping Infrastructure | 1030207 |  | 7.711944444444445 | 7.876666666666667 | 6.495 | 7.738611111111111 | 7.638055555555556 | 6.7275 |  | Australia Clean Energy Regulator |  |  |  |  | 5.6 | NO-ESTIMATION | NO-ESTIMATION | NO-ESTIMATION | NO-ESTIMATION | NO-ESTIMATION
AUS | Australia | Tarong (Oil) |  | AUS0000169 | 15 | -26.7858 | 151.9172 | Oil |  |  |  |  | Tarong Energy Corporation | Australian Renewable Energy Mapping Infrastructure | https://www.nationalmap.gov.au/ | Australian Renewable Energy Mapping Infrastructure | [14 empty] | 28.97 | NO-ESTIMATION | NO-ESTIMATION | NO-ESTIMATION | NO-ESTIMATION | NO-ESTIMATION
AUS | Australia | Laverton |  | AUS0000371 | 1.5 | -28.6216 | 122.3965 | Oil |  |  |  |  | Energy Developments | Australian Renewable Energy Mapping Infrastructure | https://www.nationalmap.gov.au/ | Australian Renewable Energy Mapping Infrastructure | 1066697 |  | 4.722222222222222 | 3.5469444444444442 | 3.8402777777777777 | 3.5658333333333334 | 3.642777777777778 | 4.13 |  | Australia Clean Energy Regulator |  |  |  |  | 2.89 | NO-ESTIMATION | NO-ESTIMATION | NO-ESTIMATION | NO-ESTIMATION | NO-ESTIMATION
AUS | Australia | Laverton (Granny Smith Gold Mine) |  | AUS0000219 | 30.6 | -28.8096 | 122.4150 | Oil |  |  |  |  | Barrick Gold of Australia | Australian Renewable Energy Mapping Infrastructure | https://www.nationalmap.gov.au/ | Australian Renewable Energy Mapping Infrastructure | [14 empty] | 59.1 | NO-ESTIMATION | NO-ESTIMATION | NO-ESTIMATION | NO-ESTIMATION | NO-ESTIMATION
AUS | Australia | West Kalgoorlie |  | AUS0000205 | 60 | -30.7806 | 121.4234 | Oil |  |  |  |  | Verve Energy | Australian Renewable Energy Mapping Infrastructure | https://www.nationalmap.gov.au/ | Australian Renewable Energy Mapping Infrastructure | 1030200 | [13 empty] | 115.88 | NO-ESTIMATION | NO-ESTIMATION | NO-ESTIMATION | NO-ESTIMATION | NO-ESTIMATION
AUS | Australia | Kalamunda |  | AUS0000329 | 1.3 | -31.9768 | 115.9988 | Oil |  |  |  |  | Landfill Gas and Power Pty Ltd | Australian Renewable Energy Mapping Infrastructure | https://www.nationalmap.gov.au/ | Australian Renewable Energy Mapping Infrastructure | 1067433 |  | 0.0033333333333333335 | 0.005 | 0.005555555555555556 | 0.0016666666666666668 | 0.021944444444444444 | 0.005 |  | Australia Clean Energy Regulator |  |  |  |  | 2.51 | NO-ESTIMATION | NO-ESTIMATION | NO-ESTIMATION | NO-ESTIMATION | NO-ESTIMATION
AUS | Australia | Norseman Mine |  | AUS0000320 | 9 | -32.1963 | 121.7943 | Oil | [5 empty] | Australian Renewable Energy Mapping Infrastructure | https://www.nationalmap.gov.au/ | Australian Renewable Energy Mapping Infrastructure | 1055547 |  | 27.85527777777778 | 16.33888888888889 | 14.14611111111111 | 15.068055555555556 | 8.275833333333333 | 4.322777777777778 |  | Australia Clean Energy Regulator |  |  |  |  | 17.38 | NO-ESTIMATION | NO-ESTIMATION | NO-ESTIMATION | NO-ESTIMATION | NO-ESTIMATION
AUS | Australia | Hunter |  | AUS0000277 | 29 | -32.8360 | 151.4505 | Oil |  |  |  |  | Infratil Energy Australia Pty Ltd | Australian Renewable Energy Mapping Infrastructure | https://www.nationalmap.gov.au/ | Australian Renewable Energy Mapping Infrastructure | 1099346 | [13 empty] | 56 | NO-ESTIMATION | NO-ESTIMATION | NO-ESTIMATION | NO-ESTIMATION | NO-ESTIMATION
AUS | Australia | Eraring |  | AUS0000306 | 41.5 | -33.0617 | 151.5223 | Oil |  |  |  |  | Eraring Energy | Australian Renewable Energy Mapping Infrastructure | https://www.nationalmap.gov.au/ | Australian Renewable Energy Mapping Infrastructure | 1014204 |  | 11393.210555555555 | 9300.379166666668 | 14316.478888888889 | 14631.565 | 14993.468888888889 | 17186.143888888888 |  | Australia Clean Energy Regulator |  |  |  |  | 80.15 | NO-ESTIMATION | NO-ESTIMATION | NO-ESTIMATION | NO-ESTIMATION | NO-ESTIMATION
AUS | Australia | Ravensthorpe |  | AUS0000202 | 56 | -33.6100 | 120.3600 | Oil |  |  |  |  | First Quantum Minerals | Australian Renewable Energy Mapping Infrastructure | https://www.nationalmap.gov.au/ | Australian Renewable Energy Mapping Infrastructure |  |  | 1.7144444444444444 | 0.41555555555555557 | 0.1947222222222222 | 0.1075 | 0.1388888888888889 | 0.21444444444444444 |  | Australia Clean Energy Regulator |  |  |  |  | 108.15 | NO-ESTIMATION | NO-ESTIMATION | NO-ESTIMATION | NO-ESTIMATION | NO-ESTIMATION
AUS | Australia | Nine Network |  | AUS0000316 | 3.2 | -33.8110 | 151.1966 | Oil |  |  |  |  | Nine Network | Australian Renewable Energy Mapping Infrastructure | https://www.nationalmap.gov.au/ | Australian Renewable Energy Mapping Infrastructure | [14 empty] | 6.18 | NO-ESTIMATION | NO-ESTIMATION | NO-ESTIMATION | NO-ESTIMATION | NO-ESTIMATION
AUS | Australia | Hopetoun Diesel Backup |  | AUS0000412 | 1.3 | -33.9050 | 120.1299 | Oil |  |  |  |  | Verve Energy | Australian Renewable Energy Mapping Infrastructure | https://www.nationalmap.gov.au/ | Australian Renewable Energy Mapping Infrastructure | 1030199 | [13 empty] | 2.51 | NO-ESTIMATION | NO-ESTIMATION | NO-ESTIMATION | NO-ESTIMATION | NO-ESTIMATION
AUS | Australia | Bankstown Sports Club |  | AUS0000399 | 2 | -33.9197 | 151.0332 | Oil |  |  |  |  | Bankstown Sports Club | Australian Renewable Energy Mapping Infrastructure | https://www.nationalmap.gov.au/ | Australian Renewable Energy Mapping Infrastructure | [14 empty] | 3.86 | NO-ESTIMATION | NO-ESTIMATION | NO-ESTIMATION | NO-ESTIMATION | NO-ESTIMATION
AUS | Australia | Revesby Workers Club |  | AUS0000317 | 2.5 | -33.9534 | 151.0137 | Oil |  |  |  |  | Revesby Workers Club | Australian Renewable Energy Mapping Infrastructure | https://www.nationalmap.gov.au/ | Australian Renewable Energy Mapping Infrastructure | [14 empty] | 4.82 | NO-ESTIMATION | NO-ESTIMATION | NO-ESTIMATION | NO-ESTIMATION | NO-ESTIMATION
AUS | Australia | St George Leagues Club |  | AUS0000318 | 1 | -33.9748 | 151.1294 | Oil |  |  |  |  | St George Leagues Club | Australian Renewable Energy Mapping Infrastructure | https://www.nationalmap.gov.au/ | Australian Renewable Energy Mapping Infrastructure | [14 empty] | 1.93 | NO-ESTIMATION | NO-ESTIMATION | NO-ESTIMATION | NO-ESTIMATION | NO-ESTIMATION
AUS | Australia | Western Suburbs Leagues Club (Campbelltown) |  | AUS0000299 | 1 | -34.0513 | 150.8329 | Oil |  |  |  |  | Western Suburbs Leagues Club (Campbelltown) | Australian Renewable Energy Mapping Infrastructure | https://www.nationalmap.gov.au/ | Australian Renewable Energy Mapping Infrastructure | [14 empty] | 1.93 | NO-ESTIMATION | NO-ESTIMATION | NO-ESTIMATION | NO-ESTIMATION | NO-ESTIMATION
AUS | Australia | Bremer Bay Diesel Backup |  | AUS0000349 | 1.3 | -34.4018 | 119.3888 | Oil |  |  |  |  | Verve Energy | Australian Renewable Energy Mapping Infrastructure | https://www.nationalmap.gov.au/ | Australian Renewable Energy Mapping Infrastructure | 1063752 | [13 empty] | 2.51 | NO-ESTIMATION | NO-ESTIMATION | NO-ESTIMATION | NO-ESTIMATION | NO-ESTIMATION
AUS | Australia | West Illawarra Leagues Club |  | AUS0000298 | 1 | -34.4515 | 150.8429 | Oil |  |  |  |  | West Illawarra Leagues Club | Australian Renewable Energy Mapping Infrastructure | https://www.nationalmap.gov.au/ | Australian Renewable Energy Mapping Infrastructure | 1020898 | [13 empty] | 1.93 | NO-ESTIMATION | NO-ESTIMATION | NO-ESTIMATION | NO-ESTIMATION | NO-ESTIMATION
AUS | Australia | Angaston |  | AUS0000232 | 50 | -34.5034 | 139.0246 | Oil |  |  |  |  | Infratil Energy Australia Pty Ltd | Australian Renewable Energy Mapping Infrastructure | https://www.nationalmap.gov.au/ | Australian Renewable Energy Mapping Infrastructure | 1065303 |  |  |  | 1.6530555555555555 | 5.300833333333333 | 7.6497222222222225 | 2.2222222222222223 |  | Australia Clean Energy Regulator |  |  |  |  | 96.56 | NO-ESTIMATION | NO-ESTIMATION | NO-ESTIMATION | NO-ESTIMATION | NO-ESTIMATION
AUS | Australia | Amcor Gawler |  | AUS0000231 | 4 | -34.5509 | 138.7659 | Oil |  |  |  |  | Energy Response | Australian Renewable Energy Mapping Infrastructure | https://www.nationalmap.gov.au/ | Australian Renewable Energy Mapping Infrastructure | [14 empty] | 7.72 | NO-ESTIMATION | NO-ESTIMATION | NO-ESTIMATION | NO-ESTIMATION | NO-ESTIMATION
AUS | Australia | Port Lincoln |  | AUS0000238 | 73.5 | -34.7003 | 135.8044 | Oil |  |  |  |  | Synergen Power | Australian Renewable Energy Mapping Infrastructure | https://www.nationalmap.gov.au/ | Australian Renewable Energy Mapping Infrastructure | 1014358 |  | 1.3672222222222221 | 0.7972222222222223 | 0.385 | 0.4913888888888889 | 2.2116666666666664 | 1.6727777777777777 |  | Australia Clean Energy Regulator |  |  |  |  | 141.95 | NO-ESTIMATION | NO-ESTIMATION | NO-ESTIMATION | NO-ESTIMATION | NO-ESTIMATION
AUS | Australia | Lonsdale |  | AUS0000234 | 20 | -35.1097 | 138.4910 | Oil |  |  |  |  | Infratil Energy Australia Pty Ltd | Australian Renewable Energy Mapping Infrastructure | https://www.nationalmap.gov.au/ | Australian Renewable Energy Mapping Infrastructure | 1053091 | [13 empty] | 38.62 | NO-ESTIMATION | NO-ESTIMATION | NO-ESTIMATION | NO-ESTIMATION | NO-ESTIMATION
AUS | Australia | Port Stanvac |  | AUS0000345 | 57.6 | -35.1104 | 138.4915 | Oil |  |  |  |  | Infratil Energy Australia Pty Ltd | Australian Renewable Energy Mapping Infrastructure | https://www.nationalmap.gov.au/ | Australian Renewable Energy Mapping Infrastructure | 1099345 | [13 empty] | 111.24 | NO-ESTIMATION | NO-ESTIMATION | NO-ESTIMATION | NO-ESTIMATION | NO-ESTIMATION
AUS | Australia | Blue Lake Milling Power Plant |  | AUS0000376 | 1 | -36.3164 | 140.7575 | Oil |  |  |  |  | Vibe Energy Pty Ltd | Australian Renewable Energy Mapping Infrastructure | https://www.nationalmap.gov.au/ | Australian Renewable Energy Mapping Infrastructure | [14 empty] | 1.93 | NO-ESTIMATION | NO-ESTIMATION | NO-ESTIMATION | NO-ESTIMATION | NO-ESTIMATION
AUS | Australia | King Island (Currie) |  | AUS0000449 | 8.55 | -39.9388 | 143.8920 | Oil |  |  |  |  | Hydro Tasmania | Australian Renewable Energy Mapping Infrastructure | https://www.nationalmap.gov.au/ | Australian Renewable Energy Mapping Infrastructure | 1019017 | [13 empty] | 16.51 | NO-ESTIMATION | NO-ESTIMATION | NO-ESTIMATION | NO-ESTIMATION | NO-ESTIMATION
AZE | Azerbaijan | Azerbaijan TPP |  | WRI1002179 | 2400 | 40.7800 | 46.9901 | Oil |  |  |  |  | AzerEnerji | AzerEnerji | http://www.azerenerji.gov.az/index.php?option=com_content&view=article&id=91&Itemid=112&lang=az | WRI | 1010568 | [13 empty] | 1260.9 | NO-ESTIMATION | NO-ESTIMATION | NO-ESTIMATION | NO-ESTIMATION | NO-ESTIMATION
BEL | Belgium | CIERREUX TJ |  | WRI1002219 | 18.6 | 50.2444 | 5.9302 | Oil | [5 empty] | ELIA Belgian Grid Operator | http://publications.elia.be/upload/ProductionParkOverview.html?TS=20120416193815 | CARMA | 1014410 | [13 empty] | 4.28 | NO-ESTIMATION | NO-ESTIMATION | NO-ESTIMATION | NO-ESTIMATION | CAPACITY-FACTOR-V1
BEL | Belgium | Deux-Acren TJ |  | WRI1002222 | 18.6 | 50.7303 | 3.8531 | Oil | [5 empty] | ELIA Belgian Grid Operator | http://publications.elia.be/upload/ProductionParkOverview.html?TS=20120416193815 | CARMA | 1014412 | [13 empty] | 4.28 | HYDRO-V1 | HYDRO-V1 | HYDRO-V1 | HYDRO-V1 | HYDRO-V1
BEL | Belgium | BUDA TJ |  | WRI1002217 | 18.6 | 50.9079 | 4.4155 | Oil | [5 empty] | ELIA Belgian Grid Operator | http://publications.elia.be/upload/ProductionParkOverview.html?TS=20120416193815 | CARMA | 1014408 | [13 empty] | 4.28 | SOLAR-V1-NO-AGE | SOLAR-V1-NO-AGE | SOLAR-V1-NO-AGE | SOLAR-V1-NO-AGE | SOLAR-V1-NO-AGE
BEL | Belgium | Noordschote TJ |  | WRI1002259 | 18.6 | 50.9548 | 2.8103 | Oil | [5 empty] | ELIA Belgian Grid Operator | http://publications.elia.be/upload/ProductionParkOverview.html?TS=20120416193815 | CARMA | 1014431 | [13 empty] | 4.28 | SOLAR-V1-NO-AGE | SOLAR-V1-NO-AGE | SOLAR-V1-NO-AGE | SOLAR-V1-NO-AGE | SOLAR-V1-NO-AGE
BEL | Belgium | AALTER TJ |  | WRI1002206 | 18.6 | 51.0902 | 3.4469 | Oil | [5 empty] | ELIA Belgian Grid Operator | http://publications.elia.be/upload/ProductionParkOverview.html?TS=20120416193815 | CARMA | 1014396 | [13 empty] | 4.28 | NO-ESTIMATION | NO-ESTIMATION | NO-ESTIMATION | NO-ESTIMATION | CAPACITY-FACTOR-V1
BEL | Belgium | Zedelgem TJ |  | WRI1002284 | 18.6 | 51.1424 | 3.1368 | Oil | [5 empty] | ELIA Belgian Grid Operator | http://publications.elia.be/upload/ProductionParkOverview.html?TS=20120416193815 | CARMA | 1014447 | [13 empty] | 4.28 | HYDRO-V1 | HYDRO-V1 | HYDRO-V1 | HYDRO-V1 | HYDRO-V1
BEL | Belgium | Zelzate TJ |  | WRI1002289 | 18.6 | 51.1896 | 3.8078 | Oil | [5 empty] | ELIA Belgian Grid Operator | http://publications.elia.be/upload/ProductionParkOverview.html?TS=20120416193815 | CARMA | 1014450 | [13 empty] | 4.28 | NO-ESTIMATION | NO-ESTIMATION | NO-ESTIMATION | NO-ESTIMATION | CAPACITY-FACTOR-V1
BEL | Belgium | BEERSE TJ |  | WRI1002211 | 33.2 | 51.3193 | 4.8530 | Oil | [5 empty] | ELIA Belgian Grid Operator | http://publications.elia.be/upload/ProductionParkOverview.html?TS=20120416193815 | CARMA | 1014402 | [13 empty] | 7.64 | NO-ESTIMATION | NO-ESTIMATION | NO-ESTIMATION | NO-ESTIMATION | CAPACITY-FACTOR-V1
BEL | Belgium | Zeebrugge TJ |  | WRI1002286 | 18.6 | 51.3290 | 3.1819 | Oil | [5 empty] | ELIA Belgian Grid Operator | http://publications.elia.be/upload/ProductionParkOverview.html?TS=20120416193815 | CARMA | 1014448 | [13 empty] | 4.28 | HYDRO-V1 | HYDRO-V1 | HYDRO-V1 | HYDRO-V1 | HYDRO-V1
BEN | Benin | Cotonou |  | WRI1023016 | 20 | 6.4263 | 2.3066 | Oil | [5 empty] | African Development Bank Group | http://powerafrica.opendataforafrica.org | Power Africa | 1029102 | [13 empty] | 31.55 | NO-ESTIMATION | NO-ESTIMATION | NO-ESTIMATION | NO-ESTIMATION | NO-ESTIMATION
BFA | Burkina Faso | Bobo |  | WRI1023020 | 23.846 | 11.2000 | -4.3000 | Oil |  |  |  |  | SociÃ©tÃ© Nationale d'Ã©lectricitÃ© du Burkina Faso | African Development Bank Group | http://powerafrica.opendataforafrica.org | Power Africa | 1029201 | [14 empty] | HYDRO-V1 | HYDRO-V1 | HYDRO-V1 | HYDRO-V1 | HYDRO-V1
BFA | Burkina Faso | Kossodo |  | WRI1023022 | 64 | 12.3703 | -1.5247 | Oil |  |  |  |  | SociÃ©tÃ© Nationale d'Ã©lectricitÃ© du Burkina Faso | African Development Bank Group | http://powerafrica.opendataforafrica.org | Power Africa | 1057220 | [14 empty] | NO-ESTIMATION | NO-ESTIMATION | NO-ESTIMATION | NO-ESTIMATION | CAPACITY-FACTOR-V1
BFA | Burkina Faso | Ouaga |  | WRI1023023 | 58.56 | 12.3703 | -1.5247 | Oil |  |  |  |  | SociÃ©tÃ© Nationale d'Ã©lectricitÃ© du Burkina Faso | African Development Bank Group | http://powerafrica.opendataforafrica.org | Power Africa | 1029222 | [14 empty] | NO-ESTIMATION | NO-ESTIMATION | NO-ESTIMATION | NO-ESTIMATION | CAPACITY-FACTOR-V1
BGD | Bangladesh | Patenga 50 MW |  | WRI1029241 | 50 | 22.2385 | 91.8129 | Oil | [5 empty] | Bangladesh Power Development Board | http://www.bpdb.gov.bd/bpdb/index.php?option=com_content&view=article&id=151&Itemid=157 | WRI | 1089192 | [13 empty] | 157.27 | NO-ESTIMATION | NO-ESTIMATION | NO-ESTIMATION | NO-ESTIMATION | CAPACITY-FACTOR-V1
BGD | Bangladesh | Jhulda |  | WRI1029227 | 100 | 22.2972 | 91.8062 | Oil |  |  |  | 2012.0 |  | Bangladesh Power Development Board | http://www.bpdb.gov.bd/bpdb/index.php?option=com_content&view=article&id=151&Itemid=161 | WRI | 1088742 | [13 empty] | 314.55 | NO-ESTIMATION | NO-ESTIMATION | NO-ESTIMATION | NO-ESTIMATION | CAPACITY-FACTOR-V1
BGD | Bangladesh | Shikalbaha Peaking (GT) |  | WRI1029249 | 261 | 22.3227 | 91.8651 | Oil | [5 empty] | Bangladesh Power Development Board | http://www.bpdb.gov.bd/bpdb/index.php?option=com_content&view=article&id=151&Itemid=159 | WRI | [14 empty] | 820.99 | HYDRO-V1 | HYDRO-V1 | HYDRO-V1 | HYDRO-V1 | HYDRO-V1
BGD | Bangladesh | Noapara (khanjahan ali) |  | WRI1029238 | 40 | 22.3602 | 91.7812 | Oil |  |  |  | 2011.0 | Khanjahan Ali Power Company | Bangladesh Power Development Board | http://www.bpdb.gov.bd/bpdb/index.php?option=com_content&view=article&id=151&Itemid=216 | WRI | [14 empty] | 125.82 | SOLAR-V1-NO-AGE | SOLAR-V1-NO-AGE | SOLAR-V1-NO-AGE | SOLAR-V1-NO-AGE | SOLAR-V1-NO-AGE
BGD | Bangladesh | Hathazari |  | WRI1029222 | 98 | 22.4918 | 91.8051 | Oil |  |  |  | 2012.0 |  | Bangladesh Power Development Board | http://www.bpdb.gov.bd/bpdb/index.php?option=com_content&view=article&id=151&Itemid=163 | WRI | 1078937 | [13 empty] | 308.26 | NO-ESTIMATION | NO-ESTIMATION | NO-ESTIMATION | NO-ESTIMATION | CAPACITY-FACTOR-V1
BGD | Bangladesh | Barabkunda (Regent) |  | WRI1029204 | 22 | 22.5713 | 91.6841 | Oil |  |  |  | 2016.0 |  | Bangladesh Power Development Board | http://www.bpdb.gov.bd/bpdb/index.php?option=com_content&view=article&id=151&Itemid=164 | WRI | 1069184 | [13 empty] | 69.2 | NO-ESTIMATION | NO-ESTIMATION | NO-ESTIMATION | NO-ESTIMATION | CAPACITY-FACTOR-V1
BGD | Bangladesh | Titas(Dautkandi) |  | WRI1029263 | 52 | 23.5461 | 90.7779 | Oil |  |  |  |  | Dautkandi | Bangladesh Power Development Board | http://www.bpdb.gov.bd/bpdb/index.php?option=com_content&view=article&id=151&Itemid=185 | WRI | [14 empty] | 163.56 | SOLAR-V1-NO-AGE | SOLAR-V1-NO-AGE | SOLAR-V1-NO-AGE | SOLAR-V1-NO-AGE | SOLAR-V1-NO-AGE
BGD | Bangladesh | Kathpotti 52 mw |  | WRI1029231 | 52 | 23.5699 | 90.4804 | Oil | [5 empty] | Bangladesh Power Development Board | http://www.bpdb.gov.bd/bpdb/index.php?option=com_content&view=article&id=151&Itemid=149 | WRI | [14 empty] | 163.56 | HYDRO-V1 | HYDRO-V1 | HYDRO-V1 | HYDRO-V1 | HYDRO-V1
BGD | Bangladesh | Madanganj (Summit) |  | WRI1029234 | 157 | 23.5900 | 90.5153 | Oil |  |  |  |  | Summit Corporation Limited | Bangladesh Power Development Board | http://www.bpdb.gov.bd/bpdb/index.php?option=com_content&view=article&id=151&Itemid=139 | WRI | 1078928 | [13 empty] | 493.85 | NO-ESTIMATION | NO-ESTIMATION | NO-ESTIMATION | NO-ESTIMATION | CAPACITY-FACTOR-V1
BGD | Bangladesh | Faridpur |  | WRI1029216 | 54 | 23.6183 | 89.7733 | Oil | [5 empty] | Bangladesh Power Development Board | http://www.bpdb.gov.bd/bpdb/index.php?option=com_content&view=article&id=151&Itemid=209 | WRI | 1078934 | [13 empty] | 169.86 | HYDRO-V1 | HYDRO-V1 | HYDRO-V1 | HYDRO-V1 | HYDRO-V1
BGD | Bangladesh | CLCPC Keranigonj |  | WRI1029214 | 100 | 23.6473 | 90.3473 | Oil | [5 empty] | Bangladesh Power Development Board | http://www.bpdb.gov.bd/bpdb/index.php?option=com_content&view=article&id=151&Itemid=152 | WRI | 1088173 | [13 empty] | 314.55 | NO-ESTIMATION | NO-ESTIMATION | NO-ESTIMATION | NO-ESTIMATION | CAPACITY-FACTOR-V1
BGD | Bangladesh | Pagla (DPA) |  | WRI1029240 | 50 | 23.6584 | 90.4584 | Oil | [5 empty] | Bangladesh Power Development Board | http://www.bpdb.gov.bd/bpdb/index.php?option=com_content&view=article&id=151&Itemid=136 | WRI | 1082558 | [13 empty] | 157.27 | NO-ESTIMATION | NO-ESTIMATION | NO-ESTIMATION | NO-ESTIMATION | CAPACITY-FACTOR-V1
BGD | Bangladesh | Karanigonj (Powerpac) |  | WRI1029229 | 100 | 23.6783 | 90.4295 | Oil |  |  |  | 2012.0 | Power Pac | Bangladesh Power Development Board | http://www.bpdb.gov.bd/bpdb/index.php?option=com_content&view=article&id=151&Itemid=141 | WRI | [14 empty] | 314.55 | SOLAR-V1-NO-AGE | SOLAR-V1-NO-AGE | SOLAR-V1-NO-AGE | SOLAR-V1-NO-AGE | SOLAR-V1-NO-AGE
BGD | Bangladesh | Siddirgonj (Desh) |  | WRI1029251 | 96 | 23.6825 | 90.5252 | Oil | [5 empty] | Bangladesh Power Development Board | http://www.bpdb.gov.bd/bpdb/index.php?option=com_content&view=article&id=151&Itemid=134 | GEODB | [14 empty] | 301.97 | HYDRO-V1 | HYDRO-V1 | HYDRO-V1 | HYDRO-V1 | HYDRO-V1
BGD | Bangladesh | Northen 55 MW |  | WRI1029239 | 55 | 23.8094 | 90.2433 | Oil | [5 empty] | Bangladesh Power Development Board | http://www.bpdb.gov.bd/bpdb/index.php?option=com_content&view=article&id=151&Itemid=151 | WRI | [14 empty] | 173 | HYDRO-V1 | HYDRO-V1 | HYDRO-V1 | HYDRO-V1 | HYDRO-V1
BGD | Bangladesh | Narshingdi (Doreen) |  | WRI1029237 | 22 | 23.9186 | 90.6926 | Oil |  |  |  |  | Doreen Power Company | Bangladesh Power Development Board | http://www.bpdb.gov.bd/bpdb/index.php?option=com_content&view=article&id=151&Itemid=143 | WRI | 1071633 | [13 empty] | 69.2 | HYDRO-V1 | HYDRO-V1 | HYDRO-V1 | HYDRO-V1 | HYDRO-V1
BGD | Bangladesh | Gopalganj Peaking |  | WRI1029221 | 109 | 23.9797 | 90.6370 | Oil | [5 empty] | Bangladesh Power Development Board | http://www.bpdb.gov.bd/bpdb/index.php?option=com_content&view=article&id=151&Itemid=210 | GEODB | 1078936 | [13 empty] | 342.86 | HYDRO-V1 | HYDRO-V1 | HYDRO-V1 | HYDRO-V1 | HYDRO-V1
BGD | Bangladesh | Kodda Gajipur |  | WRI1029233 | 149 | 23.9904 | 90.3429 | Oil | [5 empty] | Bangladesh Power Development Board | http://www.bpdb.gov.bd/bpdb/index.php?option=com_content&view=article&id=151&Itemid=148 | WRI | 1109739 | [13 empty] | 468.68 | HYDRO-V1 | HYDRO-V1 | HYDRO-V1 | HYDRO-V1 | HYDRO-V1
BGD | Bangladesh | Bheramara GT (Unit-1 2 3) |  | WRI1029208 | 560 | 24.0487 | 89.0173 | Oil |  |  |  | 1976.0 |  | Bangladesh Power Development Board | http://www.bpdb.gov.bd/bpdb/index.php?option=com_content&view=article&id=151&Itemid=208 | WRI | [14 empty] | 1761.51 | NO-ESTIMATION | NO-ESTIMATION | NO-ESTIMATION | NO-ESTIMATION | CAPACITY-FACTOR-V1
BGD | Bangladesh | Bera Peaking |  | WRI1029207 | 71 | 24.0895 | 89.6176 | Oil |  |  |  | 2011.0 |  | Bangladesh Power Development Board | http://www.bpdb.gov.bd/bpdb/index.php?option=com_content&view=article&id=151&Itemid=224 | WRI | 1078939 | [13 empty] | 223.33 | NO-ESTIMATION | NO-ESTIMATION | NO-ESTIMATION | NO-ESTIMATION | CAPACITY-FACTOR-V1
BGD | Bangladesh | Katakhali (Peaking) |  | WRI1029230 | 100 | 24.3660 | 88.6763 | Oil | [5 empty] | Bangladesh Power Development Board | http://www.bpdb.gov.bd/bpdb/index.php?option=com_content&view=article&id=151&Itemid=226 | WRI | [14 empty] | 314.55 | NO-ESTIMATION | NO-ESTIMATION | NO-ESTIMATION | NO-ESTIMATION | CAPACITY-FACTOR-V1
BGD | Bangladesh | Amnura |  | WRI1029201 | 50 | 24.6301 | 88.4006 | Oil |  |  |  | 2011.0 |  | Bangladesh Power Development Board | http://www.bpdb.gov.bd/bpdb/index.php?option=com_content&view=article&id=151&Itemid=225 | WRI | 1098477 | [13 empty] | 157.27 | HYDRO-V1 | HYDRO-V1 | HYDRO-V1 | HYDRO-V1 | HYDRO-V1
BGD | Bangladesh | Santahar Peaking |  | WRI1029245 | 50 | 24.7972 | 88.9839 | Oil | [5 empty] | Bangladesh Power Development Board | http://www.bpdb.gov.bd/bpdb/index.php?option=com_content&view=article&id=151&Itemid=228 | WRI | [14 empty] | 157.27 | NO-ESTIMATION | NO-ESTIMATION | NO-ESTIMATION | NO-ESTIMATION | CAPACITY-FACTOR-V1
BGD | Bangladesh | Jamalpur RPP |  | WRI1029225 | 95 | 24.9103 | 89.9607 | Oil | [5 empty] | Bangladesh Power Development Board | http://www.bpdb.gov.bd/bpdb/index.php?option=com_content&view=article&id=151&Itemid=192 | WRI | 1078929 | [13 empty] | 298.82 | HYDRO-V1 | HYDRO-V1 | HYDRO-V1 | HYDRO-V1 | HYDRO-V1
BGD | Bangladesh | Rangpur GT |  | WRI1029243 | 20 | 25.7233 | 89.2432 | Oil |  |  |  | 1988.0 |  | Bangladesh Power Development Board | http://www.bpdb.gov.bd/bpdb/index.php?option=com_content&view=article&id=151&Itemid=236 | WRI | 1010730 | [13 empty] | 62.91 | HYDRO-V1 | HYDRO-V1 | HYDRO-V1 | HYDRO-V1 | HYDRO-V1
BGD | Bangladesh | Thakurgaon (RZ) |  | WRI1029262 | 47 | 26.0383 | 88.4256 | Oil | [5 empty] | Bangladesh Power Development Board | http://www.bpdb.gov.bd/bpdb/index.php?option=com_content&view=article&id=151&Itemid=238 | WRI | 1046639 | [13 empty] | 147.84 | HYDRO-V1 | HYDRO-V1 | HYDRO-V1 | HYDRO-V1 | HYDRO-V1
BHR | Bahrain | Hawar Power ad Water Station |  | WRI1023716 | 7.3 | 26.1981 | 50.5919 | Oil |  |  |  | 1985.0 |  | Arab Union of Electricity | http://www.auptde.org/NewsDetails.aspx?lang=en&NID=283 | WRI | [14 empty] | 0.04 | NO-ESTIMATION | NO-ESTIMATION | NO-ESTIMATION | NO-ESTIMATION | CAPACITY-FACTOR-V1
BRA | Brazil | Santana |  | BRA0027104 | 178.1 | -0.0096 | -51.1716 | Oil |  |  |  | 1993 |  | AgÃªncia Nacional de Energia ElÃ©trica (Brazil) | http://www2.aneel.gov.br/aplicacoes/capacidadebrasil/capacidadebrasil.cfm | AgÃªncia Nacional de Energia ElÃ©trica (Brazil) |  | 2017 | [12 empty] | 351.91 | NO-ESTIMATION | NO-ESTIMATION | NO-ESTIMATION | NO-ESTIMATION | CAPACITY-FACTOR-V1
BRA | Brazil | Laranjal do Jari |  | BRA0001311 | 8.675 | -0.8232 | -52.5169 | Oil |  |  |  | 1994 |  | AgÃªncia Nacional de Energia ElÃ©trica (Brazil) | http://www2.aneel.gov.br/aplicacoes/capacidadebrasil/capacidadebrasil.cfm | AgÃªncia Nacional de Energia ElÃ©trica (Brazil) |  | 2017 | [12 empty] | 17.14 | SOLAR-V1-NO-AGE | SOLAR-V1-NO-AGE | SOLAR-V1-NO-AGE | SOLAR-V1-NO-AGE | SOLAR-V1-NO-AGE
BRA | Brazil | Monte Dourado |  | BRA0001495 | 4.2 | -0.8621 | -52.5339 | Oil |  |  |  | 2009 |  | AgÃªncia Nacional de Energia ElÃ©trica (Brazil) | http://www2.aneel.gov.br/aplicacoes/capacidadebrasil/capacidadebrasil.cfm | AgÃªncia Nacional de Energia ElÃ©trica (Brazil) |  | 2017 | [12 empty] | 8.29 | NO-ESTIMATION | NO-ESTIMATION | NO-ESTIMATION | NO-ESTIMATION | CAPACITY-FACTOR-V1
BRA | Brazil | Barcelos |  | BRA0000201 | 4.26 | -0.9630 | -62.9241 | Oil |  |  |  | 2002 |  | AgÃªncia Nacional de Energia ElÃ©trica (Brazil) | http://www2.aneel.gov.br/aplicacoes/capacidadebrasil/capacidadebrasil.cfm | AgÃªncia Nacional de Energia ElÃ©trica (Brazil) |  | 2017 | [12 empty] | 8.41 | NO-ESTIMATION | NO-ESTIMATION | NO-ESTIMATION | NO-ESTIMATION | CAPACITY-FACTOR-V1
BRA | Brazil | YAMADA PLAZA CASTANHAL |  | BRA0033440 | 2.392 | -1.2935 | -47.9280 | Oil |  |  |  | 2010 |  | AgÃªncia Nacional de Energia ElÃ©trica (Brazil) | http://www2.aneel.gov.br/aplicacoes/capacidadebrasil/capacidadebrasil.cfm | AgÃªncia Nacional de Energia ElÃ©trica (Brazil) |  | 2017 | [12 empty] | 4.72 | NO-ESTIMATION | NO-ESTIMATION | NO-ESTIMATION | NO-ESTIMATION | CAPACITY-FACTOR-V1
BRA | Brazil | YAMADA CIDADE NOVA |  | BRA0033514 | 1.2327 | -1.3524 | -48.3897 | Oil |  |  |  | 2008 |  | AgÃªncia Nacional de Energia ElÃ©trica (Brazil) | http://www2.aneel.gov.br/aplicacoes/capacidadebrasil/capacidadebrasil.cfm | AgÃªncia Nacional de Energia ElÃ©trica (Brazil) |  | 2017 | [12 empty] | 2.43 | HYDRO-V1 | HYDRO-V1 | HYDRO-V1 | HYDRO-V1 | HYDRO-V1
BRA | Brazil | OCRIM |  | BRA0033155 | 2.736 | -1.3616 | -48.3628 | Oil |  |  |  | 2013 |  | AgÃªncia Nacional de Energia ElÃ©trica (Brazil) | http://www2.aneel.gov.br/aplicacoes/capacidadebrasil/capacidadebrasil.cfm | AgÃªncia Nacional de Energia ElÃ©trica (Brazil) |  | 2017 | [12 empty] | 5.4 | SOLAR-V1-NO-AGE | SOLAR-V1-NO-AGE | SOLAR-V1-NO-AGE | SOLAR-V1-NO-AGE | SOLAR-V1-NO-AGE
BRA | Brazil | CondomÃ­nio do Castanheira Shopping Center |  | BRA0029786 | 2.56 | -1.3624 | -48.3628 | Oil | [5 empty] | AgÃªncia Nacional de Energia ElÃ©trica (Brazil) | http://www2.aneel.gov.br/aplicacoes/capacidadebrasil/capacidadebrasil.cfm | AgÃªncia Nacional de Energia ElÃ©trica (Brazil) |  | 2017 | [12 empty] | 5.05 | NO-ESTIMATION | NO-ESTIMATION | NO-ESTIMATION | NO-ESTIMATION | CAPACITY-FACTOR-V1
BRA | Brazil | SHOPPING CASTANHEIRA |  | BRA0033446 | 4.352 | -1.3977 | -48.4250 | Oil |  |  |  | 2012 |  | AgÃªncia Nacional de Energia ElÃ©trica (Brazil) | http://www2.aneel.gov.br/aplicacoes/capacidadebrasil/capacidadebrasil.cfm | AgÃªncia Nacional de Energia ElÃ©trica (Brazil) |  | 2017 | [12 empty] | 8.59 | NO-ESTIMATION | NO-ESTIMATION | NO-ESTIMATION | NO-ESTIMATION | CAPACITY-FACTOR-V1
BRA | Brazil | Assembleia Paraense |  | BRA0030403 | 1.524 | -1.4130 | -48.4363 | Oil |  |  |  | 2010 |  | AgÃªncia Nacional de Energia ElÃ©trica (Brazil) | http://www2.aneel.gov.br/aplicacoes/capacidadebrasil/capacidadebrasil.cfm | AgÃªncia Nacional de Energia ElÃ©trica (Brazil) |  | 2017 | [12 empty] | 3.01 | NO-ESTIMATION | NO-ESTIMATION | NO-ESTIMATION | NO-ESTIMATION | CAPACITY-FACTOR-V1
BRA | Brazil | BOULEVARD BELÃ‰M |  | BRA0033154 | 4.44 | -1.4518 | -48.4950 | Oil |  |  |  | 2009 |  | AgÃªncia Nacional de Energia ElÃ©trica (Brazil) | http://www2.aneel.gov.br/aplicacoes/capacidadebrasil/capacidadebrasil.cfm | AgÃªncia Nacional de Energia ElÃ©trica (Brazil) |  | 2017 | [12 empty] | 8.77 | NO-ESTIMATION | NO-ESTIMATION | NO-ESTIMATION | NO-ESTIMATION | CAPACITY-FACTOR-V1
BRA | Brazil | YAMADA PÃTIO BELÃ‰M |  | BRA0033439 | 1.025 | -1.4532 | -48.4853 | Oil |  |  |  | 2007 |  | AgÃªncia Nacional de Energia ElÃ©trica (Brazil) | http://www2.aneel.gov.br/aplicacoes/capacidadebrasil/capacidadebrasil.cfm | AgÃªncia Nacional de Energia ElÃ©trica (Brazil) |  | 2017 | [12 empty] | 2.02 | NO-ESTIMATION | NO-ESTIMATION | NO-ESTIMATION | NO-ESTIMATION | CAPACITY-FACTOR-V1
BRA | Brazil | CondomÃ­nio EdilÃ­cio PÃ¡tio BelÃ©m |  | BRA0033045 | 1.28 | -1.4558 | -48.5044 | Oil |  |  |  | 2013 |  | AgÃªncia Nacional de Energia ElÃ©trica (Brazil) | http://www2.aneel.gov.br/aplicacoes/capacidadebrasil/capacidadebrasil.cfm | AgÃªncia Nacional de Energia ElÃ©trica (Brazil) |  | 2017 | [12 empty] | 2.52 | NO-ESTIMATION | NO-ESTIMATION | NO-ESTIMATION | NO-ESTIMATION | CAPACITY-FACTOR-V1
BRA | Brazil | F PIO - LOJAS VISÃƒO BELÃ‰M |  | BRA0033462 | 1.524 | -1.4575 | -48.4944 | Oil |  |  |  | 2013 |  | AgÃªncia Nacional de Energia ElÃ©trica (Brazil) | http://www2.aneel.gov.br/aplicacoes/capacidadebrasil/capacidadebrasil.cfm | AgÃªncia Nacional de Energia ElÃ©trica (Brazil) |  | 2017 | [12 empty] | 3.01 | NO-ESTIMATION | NO-ESTIMATION | NO-ESTIMATION | NO-ESTIMATION | CAPACITY-FACTOR-V1
BRA | Brazil | AlbrÃ¡s |  | BRA0027387 | 4.96 | -1.5020 | -48.6165 | Oil | [5 empty] | AgÃªncia Nacional de Energia ElÃ©trica (Brazil) | http://www2.aneel.gov.br/aplicacoes/capacidadebrasil/capacidadebrasil.cfm | AgÃªncia Nacional de Energia ElÃ©trica (Brazil) |  | 2017 | [12 empty] | 9.8 | HYDRO-V1 | HYDRO-V1 | HYDRO-V1 | HYDRO-V1 | HYDRO-V1
BRA | Brazil | MRN UG I (Antiga Porto Trombetas) |  | BRA0002130 | 15.3 | -1.7620 | -55.8565 | Oil |  |  |  | 1978 |  | AgÃªncia Nacional de Energia ElÃ©trica (Brazil) | http://www2.aneel.gov.br/aplicacoes/capacidadebrasil/capacidadebrasil.cfm | AgÃªncia Nacional de Energia ElÃ©trica (Brazil) | 1022645 | 2017 | [12 empty] | 30.23 | HYDRO-V1 | HYDRO-V1 | HYDRO-V1 | HYDRO-V1 | HYDRO-V1
BRA | Brazil | MRN UG II |  | BRA0029732 | 45.8 | -1.7620 | -55.8565 | Oil |  |  |  | 2010 |  | AgÃªncia Nacional de Energia ElÃ©trica (Brazil) | http://www2.aneel.gov.br/aplicacoes/capacidadebrasil/capacidadebrasil.cfm | AgÃªncia Nacional de Energia ElÃ©trica (Brazil) |  | 2017 | [12 empty] | 90.49 | HYDRO-V1 | HYDRO-V1 | HYDRO-V1 | HYDRO-V1 | HYDRO-V1
BRA | Brazil | MaraÃ£ |  | BRA0001403 | 3.9 | -1.8520 | -65.5715 | Oil |  |  |  | 2010 |  | AgÃªncia Nacional de Energia ElÃ©trica (Brazil) | http://www2.aneel.gov.br/aplicacoes/capacidadebrasil/capacidadebrasil.cfm | AgÃªncia Nacional de Energia ElÃ©trica (Brazil) |  | 2017 | [12 empty] | 7.7 | NO-ESTIMATION | NO-ESTIMATION | NO-ESTIMATION | NO-ESTIMATION | CAPACITY-FACTOR-V1
BRA | Brazil | Bagre |  | BRA0000186 | 1.222 | -1.8932 | -50.2016 | Oil | [5 empty] | AgÃªncia Nacional de Energia ElÃ©trica (Brazil) | http://www2.aneel.gov.br/aplicacoes/capacidadebrasil/capacidadebrasil.cfm | AgÃªncia Nacional de Energia ElÃ©trica (Brazil) |  | 2017 | [12 empty] | 2.41 | NO-ESTIMATION | NO-ESTIMATION | NO-ESTIMATION | NO-ESTIMATION | CAPACITY-FACTOR-V1
BRA | Brazil | Belo Jardim |  | BRA0030599 | 43.839 | -10.0055 | -67.7205 | Oil |  |  |  | 2012 |  | AgÃªncia Nacional de Energia ElÃ©trica (Brazil) | http://www2.aneel.gov.br/aplicacoes/capacidadebrasil/capacidadebrasil.cfm | AgÃªncia Nacional de Energia ElÃ©trica (Brazil) |  | 2017 | [12 empty] | 86.62 | NO-ESTIMATION | NO-ESTIMATION | NO-ESTIMATION | NO-ESTIMATION | CAPACITY-FACTOR-V1
BRA | Brazil | CNH Buritis |  | BRA0032286 | 18 | -10.2125 | -63.8294 | Oil |  |  |  | 2016 |  | AgÃªncia Nacional de Energia ElÃ©trica (Brazil) | http://www2.aneel.gov.br/aplicacoes/capacidadebrasil/capacidadebrasil.cfm | AgÃªncia Nacional de Energia ElÃ©trica (Brazil) |  | 2017 | [12 empty] | 35.56 | NO-ESTIMATION | NO-ESTIMATION | NO-ESTIMATION | NO-ESTIMATION | CAPACITY-FACTOR-V1
BRA | Brazil | ETA006 |  | BRA0032886 | 1.12 | -10.2875 | -48.2956 | Oil |  |  |  | 2013 |  | AgÃªncia Nacional de Energia ElÃ©trica (Brazil) | http://www2.aneel.gov.br/aplicacoes/capacidadebrasil/capacidadebrasil.cfm | AgÃªncia Nacional de Energia ElÃ©trica (Brazil) |  | 2017 | [12 empty] | 2.21 | NO-ESTIMATION | NO-ESTIMATION | NO-ESTIMATION | NO-ESTIMATION | CAPACITY-FACTOR-V1
BRA | Brazil | Peixoto GonÃ§alves |  | BRA0029564 | 1.23 | -10.3160 | -36.5695 | Oil |  |  |  | 2007 |  | AgÃªncia Nacional de Energia ElÃ©trica (Brazil) | http://www2.aneel.gov.br/aplicacoes/capacidadebrasil/capacidadebrasil.cfm | AgÃªncia Nacional de Energia ElÃ©trica (Brazil) |  | 2017 | [12 empty] | 2.43 | NO-ESTIMATION | NO-ESTIMATION | NO-ESTIMATION | NO-ESTIMATION | CAPACITY-FACTOR-V1
BRA | Brazil | Juruena |  | BRA0001284 | 3.8268 | -10.3591 | -58.5821 | Oil |  |  |  | 2003 |  | AgÃªncia Nacional de Energia ElÃ©trica (Brazil) | http://www2.aneel.gov.br/aplicacoes/capacidadebrasil/capacidadebrasil.cfm | AgÃªncia Nacional de Energia ElÃ©trica (Brazil) |  | 2017 | [12 empty] | 7.56 | NO-ESTIMATION | NO-ESTIMATION | NO-ESTIMATION | NO-ESTIMATION | CAPACITY-FACTOR-V1
BRA | Brazil | Sabe Alimentos |  | BRA0031213 | 1.2 | -10.4178 | -36.9126 | Oil |  |  |  | 2012 |  | AgÃªncia Nacional de Energia ElÃ©trica (Brazil) | http://www2.aneel.gov.br/aplicacoes/capacidadebrasil/capacidadebrasil.cfm | AgÃªncia Nacional de Energia ElÃ©trica (Brazil) |  | 2017 | [12 empty] | 2.37 | NO-ESTIMATION | NO-ESTIMATION | NO-ESTIMATION | NO-ESTIMATION | CAPACITY-FACTOR-V1
BRA | Brazil | CNH Campo Novo |  | BRA0032287 | 3.52 | -10.5681 | -63.6072 | Oil |  |  |  | 2016 |  | AgÃªncia Nacional de Energia ElÃ©trica (Brazil) | http://www2.aneel.gov.br/aplicacoes/capacidadebrasil/capacidadebrasil.cfm | AgÃªncia Nacional de Energia ElÃ©trica (Brazil) |  | 2017 | [12 empty] | 6.95 | NO-ESTIMATION | NO-ESTIMATION | NO-ESTIMATION | NO-ESTIMATION | NO-ESTIMATION
BRA | Brazil | Dakota CalÃ§ados |  | BRA0030797 | 1.095 | -10.7343 | -37.8016 | Oil | [5 empty] | AgÃªncia Nacional de Energia ElÃ©trica (Brazil) | http://www2.aneel.gov.br/aplicacoes/capacidadebrasil/capacidadebrasil.cfm | AgÃªncia Nacional de Energia ElÃ©trica (Brazil) |  | 2017 | [12 empty] | 2.16 | NO-ESTIMATION | NO-ESTIMATION | NO-ESTIMATION | NO-ESTIMATION | NO-ESTIMATION
BRA | Brazil | RondolÃ¢ndia |  | BRA0028546 | 1.598 | -10.8332 | -61.4544 | Oil |  |  |  | 2001 |  | AgÃªncia Nacional de Energia ElÃ©trica (Brazil) | http://www2.aneel.gov.br/aplicacoes/capacidadebrasil/capacidadebrasil.cfm | AgÃªncia Nacional de Energia ElÃ©trica (Brazil) |  | 2017 | [12 empty] | 3.15 | NO-ESTIMATION | NO-ESTIMATION | NO-ESTIMATION | NO-ESTIMATION | NO-ESTIMATION
BRA | Brazil | Itaguassu Agro Industrial |  | BRA0028909 | 4.4504 | -10.8510 | -37.1165 | Oil | [5 empty] | AgÃªncia Nacional de Energia ElÃ©trica (Brazil) | http://www2.aneel.gov.br/aplicacoes/capacidadebrasil/capacidadebrasil.cfm | AgÃªncia Nacional de Energia ElÃ©trica (Brazil) |  | 2017 | [12 empty] | 8.79 | HYDRO-V1 | HYDRO-V1 | HYDRO-V1 | HYDRO-V1 | HYDRO-V1
BRA | Brazil | Extra Aracaju |  | BRA0029869 | 1.408 | -10.9071 | -37.0622 | Oil | [5 empty] | AgÃªncia Nacional de Energia ElÃ©trica (Brazil) | http://www2.aneel.gov.br/aplicacoes/capacidadebrasil/capacidadebrasil.cfm | AgÃªncia Nacional de Energia ElÃ©trica (Brazil) |  | 2017 | [12 empty] | 2.78 | HYDRO-V1 | HYDRO-V1 | HYDRO-V1 | HYDRO-V1 | HYDRO-V1
BRA | Brazil | Sergipe Industrial Filial |  | BRA0030028 | 1.296 | -10.9071 | -37.0622 | Oil | [5 empty] | AgÃªncia Nacional de Energia ElÃ©trica (Brazil) | http://www2.aneel.gov.br/aplicacoes/capacidadebrasil/capacidadebrasil.cfm | AgÃªncia Nacional de Energia ElÃ©trica (Brazil) |  | 2017 | [12 empty] | 2.56 | NO-ESTIMATION | NO-ESTIMATION | NO-ESTIMATION | NO-ESTIMATION | CAPACITY-FACTOR-V1
BRA | Brazil | Porto Alegre do Norte |  | BRA0002115 | 2.4064 | -10.9074 | -51.6214 | Oil |  |  |  | 2006 |  | AgÃªncia Nacional de Energia ElÃ©trica (Brazil) | http://www2.aneel.gov.br/aplicacoes/capacidadebrasil/capacidadebrasil.cfm | AgÃªncia Nacional de Energia ElÃ©trica (Brazil) |  | 2017 | [12 empty] | 4.75 | HYDRO-V1 | HYDRO-V1 | HYDRO-V1 | HYDRO-V1 | HYDRO-V1
BRA | Brazil | GB Silvio Teixeira |  | BRA0029951 | 1.08 | -10.9380 | -37.0493 | Oil | [5 empty] | AgÃªncia Nacional de Energia ElÃ©trica (Brazil) | http://www2.aneel.gov.br/aplicacoes/capacidadebrasil/capacidadebrasil.cfm | AgÃªncia Nacional de Energia ElÃ©trica (Brazil) |  | 2017 | [12 empty] | 2.13 | SOLAR-V1-NO-AGE | SOLAR-V1-NO-AGE | SOLAR-V1-NO-AGE | SOLAR-V1-NO-AGE | SOLAR-V1-NO-AGE
BRA | Brazil | Cencosud - M. Rodrigues - 806 |  | BRA0030991 | 1.2 | -10.9386 | -37.0828 | Oil |  |  |  | 2012 |  | AgÃªncia Nacional de Energia ElÃ©trica (Brazil) | http://www2.aneel.gov.br/aplicacoes/capacidadebrasil/capacidadebrasil.cfm | AgÃªncia Nacional de Energia ElÃ©trica (Brazil) |  | 2017 | [12 empty] | 2.37 | SOLAR-V1-NO-AGE | SOLAR-V1-NO-AGE | SOLAR-V1-NO-AGE | SOLAR-V1-NO-AGE | SOLAR-V1-NO-AGE
BRA | Brazil | Cencosud - GBarbosa - 6 |  | BRA0032643 | 1.08 | -10.9414 | -37.0581 | Oil |  |  |  | 2012 |  | AgÃªncia Nacional de Energia ElÃ©trica (Brazil) | http://www2.aneel.gov.br/aplicacoes/capacidadebrasil/capacidadebrasil.cfm | AgÃªncia Nacional de Energia ElÃ©trica (Brazil) |  | 2017 | [12 empty] | 2.13 | NO-ESTIMATION | NO-ESTIMATION | NO-ESTIMATION | NO-ESTIMATION | CAPACITY-FACTOR-V1
BRA | Brazil | Assis Brasil - TECG |  | BRA0034375 | 2.2 | -10.9428 | -69.5747 | Oil |  |  |  | 2016 |  | AgÃªncia Nacional de Energia ElÃ©trica (Brazil) | http://www2.aneel.gov.br/aplicacoes/capacidadebrasil/capacidadebrasil.cfm | AgÃªncia Nacional de Energia ElÃ©trica (Brazil) |  | 2017 | [12 empty] | 4.34 | NO-ESTIMATION | NO-ESTIMATION | NO-ESTIMATION | NO-ESTIMATION | CAPACITY-FACTOR-V1
BRA | Brazil | Sergifil IndÃºstria TÃªxtil |  | BRA0030659 | 2.4 | -10.9902 | -37.0854 | Oil | [5 empty] | AgÃªncia Nacional de Energia ElÃ©trica (Brazil) | http://www2.aneel.gov.br/aplicacoes/capacidadebrasil/capacidadebrasil.cfm | AgÃªncia Nacional de Energia ElÃ©trica (Brazil) |  | 2017 | [12 empty] | 4.74 | NO-ESTIMATION | NO-ESTIMATION | NO-ESTIMATION | NO-ESTIMATION | CAPACITY-FACTOR-V1
BRA | Brazil | Sociedade de EducaÃ§Ã£o Tiradentes |  | BRA0030690 | 2.8 | -10.9902 | -37.0854 | Oil |  |  |  | 2011 |  | AgÃªncia Nacional de Energia ElÃ©trica (Brazil) | http://www2.aneel.gov.br/aplicacoes/capacidadebrasil/capacidadebrasil.cfm | AgÃªncia Nacional de Energia ElÃ©trica (Brazil) |  | 2017 | [12 empty] | 5.53 | HYDRO-V1 | HYDRO-V1 | HYDRO-V1 | HYDRO-V1 | HYDRO-V1
BRA | Brazil | CNH Alvorada do Oeste |  | BRA0032285 | 6.74 | -11.3350 | -62.2767 | Oil |  |  |  | 2016 |  | AgÃªncia Nacional de Energia ElÃ©trica (Brazil) | http://www2.aneel.gov.br/aplicacoes/capacidadebrasil/capacidadebrasil.cfm | AgÃªncia Nacional de Energia ElÃ©trica (Brazil) |  | 2017 | [12 empty] | 13.31 | HYDRO-V1 | HYDRO-V1 | HYDRO-V1 | HYDRO-V1 | HYDRO-V1
BRA | Brazil | Marfrig Rolim de Moura |  | BRA0033078 | 1.12 | -11.7232 | -61.7150 | Oil |  |  |  | 2010 |  | AgÃªncia Nacional de Energia ElÃ©trica (Brazil) | http://www2.aneel.gov.br/aplicacoes/capacidadebrasil/capacidadebrasil.cfm | AgÃªncia Nacional de Energia ElÃ©trica (Brazil) |  | 2017 | [12 empty] | 2.21 | HYDRO-V1 | HYDRO-V1 | HYDRO-V1 | HYDRO-V1 | HYDRO-V1
BRA | Brazil | CNH SÃ£o Francisco |  | BRA0032293 | 8.1 | -12.0406 | -63.5722 | Oil |  |  |  | 2016 |  | AgÃªncia Nacional de Energia ElÃ©trica (Brazil) | http://www2.aneel.gov.br/aplicacoes/capacidadebrasil/capacidadebrasil.cfm | AgÃªncia Nacional de Energia ElÃ©trica (Brazil) |  | 2017 | [12 empty] | 16 | NO-ESTIMATION | NO-ESTIMATION | NO-ESTIMATION | NO-ESTIMATION | NO-ESTIMATION
BRA | Brazil | Cervejaria PetrÃ³polis - Alagoinhas |  | BRA0033331 | 3.1056 | -12.0843 | -38.3436 | Oil |  |  |  | 2013 |  | AgÃªncia Nacional de Energia ElÃ©trica (Brazil) | http://www2.aneel.gov.br/aplicacoes/capacidadebrasil/capacidadebrasil.cfm | AgÃªncia Nacional de Energia ElÃ©trica (Brazil) |  | 2017 | [12 empty] | 6.13 | HYDRO-V1 | HYDRO-V1 | HYDRO-V1 | HYDRO-V1 | HYDRO-V1
BRA | Brazil | O BoticÃ¡rio SÃ£o GonÃ§alo dos Campos |  | BRA0033213 | 1.44 | -12.4141 | -38.9330 | Oil |  |  |  | 2014 |  | AgÃªncia Nacional de Energia ElÃ©trica (Brazil) | http://www2.aneel.gov.br/aplicacoes/capacidadebrasil/capacidadebrasil.cfm | AgÃªncia Nacional de Energia ElÃ©trica (Brazil) |  | 2017 | [12 empty] | 2.84 | NO-ESTIMATION | NO-ESTIMATION | NO-ESTIMATION | NO-ESTIMATION | CAPACITY-FACTOR-V1
BRA | Brazil | CNH Costa Marques |  | BRA0032289 | 6.74 | -12.4342 | -64.2225 | Oil |  |  |  | 2016 |  | AgÃªncia Nacional de Energia ElÃ©trica (Brazil) | http://www2.aneel.gov.br/aplicacoes/capacidadebrasil/capacidadebrasil.cfm | AgÃªncia Nacional de Energia ElÃ©trica (Brazil) |  | 2017 | [12 empty] | 13.31 | SOLAR-V1-NO-AGE | SOLAR-V1-NO-AGE | SOLAR-V1-NO-AGE | SOLAR-V1-NO-AGE | SOLAR-V1-NO-AGE
BRA | Brazil | Chupinguaia |  | BRA0000776 | 5.41 | -12.5333 | -60.8889 | Oil |  |  |  | 2000 |  | AgÃªncia Nacional de Energia ElÃ©trica (Brazil) | http://www2.aneel.gov.br/aplicacoes/capacidadebrasil/capacidadebrasil.cfm | AgÃªncia Nacional de Energia ElÃ©trica (Brazil) |  | 2017 | [12 empty] | 10.68 | NO-ESTIMATION | NO-ESTIMATION | NO-ESTIMATION | NO-ESTIMATION | CAPACITY-FACTOR-V1
BRA | Brazil | PETRORECÃ”NCAVO - MATA DE SÃƒO JOÃƒO |  | BRA0033215 | 1.76 | -12.5492 | -38.2972 | Oil |  |  |  | 2010 |  | AgÃªncia Nacional de Energia ElÃ©trica (Brazil) | http://www2.aneel.gov.br/aplicacoes/capacidadebrasil/capacidadebrasil.cfm | AgÃªncia Nacional de Energia ElÃ©trica (Brazil) |  | 2017 | [12 empty] | 3.47 | HYDRO-V1 | HYDRO-V1 | HYDRO-V1 | HYDRO-V1 | HYDRO-V1
BRA | Brazil | Marfrig Chupinguaia |  | BRA0032902 | 2 | -12.5757 | -60.8972 | Oil |  |  |  | 2011 |  | AgÃªncia Nacional de Energia ElÃ©trica (Brazil) | http://www2.aneel.gov.br/aplicacoes/capacidadebrasil/capacidadebrasil.cfm | AgÃªncia Nacional de Energia ElÃ©trica (Brazil) |  | 2017 | [12 empty] | 3.95 | NO-ESTIMATION | NO-ESTIMATION | NO-ESTIMATION | NO-ESTIMATION | CAPACITY-FACTOR-V1
BRA | Brazil | PROQUIGEL QUIMICA |  | BRA0033402 | 2.88 | -12.6522 | -38.4549 | Oil |  |  |  | 2015 |  | AgÃªncia Nacional de Energia ElÃ©trica (Brazil) | http://www2.aneel.gov.br/aplicacoes/capacidadebrasil/capacidadebrasil.cfm | AgÃªncia Nacional de Energia ElÃ©trica (Brazil) |  | 2017 | [12 empty] | 5.69 | NO-ESTIMATION | NO-ESTIMATION | NO-ESTIMATION | NO-ESTIMATION | CAPACITY-FACTOR-V1
BRA | Brazil | Muricy (Antiga CamaÃ§ari Muricy I) |  | BRA0029554 | 151.7 | -12.6566 | -38.2655 | Oil |  |  |  | 2009 |  | AgÃªncia Nacional de Energia ElÃ©trica (Brazil) | http://www2.aneel.gov.br/aplicacoes/capacidadebrasil/capacidadebrasil.cfm | AgÃªncia Nacional de Energia ElÃ©trica (Brazil) |  | 2017 | [12 empty] | 299.75 | NO-ESTIMATION | NO-ESTIMATION | NO-ESTIMATION | NO-ESTIMATION | CAPACITY-FACTOR-V1
BRA | Brazil | Bahia I - CamaÃ§ari |  | BRA0028615 | 31.8 | -12.6616 | -38.3255 | Oil |  |  |  | 2002 |  | AgÃªncia Nacional de Energia ElÃ©trica (Brazil) | http://www2.aneel.gov.br/aplicacoes/capacidadebrasil/capacidadebrasil.cfm | AgÃªncia Nacional de Energia ElÃ©trica (Brazil) |  | 2017 | [12 empty] | 62.83 | NO-ESTIMATION | NO-ESTIMATION | NO-ESTIMATION | NO-ESTIMATION | CAPACITY-FACTOR-V1
BRA | Brazil | Global I |  | BRA0029653 | 148.8 | -12.6668 | -38.5311 | Oil |  |  |  | 2010 |  | AgÃªncia Nacional de Energia ElÃ©trica (Brazil) | http://www2.aneel.gov.br/aplicacoes/capacidadebrasil/capacidadebrasil.cfm | AgÃªncia Nacional de Energia ElÃ©trica (Brazil) |  | 2017 | [12 empty] | 294.02 | NO-ESTIMATION | NO-ESTIMATION | NO-ESTIMATION | NO-ESTIMATION | CAPACITY-FACTOR-V1
BRA | Brazil | Global II |  | BRA0029639 | 148.8 | -12.6668 | -38.5311 | Oil |  |  |  | 2010 |  | AgÃªncia Nacional de Energia ElÃ©trica (Brazil) | http://www2.aneel.gov.br/aplicacoes/capacidadebrasil/capacidadebrasil.cfm | AgÃªncia Nacional de Energia ElÃ©trica (Brazil) |  | 2017 | [12 empty] | 294.02 | HYDRO-V1 | HYDRO-V1 | HYDRO-V1 | HYDRO-V1 | HYDRO-V1
BRA | Brazil | Arembepe (Antiga CamaÃ§ari PÃ³lo de Apoio I) |  | BRA0029555 | 150 | -12.6863 | -38.2925 | Oil |  |  |  | 2010 |  | AgÃªncia Nacional de Energia ElÃ©trica (Brazil) | http://www2.aneel.gov.br/aplicacoes/capacidadebrasil/capacidadebrasil.cfm | AgÃªncia Nacional de Energia ElÃ©trica (Brazil) |  | 2017 | [12 empty] | 296.39 | NO-ESTIMATION | NO-ESTIMATION | NO-ESTIMATION | NO-ESTIMATION | CAPACITY-FACTOR-V1
BRA | Brazil | Sansuy |  | BRA0029907 | 1.92 | -12.6935 | -38.3147 | Oil | [5 empty] | AgÃªncia Nacional de Energia ElÃ©trica (Brazil) | http://www2.aneel.gov.br/aplicacoes/capacidadebrasil/capacidadebrasil.cfm | AgÃªncia Nacional de Energia ElÃ©trica (Brazil) |  | 2017 | [12 empty] | 3.79 | NO-ESTIMATION | NO-ESTIMATION | NO-ESTIMATION | NO-ESTIMATION | CAPACITY-FACTOR-V1
BRA | Brazil | Vilhena |  | BRA0027862 | 23.75 | -12.7585 | -60.1278 | Oil |  |  |  | 1984 |  | AgÃªncia Nacional de Energia ElÃ©trica (Brazil) | http://www2.aneel.gov.br/aplicacoes/capacidadebrasil/capacidadebrasil.cfm | AgÃªncia Nacional de Energia ElÃ©trica (Brazil) | 1092852 | 2017 | [12 empty] | 46.92 | HYDRO-V1 | HYDRO-V1 | HYDRO-V1 | HYDRO-V1 | HYDRO-V1
BRA | Brazil | Aspebras Bahia |  | BRA0031505 | 1.64 | -12.7641 | -38.3913 | Oil |  |  |  | 2013 |  | AgÃªncia Nacional de Energia ElÃ©trica (Brazil) | http://www2.aneel.gov.br/aplicacoes/capacidadebrasil/capacidadebrasil.cfm | AgÃªncia Nacional de Energia ElÃ©trica (Brazil) |  | 2017 | [12 empty] | 3.24 | NO-ESTIMATION | NO-ESTIMATION | NO-ESTIMATION | NO-ESTIMATION | NO-ESTIMATION
BRA | Brazil | Tapurah |  | BRA0002814 | 2.2816 | -12.7680 | -56.5445 | Oil | [5 empty] | AgÃªncia Nacional de Energia ElÃ©trica (Brazil) | http://www2.aneel.gov.br/aplicacoes/capacidadebrasil/capacidadebrasil.cfm | AgÃªncia Nacional de Energia ElÃ©trica (Brazil) |  | 2017 | [12 empty] | 4.5 | SOLAR-V1-NO-AGE | SOLAR-V1-NO-AGE | SOLAR-V1-NO-AGE | SOLAR-V1-NO-AGE | SOLAR-V1-NO-AGE
BRA | Brazil | Eternit SimÃµes Filho |  | BRA0030096 | 1.44 | -12.7805 | -38.3944 | Oil |  |  |  | 2010 |  | AgÃªncia Nacional de Energia ElÃ©trica (Brazil) | http://www2.aneel.gov.br/aplicacoes/capacidadebrasil/capacidadebrasil.cfm | AgÃªncia Nacional de Energia ElÃ©trica (Brazil) |  | 2017 | [12 empty] | 2.84 | HYDRO-V1 | HYDRO-V1 | HYDRO-V1 | HYDRO-V1 | HYDRO-V1
BRA | Brazil | Cromex - BA |  | BRA0029924 | 1.296 | -12.8236 | -38.4245 | Oil | [5 empty] | AgÃªncia Nacional de Energia ElÃ©trica (Brazil) | http://www2.aneel.gov.br/aplicacoes/capacidadebrasil/capacidadebrasil.cfm | AgÃªncia Nacional de Energia ElÃ©trica (Brazil) |  | 2017 | [12 empty] | 2.56 | SOLAR-V1-NO-AGE | SOLAR-V1-NO-AGE | SOLAR-V1-NO-AGE | SOLAR-V1-NO-AGE | SOLAR-V1-NO-AGE
BRA | Brazil | Norsa Refrigerantes - SimÃµes Filho |  | BRA0033484 | 1.0488 | -12.8324 | -38.4080 | Oil |  |  |  | 2010 |  | AgÃªncia Nacional de Energia ElÃ©trica (Brazil) | http://www2.aneel.gov.br/aplicacoes/capacidadebrasil/capacidadebrasil.cfm | AgÃªncia Nacional de Energia ElÃ©trica (Brazil) |  | 2017 | [12 empty] | 2.07 | SOLAR-V1-NO-AGE | SOLAR-V1-NO-AGE | SOLAR-V1-NO-AGE | SOLAR-V1-NO-AGE | SOLAR-V1-NO-AGE
BRA | Brazil | QUÃMICA AMPARO SIMÃ•ES FILHO FÃBRICA |  | BRA0033517 | 3.969 | -12.8389 | -38.4384 | Oil |  |  |  | 2015 |  | AgÃªncia Nacional de Energia ElÃ©trica (Brazil) | http://www2.aneel.gov.br/aplicacoes/capacidadebrasil/capacidadebrasil.cfm | AgÃªncia Nacional de Energia ElÃ©trica (Brazil) |  | 2017 | [12 empty] | 7.84 | SOLAR-V1-NO-AGE | SOLAR-V1-NO-AGE | SOLAR-V1-NO-AGE | SOLAR-V1-NO-AGE | SOLAR-V1-NO-AGE
BRA | Brazil | Galvani |  | BRA0030174 | 5 | -12.8694 | -38.5052 | Oil | [5 empty] | AgÃªncia Nacional de Energia ElÃ©trica (Brazil) | http://www2.aneel.gov.br/aplicacoes/capacidadebrasil/capacidadebrasil.cfm | AgÃªncia Nacional de Energia ElÃ©trica (Brazil) |  | 2017 | [12 empty] | 9.87 | NO-ESTIMATION | NO-ESTIMATION | NO-ESTIMATION | NO-ESTIMATION | CAPACITY-FACTOR-V1
BRA | Brazil | Hiper BompreÃ§o Rotula |  | BRA0031171 | 1.23 | -12.8694 | -38.5052 | Oil |  |  |  | 2010 |  | AgÃªncia Nacional de Energia ElÃ©trica (Brazil) | http://www2.aneel.gov.br/aplicacoes/capacidadebrasil/capacidadebrasil.cfm | AgÃªncia Nacional de Energia ElÃ©trica (Brazil) |  | 2017 | [12 empty] | 2.43 | SOLAR-V1-NO-AGE | SOLAR-V1-NO-AGE | SOLAR-V1-NO-AGE | SOLAR-V1-NO-AGE | SOLAR-V1-NO-AGE
BRA | Brazil | UNIME UNIÃƒO M EDUC CULTURA - LAURO DE FREITAS |  | BRA0032750 | 1.2 | -12.8865 | -38.3069 | Oil |  |  |  | 2013 |  | AgÃªncia Nacional de Energia ElÃ©trica (Brazil) | http://www2.aneel.gov.br/aplicacoes/capacidadebrasil/capacidadebrasil.cfm | AgÃªncia Nacional de Energia ElÃ©trica (Brazil) |  | 2017 | [12 empty] | 2.37 | SOLAR-V1-NO-AGE | SOLAR-V1-NO-AGE | SOLAR-V1-NO-AGE | SOLAR-V1-NO-AGE | SOLAR-V1-NO-AGE
BRA | Brazil | Cencosud - M. Rodrigues - 10 |  | BRA0032958 | 1.2 | -12.9006 | -38.3326 | Oil |  |  |  | 2013 |  | AgÃªncia Nacional de Energia ElÃ©trica (Brazil) | http://www2.aneel.gov.br/aplicacoes/capacidadebrasil/capacidadebrasil.cfm | AgÃªncia Nacional de Energia ElÃ©trica (Brazil) |  | 2017 | [12 empty] | 2.37 | NO-ESTIMATION | NO-ESTIMATION | NO-ESTIMATION | NO-ESTIMATION | NO-ESTIMATION
BRA | Brazil | Aeroporto Internacional de Salvador |  | BRA0029861 | 2.023 | -12.9041 | -38.3153 | Oil | [5 empty] | AgÃªncia Nacional de Energia ElÃ©trica (Brazil) | http://www2.aneel.gov.br/aplicacoes/capacidadebrasil/capacidadebrasil.cfm | AgÃªncia Nacional de Energia ElÃ©trica (Brazil) |  | 2017 | [12 empty] | 3.99 | NO-ESTIMATION | NO-ESTIMATION | NO-ESTIMATION | NO-ESTIMATION | NO-ESTIMATION
BRA | Brazil | Cencosud - GBarbosa - 153 |  | BRA0032605 | 1 | -12.9159 | -38.4431 | Oil |  |  |  | 2014 |  | AgÃªncia Nacional de Energia ElÃ©trica (Brazil) | http://www2.aneel.gov.br/aplicacoes/capacidadebrasil/capacidadebrasil.cfm | AgÃªncia Nacional de Energia ElÃ©trica (Brazil) |  | 2017 | [12 empty] | 1.97 | HYDRO-V1 | HYDRO-V1 | HYDRO-V1 | HYDRO-V1 | HYDRO-V1
BRA | Brazil | SHOPPING PARALELA |  | BRA0032672 | 1.53 | -12.9327 | -38.3855 | Oil |  |  |  | 2009 |  | AgÃªncia Nacional de Energia ElÃ©trica (Brazil) | http://www2.aneel.gov.br/aplicacoes/capacidadebrasil/capacidadebrasil.cfm | AgÃªncia Nacional de Energia ElÃ©trica (Brazil) |  | 2017 | [12 empty] | 3.02 | NO-ESTIMATION | NO-ESTIMATION | NO-ESTIMATION | NO-ESTIMATION | CAPACITY-FACTOR-V1
BRA | Brazil | CondomÃ­nio Shopping Center Lapa |  | BRA0029659 | 1.92 | -12.9670 | -38.5015 | Oil | [5 empty] | AgÃªncia Nacional de Energia ElÃ©trica (Brazil) | http://www2.aneel.gov.br/aplicacoes/capacidadebrasil/capacidadebrasil.cfm | AgÃªncia Nacional de Energia ElÃ©trica (Brazil) |  | 2017 | [12 empty] | 3.79 | HYDRO-V1 | HYDRO-V1 | HYDRO-V1 | HYDRO-V1 | HYDRO-V1
BRA | Brazil | SDR-RC |  | BRA0033082 | 1.08 | -12.9769 | -38.5075 | Oil |  |  |  | 1976 |  | AgÃªncia Nacional de Energia ElÃ©trica (Brazil) | http://www2.aneel.gov.br/aplicacoes/capacidadebrasil/capacidadebrasil.cfm | AgÃªncia Nacional de Energia ElÃ©trica (Brazil) |  | 2017 | [12 empty] | 2.13 | HYDRO-V1 | HYDRO-V1 | HYDRO-V1 | HYDRO-V1 | HYDRO-V1
BRA | Brazil | Cencosud - GBarbosa - 31 |  | BRA0032617 | 1.44 | -12.9792 | -38.4697 | Oil |  |  |  | 2012 |  | AgÃªncia Nacional de Energia ElÃ©trica (Brazil) | http://www2.aneel.gov.br/aplicacoes/capacidadebrasil/capacidadebrasil.cfm | AgÃªncia Nacional de Energia ElÃ©trica (Brazil) |  | 2017 | [12 empty] | 2.84 | NO-ESTIMATION | NO-ESTIMATION | NO-ESTIMATION | NO-ESTIMATION | CAPACITY-FACTOR-V1
BRA | Brazil | Cencosud - GBarbosa - 35 |  | BRA0032618 | 1.08 | -12.9914 | -38.4486 | Oil |  |  |  | 2012 |  | AgÃªncia Nacional de Energia ElÃ©trica (Brazil) | http://www2.aneel.gov.br/aplicacoes/capacidadebrasil/capacidadebrasil.cfm | AgÃªncia Nacional de Energia ElÃ©trica (Brazil) |  | 2017 | [12 empty] | 2.13 | NO-ESTIMATION | NO-ESTIMATION | NO-ESTIMATION | NO-ESTIMATION | CAPACITY-FACTOR-V1
BRA | Brazil | Nova MaringÃ¡ |  | BRA0001567 | 2.683 | -13.0220 | -57.0645 | Oil |  |  |  | 2003 |  | AgÃªncia Nacional de Energia ElÃ©trica (Brazil) | http://www2.aneel.gov.br/aplicacoes/capacidadebrasil/capacidadebrasil.cfm | AgÃªncia Nacional de Energia ElÃ©trica (Brazil) |  | 2017 | [12 empty] | 5.3 | NO-ESTIMATION | NO-ESTIMATION | NO-ESTIMATION | NO-ESTIMATION | CAPACITY-FACTOR-V1
BRA | Brazil | Colorado do Oeste |  | BRA0000798 | 10.946 | -13.1149 | -60.5186 | Oil |  |  |  | 1984 |  | AgÃªncia Nacional de Energia ElÃ©trica (Brazil) | http://www2.aneel.gov.br/aplicacoes/capacidadebrasil/capacidadebrasil.cfm | AgÃªncia Nacional de Energia ElÃ©trica (Brazil) | 1092853 | 2017 | [12 empty] | 21.62 | HYDRO-V1 | HYDRO-V1 | HYDRO-V1 | HYDRO-V1 | HYDRO-V1
BRA | Brazil | TAD |  | BRA0030684 | 3.2 | -13.3019 | -56.5635 | Oil | [5 empty] | AgÃªncia Nacional de Energia ElÃ©trica (Brazil) | http://www2.aneel.gov.br/aplicacoes/capacidadebrasil/capacidadebrasil.cfm | AgÃªncia Nacional de Energia ElÃ©trica (Brazil) |  | 2017 | [12 empty] | 6.32 | NO-ESTIMATION | NO-ESTIMATION | NO-ESTIMATION | NO-ESTIMATION | CAPACITY-FACTOR-V1
BRA | Brazil | SÃ£o JosÃ© do Rio Claro |  | BRA0026854 | 7.56 | -13.4271 | -56.7422 | Oil |  |  |  | 2001 |  | AgÃªncia Nacional de Energia ElÃ©trica (Brazil) | http://www2.aneel.gov.br/aplicacoes/capacidadebrasil/capacidadebrasil.cfm | AgÃªncia Nacional de Energia ElÃ©trica (Brazil) |  | 2017 | [12 empty] | 14.93 | HYDRO-V1 | HYDRO-V1 | HYDRO-V1 | HYDRO-V1 | HYDRO-V1
BRA | Brazil | NATURAL PORK |  | BRA0033166 | 2.748 | -13.8249 | -56.0728 | Oil |  |  |  | 2009 |  | AgÃªncia Nacional de Energia ElÃ©trica (Brazil) | http://www2.aneel.gov.br/aplicacoes/capacidadebrasil/capacidadebrasil.cfm | AgÃªncia Nacional de Energia ElÃ©trica (Brazil) |  | 2017 | [12 empty] | 5.42 | NO-ESTIMATION | NO-ESTIMATION | NO-ESTIMATION | NO-ESTIMATION | CAPACITY-FACTOR-V1
BRA | Brazil | Brumado |  | BRA0028663 | 12.895 | -14.1960 | -41.6572 | Oil |  |  |  | 1977 |  | AgÃªncia Nacional de Energia ElÃ©trica (Brazil) | http://www2.aneel.gov.br/aplicacoes/capacidadebrasil/capacidadebrasil.cfm | AgÃªncia Nacional de Energia ElÃ©trica (Brazil) |  | 2017 | [12 empty] | 25.47 | NO-ESTIMATION | NO-ESTIMATION | NO-ESTIMATION | NO-ESTIMATION | CAPACITY-FACTOR-V1
BRA | Brazil | CNT |  | BRA0028739 | 36 | -14.3432 | -48.4308 | Oil |  |  |  | 1997 |  | AgÃªncia Nacional de Energia ElÃ©trica (Brazil) | http://www2.aneel.gov.br/aplicacoes/capacidadebrasil/capacidadebrasil.cfm | AgÃªncia Nacional de Energia ElÃ©trica (Brazil) | 1068018 | 2017 | [12 empty] | 71.13 | NO-ESTIMATION | NO-ESTIMATION | NO-ESTIMATION | NO-ESTIMATION | CAPACITY-FACTOR-V1
BRA | Brazil | Marfrig Paranatinga |  | BRA0034023 | 2.16 | -14.4591 | -54.0300 | Oil |  |  |  | 2004 |  | AgÃªncia Nacional de Energia ElÃ©trica (Brazil) | http://www2.aneel.gov.br/aplicacoes/capacidadebrasil/capacidadebrasil.cfm | AgÃªncia Nacional de Energia ElÃ©trica (Brazil) |  | 2017 | [12 empty] | 4.26 | NO-ESTIMATION | NO-ESTIMATION | NO-ESTIMATION | NO-ESTIMATION | CAPACITY-FACTOR-V1
BRA | Brazil | Marfrig TangarÃ¡ |  | BRA0032973 | 1 | -14.6282 | -57.5403 | Oil |  |  |  | 2000 |  | AgÃªncia Nacional de Energia ElÃ©trica (Brazil) | http://www2.aneel.gov.br/aplicacoes/capacidadebrasil/capacidadebrasil.cfm | AgÃªncia Nacional de Energia ElÃ©trica (Brazil) |  | 2017 | [12 empty] | 1.97 | NO-ESTIMATION | NO-ESTIMATION | NO-ESTIMATION | NO-ESTIMATION | CAPACITY-FACTOR-V1
BRA | Brazil | ENGEFLEX BAHIA |  | BRA0033107 | 3.648 | -14.8621 | -40.8300 | Oil |  |  |  | 2012 |  | AgÃªncia Nacional de Energia ElÃ©trica (Brazil) | http://www2.aneel.gov.br/aplicacoes/capacidadebrasil/capacidadebrasil.cfm | AgÃªncia Nacional de Energia ElÃ©trica (Brazil) |  | 2017 | [12 empty] | 7.2 | NO-ESTIMATION | NO-ESTIMATION | NO-ESTIMATION | NO-ESTIMATION | CAPACITY-FACTOR-V1
BRA | Brazil | CalÃ§ados AzalÃ©ia |  | BRA0029626 | 7.5 | -15.2450 | -40.2385 | Oil |  |  |  | 2002 |  | AgÃªncia Nacional de Energia ElÃ©trica (Brazil) | http://www2.aneel.gov.br/aplicacoes/capacidadebrasil/capacidadebrasil.cfm | AgÃªncia Nacional de Energia ElÃ©trica (Brazil) |  | 2017 | [12 empty] | 14.81 | NO-ESTIMATION | NO-ESTIMATION | NO-ESTIMATION | NO-ESTIMATION | CAPACITY-FACTOR-V1
BRA | Brazil | CondomÃ­nio Civil Pantanal Shopping |  | BRA0029651 | 3.36 | -15.5920 | -56.0875 | Oil |  |  |  | 2015 |  | AgÃªncia Nacional de Energia ElÃ©trica (Brazil) | http://www2.aneel.gov.br/aplicacoes/capacidadebrasil/capacidadebrasil.cfm | AgÃªncia Nacional de Energia ElÃ©trica (Brazil) |  | 2017 | [12 empty] | 6.63 | HYDRO-V1 | HYDRO-V1 | HYDRO-V1 | HYDRO-V1 | HYDRO-V1
BRA | Brazil | Hiperideal |  | BRA0028333 | 1.08 | -15.5920 | -56.0875 | Oil |  |  |  | 2001 |  | AgÃªncia Nacional de Energia ElÃ©trica (Brazil) | http://www2.aneel.gov.br/aplicacoes/capacidadebrasil/capacidadebrasil.cfm | AgÃªncia Nacional de Energia ElÃ©trica (Brazil) |  | 2017 | [12 empty] | 2.13 | HYDRO-V1 | HYDRO-V1 | HYDRO-V1 | HYDRO-V1 | HYDRO-V1
BRA | Brazil | Companhia Maranhense de Refrigerantes - Varzea Grande |  | BRA0033594 | 4 | -15.6103 | -56.1544 | Oil |  |  |  | 2010 |  | AgÃªncia Nacional de Energia ElÃ©trica (Brazil) | http://www2.aneel.gov.br/aplicacoes/capacidadebrasil/capacidadebrasil.cfm | AgÃªncia Nacional de Energia ElÃ©trica (Brazil) |  | 2017 | [12 empty] | 7.9 | NO-ESTIMATION | NO-ESTIMATION | NO-ESTIMATION | NO-ESTIMATION | CAPACITY-FACTOR-V1
BRA | Brazil | AtacadÃ£o SA Cuiaba Porto |  | BRA0033525 | 1.2 | -15.6109 | -56.0933 | Oil |  |  |  | 1986 |  | AgÃªncia Nacional de Energia ElÃ©trica (Brazil) | http://www2.aneel.gov.br/aplicacoes/capacidadebrasil/capacidadebrasil.cfm | AgÃªncia Nacional de Energia ElÃ©trica (Brazil) |  | 2017 | [12 empty] | 2.37 | NO-ESTIMATION | NO-ESTIMATION | NO-ESTIMATION | NO-ESTIMATION | CAPACITY-FACTOR-V1
BRA | Brazil | IUNI EDUCACIONAL - UNIC BEIRA RIO |  | BRA0032695 | 2.512 | -15.6248 | -56.0868 | Oil |  |  |  | 2004 |  | AgÃªncia Nacional de Energia ElÃ©trica (Brazil) | http://www2.aneel.gov.br/aplicacoes/capacidadebrasil/capacidadebrasil.cfm | AgÃªncia Nacional de Energia ElÃ©trica (Brazil) |  | 2017 | [12 empty] | 4.96 | NO-ESTIMATION | NO-ESTIMATION | NO-ESTIMATION | NO-ESTIMATION | CAPACITY-FACTOR-V1
BRA | Brazil | Renosa |  | BRA0030733 | 2.76 | -15.6427 | -56.1230 | Oil |  |  |  | 2009 |  | AgÃªncia Nacional de Energia ElÃ©trica (Brazil) | http://www2.aneel.gov.br/aplicacoes/capacidadebrasil/capacidadebrasil.cfm | AgÃªncia Nacional de Energia ElÃ©trica (Brazil) |  | 2017 | [12 empty] | 5.45 | NO-ESTIMATION | NO-ESTIMATION | NO-ESTIMATION | NO-ESTIMATION | CAPACITY-FACTOR-V1
BRA | Brazil | AtacadÃ£o SA Brasilia |  | BRA0033561 | 1.08 | -15.7318 | -47.8961 | Oil |  |  |  | 2008 |  | AgÃªncia Nacional de Energia ElÃ©trica (Brazil) | http://www2.aneel.gov.br/aplicacoes/capacidadebrasil/capacidadebrasil.cfm | AgÃªncia Nacional de Energia ElÃ©trica (Brazil) |  | 2017 | [12 empty] | 2.13 | SOLAR-V1-NO-AGE | SOLAR-V1-NO-AGE | SOLAR-V1-NO-AGE | SOLAR-V1-NO-AGE | SOLAR-V1-NO-AGE
BRA | Brazil | STF Anexo II |  | BRA0030464 | 1.088 | -15.7767 | -47.7879 | Oil | [5 empty] | AgÃªncia Nacional de Energia ElÃ©trica (Brazil) | http://www2.aneel.gov.br/aplicacoes/capacidadebrasil/capacidadebrasil.cfm | AgÃªncia Nacional de Energia ElÃ©trica (Brazil) |  | 2017 | [12 empty] | 2.14 | SOLAR-V1-NO-AGE | SOLAR-V1-NO-AGE | SOLAR-V1-NO-AGE | SOLAR-V1-NO-AGE | SOLAR-V1-NO-AGE
BRA | Brazil | Senado Federal |  | BRA0031135 | 3.2 | -15.7767 | -47.7879 | Oil |  |  |  | 1999 |  | AgÃªncia Nacional de Energia ElÃ©trica (Brazil) | http://www2.aneel.gov.br/aplicacoes/capacidadebrasil/capacidadebrasil.cfm | AgÃªncia Nacional de Energia ElÃ©trica (Brazil) |  | 2017 | [12 empty] | 6.32 | SOLAR-V1-NO-AGE | SOLAR-V1-NO-AGE | SOLAR-V1-NO-AGE | SOLAR-V1-NO-AGE | SOLAR-V1-NO-AGE
BRA | Brazil | BSA SU |  | BRA0033084 | 2.144 | -15.7924 | -47.8797 | Oil |  |  |  | 1975 |  | AgÃªncia Nacional de Energia ElÃ©trica (Brazil) | http://www2.aneel.gov.br/aplicacoes/capacidadebrasil/capacidadebrasil.cfm | AgÃªncia Nacional de Energia ElÃ©trica (Brazil) |  | 2017 | [12 empty] | 4.23 | NO-ESTIMATION | NO-ESTIMATION | NO-ESTIMATION | NO-ESTIMATION | CAPACITY-FACTOR-V1
BRA | Brazil | AtacadÃ£o SA Taguatinga |  | BRA0033384 | 1.12 | -15.7942 | -47.8822 | Oil |  |  |  | 2002 |  | AgÃªncia Nacional de Energia ElÃ©trica (Brazil) | http://www2.aneel.gov.br/aplicacoes/capacidadebrasil/capacidadebrasil.cfm | AgÃªncia Nacional de Energia ElÃ©trica (Brazil) |  | 2017 | [12 empty] | 2.21 | HYDRO-V1 | HYDRO-V1 | HYDRO-V1 | HYDRO-V1 | HYDRO-V1
BRA | Brazil | BrasÃ­lia |  | BRA0000312 | 10 | -15.7968 | -47.9403 | Oil | [5 empty] | AgÃªncia Nacional de Energia ElÃ©trica (Brazil) | http://www2.aneel.gov.br/aplicacoes/capacidadebrasil/capacidadebrasil.cfm | AgÃªncia Nacional de Energia ElÃ©trica (Brazil) |  | 2017 | [12 empty] | 19.75 | HYDRO-V1 | HYDRO-V1 | HYDRO-V1 | HYDRO-V1 | HYDRO-V1
BRA | Brazil | Mafrig PirenÃ³polis |  | BRA0030972 | 1.12 | -15.8062 | -49.0024 | Oil |  |  |  | 2012 |  | AgÃªncia Nacional de Energia ElÃ©trica (Brazil) | http://www2.aneel.gov.br/aplicacoes/capacidadebrasil/capacidadebrasil.cfm | AgÃªncia Nacional de Energia ElÃ©trica (Brazil) |  | 2017 | [12 empty] | 2.21 | NO-ESTIMATION | NO-ESTIMATION | NO-ESTIMATION | NO-ESTIMATION | CAPACITY-FACTOR-V1
BRA | Brazil | Aeroporto Internacional de BrasÃ­lia |  | BRA0029569 | 2.42 | -15.8627 | -47.9072 | Oil |  |  |  | 1973 |  | AgÃªncia Nacional de Energia ElÃ©trica (Brazil) | http://www2.aneel.gov.br/aplicacoes/capacidadebrasil/capacidadebrasil.cfm | AgÃªncia Nacional de Energia ElÃ©trica (Brazil) |  | 2017 | [12 empty] | 4.78 | NO-ESTIMATION | NO-ESTIMATION | NO-ESTIMATION | NO-ESTIMATION | CAPACITY-FACTOR-V1
BRA | Brazil | Grafite Salto da Divisa |  | BRA0030223 | 2.1888 | -15.9988 | -39.9375 | Oil |  |  |  | 2008 |  | AgÃªncia Nacional de Energia ElÃ©trica (Brazil) | http://www2.aneel.gov.br/aplicacoes/capacidadebrasil/capacidadebrasil.cfm | AgÃªncia Nacional de Energia ElÃ©trica (Brazil) |  | 2017 | [12 empty] | 4.32 | NO-ESTIMATION | NO-ESTIMATION | NO-ESTIMATION | NO-ESTIMATION | CAPACITY-FACTOR-V1
BRA | Brazil | Grafite Pedra Azul |  | BRA0030221 | 3.624 | -16.0013 | -41.2878 | Oil |  |  |  | 2012 |  | AgÃªncia Nacional de Energia ElÃ©trica (Brazil) | http://www2.aneel.gov.br/aplicacoes/capacidadebrasil/capacidadebrasil.cfm | AgÃªncia Nacional de Energia ElÃ©trica (Brazil) |  | 2017 | [12 empty] | 7.16 | HYDRO-V1 | HYDRO-V1 | HYDRO-V1 | HYDRO-V1 | HYDRO-V1
BRA | Brazil | Abatedouro SÃ£o Salvador |  | BRA0028991 | 3.688 | -16.0044 | -49.7867 | Oil |  |  |  | 2002 |  | AgÃªncia Nacional de Energia ElÃ©trica (Brazil) | http://www2.aneel.gov.br/aplicacoes/capacidadebrasil/capacidadebrasil.cfm | AgÃªncia Nacional de Energia ElÃ©trica (Brazil) |  | 2017 | [12 empty] | 7.28 | HYDRO-V1 | HYDRO-V1 | HYDRO-V1 | HYDRO-V1 | HYDRO-V1
BRA | Brazil | Daia |  | BRA0028612 | 44.44 | -16.3980 | -48.9344 | Oil |  |  |  | 2002 |  | AgÃªncia Nacional de Energia ElÃ©trica (Brazil) | http://www2.aneel.gov.br/aplicacoes/capacidadebrasil/capacidadebrasil.cfm | AgÃªncia Nacional de Energia ElÃ©trica (Brazil) |  | 2017 | [12 empty] | 87.81 | NO-ESTIMATION | NO-ESTIMATION | NO-ESTIMATION | NO-ESTIMATION | CAPACITY-FACTOR-V1
BRA | Brazil | Geolab |  | BRA0030474 | 3.36 | -16.4028 | -48.9282 | Oil |  |  |  | 2015 |  | AgÃªncia Nacional de Energia ElÃ©trica (Brazil) | http://www2.aneel.gov.br/aplicacoes/capacidadebrasil/capacidadebrasil.cfm | AgÃªncia Nacional de Energia ElÃ©trica (Brazil) |  | 2017 | [12 empty] | 6.63 | SOLAR-V1-NO-AGE | SOLAR-V1-NO-AGE | SOLAR-V1-NO-AGE | SOLAR-V1-NO-AGE | SOLAR-V1-NO-AGE
BRA | Brazil | JBS GOIÃ‚NIA |  | BRA0032904 | 4.928 | -16.6302 | -49.3205 | Oil |  |  |  | 2015 |  | AgÃªncia Nacional de Energia ElÃ©trica (Brazil) | http://www2.aneel.gov.br/aplicacoes/capacidadebrasil/capacidadebrasil.cfm | AgÃªncia Nacional de Energia ElÃ©trica (Brazil) |  | 2017 | [12 empty] | 9.73 | NO-ESTIMATION | NO-ESTIMATION | NO-ESTIMATION | NO-ESTIMATION | CAPACITY-FACTOR-V1
BRA | Brazil | Araguaia Shopping |  | BRA0030722 | 2.4 | -16.6390 | -49.2653 | Oil | [5 empty] | AgÃªncia Nacional de Energia ElÃ©trica (Brazil) | http://www2.aneel.gov.br/aplicacoes/capacidadebrasil/capacidadebrasil.cfm | AgÃªncia Nacional de Energia ElÃ©trica (Brazil) |  | 2017 | [12 empty] | 4.74 | SOLAR-V1-NO-AGE | SOLAR-V1-NO-AGE | SOLAR-V1-NO-AGE | SOLAR-V1-NO-AGE | SOLAR-V1-NO-AGE
BRA | Brazil | Marfrig Mineiros |  | BRA0031215 | 4.8 | -16.6390 | -49.2653 | Oil |  |  |  | 2013 |  | AgÃªncia Nacional de Energia ElÃ©trica (Brazil) | http://www2.aneel.gov.br/aplicacoes/capacidadebrasil/capacidadebrasil.cfm | AgÃªncia Nacional de Energia ElÃ©trica (Brazil) |  | 2017 | [12 empty] | 9.48 | NO-ESTIMATION | WIND-V1 | WIND-V1 | WIND-V1 | WIND-V1
BRA | Brazil | Cristalina Alimentos |  | BRA0030377 | 1.92 | -16.6947 | -47.5085 | Oil | [5 empty] | AgÃªncia Nacional de Energia ElÃ©trica (Brazil) | http://www2.aneel.gov.br/aplicacoes/capacidadebrasil/capacidadebrasil.cfm | AgÃªncia Nacional de Energia ElÃ©trica (Brazil) |  | 2017 | [12 empty] | 3.79 | SOLAR-V1-NO-AGE | SOLAR-V1-NO-AGE | SOLAR-V1-NO-AGE | SOLAR-V1-NO-AGE | SOLAR-V1-NO-AGE
BRA | Brazil | Condominio de AdministraÃ§ao do Goiania Shopping |  | BRA0030187 | 3.64 | -16.7083 | -49.2725 | Oil |  |  |  | 2014 |  | AgÃªncia Nacional de Energia ElÃ©trica (Brazil) | http://www2.aneel.gov.br/aplicacoes/capacidadebrasil/capacidadebrasil.cfm | AgÃªncia Nacional de Energia ElÃ©trica (Brazil) |  | 2017 | [12 empty] | 7.19 | NO-ESTIMATION | NO-ESTIMATION | NO-ESTIMATION | NO-ESTIMATION | CAPACITY-FACTOR-V1
BRA | Brazil | GNA-RD |  | BRA0033488 | 1.2 | -16.7193 | -49.2547 | Oil |  |  |  | 2011 |  | AgÃªncia Nacional de Energia ElÃ©trica (Brazil) | http://www2.aneel.gov.br/aplicacoes/capacidadebrasil/capacidadebrasil.cfm | AgÃªncia Nacional de Energia ElÃ©trica (Brazil) |  | 2017 | [12 empty] | 2.37 | NO-ESTIMATION | NO-ESTIMATION | NO-ESTIMATION | NO-ESTIMATION | CAPACITY-FACTOR-V1
BRA | Brazil | Palmeiras de GoiÃ¡s |  | BRA0001946 | 175.56 | -16.8060 | -49.9150 | Oil |  |  |  | 2012 |  | AgÃªncia Nacional de Energia ElÃ©trica (Brazil) | http://www2.aneel.gov.br/aplicacoes/capacidadebrasil/capacidadebrasil.cfm | AgÃªncia Nacional de Energia ElÃ©trica (Brazil) | 1094707 | 2017 | [12 empty] | 346.89 | SOLAR-V1-NO-AGE | SOLAR-V1-NO-AGE | SOLAR-V1-NO-AGE | SOLAR-V1-NO-AGE | SOLAR-V1-NO-AGE
BRA | Brazil | Adriana AgrÃ­cola |  | BRA0030428 | 1.46 | -16.9399 | -53.5185 | Oil |  |  |  | 2010 |  | AgÃªncia Nacional de Energia ElÃ©trica (Brazil) | http://www2.aneel.gov.br/aplicacoes/capacidadebrasil/capacidadebrasil.cfm | AgÃªncia Nacional de Energia ElÃ©trica (Brazil) |  | 2017 | [12 empty] | 2.88 | HYDRO-V1 | HYDRO-V1 | HYDRO-V1 | HYDRO-V1 | HYDRO-V1
BRA | Brazil | SEDAL E1 |  | BRA0033702 | 2.6 | -17.5907 | -44.7089 | Oil |  |  |  | 2000 |  | AgÃªncia Nacional de Energia ElÃ©trica (Brazil) | http://www2.aneel.gov.br/aplicacoes/capacidadebrasil/capacidadebrasil.cfm | AgÃªncia Nacional de Energia ElÃ©trica (Brazil) |  | 2017 | [12 empty] | 5.13 | HYDRO-V1 | HYDRO-V1 | HYDRO-V1 | HYDRO-V1 | HYDRO-V1
BRA | Brazil | Complem |  | BRA0029997 | 1.246 | -17.6875 | -49.1329 | Oil | [5 empty] | AgÃªncia Nacional de Energia ElÃ©trica (Brazil) | http://www2.aneel.gov.br/aplicacoes/capacidadebrasil/capacidadebrasil.cfm | AgÃªncia Nacional de Energia ElÃ©trica (Brazil) |  | 2017 | [12 empty] | 2.46 | NO-ESTIMATION | NO-ESTIMATION | NO-ESTIMATION | NO-ESTIMATION | CAPACITY-FACTOR-V1
BRA | Brazil | Marfrig Rio Verde |  | BRA0030963 | 1.6 | -17.8024 | -50.9501 | Oil |  |  |  | 2012 |  | AgÃªncia Nacional de Energia ElÃ©trica (Brazil) | http://www2.aneel.gov.br/aplicacoes/capacidadebrasil/capacidadebrasil.cfm | AgÃªncia Nacional de Energia ElÃ©trica (Brazil) |  | 2017 | [12 empty] | 3.16 | HYDRO-V1 | HYDRO-V1 | HYDRO-V1 | HYDRO-V1 | HYDRO-V1
BRA | Brazil | Vale Fertilizantes CatalÃ£o |  | BRA0033038 | 1.8248 | -18.1585 | -47.8990 | Oil |  |  |  | 2001 |  | AgÃªncia Nacional de Energia ElÃ©trica (Brazil) | http://www2.aneel.gov.br/aplicacoes/capacidadebrasil/capacidadebrasil.cfm | AgÃªncia Nacional de Energia ElÃ©trica (Brazil) |  | 2017 | [12 empty] | 3.6 | HYDRO-V1 | HYDRO-V1 | HYDRO-V1 | HYDRO-V1 | HYDRO-V1
BRA | Brazil | CopebrÃ¡s CatalÃ£o |  | BRA0029262 | 14.8 | -18.1660 | -47.9325 | Oil |  |  |  | 2003 |  | AgÃªncia Nacional de Energia ElÃ©trica (Brazil) | http://www2.aneel.gov.br/aplicacoes/capacidadebrasil/capacidadebrasil.cfm | AgÃªncia Nacional de Energia ElÃ©trica (Brazil) |  | 2017 | [12 empty] | 29.24 | HYDRO-V1 | HYDRO-V1 | HYDRO-V1 | HYDRO-V1 | HYDRO-V1
BRA | Brazil | CARGILL AGRICOLA SA CNPJ: 60.498.706/0130-54 |  | BRA0033603 | 1.08 | -18.3519 | -49.2197 | Oil |  |  |  | 2002 |  | AgÃªncia Nacional de Energia ElÃ©trica (Brazil) | http://www2.aneel.gov.br/aplicacoes/capacidadebrasil/capacidadebrasil.cfm | AgÃªncia Nacional de Energia ElÃ©trica (Brazil) |  | 2017 | [12 empty] | 2.13 | NO-ESTIMATION | NO-ESTIMATION | NO-ESTIMATION | NO-ESTIMATION | CAPACITY-FACTOR-V1
BRA | Brazil | Doce Mineiro |  | BRA0031028 | 2.24 | -18.7541 | -49.2632 | Oil |  |  |  | 2014 |  | AgÃªncia Nacional de Energia ElÃ©trica (Brazil) | http://www2.aneel.gov.br/aplicacoes/capacidadebrasil/capacidadebrasil.cfm | AgÃªncia Nacional de Energia ElÃ©trica (Brazil) |  | 2017 | [12 empty] | 4.42 | SOLAR-V1-NO-AGE | SOLAR-V1-NO-AGE | SOLAR-V1-NO-AGE | SOLAR-V1-NO-AGE | SOLAR-V1-NO-AGE
BRA | Brazil | Cia de Alimentos Ibituruna |  | BRA0031122 | 2 | -18.7794 | -41.9541 | Oil |  |  |  | 2007 |  | AgÃªncia Nacional de Energia ElÃ©trica (Brazil) | http://www2.aneel.gov.br/aplicacoes/capacidadebrasil/capacidadebrasil.cfm | AgÃªncia Nacional de Energia ElÃ©trica (Brazil) |  | 2017 | [12 empty] | 3.95 | NO-ESTIMATION | NO-ESTIMATION | NO-ESTIMATION | NO-ESTIMATION | CAPACITY-FACTOR-V1
BRA | Brazil | Laticinios Bela Vista - Governador Valadares |  | BRA0032957 | 2.24 | -18.8588 | -41.7966 | Oil |  |  |  | 2014 |  | AgÃªncia Nacional de Energia ElÃ©trica (Brazil) | http://www2.aneel.gov.br/aplicacoes/capacidadebrasil/capacidadebrasil.cfm | AgÃªncia Nacional de Energia ElÃ©trica (Brazil) |  | 2017 | [12 empty] | 4.42 | NO-ESTIMATION | NO-ESTIMATION | NO-ESTIMATION | NO-ESTIMATION | CAPACITY-FACTOR-V1
BRA | Brazil | Refrigerantes do TriÃ¢ngulo |  | BRA0030937 | 1.683 | -18.8724 | -48.2514 | Oil |  |  |  | 2012 |  | AgÃªncia Nacional de Energia ElÃ©trica (Brazil) | http://www2.aneel.gov.br/aplicacoes/capacidadebrasil/capacidadebrasil.cfm | AgÃªncia Nacional de Energia ElÃ©trica (Brazil) |  | 2017 | [12 empty] | 3.32 | HYDRO-V1 | HYDRO-V1 | HYDRO-V1 | HYDRO-V1 | HYDRO-V1
BRA | Brazil | JaraguÃ¡ |  | BRA0030000 | 1.6 | -18.8894 | -48.2485 | Oil |  |  |  | 2005 |  | AgÃªncia Nacional de Energia ElÃ©trica (Brazil) | http://www2.aneel.gov.br/aplicacoes/capacidadebrasil/capacidadebrasil.cfm | AgÃªncia Nacional de Energia ElÃ©trica (Brazil) |  | 2017 | [12 empty] | 3.16 | HYDRO-V1 | HYDRO-V1 | HYDRO-V1 | HYDRO-V1 | HYDRO-V1
BRA | Brazil | UberlÃ¢ndia Refrescos |  | BRA0030951 | 1.15 | -18.8933 | -48.2336 | Oil |  |  |  | 2011 |  | AgÃªncia Nacional de Energia ElÃ©trica (Brazil) | http://www2.aneel.gov.br/aplicacoes/capacidadebrasil/capacidadebrasil.cfm | AgÃªncia Nacional de Energia ElÃ©trica (Brazil) |  | 2017 | [12 empty] | 2.27 | SOLAR-V1-NO-AGE | SOLAR-V1-NO-AGE | SOLAR-V1-NO-AGE | SOLAR-V1-NO-AGE | SOLAR-V1-NO-AGE
BRA | Brazil | Center Shopping UberlÃ¢ndia |  | BRA0033982 | 2.1792 | -18.9100 | -48.2594 | Oil |  |  |  | 2000 |  | AgÃªncia Nacional de Energia ElÃ©trica (Brazil) | http://www2.aneel.gov.br/aplicacoes/capacidadebrasil/capacidadebrasil.cfm | AgÃªncia Nacional de Energia ElÃ©trica (Brazil) |  | 2017 | [12 empty] | 4.3 | HYDRO-V1 | HYDRO-V1 | HYDRO-V1 | HYDRO-V1 | HYDRO-V1
BRA | Brazil | Terminal Central |  | BRA0030868 | 1.2 | -19.0238 | -48.3223 | Oil |  |  |  | 2013 |  | AgÃªncia Nacional de Energia ElÃ©trica (Brazil) | http://www2.aneel.gov.br/aplicacoes/capacidadebrasil/capacidadebrasil.cfm | AgÃªncia Nacional de Energia ElÃ©trica (Brazil) |  | 2017 | [12 empty] | 2.37 | NO-ESTIMATION | NO-ESTIMATION | NO-ESTIMATION | NO-ESTIMATION | CAPACITY-FACTOR-V1
BRA | Brazil | cooperativa regional agropecuaria sul catarinense - coopersulca |  | BRA0033075 | 1.0944 | -19.2986 | -49.6505 | Oil |  |  |  | 2014 |  | AgÃªncia Nacional de Energia ElÃ©trica (Brazil) | http://www2.aneel.gov.br/aplicacoes/capacidadebrasil/capacidadebrasil.cfm | AgÃªncia Nacional de Energia ElÃ©trica (Brazil) |  | 2017 | [12 empty] | 2.16 | NO-ESTIMATION | NO-ESTIMATION | NO-ESTIMATION | NO-ESTIMATION | CAPACITY-FACTOR-V1
BRA | Brazil | LEÃƒO LINHARES |  | BRA0033279 | 1.6608 | -19.3256 | -40.0606 | Oil |  |  |  | 2006 |  | AgÃªncia Nacional de Energia ElÃ©trica (Brazil) | http://www2.aneel.gov.br/aplicacoes/capacidadebrasil/capacidadebrasil.cfm | AgÃªncia Nacional de Energia ElÃ©trica (Brazil) |  | 2017 | [12 empty] | 3.28 | NO-ESTIMATION | NO-ESTIMATION | NO-ESTIMATION | NO-ESTIMATION | SOLAR-V1
BRA | Brazil | SIDERMAUA |  | BRA0032954 | 1.44 | -19.4505 | -44.2161 | Oil |  |  |  | 2013 |  | AgÃªncia Nacional de Energia ElÃ©trica (Brazil) | http://www2.aneel.gov.br/aplicacoes/capacidadebrasil/capacidadebrasil.cfm | AgÃªncia Nacional de Energia ElÃ©trica (Brazil) |  | 2017 | [12 empty] | 2.84 | NO-ESTIMATION | NO-ESTIMATION | NO-ESTIMATION | NO-ESTIMATION | CAPACITY-FACTOR-V1
BRA | Brazil | Marfrig ParanaÃ­ba |  | BRA0030958 | 1.6 | -19.5237 | -51.3863 | Oil | [5 empty] | AgÃªncia Nacional de Energia ElÃ©trica (Brazil) | http://www2.aneel.gov.br/aplicacoes/capacidadebrasil/capacidadebrasil.cfm | AgÃªncia Nacional de Energia ElÃ©trica (Brazil) |  | 2017 | [12 empty] | 3.16 | NO-ESTIMATION | NO-ESTIMATION | NO-ESTIMATION | NO-ESTIMATION | CAPACITY-FACTOR-V1
BRA | Brazil | COSIMAT |  | BRA0032959 | 2 | -19.5488 | -44.0664 | Oil |  |  |  | 2008 |  | AgÃªncia Nacional de Energia ElÃ©trica (Brazil) | http://www2.aneel.gov.br/aplicacoes/capacidadebrasil/capacidadebrasil.cfm | AgÃªncia Nacional de Energia ElÃ©trica (Brazil) |  | 2017 | [12 empty] | 3.95
BRA | Brazil | Precon Minas Gerais PL |  | BRA0032754 | 2.4 | -19.6341 | -44.0044 | Oil |  |  |  | 2010 |  | AgÃªncia Nacional de Energia ElÃ©trica (Brazil) | http://www2.aneel.gov.br/aplicacoes/capacidadebrasil/capacidadebrasil.cfm | AgÃªncia Nacional de Energia ElÃ©trica (Brazil) |  | 2017 | [12 empty] | 4.74 | NO-ESTIMATION | NO-ESTIMATION | NO-ESTIMATION | NO-ESTIMATION | CAPACITY-FACTOR-V1
BRA | Brazil | Aeroporto Internacional Tancredo Neves |  | BRA0029481 | 2.2 | -19.6371 | -43.9625 | Oil |  |  |  | 1984 |  | AgÃªncia Nacional de Energia ElÃ©trica (Brazil) | http://www2.aneel.gov.br/aplicacoes/capacidadebrasil/capacidadebrasil.cfm | AgÃªncia Nacional de Energia ElÃ©trica (Brazil) |  | 2017 | [12 empty] | 4.34 | NO-ESTIMATION | NO-ESTIMATION | NO-ESTIMATION | NO-ESTIMATION | CAPACITY-FACTOR-V1
BRA | Brazil | Vale Fertilizantes Uberaba (Antiga FosfÃ©rtil - ExpansÃ£o do Complexo Industrial Uberaba) |  | BRA0027766 | 24.4 | -19.7440 | -47.9225 | Oil | [5 empty] | AgÃªncia Nacional de Energia ElÃ©trica (Brazil) | http://www2.aneel.gov.br/aplicacoes/capacidadebrasil/capacidadebrasil.cfm | AgÃªncia Nacional de Energia ElÃ©trica (Brazil) |  | 2017 | [12 empty] | 48.21 | NO-ESTIMATION | NO-ESTIMATION | NO-ESTIMATION | NO-ESTIMATION | CAPACITY-FACTOR-V1
BRA | Brazil | Ematex |  | BRA0030655 | 1.247 | -19.7756 | -44.0626 | Oil | [5 empty] | AgÃªncia Nacional de Energia ElÃ©trica (Brazil) | http://www2.aneel.gov.br/aplicacoes/capacidadebrasil/capacidadebrasil.cfm | AgÃªncia Nacional de Energia ElÃ©trica (Brazil) |  | 2017 | [12 empty] | 2.46 | WIND-V1 | WIND-V1 | WIND-V1 | WIND-V1 | WIND-V1
BRA | Brazil | Alterosa |  | BRA0029991 | 8 | -19.8563 | -44.5989 | Oil |  |  |  | 2009 |  | AgÃªncia Nacional de Energia ElÃ©trica (Brazil) | http://www2.aneel.gov.br/aplicacoes/capacidadebrasil/capacidadebrasil.cfm | AgÃªncia Nacional de Energia ElÃ©trica (Brazil) |  | 2017 | [12 empty] | 15.8 | HYDRO-V1 | HYDRO-V1 | HYDRO-V1 | HYDRO-V1 | HYDRO-V1
BRA | Brazil | LaticÃ­nio Scala |  | BRA0031168 | 1.6 | -19.8605 | -47.4301 | Oil |  |  |  | 2011 |  | AgÃªncia Nacional de Energia ElÃ©trica (Brazil) | http://www2.aneel.gov.br/aplicacoes/capacidadebrasil/capacidadebrasil.cfm | AgÃªncia Nacional de Energia ElÃ©trica (Brazil) |  | 2017 | [12 empty] | 3.16 | NO-ESTIMATION | NO-ESTIMATION | NO-ESTIMATION | NO-ESTIMATION | CAPACITY-FACTOR-V1
BRA | Brazil | Vale Fertilizantes Tapira |  | BRA0033031 | 1.8248 | -19.8803 | -46.8444 | Oil |  |  |  | 2001 |  | AgÃªncia Nacional de Energia ElÃ©trica (Brazil) | http://www2.aneel.gov.br/aplicacoes/capacidadebrasil/capacidadebrasil.cfm | AgÃªncia Nacional de Energia ElÃ©trica (Brazil) |  | 2017 | [12 empty] | 3.6 | HYDRO-V1 | HYDRO-V1 | HYDRO-V1 | HYDRO-V1 | HYDRO-V1
BRA | Brazil | Gabriel Passos |  | BRA0028596 | 9.22 | -19.9105 | -44.1889 | Oil |  |  |  | 2003 |  | AgÃªncia Nacional de Energia ElÃ©trica (Brazil) | http://www2.aneel.gov.br/aplicacoes/capacidadebrasil/capacidadebrasil.cfm | AgÃªncia Nacional de Energia ElÃ©trica (Brazil) |  | 2017 | [12 empty] | 18.21 | HYDRO-V1 | HYDRO-V1 | HYDRO-V1 | HYDRO-V1 | HYDRO-V1
BRA | Brazil | HORIZONTE TÃŠXTIL |  | BRA0033157 | 2.748 | -19.9168 | -43.9283 | Oil |  |  |  | 2009 |  | AgÃªncia Nacional de Energia ElÃ©trica (Brazil) | http://www2.aneel.gov.br/aplicacoes/capacidadebrasil/capacidadebrasil.cfm | AgÃªncia Nacional de Energia ElÃ©trica (Brazil) |  | 2017 | [12 empty] | 5.42 | HYDRO-V1 | HYDRO-V1 | HYDRO-V1 | HYDRO-V1 | HYDRO-V1
BRA | Brazil | Espirito Santo |  | BRA0033487 | 1.44 | -19.9196 | -43.9289 | Oil |  |  |  | 1999 |  | AgÃªncia Nacional de Energia ElÃ©trica (Brazil) | http://www2.aneel.gov.br/aplicacoes/capacidadebrasil/capacidadebrasil.cfm | AgÃªncia Nacional de Energia ElÃ©trica (Brazil) |  | 2017 | [12 empty] | 2.84 | HYDRO-V1 | HYDRO-V1 | HYDRO-V1 | HYDRO-V1 | HYDRO-V1
BRA | Brazil | Hospital Mater Dei - Contorno II |  | BRA0033060 | 2.4 | -19.9266 | -43.9579 | Oil |  |  |  | 2014 |  | AgÃªncia Nacional de Energia ElÃ©trica (Brazil) | http://www2.aneel.gov.br/aplicacoes/capacidadebrasil/capacidadebrasil.cfm | AgÃªncia Nacional de Energia ElÃ©trica (Brazil) |  | 2017 | [12 empty] | 4.74 | HYDRO-V1 | HYDRO-V1 | HYDRO-V1 | HYDRO-V1 | HYDRO-V1
BRA | Brazil | MONTE CARMO SHOPPING |  | BRA0033522 | 1.6 | -19.9407 | -44.1091 | Oil |  |  |  | 2014 |  | AgÃªncia Nacional de Energia ElÃ©trica (Brazil) | http://www2.aneel.gov.br/aplicacoes/capacidadebrasil/capacidadebrasil.cfm | AgÃªncia Nacional de Energia ElÃ©trica (Brazil) |  | 2017 | [12 empty] | 3.16 | NO-ESTIMATION | NO-ESTIMATION | NO-ESTIMATION | NO-ESTIMATION | CAPACITY-FACTOR-V1
BRA | Brazil | Frigobet |  | BRA0031488 | 1.56 | -19.9437 | -44.1898 | Oil |  |  |  | 2012 |  | AgÃªncia Nacional de Energia ElÃ©trica (Brazil) | http://www2.aneel.gov.br/aplicacoes/capacidadebrasil/capacidadebrasil.cfm | AgÃªncia Nacional de Energia ElÃ©trica (Brazil) |  | 2017 | [12 empty] | 3.08 | HYDRO-V1 | HYDRO-V1 | HYDRO-V1 | HYDRO-V1 | HYDRO-V1
BRA | Brazil | VILMA ALIMENTOS |  | BRA0033040 | 2.5392 | -19.9474 | -44.0022 | Oil |  |  |  | 2001 |  | AgÃªncia Nacional de Energia ElÃ©trica (Brazil) | http://www2.aneel.gov.br/aplicacoes/capacidadebrasil/capacidadebrasil.cfm | AgÃªncia Nacional de Energia ElÃ©trica (Brazil) |  | 2017 | [12 empty] | 5.01 | HYDRO-V1 | HYDRO-V1 | HYDRO-V1 | HYDRO-V1 | HYDRO-V1
BRA | Brazil | IgarapÃ© |  | BRA0001100 | 131 | -19.9480 | -44.3335 | Oil |  |  |  | 1963 |  | AgÃªncia Nacional de Energia ElÃ©trica (Brazil) | http://www2.aneel.gov.br/aplicacoes/capacidadebrasil/capacidadebrasil.cfm | AgÃªncia Nacional de Energia ElÃ©trica (Brazil) | 1011481 | 2017 | [12 empty] | 258.84 | HYDRO-V1 | HYDRO-V1 | HYDRO-V1 | HYDRO-V1 | HYDRO-V1
BRA | Brazil | Metropolitan Betim Shopping |  | BRA0033416 | 2.544 | -19.9583 | -44.1509 | Oil |  |  |  | 2013 |  | AgÃªncia Nacional de Energia ElÃ©trica (Brazil) | http://www2.aneel.gov.br/aplicacoes/capacidadebrasil/capacidadebrasil.cfm | AgÃªncia Nacional de Energia ElÃ©trica (Brazil) |  | 2017 | [12 empty] | 5.02 | NO-ESTIMATION | NO-ESTIMATION | NO-ESTIMATION | NO-ESTIMATION | CAPACITY-FACTOR-V1
BRA | Brazil | Granja BrasÃ­lia |  | BRA0029910 | 1.92 | -19.9638 | -44.1889 | Oil | [5 empty] | AgÃªncia Nacional de Energia ElÃ©trica (Brazil) | http://www2.aneel.gov.br/aplicacoes/capacidadebrasil/capacidadebrasil.cfm | AgÃªncia Nacional de Energia ElÃ©trica (Brazil) |  | 2017 | [12 empty] | 3.79 | NO-ESTIMATION | NO-ESTIMATION | NO-ESTIMATION | NO-ESTIMATION | CAPACITY-FACTOR-V1
BRA | Brazil | Alcoa Porto |  | BRA0030168 | 5.644 | -2.1720 | -56.1635 | Oil |  |  |  | 2010 |  | AgÃªncia Nacional de Energia ElÃ©trica (Brazil) | http://www2.aneel.gov.br/aplicacoes/capacidadebrasil/capacidadebrasil.cfm | AgÃªncia Nacional de Energia ElÃ©trica (Brazil) |  | 2017 | [12 empty] | 11.15 | HYDRO-V1 | HYDRO-V1 | HYDRO-V1 | HYDRO-V1 | HYDRO-V1
BRA | Brazil | SantarÃ©m |  | BRA0031616 | 22.55 | -2.4785 | -54.7211 | Oil |  |  |  | 2014 |  | AgÃªncia Nacional de Energia ElÃ©trica (Brazil) | http://www2.aneel.gov.br/aplicacoes/capacidadebrasil/capacidadebrasil.cfm | AgÃªncia Nacional de Energia ElÃ©trica (Brazil) |  | 2017 | [12 empty] | 44.55 | WIND-V1 | WIND-V1 | WIND-V1 | WIND-V1 | WIND-V1
BRA | Brazil | Alcoa Beneficiamento |  | BRA0030167 | 9.828 | -2.5060 | -56.1625 | Oil |  |  |  | 2010 |  | AgÃªncia Nacional de Energia ElÃ©trica (Brazil) | http://www2.aneel.gov.br/aplicacoes/capacidadebrasil/capacidadebrasil.cfm | AgÃªncia Nacional de Energia ElÃ©trica (Brazil) |  | 2017 | [12 empty] | 19.41 | NO-ESTIMATION | NO-ESTIMATION | NO-ESTIMATION | NO-ESTIMATION | WIND-V1
BRA | Brazil | Fonte Boa |  | BRA0000972 | 5.12 | -2.5202 | -66.0291 | Oil |  |  |  | 2002 |  | AgÃªncia Nacional de Energia ElÃ©trica (Brazil) | http://www2.aneel.gov.br/aplicacoes/capacidadebrasil/capacidadebrasil.cfm | AgÃªncia Nacional de Energia ElÃ©trica (Brazil) |  | 2017 | [12 empty] | 10.11 | NO-ESTIMATION | WIND-V1 | WIND-V1 | WIND-V1 | WIND-V1
BRA | Brazil | CEUMA - ASSOCIAÃ‡ÃƒO DE ENSINO SUPERIOR |  | BRA0033180 | 1.524 | -2.5268 | -44.2972 | Oil |  |  |  | 2013 |  | AgÃªncia Nacional de Energia ElÃ©trica (Brazil) | http://www2.aneel.gov.br/aplicacoes/capacidadebrasil/capacidadebrasil.cfm | AgÃªncia Nacional de Energia ElÃ©trica (Brazil) |  | 2017 | [12 empty] | 3.01 | NO-ESTIMATION | WIND-V1 | WIND-V1 | WIND-V1 | WIND-V1
BRA | Brazil | RIO ANIL SHOPPING |  | BRA0032742 | 1.4592 | -2.5293 | -44.2155 | Oil |  |  |  | 2010 |  | AgÃªncia Nacional de Energia ElÃ©trica (Brazil) | http://www2.aneel.gov.br/aplicacoes/capacidadebrasil/capacidadebrasil.cfm | AgÃªncia Nacional de Energia ElÃ©trica (Brazil) |  | 2017 | [12 empty] | 2.88 | NO-ESTIMATION | NO-ESTIMATION | NO-ESTIMATION | NO-ESTIMATION | WIND-V1
BRA | Brazil | MauÃ¡ |  | BRA0002952 | 552.564 | -2.6219 | -60.2502 | Oil |  |  |  | 1973 |  | AgÃªncia Nacional de Energia ElÃ©trica (Brazil) | http://www2.aneel.gov.br/aplicacoes/capacidadebrasil/capacidadebrasil.cfm | AgÃªncia Nacional de Energia ElÃ©trica (Brazil) |  | 2017 | [12 empty] | 1091.83 | NO-ESTIMATION | NO-ESTIMATION | NO-ESTIMATION | NO-ESTIMATION | CAPACITY-FACTOR-V1
BRA | Brazil | MauÃ¡ Parte II Bloco Distrito |  | BRA0030273 | 40 | -2.6219 | -60.2502 | Oil |  |  |  | 2009 |  | AgÃªncia Nacional de Energia ElÃ©trica (Brazil) | http://www2.aneel.gov.br/aplicacoes/capacidadebrasil/capacidadebrasil.cfm | AgÃªncia Nacional de Energia ElÃ©trica (Brazil) |  | 2017 | [12 empty] | 79.03 | NO-ESTIMATION | NO-ESTIMATION | WIND-V1 | WIND-V1 | WIND-V1
BRA | Brazil | Parintins |  | BRA0001989 | 23 | -2.6291 | -56.7311 | Oil |  |  |  | 1983 |  | AgÃªncia Nacional de Energia ElÃ©trica (Brazil) | http://www2.aneel.gov.br/aplicacoes/capacidadebrasil/capacidadebrasil.cfm | AgÃªncia Nacional de Energia ElÃ©trica (Brazil) | 1067364 | 2017 | [12 empty] | 45.44 | WIND-V1 | WIND-V1 | WIND-V1 | WIND-V1 | WIND-V1
BRA | Brazil | Rio Preto da Eva |  | BRA0029185 | 3.2 | -2.6950 | -59.6905 | Oil |  |  |  | 2004 |  | AgÃªncia Nacional de Energia ElÃ©trica (Brazil) | http://www2.aneel.gov.br/aplicacoes/capacidadebrasil/capacidadebrasil.cfm | AgÃªncia Nacional de Energia ElÃ©trica (Brazil) |  | 2017 | [12 empty] | 6.32 | HYDRO-V1 | HYDRO-V1 | HYDRO-V1 | HYDRO-V1 | HYDRO-V1
BRA | Brazil | JutaÃ­ |  | BRA0001288 | 4.54 | -2.7382 | -66.7589 | Oil |  |  |  | 2009 |  | AgÃªncia Nacional de Energia ElÃ©trica (Brazil) | http://www2.aneel.gov.br/aplicacoes/capacidadebrasil/capacidadebrasil.cfm | AgÃªncia Nacional de Energia ElÃ©trica (Brazil) |  | 2017 | [12 empty] | 8.97 | HYDRO-V1 | HYDRO-V1 | HYDRO-V1 | HYDRO-V1 | HYDRO-V1
BRA | Brazil | Itapiranga |  | BRA0027058 | 4.1 | -2.7449 | -58.0125 | Oil |  |  |  | 2009 |  | AgÃªncia Nacional de Energia ElÃ©trica (Brazil) | http://www2.aneel.gov.br/aplicacoes/capacidadebrasil/capacidadebrasil.cfm | AgÃªncia Nacional de Energia ElÃ©trica (Brazil) |  | 2017 | [12 empty] | 8.1 | NO-ESTIMATION | NO-ESTIMATION | NO-ESTIMATION | NO-ESTIMATION | CAPACITY-FACTOR-V1
BRA | Brazil | Boa Vista do Ramos |  | BRA0000270 | 2.062 | -2.9649 | -57.5786 | Oil |  |  |  | 2002 |  | AgÃªncia Nacional de Energia ElÃ©trica (Brazil) | http://www2.aneel.gov.br/aplicacoes/capacidadebrasil/capacidadebrasil.cfm | AgÃªncia Nacional de Energia ElÃ©trica (Brazil) |  | 2017 | [12 empty] | 4.07 | HYDRO-V1 | HYDRO-V1 | HYDRO-V1 | HYDRO-V1 | HYDRO-V1
BRA | Brazil | Uarini |  | BRA0027088 | 3.1 | -2.9821 | -65.1483 | Oil |  |  |  | 2011 |  | AgÃªncia Nacional de Energia ElÃ©trica (Brazil) | http://www2.aneel.gov.br/aplicacoes/capacidadebrasil/capacidadebrasil.cfm | AgÃªncia Nacional de Energia ElÃ©trica (Brazil) |  | 2017 | [12 empty] | 6.12 | HYDRO-V1 | HYDRO-V1 | HYDRO-V1 | HYDRO-V1 | HYDRO-V1
BRA | Brazil | SHOPPING MANAUS VIA NORTE |  | BRA0033444 | 3.7 | -2.9954 | -59.9923 | Oil |  |  |  | 2014 |  | AgÃªncia Nacional de Energia ElÃ©trica (Brazil) | http://www2.aneel.gov.br/aplicacoes/capacidadebrasil/capacidadebrasil.cfm | AgÃªncia Nacional de Energia ElÃ©trica (Brazil) |  | 2017 | [12 empty] | 7.31 | NO-ESTIMATION | NO-ESTIMATION | NO-ESTIMATION | NO-ESTIMATION | CAPACITY-FACTOR-V1
BRA | Brazil | Itaminas |  | BRA0031320 | 3.2 | -20.0552 | -44.1116 | Oil |  |  |  | 2013 |  | AgÃªncia Nacional de Energia ElÃ©trica (Brazil) | http://www2.aneel.gov.br/aplicacoes/capacidadebrasil/capacidadebrasil.cfm | AgÃªncia Nacional de Energia ElÃ©trica (Brazil) |  | 2017 | [12 empty] | 6.32 | HYDRO-V1 | HYDRO-V1 | HYDRO-V1 | HYDRO-V1 | HYDRO-V1
BRA | Brazil | EMPRESA DE MINERAÃ‡ÃƒO ESPERANÃ‡A S A - EMESA |  | BRA0032942 | 3.12 | -20.1170 | -44.2141 | Oil |  |  |  | 2015 |  | AgÃªncia Nacional de Energia ElÃ©trica (Brazil) | http://www2.aneel.gov.br/aplicacoes/capacidadebrasil/capacidadebrasil.cfm | AgÃªncia Nacional de Energia ElÃ©trica (Brazil) |  | 2017 | [12 empty] | 6.16 | HYDRO-V1 | HYDRO-V1 | HYDRO-V1 | HYDRO-V1 | HYDRO-V1
BRA | Brazil | Distribuidora Amaral |  | BRA0031258 | 1.5 | -20.1197 | -44.9212 | Oil |  |  |  | 2013 |  | AgÃªncia Nacional de Energia ElÃ©trica (Brazil) | http://www2.aneel.gov.br/aplicacoes/capacidadebrasil/capacidadebrasil.cfm | AgÃªncia Nacional de Energia ElÃ©trica (Brazil) |  | 2017 | [12 empty] | 2.96 | NO-ESTIMATION | NO-ESTIMATION | NO-ESTIMATION | NO-ESTIMATION | CAPACITY-FACTOR-V1
BRA | Brazil | Fibrasa Embalagens |  | BRA0029911 | 1.1 | -20.1246 | -40.2983 | Oil | [5 empty] | AgÃªncia Nacional de Energia ElÃ©trica (Brazil) | http://www2.aneel.gov.br/aplicacoes/capacidadebrasil/capacidadebrasil.cfm | AgÃªncia Nacional de Energia ElÃ©trica (Brazil) |  | 2017 | [12 empty] | 2.17 | HYDRO-V1 | HYDRO-V1 | HYDRO-V1 | HYDRO-V1 | HYDRO-V1
BRA | Brazil | CST |  | BRA0027054 | 225.1 | -20.1250 | -40.2985 | Oil |  |  |  | 2003 |  | AgÃªncia Nacional de Energia ElÃ©trica (Brazil) | http://www2.aneel.gov.br/aplicacoes/capacidadebrasil/capacidadebrasil.cfm | AgÃªncia Nacional de Energia ElÃ©trica (Brazil) |  | 2017 | [12 empty] | 444.78 | HYDRO-V1 | HYDRO-V1 | HYDRO-V1 | HYDRO-V1 | HYDRO-V1
BRA | Brazil | MineraÃ§Ã£o EsperanÃ§a |  | BRA0030209 | 2.88 | -20.1393 | -44.1903 | Oil | [5 empty] | AgÃªncia Nacional de Energia ElÃ©trica (Brazil) | http://www2.aneel.gov.br/aplicacoes/capacidadebrasil/capacidadebrasil.cfm | AgÃªncia Nacional de Energia ElÃ©trica (Brazil) |  | 2017 | [12 empty] | 5.69 | HYDRO-V1 | HYDRO-V1 | HYDRO-V1 | HYDRO-V1 | HYDRO-V1
BRA | Brazil | CARBOFER |  | BRA0032951 | 1.104 | -20.1602 | -44.9091 | Oil |  |  |  | 2013 |  | AgÃªncia Nacional de Energia ElÃ©trica (Brazil) | http://www2.aneel.gov.br/aplicacoes/capacidadebrasil/capacidadebrasil.cfm | AgÃªncia Nacional de Energia ElÃ©trica (Brazil) |  | 2017 | [12 empty] | 2.18 | HYDRO-V1 | HYDRO-V1 | HYDRO-V1 | HYDRO-V1 | HYDRO-V1
BRA | Brazil | Vale Complexo TubarÃ£o GE 8 |  | BRA0033342 | 1.6 | -20.2560 | -40.2353 | Oil |  |  |  | 2013 |  | AgÃªncia Nacional de Energia ElÃ©trica (Brazil) | http://www2.aneel.gov.br/aplicacoes/capacidadebrasil/capacidadebrasil.cfm | AgÃªncia Nacional de Energia ElÃ©trica (Brazil) |  | 2017 | [12 empty] | 3.16 | NO-ESTIMATION | NO-ESTIMATION | NO-ESTIMATION | NO-ESTIMATION | CAPACITY-FACTOR-V1
BRA | Brazil | SubestaÃ§Ã£o CPD |  | BRA0033048 | 3.22 | -20.2614 | -40.2473 | Oil |  |  |  | 2004 |  | AgÃªncia Nacional de Energia ElÃ©trica (Brazil) | http://www2.aneel.gov.br/aplicacoes/capacidadebrasil/capacidadebrasil.cfm | AgÃªncia Nacional de Energia ElÃ©trica (Brazil) |  | 2017 | [12 empty] | 6.36 | HYDRO-V1 | HYDRO-V1 | HYDRO-V1 | HYDRO-V1 | HYDRO-V1
BRA | Brazil | Vale Complexo TubarÃ£o GE2 |  | BRA0033046 | 2.56 | -20.2640 | -40.2431 | Oil |  |  |  | 1976 |  | AgÃªncia Nacional de Energia ElÃ©trica (Brazil) | http://www2.aneel.gov.br/aplicacoes/capacidadebrasil/capacidadebrasil.cfm | AgÃªncia Nacional de Energia ElÃ©trica (Brazil) |  | 2017 | [12 empty] | 5.05 | NO-ESTIMATION | NO-ESTIMATION | NO-ESTIMATION | NO-ESTIMATION | CAPACITY-FACTOR-V1
BRA | Brazil | MINERAÃ‡ÃƒO BELOCAL - LIM |  | BRA0032905 | 2.128 | -20.2706 | -45.6231 | Oil |  |  |  | 2014 |  | AgÃªncia Nacional de Energia ElÃ©trica (Brazil) | http://www2.aneel.gov.br/aplicacoes/capacidadebrasil/capacidadebrasil.cfm | AgÃªncia Nacional de Energia ElÃ©trica (Brazil) |  | 2017 | [12 empty] | 4.2 | NO-ESTIMATION | NO-ESTIMATION | NO-ESTIMATION | NO-ESTIMATION | NO-ESTIMATION
BRA | Brazil | Vale Complexo TubarÃ£o - 7GE |  | BRA0033042 | 1.6 | -20.2784 | -40.2413 | Oil |  |  |  | 1997 |  | AgÃªncia Nacional de Energia ElÃ©trica (Brazil) | http://www2.aneel.gov.br/aplicacoes/capacidadebrasil/capacidadebrasil.cfm | AgÃªncia Nacional de Energia ElÃ©trica (Brazil) |  | 2017 | [12 empty] | 3.16 | NO-ESTIMATION | NO-ESTIMATION | NO-ESTIMATION | NO-ESTIMATION | CAPACITY-FACTOR-V1
BRA | Brazil | Shopping Praia da Costa |  | BRA0029872 | 1.8 | -20.3257 | -40.2844 | Oil | [5 empty] | AgÃªncia Nacional de Energia ElÃ©trica (Brazil) | http://www2.aneel.gov.br/aplicacoes/capacidadebrasil/capacidadebrasil.cfm | AgÃªncia Nacional de Energia ElÃ©trica (Brazil) |  | 2017 | [12 empty] | 3.55 | NO-ESTIMATION | NO-ESTIMATION | NO-ESTIMATION | NO-ESTIMATION | CAPACITY-FACTOR-V1
BRA | Brazil | Viana |  | BRA0029664 | 174.6 | -20.3740 | -40.4293 | Oil |  |  |  | 2010 |  | AgÃªncia Nacional de Energia ElÃ©trica (Brazil) | http://www2.aneel.gov.br/aplicacoes/capacidadebrasil/capacidadebrasil.cfm | AgÃªncia Nacional de Energia ElÃ©trica (Brazil) | 1072873 | 2017 | [12 empty] | 345 | SOLAR-V1-NO-AGE | SOLAR-V1-NO-AGE | SOLAR-V1-NO-AGE | SOLAR-V1-NO-AGE | SOLAR-V1-NO-AGE
BRA | Brazil | POLARIS MINERAÃ‡ÃƒO |  | BRA0033926 | 1.224 | -20.4418 | -43.9230 | Oil |  |  |  | 2010 |  | AgÃªncia Nacional de Energia ElÃ©trica (Brazil) | http://www2.aneel.gov.br/aplicacoes/capacidadebrasil/capacidadebrasil.cfm | AgÃªncia Nacional de Energia ElÃ©trica (Brazil) |  | 2017 | [12 empty] | 2.41 | HYDRO-V1 | HYDRO-V1 | HYDRO-V1 | HYDRO-V1 | HYDRO-V1
BRA | Brazil | IndÃºstria de Cal Cruzeiro |  | BRA0030397 | 1.68 | -20.4468 | -45.5227 | Oil | [5 empty] | AgÃªncia Nacional de Energia ElÃ©trica (Brazil) | http://www2.aneel.gov.br/aplicacoes/capacidadebrasil/capacidadebrasil.cfm | AgÃªncia Nacional de Energia ElÃ©trica (Brazil) |  | 2017 | [12 empty] | 3.31 | NO-ESTIMATION | NO-ESTIMATION | NO-ESTIMATION | NO-ESTIMATION | CAPACITY-FACTOR-V1
BRA | Brazil | ANHANGUERA EDUCACIONAL SA - CAMPO GRANDE |  | BRA0032667 | 2.16 | -20.4633 | -54.5918 | Oil |  |  |  | 2013 |  | AgÃªncia Nacional de Energia ElÃ©trica (Brazil) | http://www2.aneel.gov.br/aplicacoes/capacidadebrasil/capacidadebrasil.cfm | AgÃªncia Nacional de Energia ElÃ©trica (Brazil) |  | 2017 | [12 empty] | 4.26 | NO-ESTIMATION | NO-ESTIMATION | NO-ESTIMATION | NO-ESTIMATION | CAPACITY-FACTOR-V1
BRA | Brazil | GRAFITE ITAPECERICA |  | BRA0033030 | 2.1888 | -20.4685 | -45.1161 | Oil |  |  |  | 2008 |  | AgÃªncia Nacional de Energia ElÃ©trica (Brazil) | http://www2.aneel.gov.br/aplicacoes/capacidadebrasil/capacidadebrasil.cfm | AgÃªncia Nacional de Energia ElÃ©trica (Brazil) |  | 2017 | [12 empty] | 4.32 | HYDRO-V1 | HYDRO-V1 | HYDRO-V1 | HYDRO-V1 | HYDRO-V1
BRA | Brazil | FERROUS RESOURCES DO BRASIL S A |  | BRA0032903 | 3 | -20.5032 | -43.9168 | Oil |  |  |  | 2015 |  | AgÃªncia Nacional de Energia ElÃ©trica (Brazil) | http://www2.aneel.gov.br/aplicacoes/capacidadebrasil/capacidadebrasil.cfm | AgÃªncia Nacional de Energia ElÃ©trica (Brazil) |  | 2017 | [12 empty] | 5.92 | HYDRO-V1 | HYDRO-V1 | HYDRO-V1 | HYDRO-V1 | HYDRO-V1
BRA | Brazil | Hy-Line |  | BRA0028981 | 1.172 | -20.5300 | -49.3045 | Oil | [5 empty] | AgÃªncia Nacional de Energia ElÃ©trica (Brazil) | http://www2.aneel.gov.br/aplicacoes/capacidadebrasil/capacidadebrasil.cfm | AgÃªncia Nacional de Energia ElÃ©trica (Brazil) |  | 2017 | [12 empty] | 2.31 | HYDRO-V1 | HYDRO-V1 | HYDRO-V1 | HYDRO-V1 | HYDRO-V1
BRA | Brazil | PLASDIL - PlÃ¡sticos DivinÃ³polis |  | BRA0030481 | 1.772 | -20.5860 | -42.1660 | Oil | [5 empty] | AgÃªncia Nacional de Energia ElÃ©trica (Brazil) | http://www2.aneel.gov.br/aplicacoes/capacidadebrasil/capacidadebrasil.cfm | AgÃªncia Nacional de Energia ElÃ©trica (Brazil) |  | 2017 | [12 empty] | 3.5 | NO-ESTIMATION | NO-ESTIMATION | NO-ESTIMATION | NO-ESTIMATION | CAPACITY-FACTOR-V1
BRA | Brazil | Frango Sertanejo |  | BRA0029610 | 4.944 | -20.7910 | -49.2105 | Oil |  |  |  | 2007 |  | AgÃªncia Nacional de Energia ElÃ©trica (Brazil) | http://www2.aneel.gov.br/aplicacoes/capacidadebrasil/capacidadebrasil.cfm | AgÃªncia Nacional de Energia ElÃ©trica (Brazil) |  | 2017 | [12 empty] | 9.76 | HYDRO-V1 | HYDRO-V1 | HYDRO-V1 | HYDRO-V1 | HYDRO-V1
BRA | Brazil | Funfarme |  | BRA0029472 | 1.609 | -20.8157 | -49.3700 | Oil |  |  |  | 1996 |  | AgÃªncia Nacional de Energia ElÃ©trica (Brazil) | http://www2.aneel.gov.br/aplicacoes/capacidadebrasil/capacidadebrasil.cfm | AgÃªncia Nacional de Energia ElÃ©trica (Brazil) |  | 2017 | [12 empty] | 3.17 | HYDRO-V1 | HYDRO-V1 | HYDRO-V1 | HYDRO-V1 | HYDRO-V1
BRA | Brazil | JBS Andradina |  | BRA0030910 | 4.96 | -20.8793 | -51.3493 | Oil | [5 empty] | AgÃªncia Nacional de Energia ElÃ©trica (Brazil) | http://www2.aneel.gov.br/aplicacoes/capacidadebrasil/capacidadebrasil.cfm | AgÃªncia Nacional de Energia ElÃ©trica (Brazil) |  | 2017 | [12 empty] | 9.8 | HYDRO-V1 | HYDRO-V1 | HYDRO-V1 | HYDRO-V1 | HYDRO-V1
BRA | Brazil | GonÃ§alves Salles |  | BRA0031489 | 1.12 | -20.9130 | -46.9819 | Oil |  |  |  | 2012 |  | AgÃªncia Nacional de Energia ElÃ©trica (Brazil) | http://www2.aneel.gov.br/aplicacoes/capacidadebrasil/capacidadebrasil.cfm | AgÃªncia Nacional de Energia ElÃ©trica (Brazil) |  | 2017 | [12 empty] | 2.21 | NO-ESTIMATION | NO-ESTIMATION | NO-ESTIMATION | NO-ESTIMATION | CAPACITY-FACTOR-V1
BRA | Brazil | UG Diesel Granol Bebedouro |  | BRA0032859 | 4.14 | -20.9336 | -48.4824 | Oil |  |  |  | 2005 |  | AgÃªncia Nacional de Energia ElÃ©trica (Brazil) | http://www2.aneel.gov.br/aplicacoes/capacidadebrasil/capacidadebrasil.cfm | AgÃªncia Nacional de Energia ElÃ©trica (Brazil) |  | 2017 | [12 empty] | 8.18 | HYDRO-V1 | HYDRO-V1 | HYDRO-V1 | HYDRO-V1 | HYDRO-V1
BRA | Brazil | Nutribem |  | BRA0030219 | 1.82 | -21.0118 | -49.4866 | Oil |  |  |  | 2009 |  | AgÃªncia Nacional de Energia ElÃ©trica (Brazil) | http://www2.aneel.gov.br/aplicacoes/capacidadebrasil/capacidadebrasil.cfm | AgÃªncia Nacional de Energia ElÃ©trica (Brazil) |  | 2017 | [12 empty] | 3.59 | NO-ESTIMATION | NO-ESTIMATION | NO-ESTIMATION | NO-ESTIMATION | CAPACITY-FACTOR-V1
BRA | Brazil | COCAM CIA DE CAFÃ‰ SOLÃšVEL E DERIVADOS |  | BRA0032634 | 2.24 | -21.1268 | -48.9628 | Oil |  |  |  | 2005 |  | AgÃªncia Nacional de Energia ElÃ©trica (Brazil) | http://www2.aneel.gov.br/aplicacoes/capacidadebrasil/capacidadebrasil.cfm | AgÃªncia Nacional de Energia ElÃ©trica (Brazil) |  | 2017 | [12 empty] | 4.42 | NO-ESTIMATION | NO-ESTIMATION | NO-ESTIMATION | NO-ESTIMATION | NO-ESTIMATION
BRA | Brazil | Bebidas Ipiranga |  | BRA0028402 | 3.75 | -21.1426 | -47.8215 | Oil | [5 empty] | AgÃªncia Nacional de Energia ElÃ©trica (Brazil) | http://www2.aneel.gov.br/aplicacoes/capacidadebrasil/capacidadebrasil.cfm | AgÃªncia Nacional de Energia ElÃ©trica (Brazil) |  | 2017 | [12 empty] | 7.4 | HYDRO-V1 | HYDRO-V1 | HYDRO-V1 | HYDRO-V1 | HYDRO-V1
BRA | Brazil | Carrefour - RPN |  | BRA0033027 | 1.44 | -21.1593 | -47.8055 | Oil |  |  |  | 2003 |  | AgÃªncia Nacional de Energia ElÃ©trica (Brazil) | http://www2.aneel.gov.br/aplicacoes/capacidadebrasil/capacidadebrasil.cfm | AgÃªncia Nacional de Energia ElÃ©trica (Brazil) |  | 2017 | [12 empty] | 2.84 | HYDRO-V1 | HYDRO-V1 | HYDRO-V1 | HYDRO-V1 | HYDRO-V1
BRA | Brazil | Color VisÃ£o do Brasil IndÃºstria AcrÃ­lica |  | BRA0034017 | 2.4 | -21.2305 | -50.5078 | Oil |  |  |  | 2010 |  | AgÃªncia Nacional de Energia ElÃ©trica (Brazil) | http://www2.aneel.gov.br/aplicacoes/capacidadebrasil/capacidadebrasil.cfm | AgÃªncia Nacional de Energia ElÃ©trica (Brazil) |  | 2017 | [12 empty] | 4.74 | NO-ESTIMATION | NO-ESTIMATION | NO-ESTIMATION | NO-ESTIMATION | CAPACITY-FACTOR-V1
BRA | Brazil | Adria |  | BRA0028963 | 2.04 | -21.2510 | -48.3125 | Oil | [5 empty] | AgÃªncia Nacional de Energia ElÃ©trica (Brazil) | http://www2.aneel.gov.br/aplicacoes/capacidadebrasil/capacidadebrasil.cfm | AgÃªncia Nacional de Energia ElÃ©trica (Brazil) |  | 2017 | [12 empty] | 4.03 | HYDRO-V1 | HYDRO-V1 | HYDRO-V1 | HYDRO-V1 | HYDRO-V1
BRA | Brazil | Menu |  | BRA0028947 | 3 | -21.2570 | -50.6335 | Oil | [5 empty] | AgÃªncia Nacional de Energia ElÃ©trica (Brazil) | http://www2.aneel.gov.br/aplicacoes/capacidadebrasil/capacidadebrasil.cfm | AgÃªncia Nacional de Energia ElÃ©trica (Brazil) |  | 2017 | [12 empty] | 5.92 | HYDRO-V1 | HYDRO-V1 | HYDRO-V1 | HYDRO-V1 | HYDRO-V1
BRA | Brazil | JF Pasqua |  | BRA0032614 | 3.421 | -21.3230 | -46.7330 | Oil |  |  |  | 2003 |  | AgÃªncia Nacional de Energia ElÃ©trica (Brazil) | http://www2.aneel.gov.br/aplicacoes/capacidadebrasil/capacidadebrasil.cfm | AgÃªncia Nacional de Energia ElÃ©trica (Brazil) |  | 2017 | [12 empty] | 6.75 | HYDRO-V1 | HYDRO-V1 | HYDRO-V1 | HYDRO-V1 | HYDRO-V1
BRA | Brazil | Cory |  | BRA0028883 | 1.44 | -21.3600 | -46.9305 | Oil |  |  |  | 2002 |  | AgÃªncia Nacional de Energia ElÃ©trica (Brazil) | http://www2.aneel.gov.br/aplicacoes/capacidadebrasil/capacidadebrasil.cfm | AgÃªncia Nacional de Energia ElÃ©trica (Brazil) |  | 2017 | [12 empty] | 2.84 | NO-ESTIMATION | NO-ESTIMATION | NO-ESTIMATION | NO-ESTIMATION | CAPACITY-FACTOR-V1
BRA | Brazil | Sinterama |  | BRA0030534 | 1.524 | -21.3847 | -45.9568 | Oil | [5 empty] | AgÃªncia Nacional de Energia ElÃ©trica (Brazil) | http://www2.aneel.gov.br/aplicacoes/capacidadebrasil/capacidadebrasil.cfm | AgÃªncia Nacional de Energia ElÃ©trica (Brazil) |  | 2017 | [12 empty] | 3.01 | SOLAR-V1-NO-AGE | SOLAR-V1-NO-AGE | SOLAR-V1-NO-AGE | SOLAR-V1-NO-AGE | SOLAR-V1-NO-AGE
BRA | Brazil | MercocÃ­trico |  | BRA0001458 | 1.85 | -21.4690 | -47.3535 | Oil | [5 empty] | AgÃªncia Nacional de Energia ElÃ©trica (Brazil) | http://www2.aneel.gov.br/aplicacoes/capacidadebrasil/capacidadebrasil.cfm | AgÃªncia Nacional de Energia ElÃ©trica (Brazil) |  | 2017 | [12 empty] | 3.65 | SOLAR-V1-NO-AGE | SOLAR-V1-NO-AGE | SOLAR-V1-NO-AGE | SOLAR-V1-NO-AGE | SOLAR-V1-NO-AGE
BRA | Brazil | Celpav II |  | BRA0000740 | 32.6 | -21.5487 | -47.7725 | Oil | [5 empty] | AgÃªncia Nacional de Energia ElÃ©trica (Brazil) | http://www2.aneel.gov.br/aplicacoes/capacidadebrasil/capacidadebrasil.cfm | AgÃªncia Nacional de Energia ElÃ©trica (Brazil) |  | 2017 | [12 empty] | 64.41 | NO-ESTIMATION | NO-ESTIMATION | NO-ESTIMATION | NO-ESTIMATION | CAPACITY-FACTOR-V1
BRA | Brazil | Wal-Mart Campos |  | BRA0029908 | 1.08 | -21.7499 | -41.3144 | Oil | [5 empty] | AgÃªncia Nacional de Energia ElÃ©trica (Brazil) | http://www2.aneel.gov.br/aplicacoes/capacidadebrasil/capacidadebrasil.cfm | AgÃªncia Nacional de Energia ElÃ©trica (Brazil) | 1092820 | 2017 | [12 empty] | 2.13 | SOLAR-V1-NO-AGE | SOLAR-V1-NO-AGE | SOLAR-V1-NO-AGE | SOLAR-V1-NO-AGE | SOLAR-V1-NO-AGE
BRA | Brazil | CIF MineraÃ§Ã£o |  | BRA0030721 | 3.6 | -21.7551 | -42.5483 | Oil |  |  |  | 2014 |  | AgÃªncia Nacional de Energia ElÃ©trica (Brazil) | http://www2.aneel.gov.br/aplicacoes/capacidadebrasil/capacidadebrasil.cfm | AgÃªncia Nacional de Energia ElÃ©trica (Brazil) |  | 2017 | [12 empty] | 7.11 | SOLAR-V1-NO-AGE | SOLAR-V1-NO-AGE | SOLAR-V1-NO-AGE | SOLAR-V1-NO-AGE | SOLAR-V1-NO-AGE
BRA | Brazil | Esdeva |  | BRA0030051 | 2.545 | -21.7602 | -43.3408 | Oil | [5 empty] | AgÃªncia Nacional de Energia ElÃ©trica (Brazil) | http://www2.aneel.gov.br/aplicacoes/capacidadebrasil/capacidadebrasil.cfm | AgÃªncia Nacional de Energia ElÃ©trica (Brazil) |  | 2017 | [12 empty] | 5.02 | SOLAR-V1-NO-AGE | SOLAR-V1-NO-AGE | SOLAR-V1-NO-AGE | SOLAR-V1-NO-AGE | SOLAR-V1-NO-AGE
BRA | Brazil | Santa FÃ© |  | BRA0031156 | 2 | -21.7704 | -48.5403 | Oil |  |  |  | 2012 |  | AgÃªncia Nacional de Energia ElÃ©trica (Brazil) | http://www2.aneel.gov.br/aplicacoes/capacidadebrasil/capacidadebrasil.cfm | AgÃªncia Nacional de Energia ElÃ©trica (Brazil) |  | 2017 | [12 empty] | 3.95 | SOLAR-V1-NO-AGE | SOLAR-V1-NO-AGE | SOLAR-V1-NO-AGE | SOLAR-V1-NO-AGE | SOLAR-V1-NO-AGE
BRA | Brazil | Kaiser - Araraquara |  | BRA0028276 | 1.6 | -21.7900 | -48.1665 | Oil |  |  |  | 2001 |  | AgÃªncia Nacional de Energia ElÃ©trica (Brazil) | http://www2.aneel.gov.br/aplicacoes/capacidadebrasil/capacidadebrasil.cfm | AgÃªncia Nacional de Energia ElÃ©trica (Brazil) |  | 2017 | [12 empty] | 3.16 | SOLAR-V1-NO-AGE | SOLAR-V1-NO-AGE | SOLAR-V1-NO-AGE | SOLAR-V1-NO-AGE | SOLAR-V1-NO-AGE
BRA | Brazil | CATERPILLAR 2500KVA 3412 UNIDADE CAMPO DO MEIO |  | BRA0032626 | 2 | -21.8438 | -46.4923 | Oil |  |  |  | 2001 |  | AgÃªncia Nacional de Energia ElÃ©trica (Brazil) | http://www2.aneel.gov.br/aplicacoes/capacidadebrasil/capacidadebrasil.cfm | AgÃªncia Nacional de Energia ElÃ©trica (Brazil) |  | 2017 | [12 empty] | 3.95 | SOLAR-V1-NO-AGE | SOLAR-V1-NO-AGE | SOLAR-V1-NO-AGE | SOLAR-V1-NO-AGE | SOLAR-V1-NO-AGE
BRA | Brazil | CERÃ‚MICA PORTO FERREIRA |  | BRA0033081 | 3.264 | -21.8499 | -47.4697 | Oil |  |  |  | 2012 |  | AgÃªncia Nacional de Energia ElÃ©trica (Brazil) | http://www2.aneel.gov.br/aplicacoes/capacidadebrasil/capacidadebrasil.cfm | AgÃªncia Nacional de Energia ElÃ©trica (Brazil) |  | 2017 | [12 empty] | 6.44 | NO-ESTIMATION | NO-ESTIMATION | NO-ESTIMATION | NO-ESTIMATION | CAPACITY-FACTOR-V1
BRA | Brazil | MÃ¼ller Pirassununga - TaboÃ£o |  | BRA0033306 | 2.1424 | -22.0056 | -47.4406 | Oil |  |  |  | 2002 |  | AgÃªncia Nacional de Energia ElÃ©trica (Brazil) | http://www2.aneel.gov.br/aplicacoes/capacidadebrasil/capacidadebrasil.cfm | AgÃªncia Nacional de Energia ElÃ©trica (Brazil) |  | 2017 | [12 empty] | 4.23 | HYDRO-V1 | HYDRO-V1 | HYDRO-V1 | HYDRO-V1 | HYDRO-V1
BRA | Brazil | Tecumseh Bairro Jardim Jockey Clube |  | BRA0030176 | 3.84 | -22.0140 | -47.8815 | Oil | [5 empty] | AgÃªncia Nacional de Energia ElÃ©trica (Brazil) | http://www2.aneel.gov.br/aplicacoes/capacidadebrasil/capacidadebrasil.cfm | AgÃªncia Nacional de Energia ElÃ©trica (Brazil) |  | 2017 | [12 empty] | 7.58 | NO-ESTIMATION | NO-ESTIMATION | NO-ESTIMATION | NO-ESTIMATION | CAPACITY-FACTOR-V1
BRA | Brazil | Tecumseh Bairro Vila Izabel |  | BRA0030175 | 3.84 | -22.0140 | -47.8815 | Oil | [5 empty] | AgÃªncia Nacional de Energia ElÃ©trica (Brazil) | http://www2.aneel.gov.br/aplicacoes/capacidadebrasil/capacidadebrasil.cfm | AgÃªncia Nacional de Energia ElÃ©trica (Brazil) |  | 2017 | [12 empty] | 7.58 | HYDRO-V1 | HYDRO-V1 | HYDRO-V1 | HYDRO-V1 | HYDRO-V1
BRA | Brazil | Unipac |  | BRA0028978 | 3.5 | -22.1050 | -50.1625 | Oil | [5 empty] | AgÃªncia Nacional de Energia ElÃ©trica (Brazil) | http://www2.aneel.gov.br/aplicacoes/capacidadebrasil/capacidadebrasil.cfm | AgÃªncia Nacional de Energia ElÃ©trica (Brazil) |  | 2017 | [12 empty] | 6.91 | SOLAR-V1-NO-AGE | SOLAR-V1-NO-AGE | SOLAR-V1-NO-AGE | SOLAR-V1-NO-AGE | SOLAR-V1-NO-AGE
BRA | Brazil | Plastseven |  | BRA0030207 | 2.912 | -22.1480 | -42.4100 | Oil | [5 empty] | AgÃªncia Nacional de Energia ElÃ©trica (Brazil) | http://www2.aneel.gov.br/aplicacoes/capacidadebrasil/capacidadebrasil.cfm | AgÃªncia Nacional de Energia ElÃ©trica (Brazil) |  | 2017 | [12 empty] | 5.75 | HYDRO-V1 | HYDRO-V1 | HYDRO-V1 | HYDRO-V1 | HYDRO-V1
BRA | Brazil | Dori Alimentos |  | BRA0028210 | 3.75 | -22.1743 | -49.9736 | Oil | [5 empty] | AgÃªncia Nacional de Energia ElÃ©trica (Brazil) | http://www2.aneel.gov.br/aplicacoes/capacidadebrasil/capacidadebrasil.cfm | AgÃªncia Nacional de Energia ElÃ©trica (Brazil) |  | 2017 | [12 empty] | 7.4 | HYDRO-V1 | HYDRO-V1 | HYDRO-V1 | HYDRO-V1 | HYDRO-V1
BRA | Brazil | YOKI ALIMENTOS |  | BRA0030489 | 1.65 | -22.2260 | -45.9269 | Oil | [5 empty] | AgÃªncia Nacional de Energia ElÃ©trica (Brazil) | http://www2.aneel.gov.br/aplicacoes/capacidadebrasil/capacidadebrasil.cfm | AgÃªncia Nacional de Energia ElÃ©trica (Brazil) |  | 2017 | [12 empty] | 3.26 | HYDRO-V1 | HYDRO-V1 | HYDRO-V1 | HYDRO-V1 | HYDRO-V1
BRA | Brazil | SPAIPA |  | BRA0033312 | 4.352 | -22.2271 | -49.8997 | Oil |  |  |  | 2011 |  | AgÃªncia Nacional de Energia ElÃ©trica (Brazil) | http://www2.aneel.gov.br/aplicacoes/capacidadebrasil/capacidadebrasil.cfm | AgÃªncia Nacional de Energia ElÃ©trica (Brazil) |  | 2017 | [12 empty] | 8.59 | HYDRO-V1 | HYDRO-V1 | HYDRO-V1 | HYDRO-V1 | HYDRO-V1
BRA | Brazil | Polifrigor |  | BRA0028979 | 1.056 | -22.2290 | -48.7095 | Oil | [5 empty] | AgÃªncia Nacional de Energia ElÃ©trica (Brazil) | http://www2.aneel.gov.br/aplicacoes/capacidadebrasil/capacidadebrasil.cfm | AgÃªncia Nacional de Energia ElÃ©trica (Brazil) |  | 2017 | [12 empty] | 2.08 | HYDRO-V1 | HYDRO-V1 | HYDRO-V1 | HYDRO-V1 | HYDRO-V1
BRA | Brazil | REC POUSO ALEGRE SA |  | BRA0033468 | 1 | -22.2331 | -45.8760 | Oil |  |  |  | 2013 |  | AgÃªncia Nacional de Energia ElÃ©trica (Brazil) | http://www2.aneel.gov.br/aplicacoes/capacidadebrasil/capacidadebrasil.cfm | AgÃªncia Nacional de Energia ElÃ©trica (Brazil) |  | 2017 | [12 empty] | 1.97 | HYDRO-V1 | HYDRO-V1 | HYDRO-V1 | HYDRO-V1 | HYDRO-V1
BRA | Brazil | YOKI |  | BRA0033212 | 2.748 | -22.2413 | -45.9494 | Oil |  |  |  | 2011 |  | AgÃªncia Nacional de Energia ElÃ©trica (Brazil) | http://www2.aneel.gov.br/aplicacoes/capacidadebrasil/capacidadebrasil.cfm | AgÃªncia Nacional de Energia ElÃ©trica (Brazil) |  | 2017 | [12 empty] | 5.42 | HYDRO-V1 | HYDRO-V1 | HYDRO-V1 | HYDRO-V1 | HYDRO-V1
BRA | Brazil | Cervejaria PetrÃ³polis |  | BRA0030966 | 4.352 | -22.3100 | -42.8644 | Oil |  |  |  | 2011 |  | AgÃªncia Nacional de Energia ElÃ©trica (Brazil) | http://www2.aneel.gov.br/aplicacoes/capacidadebrasil/capacidadebrasil.cfm | AgÃªncia Nacional de Energia ElÃ©trica (Brazil) |  | 2017 | [12 empty] | 8.59 | HYDRO-V1 | HYDRO-V1 | HYDRO-V1 | HYDRO-V1 | HYDRO-V1
BRA | Brazil | CogeraÃ§Ã£o International Paper - Fases I e II |  | BRA0000754 | 50.5 | -22.3563 | -46.9605 | Oil |  |  |  | 1976 |  | AgÃªncia Nacional de Energia ElÃ©trica (Brazil) | http://www2.aneel.gov.br/aplicacoes/capacidadebrasil/capacidadebrasil.cfm | AgÃªncia Nacional de Energia ElÃ©trica (Brazil) |  | 2017 | [12 empty] | 99.78 | HYDRO-V1 | HYDRO-V1 | HYDRO-V1 | HYDRO-V1 | HYDRO-V1
BRA | Brazil | Araras NescafÃ© |  | BRA0032845 | 1.052 | -22.3622 | -47.3715 | Oil |  |  |  | 2015 |  | AgÃªncia Nacional de Energia ElÃ©trica (Brazil) | http://www2.aneel.gov.br/aplicacoes/capacidadebrasil/capacidadebrasil.cfm | AgÃªncia Nacional de Energia ElÃ©trica (Brazil) |  | 2017 | [12 empty] | 2.07 | SOLAR-V1-NO-AGE | SOLAR-V1-NO-AGE | SOLAR-V1-NO-AGE | SOLAR-V1-NO-AGE | SOLAR-V1-NO-AGE
BRA | Brazil | Araras DPA |  | BRA0032744 | 1.28 | -22.3661 | -47.3713 | Oil |  |  |  | 2015 |  | AgÃªncia Nacional de Energia ElÃ©trica (Brazil) | http://www2.aneel.gov.br/aplicacoes/capacidadebrasil/capacidadebrasil.cfm | AgÃªncia Nacional de Energia ElÃ©trica (Brazil) |  | 2017 | [12 empty] | 2.52 | HYDRO-V1 | HYDRO-V1 | HYDRO-V1 | HYDRO-V1 | HYDRO-V1
BRA | Brazil | Plaza MacaÃ© |  | BRA0033039 | 1.2 | -22.3891 | -41.7983 | Oil |  |  |  | 2011 |  | AgÃªncia Nacional de Energia ElÃ©trica (Brazil) | http://www2.aneel.gov.br/aplicacoes/capacidadebrasil/capacidadebrasil.cfm | AgÃªncia Nacional de Energia ElÃ©trica (Brazil) |  | 2017 | [12 empty] | 2.37 | HYDRO-V1 | HYDRO-V1 | HYDRO-V1 | HYDRO-V1 | HYDRO-V1
BRA | Brazil | CerÃ¢micos Fortaleza |  | BRA0029684 | 1.92 | -22.4070 | -47.5515 | Oil |  |  |  | 2008 |  | AgÃªncia Nacional de Energia ElÃ©trica (Brazil) | http://www2.aneel.gov.br/aplicacoes/capacidadebrasil/capacidadebrasil.cfm | AgÃªncia Nacional de Energia ElÃ©trica (Brazil) |  | 2017 | [12 empty] | 3.79 | SOLAR-V1-NO-AGE | SOLAR-V1-NO-AGE | SOLAR-V1-NO-AGE | SOLAR-V1-NO-AGE | SOLAR-V1-NO-AGE
BRA | Brazil | MA AUTOMOTIVE |  | BRA0033172 | 2.4 | -22.4157 | -44.2808 | Oil |  |  |  | 2012 |  | AgÃªncia Nacional de Energia ElÃ©trica (Brazil) | http://www2.aneel.gov.br/aplicacoes/capacidadebrasil/capacidadebrasil.cfm | AgÃªncia Nacional de Energia ElÃ©trica (Brazil) |  | 2017 | [12 empty] | 4.74 | SOLAR-V1-NO-AGE | SOLAR-V1-NO-AGE | SOLAR-V1-NO-AGE | SOLAR-V1-NO-AGE | SOLAR-V1-NO-AGE
BRA | Brazil | Cedasa |  | BRA0029441 | 3.567 | -22.4530 | -47.5205 | Oil |  |  |  | 2006 |  | AgÃªncia Nacional de Energia ElÃ©trica (Brazil) | http://www2.aneel.gov.br/aplicacoes/capacidadebrasil/capacidadebrasil.cfm | AgÃªncia Nacional de Energia ElÃ©trica (Brazil) |  | 2017 | [12 empty] | 7.04 | WIND-V1 | WIND-V1 | WIND-V1 | WIND-V1 | WIND-V1
BRA | Brazil | Agudos Ambev |  | BRA0029076 | 4.8 | -22.4650 | -48.9785 | Oil | [5 empty] | AgÃªncia Nacional de Energia ElÃ©trica (Brazil) | http://www2.aneel.gov.br/aplicacoes/capacidadebrasil/capacidadebrasil.cfm | AgÃªncia Nacional de Energia ElÃ©trica (Brazil) |  | 2017 | [12 empty] | 9.48 | NO-ESTIMATION | NO-ESTIMATION | NO-ESTIMATION | NO-ESTIMATION | CAPACITY-FACTOR-V1
BRA | Brazil | CECOL |  | BRA0033266 | 1.0992 | -22.4780 | -47.4472 | Oil |  |  |  | 2012 |  | AgÃªncia Nacional de Energia ElÃ©trica (Brazil) | http://www2.aneel.gov.br/aplicacoes/capacidadebrasil/capacidadebrasil.cfm | AgÃªncia Nacional de Energia ElÃ©trica (Brazil) |  | 2017 | [12 empty] | 2.17 | SOLAR-V1-NO-AGE | SOLAR-V1-NO-AGE | SOLAR-V1-NO-AGE | SOLAR-V1-NO-AGE | SOLAR-V1-NO-AGE
BRA | Brazil | NestlÃ© |  | BRA0030657 | 1.44 | -22.4780 | -47.4472 | Oil | [5 empty] | AgÃªncia Nacional de Energia ElÃ©trica (Brazil) | http://www2.aneel.gov.br/aplicacoes/capacidadebrasil/capacidadebrasil.cfm | AgÃªncia Nacional de Energia ElÃ©trica (Brazil) |  | 2017 | [12 empty] | 2.84 | WIND-V1 | WIND-V1 | WIND-V1 | WIND-V1 | WIND-V1
BRA | Brazil | CD CordeirÃ³polis |  | BRA0032815 | 1.44 | -22.4888 | -47.3903 | Oil |  |  |  | 2015 |  | AgÃªncia Nacional de Energia ElÃ©trica (Brazil) | http://www2.aneel.gov.br/aplicacoes/capacidadebrasil/capacidadebrasil.cfm | AgÃªncia Nacional de Energia ElÃ©trica (Brazil) |  | 2017 | [12 empty] | 2.84 | NO-ESTIMATION | NO-ESTIMATION | NO-ESTIMATION | NO-ESTIMATION | CAPACITY-FACTOR-V1
BRA | Brazil | LOOP |  | BRA0033210 | 1.092 | -22.5513 | -47.3597 | Oil |  |  |  | 2010 |  | AgÃªncia Nacional de Energia ElÃ©trica (Brazil) | http://www2.aneel.gov.br/aplicacoes/capacidadebrasil/capacidadebrasil.cfm | AgÃªncia Nacional de Energia ElÃ©trica (Brazil) |  | 2017 | [12 empty] | 2.15 | WIND-V1 | WIND-V1 | WIND-V1 | WIND-V1 | WIND-V1
BRA | Brazil | Citrosuco |  | BRA0027925 | 2.3 | -22.5945 | -47.3542 | Oil | [5 empty] | AgÃªncia Nacional de Energia ElÃ©trica (Brazil) | http://www2.aneel.gov.br/aplicacoes/capacidadebrasil/capacidadebrasil.cfm | AgÃªncia Nacional de Energia ElÃ©trica (Brazil) |  | 2017 | [12 empty] | 4.54 | WIND-V1 | WIND-V1 | WIND-V1 | WIND-V1 | WIND-V1
BRA | Brazil | LUTEPEL INDÃšSTRIA E COMÃ‰RCIO DE PAPEL |  | BRA0032591 | 3.2 | -22.5956 | -48.7869 | Oil |  |  |  | 2009 |  | AgÃªncia Nacional de Energia ElÃ©trica (Brazil) | http://www2.aneel.gov.br/aplicacoes/capacidadebrasil/capacidadebrasil.cfm | AgÃªncia Nacional de Energia ElÃ©trica (Brazil) |  | 2017 | [12 empty] | 6.32 | NO-ESTIMATION | NO-ESTIMATION | NO-ESTIMATION | NO-ESTIMATION | CAPACITY-FACTOR-V1
BRA | Brazil | PROLAGOS CONCESSIONÃRIA DE SERVIÃ‡OS PÃšBLICOS - ETA JUTURNAÃBA |  | BRA0033515 | 3.028 | -22.6335 | -42.2886 | Oil |  |  |  | 2014 |  | AgÃªncia Nacional de Energia ElÃ©trica (Brazil) | http://www2.aneel.gov.br/aplicacoes/capacidadebrasil/capacidadebrasil.cfm | AgÃªncia Nacional de Energia ElÃ©trica (Brazil) |  | 2017 | [12 empty] | 5.98 | SOLAR-V1-NO-AGE | SOLAR-V1-NO-AGE | SOLAR-V1-NO-AGE | SOLAR-V1-NO-AGE | SOLAR-V1-NO-AGE
BRA | Brazil | Niely |  | BRA0033719 | 1.2 | -22.6952 | -43.4558 | Oil |  |  |  | 2011 |  | AgÃªncia Nacional de Energia ElÃ©trica (Brazil) | http://www2.aneel.gov.br/aplicacoes/capacidadebrasil/capacidadebrasil.cfm | AgÃªncia Nacional de Energia ElÃ©trica (Brazil) |  | 2017 | [12 empty] | 2.37 | WIND-V1 | WIND-V1 | WIND-V1 | WIND-V1 | WIND-V1
BRA | Brazil | Byk |  | BRA0028691 | 2 | -22.7020 | -46.9765 | Oil |  |  |  | 2002 |  | AgÃªncia Nacional de Energia ElÃ©trica (Brazil) | http://www2.aneel.gov.br/aplicacoes/capacidadebrasil/capacidadebrasil.cfm | AgÃªncia Nacional de Energia ElÃ©trica (Brazil) |  | 2017 | [12 empty] | 3.95 | NO-ESTIMATION | NO-ESTIMATION | NO-ESTIMATION | NO-ESTIMATION | CAPACITY-FACTOR-V1
BRA | Brazil | Motorola SP |  | BRA0028779 | 1.342 | -22.7020 | -46.9765 | Oil | [5 empty] | AgÃªncia Nacional de Energia ElÃ©trica (Brazil) | http://www2.aneel.gov.br/aplicacoes/capacidadebrasil/capacidadebrasil.cfm | AgÃªncia Nacional de Energia ElÃ©trica (Brazil) |  | 2017 | [12 empty] | 2.65 | NO-ESTIMATION | NO-ESTIMATION | NO-ESTIMATION | NO-ESTIMATION | CAPACITY-FACTOR-V1
BRA | Brazil | Caterpillar |  | BRA0029106 | 11.48 | -22.7033 | -47.6246 | Oil |  |  |  | 2002 |  | AgÃªncia Nacional de Energia ElÃ©trica (Brazil) | http://www2.aneel.gov.br/aplicacoes/capacidadebrasil/capacidadebrasil.cfm | AgÃªncia Nacional de Energia ElÃ©trica (Brazil) |  | 2017 | [12 empty] | 22.68 | WIND-V1 | WIND-V1 | WIND-V1 | WIND-V1 | WIND-V1
BRA | Brazil | PROLAGOS CONCESSIONÃRIA DE SERVIÃ‡OS PÃšBLICOS - BOOSTER CARIJOJO |  | BRA0033505 | 3.028 | -22.7060 | -42.2391 | Oil |  |  |  | 2014 |  | AgÃªncia Nacional de Energia ElÃ©trica (Brazil) | http://www2.aneel.gov.br/aplicacoes/capacidadebrasil/capacidadebrasil.cfm | AgÃªncia Nacional de Energia ElÃ©trica (Brazil) |  | 2017 | [12 empty] | 5.98 | WIND-V1 | WIND-V1 | WIND-V1 | WIND-V1 | WIND-V1
BRA | Brazil | YPE I |  | BRA0032152 | 3.65 | -22.7146 | -46.7761 | Oil |  |  |  | 2015 |  | AgÃªncia Nacional de Energia ElÃ©trica (Brazil) | http://www2.aneel.gov.br/aplicacoes/capacidadebrasil/capacidadebrasil.cfm | AgÃªncia Nacional de Energia ElÃ©trica (Brazil) |  | 2017 | [12 empty] | 7.21 | NO-ESTIMATION | NO-ESTIMATION | NO-ESTIMATION | NO-ESTIMATION | CAPACITY-FACTOR-V1
BRA | Brazil | Lubrasil |  | BRA0031506 | 2.8 | -22.7213 | -47.6397 | Oil |  |  |  | 2013 |  | AgÃªncia Nacional de Energia ElÃ©trica (Brazil) | http://www2.aneel.gov.br/aplicacoes/capacidadebrasil/capacidadebrasil.cfm | AgÃªncia Nacional de Energia ElÃ©trica (Brazil) |  | 2017 | [12 empty] | 5.53 | NO-ESTIMATION | NO-ESTIMATION | NO-ESTIMATION | NO-ESTIMATION | CAPACITY-FACTOR-V1
BRA | Brazil | Refinaria de PaulÃ­nea - REPLAN |  | BRA0002200 | 102.26 | -22.7246 | -47.1189 | Oil |  |  |  | 1976 |  | AgÃªncia Nacional de Energia ElÃ©trica (Brazil) | http://www2.aneel.gov.br/aplicacoes/capacidadebrasil/capacidadebrasil.cfm | AgÃªncia Nacional de Energia ElÃ©trica (Brazil) |  | 2017 | [12 empty] | 202.06 | WIND-V1 | WIND-V1 | WIND-V1 | WIND-V1 | WIND-V1
BRA | Brazil | TANG-BR |  | BRA0033184 | 1.28 | -22.7427 | -42.7728 | Oil |  |  |  | 1998 |  | AgÃªncia Nacional de Energia ElÃ©trica (Brazil) | http://www2.aneel.gov.br/aplicacoes/capacidadebrasil/capacidadebrasil.cfm | AgÃªncia Nacional de Energia ElÃ©trica (Brazil) |  | 2017 | [12 empty] | 2.52 | WIND-V1 | WIND-V1 | WIND-V1 | WIND-V1 | WIND-V1
BRA | Brazil | Melhoramentos Florestal |  | BRA0033984 | 1.2 | -22.7502 | -46.0850 | Oil |  |  |  | 2010 |  | AgÃªncia Nacional de Energia ElÃ©trica (Brazil) | http://www2.aneel.gov.br/aplicacoes/capacidadebrasil/capacidadebrasil.cfm | AgÃªncia Nacional de Energia ElÃ©trica (Brazil) |  | 2017 | [12 empty] | 2.37 | NO-ESTIMATION | NO-ESTIMATION | NO-ESTIMATION | NO-ESTIMATION | CAPACITY-FACTOR-V1
BRA | Brazil | Valfilm MG Industria de embalagens plastica |  | BRA0034067 | 1.012 | -22.7521 | -45.0997 | Oil |  |  |  | 2015 |  | AgÃªncia Nacional de Energia ElÃ©trica (Brazil) | http://www2.aneel.gov.br/aplicacoes/capacidadebrasil/capacidadebrasil.cfm | AgÃªncia Nacional de Energia ElÃ©trica (Brazil) |  | 2017 | [12 empty] | 1.99 | WIND-V1 | WIND-V1 | WIND-V1 | WIND-V1 | WIND-V1
BRA | Brazil | Norte |  | BRA0028924 | 3.898 | -22.7570 | -47.1445 | Oil | [5 empty] | AgÃªncia Nacional de Energia ElÃ©trica (Brazil) | http://www2.aneel.gov.br/aplicacoes/capacidadebrasil/capacidadebrasil.cfm | AgÃªncia Nacional de Energia ElÃ©trica (Brazil) |  | 2017 | [12 empty] | 7.7 | NO-ESTIMATION | NO-ESTIMATION | NO-ESTIMATION | NO-ESTIMATION | CAPACITY-FACTOR-V1
BRA | Brazil | Canatiba Tupis |  | BRA0031726 | 2.7 | -22.7731 | -47.3660 | Oil |  |  |  | 2014 |  | AgÃªncia Nacional de Energia ElÃ©trica (Brazil) | http://www2.aneel.gov.br/aplicacoes/capacidadebrasil/capacidadebrasil.cfm | AgÃªncia Nacional de Energia ElÃ©trica (Brazil) |  | 2017 | [12 empty] | 5.33 | NO-ESTIMATION | NO-ESTIMATION | NO-ESTIMATION | NO-ESTIMATION | WIND-V1
BRA | Brazil | Hudtelfa I |  | BRA0028338 | 2 | -22.7740 | -47.2865 | Oil | [5 empty] | AgÃªncia Nacional de Energia ElÃ©trica (Brazil) | http://www2.aneel.gov.br/aplicacoes/capacidadebrasil/capacidadebrasil.cfm | AgÃªncia Nacional de Energia ElÃ©trica (Brazil) |  | 2017 | [12 empty] | 3.95 | SOLAR-V1-NO-AGE | SOLAR-V1-NO-AGE | SOLAR-V1-NO-AGE | SOLAR-V1-NO-AGE | SOLAR-V1-NO-AGE
BRA | Brazil | PROLAGOS CONCESSIONÃRIA DE SERVIÃ‡OS PÃšBLICOS - BOOSTER SERGEIRA |  | BRA0034006 | 1.5408 | -22.7746 | -42.1564 | Oil |  |  |  | 2014 |  | AgÃªncia Nacional de Energia ElÃ©trica (Brazil) | http://www2.aneel.gov.br/aplicacoes/capacidadebrasil/capacidadebrasil.cfm | AgÃªncia Nacional de Energia ElÃ©trica (Brazil) |  | 2017 | [12 empty] | 3.04 | NO-ESTIMATION | NO-ESTIMATION | NO-ESTIMATION | NO-ESTIMATION | CAPACITY-FACTOR-V1
BRA | Brazil | Tecelagem de Fitas Santa JÃºlia |  | BRA0030980 | 2 | -22.7757 | -47.3103 | Oil | [5 empty] | AgÃªncia Nacional de Energia ElÃ©trica (Brazil) | http://www2.aneel.gov.br/aplicacoes/capacidadebrasil/capacidadebrasil.cfm | AgÃªncia Nacional de Energia ElÃ©trica (Brazil) |  | 2017 | [12 empty] | 3.95 | WIND-V1 | WIND-V1 | WIND-V1 | WIND-V1 | WIND-V1
BRA | Brazil | Basf GuaratinguetÃ¡ |  | BRA0027388 | 3.05 | -22.7766 | -45.1595 | Oil | [5 empty] | AgÃªncia Nacional de Energia ElÃ©trica (Brazil) | http://www2.aneel.gov.br/aplicacoes/capacidadebrasil/capacidadebrasil.cfm | AgÃªncia Nacional de Energia ElÃ©trica (Brazil) |  | 2017 | [12 empty] | 6.02 | WIND-V1 | WIND-V1 | WIND-V1 | WIND-V1 | WIND-V1
BRA | Brazil | CONCESSIONARIA AEROPORTO RIO DE JANEIRO SA |  | BRA0032596 | 3.2 | -22.8061 | -43.2582 | Oil |  |  |  | 2000 |  | AgÃªncia Nacional de Energia ElÃ©trica (Brazil) | http://www2.aneel.gov.br/aplicacoes/capacidadebrasil/capacidadebrasil.cfm | AgÃªncia Nacional de Energia ElÃ©trica (Brazil) |  | 2017 | [12 empty] | 6.32 | WIND-V1 | WIND-V1 | WIND-V1 | WIND-V1 | WIND-V1
BRA | Brazil | Lavenit Lavanderia |  | BRA0033724 | 1.56 | -22.8085 | -42.9580 | Oil |  |  |  | 2015 |  | AgÃªncia Nacional de Energia ElÃ©trica (Brazil) | http://www2.aneel.gov.br/aplicacoes/capacidadebrasil/capacidadebrasil.cfm | AgÃªncia Nacional de Energia ElÃ©trica (Brazil) |  | 2017 | [12 empty] | 3.08 | NO-ESTIMATION | NO-ESTIMATION | NO-ESTIMATION | NO-ESTIMATION | CAPACITY-FACTOR-V1
BRA | Brazil | 3M SumarÃ© |  | BRA0028919 | 6.4 | -22.8152 | -47.1781 | Oil |  |  |  | 2001 |  | AgÃªncia Nacional de Energia ElÃ©trica (Brazil) | http://www2.aneel.gov.br/aplicacoes/capacidadebrasil/capacidadebrasil.cfm | AgÃªncia Nacional de Energia ElÃ©trica (Brazil) |  | 2017 | [12 empty] | 12.64 | WIND-V1 | WIND-V1 | WIND-V1 | WIND-V1 | WIND-V1
BRA | Brazil | Via Brasil Shopping |  | BRA0033035 | 3.024 | -22.8193 | -43.3103 | Oil |  |  |  | 2012 |  | AgÃªncia Nacional de Energia ElÃ©trica (Brazil) | http://www2.aneel.gov.br/aplicacoes/capacidadebrasil/capacidadebrasil.cfm | AgÃªncia Nacional de Energia ElÃ©trica (Brazil) |  | 2017 | [12 empty] | 5.97 | WIND-V1 | WIND-V1 | WIND-V1 | WIND-V1 | WIND-V1
BRA | Brazil | LABORATÃ“RIOS B BRAUN |  | BRA0033224 | 3.264 | -22.8269 | -43.0539 | Oil |  |  |  | 2012 |  | AgÃªncia Nacional de Energia ElÃ©trica (Brazil) | http://www2.aneel.gov.br/aplicacoes/capacidadebrasil/capacidadebrasil.cfm | AgÃªncia Nacional de Energia ElÃ©trica (Brazil) |  | 2017 | [12 empty] | 6.44 | NO-ESTIMATION | NO-ESTIMATION | NO-ESTIMATION | NO-ESTIMATION | CAPACITY-FACTOR-V1
BRA | Brazil | SHOPPING VIA BRASIL |  | BRA0033205 | 2.736 | -22.8349 | -43.3150 | Oil |  |  |  | 2012 |  | AgÃªncia Nacional de Energia ElÃ©trica (Brazil) | http://www2.aneel.gov.br/aplicacoes/capacidadebrasil/capacidadebrasil.cfm | AgÃªncia Nacional de Energia ElÃ©trica (Brazil) | 1094711 | 2017 | [12 empty] | 5.4 | WIND-V1 | WIND-V1 | WIND-V1 | WIND-V1 | WIND-V1
BRA | Brazil | ETERNIT RIO DE JANEIRO |  | BRA0034007 | 1.524 | -22.8349 | -43.3605 | Oil |  |  |  | 2012 |  | AgÃªncia Nacional de Energia ElÃ©trica (Brazil) | http://www2.aneel.gov.br/aplicacoes/capacidadebrasil/capacidadebrasil.cfm | AgÃªncia Nacional de Energia ElÃ©trica (Brazil) |  | 2017 | [12 empty] | 3.01 | WIND-V1 | WIND-V1 | WIND-V1 | WIND-V1 | WIND-V1
BRA | Brazil | BasÃ­lica Nossa Senhora da ConceiÃ§Ã£o Aparecida |  | BRA0030581 | 1.296 | -22.8430 | -45.2205 | Oil | [5 empty] | AgÃªncia Nacional de Energia ElÃ©trica (Brazil) | http://www2.aneel.gov.br/aplicacoes/capacidadebrasil/capacidadebrasil.cfm | AgÃªncia Nacional de Energia ElÃ©trica (Brazil) |  | 2017 | [12 empty] | 2.56 | WIND-V1 | WIND-V1 | WIND-V1 | WIND-V1 | WIND-V1
BRA | Brazil | Carrefour CPS |  | BRA0033541 | 1.44 | -22.8496 | -47.0178 | Oil |  |  |  | 2005 |  | AgÃªncia Nacional de Energia ElÃ©trica (Brazil) | http://www2.aneel.gov.br/aplicacoes/capacidadebrasil/capacidadebrasil.cfm | AgÃªncia Nacional de Energia ElÃ©trica (Brazil) |  | 2017 | [12 empty] | 2.84 | WIND-V1 | WIND-V1 | WIND-V1 | WIND-V1 | WIND-V1
BRA | Brazil | Shopping Nova AmÃ©rica |  | BRA0029788 | 3.6 | -22.8732 | -43.2622 | Oil | [5 empty] | AgÃªncia Nacional de Energia ElÃ©trica (Brazil) | http://www2.aneel.gov.br/aplicacoes/capacidadebrasil/capacidadebrasil.cfm | AgÃªncia Nacional de Energia ElÃ©trica (Brazil) |  | 2017 | [12 empty] | 7.11 | WIND-V1 | WIND-V1 | WIND-V1 | WIND-V1 | WIND-V1
BRA | Brazil | Shopping Park dos Lagos |  | BRA0031242 | 2.24 | -22.8745 | -42.0086 | Oil |  |  |  | 2013 |  | AgÃªncia Nacional de Energia ElÃ©trica (Brazil) | http://www2.aneel.gov.br/aplicacoes/capacidadebrasil/capacidadebrasil.cfm | AgÃªncia Nacional de Energia ElÃ©trica (Brazil) |  | 2017 | [12 empty] | 4.42 | NO-ESTIMATION | NO-ESTIMATION | WIND-V1 | WIND-V1 | WIND-V1
BRA | Brazil | Norte Shopping II |  | BRA0032847 | 2.2 | -22.8810 | -43.2753 | Oil |  |  |  | 2009 |  | AgÃªncia Nacional de Energia ElÃ©trica (Brazil) | http://www2.aneel.gov.br/aplicacoes/capacidadebrasil/capacidadebrasil.cfm | AgÃªncia Nacional de Energia ElÃ©trica (Brazil) |  | 2017 | [12 empty] | 4.34 | WIND-V1 | WIND-V1 | WIND-V1 | WIND-V1 | WIND-V1
BRA | Brazil | BT LATAM - HORTOLANDIA |  | BRA0033373 | 2.1744 | -22.8967 | -47.2036 | Oil |  |  |  | 2001 |  | AgÃªncia Nacional de Energia ElÃ©trica (Brazil) | http://www2.aneel.gov.br/aplicacoes/capacidadebrasil/capacidadebrasil.cfm | AgÃªncia Nacional de Energia ElÃ©trica (Brazil) |  | 2017 | [12 empty] | 4.29 | SOLAR-V1-NO-AGE | SOLAR-V1-NO-AGE | SOLAR-V1-NO-AGE | SOLAR-V1-NO-AGE | SOLAR-V1-NO-AGE
BRA | Brazil | Supermercado Mundial |  | BRA0031556 | 1.68 | -22.8988 | -43.1980 | Oil |  |  |  | 2012 |  | AgÃªncia Nacional de Energia ElÃ©trica (Brazil) | http://www2.aneel.gov.br/aplicacoes/capacidadebrasil/capacidadebrasil.cfm | AgÃªncia Nacional de Energia ElÃ©trica (Brazil) |  | 2017 | [12 empty] | 3.31 | NO-ESTIMATION | NO-ESTIMATION | NO-ESTIMATION | WIND-V1 | WIND-V1
BRA | Brazil | Copa DOr |  | BRA0028960 | 1.6 | -22.8990 | -43.1985 | Oil | [5 empty] | AgÃªncia Nacional de Energia ElÃ©trica (Brazil) | http://www2.aneel.gov.br/aplicacoes/capacidadebrasil/capacidadebrasil.cfm | AgÃªncia Nacional de Energia ElÃ©trica (Brazil) |  | 2017 | [12 empty] | 3.16 | NO-ESTIMATION | NO-ESTIMATION | NO-ESTIMATION | NO-ESTIMATION | CAPACITY-FACTOR-V1
BRA | Brazil | Editora o Dia |  | BRA0029676 | 3.3 | -22.8990 | -43.1985 | Oil |  |  |  | 2002 |  | AgÃªncia Nacional de Energia ElÃ©trica (Brazil) | http://www2.aneel.gov.br/aplicacoes/capacidadebrasil/capacidadebrasil.cfm | AgÃªncia Nacional de Energia ElÃ©trica (Brazil) |  | 2017 | [12 empty] | 6.52 | NO-ESTIMATION | NO-ESTIMATION | NO-ESTIMATION | NO-ESTIMATION | CAPACITY-FACTOR-V1
BRA | Brazil | Latasa Santa Cruz |  | BRA0028425 | 4.48 | -22.8990 | -43.1985 | Oil |  |  |  | 2005 |  | AgÃªncia Nacional de Energia ElÃ©trica (Brazil) | http://www2.aneel.gov.br/aplicacoes/capacidadebrasil/capacidadebrasil.cfm | AgÃªncia Nacional de Energia ElÃ©trica (Brazil) |  | 2017 | [12 empty] | 8.85 | NO-ESTIMATION | NO-ESTIMATION | NO-ESTIMATION | NO-ESTIMATION | CAPACITY-FACTOR-V1
BRA | Brazil | Supercenter Tijuca |  | BRA0029609 | 1.408 | -22.8990 | -43.1985 | Oil |  |  |  | 2007 |  | AgÃªncia Nacional de Energia ElÃ©trica (Brazil) | http://www2.aneel.gov.br/aplicacoes/capacidadebrasil/capacidadebrasil.cfm | AgÃªncia Nacional de Energia ElÃ©trica (Brazil) |  | 2017 | [12 empty] | 2.78 | WIND-V1 | WIND-V1 | WIND-V1 | WIND-V1 | WIND-V1
BRA | Brazil | RJO-AM |  | BRA0033276 | 4.8 | -22.9003 | -43.1881 | Oil |  |  |  | 2011 |  | AgÃªncia Nacional de Energia ElÃ©trica (Brazil) | http://www2.aneel.gov.br/aplicacoes/capacidadebrasil/capacidadebrasil.cfm | AgÃªncia Nacional de Energia ElÃ©trica (Brazil) |  | 2017 | [12 empty] | 9.48 | NO-ESTIMATION | NO-ESTIMATION | NO-ESTIMATION | NO-ESTIMATION | CAPACITY-FACTOR-V1
BRA | Brazil | SÃ­ncrotron |  | BRA0028457 | 2 | -22.9020 | -47.0515 | Oil |  |  |  | 2001 |  | AgÃªncia Nacional de Energia ElÃ©trica (Brazil) | http://www2.aneel.gov.br/aplicacoes/capacidadebrasil/capacidadebrasil.cfm | AgÃªncia Nacional de Energia ElÃ©trica (Brazil) |  | 2017 | [12 empty] | 3.95 | SOLAR-V1-NO-AGE | SOLAR-V1-NO-AGE | SOLAR-V1-NO-AGE | SOLAR-V1-NO-AGE | SOLAR-V1-NO-AGE
BRA | Brazil | West Shopping |  | BRA0030633 | 3.264 | -22.9028 | -43.2075 | Oil |  |  |  | 2010 |  | AgÃªncia Nacional de Energia ElÃ©trica (Brazil) | http://www2.aneel.gov.br/aplicacoes/capacidadebrasil/capacidadebrasil.cfm | AgÃªncia Nacional de Energia ElÃ©trica (Brazil) |  | 2017 | [12 empty] | 6.44 | WIND-V1 | WIND-V1 | WIND-V1 | WIND-V1 | WIND-V1
BRA | Brazil | CAS-BC |  | BRA0033221 | 1.944 | -22.9044 | -47.0625 | Oil |  |  |  | 1988 |  | AgÃªncia Nacional de Energia ElÃ©trica (Brazil) | http://www2.aneel.gov.br/aplicacoes/capacidadebrasil/capacidadebrasil.cfm | AgÃªncia Nacional de Energia ElÃ©trica (Brazil) |  | 2017 | [12 empty] | 3.84 | WIND-V1 | WIND-V1 | WIND-V1 | WIND-V1 | WIND-V1
BRA | Brazil | Do AtlÃ¢ntico |  | BRA0029587 | 490 | -22.9096 | -43.7297 | Oil |  |  |  | 2011 |  | AgÃªncia Nacional de Energia ElÃ©trica (Brazil) | http://www2.aneel.gov.br/aplicacoes/capacidadebrasil/capacidadebrasil.cfm | AgÃªncia Nacional de Energia ElÃ©trica (Brazil) |  | 2017 | [12 empty] | 968.21 | NO-ESTIMATION | NO-ESTIMATION | WIND-V1 | WIND-V1 | WIND-V1
BRA | Brazil | CAMPINAS - 1 |  | BRA0033357 | 1.12 | -22.9111 | -47.0964 | Oil |  |  |  | 2010 |  | AgÃªncia Nacional de Energia ElÃ©trica (Brazil) | http://www2.aneel.gov.br/aplicacoes/capacidadebrasil/capacidadebrasil.cfm | AgÃªncia Nacional de Energia ElÃ©trica (Brazil) |  | 2017 | [12 empty] | 2.21 | NO-ESTIMATION | NO-ESTIMATION | NO-ESTIMATION | NO-ESTIMATION | WIND-V1
BRA | Brazil | Shopping Parque das Bandeiras |  | BRA0031097 | 3.355 | -22.9251 | -47.1790 | Oil | [5 empty] | AgÃªncia Nacional de Energia ElÃ©trica (Brazil) | http://www2.aneel.gov.br/aplicacoes/capacidadebrasil/capacidadebrasil.cfm | AgÃªncia Nacional de Energia ElÃ©trica (Brazil) |  | 2017 | [12 empty] | 6.62 | WIND-V1 | WIND-V1 | WIND-V1 | WIND-V1 | WIND-V1
BRA | Brazil | Pirelli Campinas |  | BRA0033175 | 3.395 | -22.9371 | -47.1405 | Oil |  |  |  | 2015 |  | AgÃªncia Nacional de Energia ElÃ©trica (Brazil) | http://www2.aneel.gov.br/aplicacoes/capacidadebrasil/capacidadebrasil.cfm | AgÃªncia Nacional de Energia ElÃ©trica (Brazil) |  | 2017 | [12 empty] | 6.7 | WIND-V1 | WIND-V1 | WIND-V1 | WIND-V1 | WIND-V1
BRA | Brazil | Royal Palm Plaza |  | BRA0029743 | 1.8 | -22.9385 | -47.0625 | Oil |  |  |  | 2000 |  | AgÃªncia Nacional de Energia ElÃ©trica (Brazil) | http://www2.aneel.gov.br/aplicacoes/capacidadebrasil/capacidadebrasil.cfm | AgÃªncia Nacional de Energia ElÃ©trica (Brazil) |  | 2017 | [12 empty] | 3.55 | WIND-V1 | WIND-V1 | WIND-V1 | WIND-V1 | WIND-V1
BRA | Brazil | Hypermarcas |  | BRA0030820 | 3.409 | -22.9458 | -43.3636 | Oil | [5 empty] | AgÃªncia Nacional de Energia ElÃ©trica (Brazil) | http://www2.aneel.gov.br/aplicacoes/capacidadebrasil/capacidadebrasil.cfm | AgÃªncia Nacional de Energia ElÃ©trica (Brazil) |  | 2017 | [12 empty] | 6.73 | NO-ESTIMATION | NO-ESTIMATION | NO-ESTIMATION | NO-ESTIMATION | CAPACITY-FACTOR-V1
BRA | Brazil | Mantecorp IQF |  | BRA0030744 | 3.409 | -22.9458 | -43.3641 | Oil |  |  |  | 1999 |  | AgÃªncia Nacional de Energia ElÃ©trica (Brazil) | http://www2.aneel.gov.br/aplicacoes/capacidadebrasil/capacidadebrasil.cfm | AgÃªncia Nacional de Energia ElÃ©trica (Brazil) |  | 2017 | [12 empty] | 6.73 | SOLAR-V1-NO-AGE | SOLAR-V1-NO-AGE | SOLAR-V1-NO-AGE | SOLAR-V1-NO-AGE | SOLAR-V1-NO-AGE
BRA | Brazil | MENA BARRETO - 1 |  | BRA0033432 | 2.0552 | -22.9505 | -43.1778 | Oil |  |  |  | 2005 |  | AgÃªncia Nacional de Energia ElÃ©trica (Brazil) | http://www2.aneel.gov.br/aplicacoes/capacidadebrasil/capacidadebrasil.cfm | AgÃªncia Nacional de Energia ElÃ©trica (Brazil) |  | 2017 | [12 empty] | 4.06 | SOLAR-V1-NO-AGE | SOLAR-V1-NO-AGE | SOLAR-V1-NO-AGE | SOLAR-V1-NO-AGE | SOLAR-V1-NO-AGE
BRA | Brazil | JacarepaguÃ¡ |  | BRA0032831 | 1.8248 | -22.9558 | -43.3783 | Oil |  |  |  | 2015 |  | AgÃªncia Nacional de Energia ElÃ©trica (Brazil) | http://www2.aneel.gov.br/aplicacoes/capacidadebrasil/capacidadebrasil.cfm | AgÃªncia Nacional de Energia ElÃ©trica (Brazil) | 1105179 | 2017 | [12 empty] | 3.6 | WIND-V1 | WIND-V1 | WIND-V1 | WIND-V1 | WIND-V1
BRA | Brazil | Miracema Nuodex |  | BRA0029902 | 1.016 | -22.9591 | -47.0894 | Oil | [5 empty] | AgÃªncia Nacional de Energia ElÃ©trica (Brazil) | http://www2.aneel.gov.br/aplicacoes/capacidadebrasil/capacidadebrasil.cfm | AgÃªncia Nacional de Energia ElÃ©trica (Brazil) |  | 2017 | [12 empty] | 2 | SOLAR-V1-NO-AGE | SOLAR-V1-NO-AGE | SOLAR-V1-NO-AGE | SOLAR-V1-NO-AGE | SOLAR-V1-NO-AGE
BRA | Brazil | Tivit Barra (Antiga Optiglobe Rio) |  | BRA0028238 | 5.4744 | -22.9799 | -43.4208 | Oil | [5 empty] | AgÃªncia Nacional de Energia ElÃ©trica (Brazil) | http://www2.aneel.gov.br/aplicacoes/capacidadebrasil/capacidadebrasil.cfm | AgÃªncia Nacional de Energia ElÃ©trica (Brazil) |  | 2017 | [12 empty] | 10.81 | SOLAR-V1-NO-AGE | SOLAR-V1-NO-AGE | SOLAR-V1-NO-AGE | SOLAR-V1-NO-AGE | SOLAR-V1-NO-AGE
BRA | Brazil | CONDOMINIO SAO CONRADO FASHION MALL |  | BRA0033428 | 1.1 | -22.9924 | -43.2500 | Oil |  |  |  | 1982 |  | AgÃªncia Nacional de Energia ElÃ©trica (Brazil) | http://www2.aneel.gov.br/aplicacoes/capacidadebrasil/capacidadebrasil.cfm | AgÃªncia Nacional de Energia ElÃ©trica (Brazil) |  | 2017 | [12 empty] | 2.17 | NO-ESTIMATION | NO-ESTIMATION | NO-ESTIMATION | NO-ESTIMATION | CAPACITY-FACTOR-V1
BRA | Brazil | Elektro 4UGs |  | BRA0033730 | 1.656 | -22.9927 | -47.0976 | Oil |  |  |  | 2010 |  | AgÃªncia Nacional de Energia ElÃ©trica (Brazil) | http://www2.aneel.gov.br/aplicacoes/capacidadebrasil/capacidadebrasil.cfm | AgÃªncia Nacional de Energia ElÃ©trica (Brazil) |  | 2017 | [12 empty] | 3.27 | WIND-V1 | WIND-V1 | WIND-V1 | WIND-V1 | WIND-V1
BRA | Brazil | GTBX-ST-RJO |  | BRA0033077 | 3 | -22.9981 | -43.6061 | Oil |  |  |  | 2011 |  | AgÃªncia Nacional de Energia ElÃ©trica (Brazil) | http://www2.aneel.gov.br/aplicacoes/capacidadebrasil/capacidadebrasil.cfm | AgÃªncia Nacional de Energia ElÃ©trica (Brazil) |  | 2017 | [12 empty] | 5.92 | WIND-V1 | WIND-V1 | WIND-V1 | WIND-V1 | WIND-V1
BRA | Brazil | Aeroporto Internacional de Viracopos - Campinas |  | BRA0029369 | 3.865 | -23.0029 | -47.1249 | Oil |  |  |  | 1978 |  | AgÃªncia Nacional de Energia ElÃ©trica (Brazil) | http://www2.aneel.gov.br/aplicacoes/capacidadebrasil/capacidadebrasil.cfm | AgÃªncia Nacional de Energia ElÃ©trica (Brazil) |  | 2017 | [12 empty] | 7.63 | SOLAR-V1-NO-AGE | SOLAR-V1-NO-AGE | SOLAR-V1-NO-AGE | SOLAR-V1-NO-AGE | SOLAR-V1-NO-AGE
BRA | Brazil | Blue Tree Park Angra dos Reis |  | BRA0029023 | 2 | -23.0030 | -44.3085 | Oil |  |  |  | 2001 |  | AgÃªncia Nacional de Energia ElÃ©trica (Brazil) | http://www2.aneel.gov.br/aplicacoes/capacidadebrasil/capacidadebrasil.cfm | AgÃªncia Nacional de Energia ElÃ©trica (Brazil) |  | 2017 | [12 empty] | 3.95 | WIND-V1 | WIND-V1 | WIND-V1 | WIND-V1 | WIND-V1
BRA | Brazil | Recreio Shopping Center |  | BRA0033980 | 2.1984 | -23.0174 | -43.4791 | Oil |  |  |  | 2009 |  | AgÃªncia Nacional de Energia ElÃ©trica (Brazil) | http://www2.aneel.gov.br/aplicacoes/capacidadebrasil/capacidadebrasil.cfm | AgÃªncia Nacional de Energia ElÃ©trica (Brazil) |  | 2017 | [12 empty] | 4.34 | WIND-V1 | WIND-V1 | WIND-V1 | WIND-V1 | WIND-V1
BRA | Brazil | Wal Mart TaubatÃ© |  | BRA0031503 | 1 | -23.0224 | -45.5458 | Oil |  |  |  | 2013 |  | AgÃªncia Nacional de Energia ElÃ©trica (Brazil) | http://www2.aneel.gov.br/aplicacoes/capacidadebrasil/capacidadebrasil.cfm | AgÃªncia Nacional de Energia ElÃ©trica (Brazil) |  | 2017 | [12 empty] | 1.97 | WIND-V1 | WIND-V1 | WIND-V1 | WIND-V1 | WIND-V1
BRA | Brazil | Wal Mart Indaiatuba |  | BRA0031504 | 1 | -23.0863 | -47.2086 | Oil |  |  |  | 2013 |  | AgÃªncia Nacional de Energia ElÃ©trica (Brazil) | http://www2.aneel.gov.br/aplicacoes/capacidadebrasil/capacidadebrasil.cfm | AgÃªncia Nacional de Energia ElÃ©trica (Brazil) |  | 2017 | [12 empty] | 1.97 | WIND-V1 | WIND-V1 | WIND-V1 | WIND-V1 | WIND-V1
BRA | Brazil | ITALSPEED CAÃ‡APAVA |  | BRA0033000 | 1.3648 | -23.1071 | -45.6764 | Oil |  |  |  | 1999 |  | AgÃªncia Nacional de Energia ElÃ©trica (Brazil) | http://www2.aneel.gov.br/aplicacoes/capacidadebrasil/capacidadebrasil.cfm | AgÃªncia Nacional de Energia ElÃ©trica (Brazil) |  | 2017 | [12 empty] | 2.69 | SOLAR-V1-NO-AGE | SOLAR-V1-NO-AGE | SOLAR-V1-NO-AGE | SOLAR-V1-NO-AGE | SOLAR-V1-NO-AGE
BRA | Brazil | Cebrace CaÃ§apava |  | BRA0033427 | 4 | -23.1314 | -45.7531 | Oil |  |  |  | 2015 |  | AgÃªncia Nacional de Energia ElÃ©trica (Brazil) | http://www2.aneel.gov.br/aplicacoes/capacidadebrasil/capacidadebrasil.cfm | AgÃªncia Nacional de Energia ElÃ©trica (Brazil) |  | 2017 | [12 empty] | 7.9 | NO-ESTIMATION | NO-ESTIMATION | NO-ESTIMATION | WIND-V1 | WIND-V1
BRA | Brazil | BASF IND |  | BRA0033376 | 1.028 | -23.1388 | -47.2372 | Oil |  |  |  | 1993 |  | AgÃªncia Nacional de Energia ElÃ©trica (Brazil) | http://www2.aneel.gov.br/aplicacoes/capacidadebrasil/capacidadebrasil.cfm | AgÃªncia Nacional de Energia ElÃ©trica (Brazil) |  | 2017 | [12 empty] | 2.03 | HYDRO-V1 | HYDRO-V1 | HYDRO-V1 | HYDRO-V1 | HYDRO-V1
BRA | Brazil | QUÃMICA AMPARO SALTO |  | BRA0033519 | 1.8326 | -23.1688 | -47.2575 | Oil |  |  |  | 2015 |  | AgÃªncia Nacional de Energia ElÃ©trica (Brazil) | http://www2.aneel.gov.br/aplicacoes/capacidadebrasil/capacidadebrasil.cfm | AgÃªncia Nacional de Energia ElÃ©trica (Brazil) |  | 2017 | [12 empty] | 3.62 | HYDRO-V1 | HYDRO-V1 | HYDRO-V1 | HYDRO-V1 | HYDRO-V1
BRA | Brazil | Extra SÃ£o JosÃ© dos Campos |  | BRA0029864 | 1.44 | -23.1755 | -45.8775 | Oil | [5 empty] | AgÃªncia Nacional de Energia ElÃ©trica (Brazil) | http://www2.aneel.gov.br/aplicacoes/capacidadebrasil/capacidadebrasil.cfm | AgÃªncia Nacional de Energia ElÃ©trica (Brazil) |  | 2017 | [12 empty] | 2.84 | HYDRO-V1 | HYDRO-V1 | HYDRO-V1 | HYDRO-V1 | HYDRO-V1
BRA | Brazil | Refinaria Henrique Lages (REVAP) |  | BRA0002196 | 76 | -23.1811 | -45.8190 | Oil |  |  |  | 1980 |  | AgÃªncia Nacional de Energia ElÃ©trica (Brazil) | http://www2.aneel.gov.br/aplicacoes/capacidadebrasil/capacidadebrasil.cfm | AgÃªncia Nacional de Energia ElÃ©trica (Brazil) |  | 2017 | [12 empty] | 150.17 | HYDRO-V1 | HYDRO-V1 | HYDRO-V1 | HYDRO-V1 | HYDRO-V1
BRA | Brazil | Elekeiroz |  | BRA0027057 | 8.988 | -23.2038 | -46.8144 | Oil |  |  |  | 1998 |  | AgÃªncia Nacional de Energia ElÃ©trica (Brazil) | http://www2.aneel.gov.br/aplicacoes/capacidadebrasil/capacidadebrasil.cfm | AgÃªncia Nacional de Energia ElÃ©trica (Brazil) |  | 2017 | [12 empty] | 17.75 | HYDRO-V1 | HYDRO-V1 | HYDRO-V1 | HYDRO-V1 | HYDRO-V1
BRA | Brazil | Thyssenkrupp MetalÃºrgica Campo Limpo |  | BRA0033989 | 4 | -23.2041 | -46.7683 | Oil |  |  |  | 2001 |  | AgÃªncia Nacional de Energia ElÃ©trica (Brazil) | http://www2.aneel.gov.br/aplicacoes/capacidadebrasil/capacidadebrasil.cfm | AgÃªncia Nacional de Energia ElÃ©trica (Brazil) |  | 2017 | [12 empty] | 7.9 | HYDRO-V1 | HYDRO-V1 | HYDRO-V1 | HYDRO-V1 | HYDRO-V1
BRA | Brazil | Lanxess GeraÃ§Ã£o |  | BRA0033728 | 3.6744 | -23.2081 | -47.5661 | Oil |  |  |  | 2001 |  | AgÃªncia Nacional de Energia ElÃ©trica (Brazil) | http://www2.aneel.gov.br/aplicacoes/capacidadebrasil/capacidadebrasil.cfm | AgÃªncia Nacional de Energia ElÃ©trica (Brazil) |  | 2017 | [12 empty] | 7.26 | HYDRO-V1 | HYDRO-V1 | HYDRO-V1 | HYDRO-V1 | HYDRO-V1
BRA | Brazil | BASF JAC |  | BRA0033390 | 1.12 | -23.2702 | -45.9644 | Oil |  |  |  | 2000 |  | AgÃªncia Nacional de Energia ElÃ©trica (Brazil) | http://www2.aneel.gov.br/aplicacoes/capacidadebrasil/capacidadebrasil.cfm | AgÃªncia Nacional de Energia ElÃ©trica (Brazil) |  | 2017 | [12 empty] | 2.21 | HYDRO-V1 | HYDRO-V1 | HYDRO-V1 | HYDRO-V1 | HYDRO-V1
BRA | Brazil | LONDRINA NORTE SHOPPING |  | BRA0032670 | 2.5 | -23.2821 | -51.1416 | Oil |  |  |  | 2012 |  | AgÃªncia Nacional de Energia ElÃ©trica (Brazil) | http://www2.aneel.gov.br/aplicacoes/capacidadebrasil/capacidadebrasil.cfm | AgÃªncia Nacional de Energia ElÃ©trica (Brazil) |  | 2017 | [12 empty] | 4.93 | NO-ESTIMATION | NO-ESTIMATION | NO-ESTIMATION | NO-ESTIMATION | CAPACITY-FACTOR-V1
BRA | Brazil | Cebrace Jacarei |  | BRA0033425 | 2.4 | -23.2847 | -45.9417 | Oil |  |  |  | 2015 |  | AgÃªncia Nacional de Energia ElÃ©trica (Brazil) | http://www2.aneel.gov.br/aplicacoes/capacidadebrasil/capacidadebrasil.cfm | AgÃªncia Nacional de Energia ElÃ©trica (Brazil) |  | 2017 | [12 empty] | 4.74 | HYDRO-V1 | HYDRO-V1 | HYDRO-V1 | HYDRO-V1 | HYDRO-V1
BRA | Brazil | PSJ |  | BRA0030252 | 1.8 | -23.3013 | -45.9564 | Oil |  |  |  | 2008 |  | AgÃªncia Nacional de Energia ElÃ©trica (Brazil) | http://www2.aneel.gov.br/aplicacoes/capacidadebrasil/capacidadebrasil.cfm | AgÃªncia Nacional de Energia ElÃ©trica (Brazil) |  | 2017 | [12 empty] | 3.55 | NO-ESTIMATION | NO-ESTIMATION | NO-ESTIMATION | NO-ESTIMATION | CAPACITY-FACTOR-V1
BRA | Brazil | FBA |  | BRA0030214 | 4.44 | -23.3516 | -47.8475 | Oil |  |  |  | 2009 |  | AgÃªncia Nacional de Energia ElÃ©trica (Brazil) | http://www2.aneel.gov.br/aplicacoes/capacidadebrasil/capacidadebrasil.cfm | AgÃªncia Nacional de Energia ElÃ©trica (Brazil) |  | 2017 | [12 empty] | 8.77 | NO-ESTIMATION | NO-ESTIMATION | NO-ESTIMATION | NO-ESTIMATION | CAPACITY-FACTOR-V1
BRA | Brazil | Oceano |  | BRA0030022 | 1.2 | -23.3525 | -46.8674 | Oil |  |  |  | 2005 |  | AgÃªncia Nacional de Energia ElÃ©trica (Brazil) | http://www2.aneel.gov.br/aplicacoes/capacidadebrasil/capacidadebrasil.cfm | AgÃªncia Nacional de Energia ElÃ©trica (Brazil) |  | 2017 | [12 empty] | 2.37 | NO-ESTIMATION | NO-ESTIMATION | NO-ESTIMATION | NO-ESTIMATION | CAPACITY-FACTOR-V1
BRA | Brazil | CATUAÃ MARINGÃ |  | BRA0032751 | 2.8 | -23.4163 | -51.9611 | Oil |  |  |  | 2010 |  | AgÃªncia Nacional de Energia ElÃ©trica (Brazil) | http://www2.aneel.gov.br/aplicacoes/capacidadebrasil/capacidadebrasil.cfm | AgÃªncia Nacional de Energia ElÃ©trica (Brazil) |  | 2017 | [12 empty] | 5.53 | HYDRO-V1 | HYDRO-V1 | HYDRO-V1 | HYDRO-V1 | HYDRO-V1
BRA | Brazil | ConsÃ³rcio CondomÃ­nio Catarina Fashion Outlet |  | BRA0032587 | 2.4 | -23.4166 | -47.1528 | Oil |  |  |  | 2014 |  | AgÃªncia Nacional de Energia ElÃ©trica (Brazil) | http://www2.aneel.gov.br/aplicacoes/capacidadebrasil/capacidadebrasil.cfm | AgÃªncia Nacional de Energia ElÃ©trica (Brazil) |  | 2017 | [12 empty] | 4.74 | NO-ESTIMATION | NO-ESTIMATION | NO-ESTIMATION | NO-ESTIMATION | CAPACITY-FACTOR-V1
BRA | Brazil | IndÃºstria de Feltros Santa FÃ© |  | BRA0031048 | 2 | -23.4205 | -46.2233 | Oil |  |  |  | 2006 |  | AgÃªncia Nacional de Energia ElÃ©trica (Brazil) | http://www2.aneel.gov.br/aplicacoes/capacidadebrasil/capacidadebrasil.cfm | AgÃªncia Nacional de Energia ElÃ©trica (Brazil) |  | 2017 | [12 empty] | 3.95 | WIND-V1 | WIND-V1 | WIND-V1 | WIND-V1 | WIND-V1
BRA | Brazil | Aeroporto Internacional de SÃ£o Paulo/Guarulhos-Central ElÃ©trica de EmergÃªncia CEE |  | BRA0029584 | 9.6 | -23.4293 | -46.4571 | Oil |  |  |  | 1985 |  | AgÃªncia Nacional de Energia ElÃ©trica (Brazil) | http://www2.aneel.gov.br/aplicacoes/capacidadebrasil/capacidadebrasil.cfm | AgÃªncia Nacional de Energia ElÃ©trica (Brazil) |  | 2017 | [12 empty] | 18.96 | HYDRO-V1 | HYDRO-V1 | HYDRO-V1 | HYDRO-V1 | HYDRO-V1
BRA | Brazil | Geraldiscos |  | BRA0030217 | 1.456 | -23.4402 | -46.9083 | Oil |  |  |  | 2009 |  | AgÃªncia Nacional de Energia ElÃ©trica (Brazil) | http://www2.aneel.gov.br/aplicacoes/capacidadebrasil/capacidadebrasil.cfm | AgÃªncia Nacional de Energia ElÃ©trica (Brazil) |  | 2017 | [12 empty] | 2.87 | HYDRO-V1 | HYDRO-V1 | HYDRO-V1 | HYDRO-V1 | HYDRO-V1
BRA | Brazil | Novo Data Center - BM&FBOVESPA |  | BRA0031676 | 4.0496 | -23.4624 | -46.8558 | Oil |  |  |  | 2014 |  | AgÃªncia Nacional de Energia ElÃ©trica (Brazil) | http://www2.aneel.gov.br/aplicacoes/capacidadebrasil/capacidadebrasil.cfm | AgÃªncia Nacional de Energia ElÃ©trica (Brazil) |  | 2017 | [12 empty] | 8 | HYDRO-V1 | HYDRO-V1 | HYDRO-V1 | HYDRO-V1 | HYDRO-V1
BRA | Brazil | CAE South |  | BRA0031262 | 1.016 | -23.4628 | -46.5333 | Oil |  |  |  | 2011 |  | AgÃªncia Nacional de Energia ElÃ©trica (Brazil) | http://www2.aneel.gov.br/aplicacoes/capacidadebrasil/capacidadebrasil.cfm | AgÃªncia Nacional de Energia ElÃ©trica (Brazil) |  | 2017 | [12 empty] | 2 | NO-ESTIMATION | NO-ESTIMATION | WIND-V1 | WIND-V1 | WIND-V1
BRA | Brazil | Carrefour BGU |  | BRA0033564 | 1.08 | -23.4643 | -46.5122 | Oil |  |  |  | 2005 |  | AgÃªncia Nacional de Energia ElÃ©trica (Brazil) | http://www2.aneel.gov.br/aplicacoes/capacidadebrasil/capacidadebrasil.cfm | AgÃªncia Nacional de Energia ElÃ©trica (Brazil) |  | 2017 | [12 empty] | 2.13 | NO-ESTIMATION | NO-ESTIMATION | NO-ESTIMATION | NO-ESTIMATION | CAPACITY-FACTOR-V1
BRA | Brazil | Bergamais |  | BRA0031550 | 1.92 | -23.4735 | -46.6361 | Oil |  |  |  | 2012 |  | AgÃªncia Nacional de Energia ElÃ©trica (Brazil) | http://www2.aneel.gov.br/aplicacoes/capacidadebrasil/capacidadebrasil.cfm | AgÃªncia Nacional de Energia ElÃ©trica (Brazil) |  | 2017 | [12 empty] | 3.79 | NO-ESTIMATION | NO-ESTIMATION | NO-ESTIMATION | NO-ESTIMATION | CAPACITY-FACTOR-V1
BRA | Brazil | Nitro QuÃ­mica |  | BRA0027248 | 12 | -23.4857 | -46.4294 | Oil |  |  |  | 1952 |  | AgÃªncia Nacional de Energia ElÃ©trica (Brazil) | http://www2.aneel.gov.br/aplicacoes/capacidadebrasil/capacidadebrasil.cfm | AgÃªncia Nacional de Energia ElÃ©trica (Brazil) |  | 2017 | [12 empty] | 23.71 | HYDRO-V1 | HYDRO-V1 | HYDRO-V1 | HYDRO-V1 | HYDRO-V1
BRA | Brazil | Carrefour - SON |  | BRA0033032 | 1.44 | -23.4861 | -47.4719 | Oil |  |  |  | 2001 |  | AgÃªncia Nacional de Energia ElÃ©trica (Brazil) | http://www2.aneel.gov.br/aplicacoes/capacidadebrasil/capacidadebrasil.cfm | AgÃªncia Nacional de Energia ElÃ©trica (Brazil) |  | 2017 | [12 empty] | 2.84 | HYDRO-V1 | HYDRO-V1 | HYDRO-V1 | HYDRO-V1 | HYDRO-V1
BRA | Brazil | Combustol |  | BRA0028608 | 2.175 | -23.4864 | -46.7439 | Oil | [5 empty] | AgÃªncia Nacional de Energia ElÃ©trica (Brazil) | http://www2.aneel.gov.br/aplicacoes/capacidadebrasil/capacidadebrasil.cfm | AgÃªncia Nacional de Energia ElÃ©trica (Brazil) |  | 2017 | [12 empty] | 4.29 | HYDRO-V1 | HYDRO-V1 | HYDRO-V1 | HYDRO-V1 | HYDRO-V1
BRA | Brazil | PÃ¡tio CianÃª Shopping |  | BRA0033263 | 3.7392 | -23.4916 | -47.4511 | Oil |  |  |  | 2013 |  | AgÃªncia Nacional de Energia ElÃ©trica (Brazil) | http://www2.aneel.gov.br/aplicacoes/capacidadebrasil/capacidadebrasil.cfm | AgÃªncia Nacional de Energia ElÃ©trica (Brazil) |  | 2017 | [12 empty] | 7.38 | HYDRO-V1 | HYDRO-V1 | HYDRO-V1 | HYDRO-V1 | HYDRO-V1
BRA | Brazil | AtacadÃ£o Jacui |  | BRA0033311 | 1 | -23.4920 | -46.4467 | Oil |  |  |  | 2010 |  | AgÃªncia Nacional de Energia ElÃ©trica (Brazil) | http://www2.aneel.gov.br/aplicacoes/capacidadebrasil/capacidadebrasil.cfm | AgÃªncia Nacional de Energia ElÃ©trica (Brazil) |  | 2017 | [12 empty] | 1.97 | HYDRO-V1 | HYDRO-V1 | HYDRO-V1 | HYDRO-V1 | HYDRO-V1
BRA | Brazil | Tishman Spyer |  | BRA0031143 | 2.65 | -23.5013 | -46.8678 | Oil |  |  |  | 2013 |  | AgÃªncia Nacional de Energia ElÃ©trica (Brazil) | http://www2.aneel.gov.br/aplicacoes/capacidadebrasil/capacidadebrasil.cfm | AgÃªncia Nacional de Energia ElÃ©trica (Brazil) |  | 2017 | [12 empty] | 5.23 | NO-ESTIMATION | NO-ESTIMATION | NO-ESTIMATION | NO-ESTIMATION | CAPACITY-FACTOR-V1
BRA | Brazil | Castelo Branco Office Park |  | BRA0030475 | 2.025 | -23.5066 | -46.8666 | Oil | [5 empty] | AgÃªncia Nacional de Energia ElÃ©trica (Brazil) | http://www2.aneel.gov.br/aplicacoes/capacidadebrasil/capacidadebrasil.cfm | AgÃªncia Nacional de Energia ElÃ©trica (Brazil) |  | 2017 | [12 empty] | 4 | WIND-V1 | WIND-V1 | WIND-V1 | WIND-V1 | WIND-V1
BRA | Brazil | Telesp |  | BRA0031553 | 1.12 | -23.5066 | -46.9000 | Oil |  |  |  | 1900 |  | AgÃªncia Nacional de Energia ElÃ©trica (Brazil) | http://www2.aneel.gov.br/aplicacoes/capacidadebrasil/capacidadebrasil.cfm | AgÃªncia Nacional de Energia ElÃ©trica (Brazil) |  | 2017 | [12 empty] | 2.21 | NO-ESTIMATION | NO-ESTIMATION | NO-ESTIMATION | NO-ESTIMATION | CAPACITY-FACTOR-V1
BRA | Brazil | BrasilgrÃ¡fica |  | BRA0029578 | 1.2 | -23.5070 | -46.8665 | Oil | [5 empty] | AgÃªncia Nacional de Energia ElÃ©trica (Brazil) | http://www2.aneel.gov.br/aplicacoes/capacidadebrasil/capacidadebrasil.cfm | AgÃªncia Nacional de Energia ElÃ©trica (Brazil) |  | 2017 | [12 empty] | 2.37 | NO-ESTIMATION | NO-ESTIMATION | NO-ESTIMATION | NO-ESTIMATION | CAPACITY-FACTOR-V1
BRA | Brazil | Carrefour SPT |  | BRA0033565 | 1.44 | -23.5188 | -46.5914 | Oil |  |  |  | 2001 |  | AgÃªncia Nacional de Energia ElÃ©trica (Brazil) | http://www2.aneel.gov.br/aplicacoes/capacidadebrasil/capacidadebrasil.cfm | AgÃªncia Nacional de Energia ElÃ©trica (Brazil) |  | 2017 | [12 empty] | 2.84 | WIND-V1 | WIND-V1 | WIND-V1 | WIND-V1 | WIND-V1
BRA | Brazil | PERDIZES - 1 |  | BRA0033349 | 1.68 | -23.5207 | -46.6530 | Oil |  |  |  | 2015 |  | AgÃªncia Nacional de Energia ElÃ©trica (Brazil) | http://www2.aneel.gov.br/aplicacoes/capacidadebrasil/capacidadebrasil.cfm | AgÃªncia Nacional de Energia ElÃ©trica (Brazil) |  | 2017 | [12 empty] | 3.31 | HYDRO-V1 | HYDRO-V1 | HYDRO-V1 | HYDRO-V1 | HYDRO-V1
BRA | Brazil | ALLIANZ PARQUE |  | BRA0032153 | 3.8744 | -23.5218 | -46.6691 | Oil |  |  |  | 2014 |  | AgÃªncia Nacional de Energia ElÃ©trica (Brazil) | http://www2.aneel.gov.br/aplicacoes/capacidadebrasil/capacidadebrasil.cfm | AgÃªncia Nacional de Energia ElÃ©trica (Brazil) |  | 2017 | [12 empty] | 7.65 | HYDRO-V1 | HYDRO-V1 | HYDRO-V1 | HYDRO-V1 | HYDRO-V1
BRA | Brazil | Budai |  | BRA0028609 | 1.0704 | -23.5235 | -46.8930 | Oil |  |  |  | 2001 |  | AgÃªncia Nacional de Energia ElÃ©trica (Brazil) | http://www2.aneel.gov.br/aplicacoes/capacidadebrasil/capacidadebrasil.cfm | AgÃªncia Nacional de Energia ElÃ©trica (Brazil) |  | 2017 | [12 empty] | 2.11 | HYDRO-V1 | HYDRO-V1 | HYDRO-V1 | HYDRO-V1 | HYDRO-V1
BRA | Brazil | AtacadÃ£o Matriz |  | BRA0033343 | 1.48 | -23.5252 | -46.5762 | Oil |  |  |  | 1985 |  | AgÃªncia Nacional de Energia ElÃ©trica (Brazil) | http://www2.aneel.gov.br/aplicacoes/capacidadebrasil/capacidadebrasil.cfm | AgÃªncia Nacional de Energia ElÃ©trica (Brazil) |  | 2017 | [12 empty] | 2.92 | HYDRO-V1 | HYDRO-V1 | HYDRO-V1 | HYDRO-V1 | HYDRO-V1
BRA | Brazil | GPA - Loja1382 |  | BRA0032684 | 1.08 | -23.5263 | -47.4544 | Oil |  |  |  | 2007 |  | AgÃªncia Nacional de Energia ElÃ©trica (Brazil) | http://www2.aneel.gov.br/aplicacoes/capacidadebrasil/capacidadebrasil.cfm | AgÃªncia Nacional de Energia ElÃ©trica (Brazil) |  | 2017 | [12 empty] | 2.13 | NO-ESTIMATION | NO-ESTIMATION | NO-ESTIMATION | NO-ESTIMATION | CAPACITY-FACTOR-V1
BRA | Brazil | ItaÃº Unibanco - TatuapÃ© |  | BRA0030922 | 8 | -23.5288 | -46.5616 | Oil |  |  |  | 2009 |  | AgÃªncia Nacional de Energia ElÃ©trica (Brazil) | http://www2.aneel.gov.br/aplicacoes/capacidadebrasil/capacidadebrasil.cfm | AgÃªncia Nacional de Energia ElÃ©trica (Brazil) |  | 2017 | [12 empty] | 15.8 | HYDRO-V1 | HYDRO-V1 | HYDRO-V1 | HYDRO-V1 | HYDRO-V1
BRA | Brazil | Grupo Geradores Moore |  | BRA0028938 | 1.296 | -23.5290 | -46.7825 | Oil |  |  |  | 2002 |  | AgÃªncia Nacional de Energia ElÃ©trica (Brazil) | http://www2.aneel.gov.br/aplicacoes/capacidadebrasil/capacidadebrasil.cfm | AgÃªncia Nacional de Energia ElÃ©trica (Brazil) |  | 2017 | [12 empty] | 2.56 | WIND-V1 | WIND-V1 | WIND-V1 | WIND-V1 | WIND-V1
BRA | Brazil | Super Shopping Osasco |  | BRA0033583 | 2.5504 | -23.5316 | -46.7619 | Oil |  |  |  | 2005 |  | AgÃªncia Nacional de Energia ElÃ©trica (Brazil) | http://www2.aneel.gov.br/aplicacoes/capacidadebrasil/capacidadebrasil.cfm | AgÃªncia Nacional de Energia ElÃ©trica (Brazil) |  | 2017 | [12 empty] | 5.03 | HYDRO-V1 | HYDRO-V1 | HYDRO-V1 | HYDRO-V1 | HYDRO-V1
BRA | Brazil | Banco Santander Brasil |  | BRA0030483 | 1.8 | -23.5435 | -46.6265 | Oil | [5 empty] | AgÃªncia Nacional de Energia ElÃ©trica (Brazil) | http://www2.aneel.gov.br/aplicacoes/capacidadebrasil/capacidadebrasil.cfm | AgÃªncia Nacional de Energia ElÃ©trica (Brazil) |  | 2017 | [12 empty] | 3.55 | NO-ESTIMATION | NO-ESTIMATION | NO-ESTIMATION | NO-ESTIMATION | CAPACITY-FACTOR-V1
BRA | Brazil | Alcon LaboratÃ³rios do Brasil |  | BRA0030821 | 1.265 | -23.5435 | -46.6266 | Oil | [5 empty] | AgÃªncia Nacional de Energia ElÃ©trica (Brazil) | http://www2.aneel.gov.br/aplicacoes/capacidadebrasil/capacidadebrasil.cfm | AgÃªncia Nacional de Energia ElÃ©trica (Brazil) |  | 2017 | [12 empty] | 2.49 | WIND-V1 | WIND-V1 | WIND-V1 | WIND-V1 | WIND-V1
BRA | Brazil | Bergamini |  | BRA0031528 | 2.72 | -23.5435 | -46.6266 | Oil |  |  |  | 2012 |  | AgÃªncia Nacional de Energia ElÃ©trica (Brazil) | http://www2.aneel.gov.br/aplicacoes/capacidadebrasil/capacidadebrasil.cfm | AgÃªncia Nacional de Energia ElÃ©trica (Brazil) |  | 2017 | [12 empty] | 5.37 | NO-ESTIMATION | NO-ESTIMATION | NO-ESTIMATION | NO-ESTIMATION | CAPACITY-FACTOR-V1
BRA | Brazil | Bimbo do Brasil |  | BRA0031260 | 1.48 | -23.5435 | -46.6266 | Oil |  |  |  | 2010 |  | AgÃªncia Nacional de Energia ElÃ©trica (Brazil) | http://www2.aneel.gov.br/aplicacoes/capacidadebrasil/capacidadebrasil.cfm | AgÃªncia Nacional de Energia ElÃ©trica (Brazil) |  | 2017 | [12 empty] | 2.92 | NO-ESTIMATION | NO-ESTIMATION | NO-ESTIMATION | NO-ESTIMATION | CAPACITY-FACTOR-V1
BRA | Brazil | Torre Santander |  | BRA0031073 | 8.934 | -23.5435 | -46.6266 | Oil |  |  |  | 2009 |  | AgÃªncia Nacional de Energia ElÃ©trica (Brazil) | http://www2.aneel.gov.br/aplicacoes/capacidadebrasil/capacidadebrasil.cfm | AgÃªncia Nacional de Energia ElÃ©trica (Brazil) |  | 2017 | [12 empty] | 17.65 | NO-ESTIMATION | NO-ESTIMATION | NO-ESTIMATION | NO-ESTIMATION | CAPACITY-FACTOR-V1
BRA | Brazil | Totvs |  | BRA0031531 | 2.08 | -23.5435 | -46.6266 | Oil |  |  |  | 2012 |  | AgÃªncia Nacional de Energia ElÃ©trica (Brazil) | http://www2.aneel.gov.br/aplicacoes/capacidadebrasil/capacidadebrasil.cfm | AgÃªncia Nacional de Energia ElÃ©trica (Brazil) |  | 2017 | [12 empty] | 4.1 | NO-ESTIMATION | NO-ESTIMATION | NO-ESTIMATION | NO-ESTIMATION | CAPACITY-FACTOR-V1
BRA | Brazil | Vivicon |  | BRA0031547 | 1.12 | -23.5435 | -46.6266 | Oil |  |  |  | 2012 |  | AgÃªncia Nacional de Energia ElÃ©trica (Brazil) | http://www2.aneel.gov.br/aplicacoes/capacidadebrasil/capacidadebrasil.cfm | AgÃªncia Nacional de Energia ElÃ©trica (Brazil) |  | 2017 | [12 empty] | 2.21 | NO-ESTIMATION | NO-ESTIMATION | NO-ESTIMATION | NO-ESTIMATION | CAPACITY-FACTOR-V1
BRA | Brazil | Supercenter Granja Viana |  | BRA0029806 | 1.44 | -23.5438 | -46.6264 | Oil | [5 empty] | AgÃªncia Nacional de Energia ElÃ©trica (Brazil) | http://www2.aneel.gov.br/aplicacoes/capacidadebrasil/capacidadebrasil.cfm | AgÃªncia Nacional de Energia ElÃ©trica (Brazil) |  | 2017 | [12 empty] | 2.84 | NO-ESTIMATION | NO-ESTIMATION | NO-ESTIMATION | NO-ESTIMATION | CAPACITY-FACTOR-V1
BRA | Brazil | Wal-Mart Morumbi |  | BRA0029906 | 1.08 | -23.5438 | -46.6264 | Oil | [5 empty] | AgÃªncia Nacional de Energia ElÃ©trica (Brazil) | http://www2.aneel.gov.br/aplicacoes/capacidadebrasil/capacidadebrasil.cfm | AgÃªncia Nacional de Energia ElÃ©trica (Brazil) | 1092819 | 2017 | [12 empty] | 2.13 | HYDRO-V1 | HYDRO-V1 | HYDRO-V1 | HYDRO-V1 | HYDRO-V1
BRA | Brazil | EdifÃ­cio RochaverÃ¡ |  | BRA0030154 | 5.47 | -23.5440 | -46.6265 | Oil |  |  |  | 2008 |  | AgÃªncia Nacional de Energia ElÃ©trica (Brazil) | http://www2.aneel.gov.br/aplicacoes/capacidadebrasil/capacidadebrasil.cfm | AgÃªncia Nacional de Energia ElÃ©trica (Brazil) |  | 2017 | [12 empty] | 10.8 | HYDRO-V1 | HYDRO-V1 | HYDRO-V1 | HYDRO-V1 | HYDRO-V1
BRA | Brazil | Greif |  | BRA0030021 | 1.28 | -23.5440 | -46.6265 | Oil |  |  |  | 2005 |  | AgÃªncia Nacional de Energia ElÃ©trica (Brazil) | http://www2.aneel.gov.br/aplicacoes/capacidadebrasil/capacidadebrasil.cfm | AgÃªncia Nacional de Energia ElÃ©trica (Brazil) |  | 2017 | [12 empty] | 2.52 | NO-ESTIMATION | NO-ESTIMATION | NO-ESTIMATION | NO-ESTIMATION | CAPACITY-FACTOR-V1
BRA | Brazil | ItaÃº Mooca |  | BRA0029416 | 12.775 | -23.5440 | -46.6265 | Oil |  |  |  | 2002 |  | AgÃªncia Nacional de Energia ElÃ©trica (Brazil) | http://www2.aneel.gov.br/aplicacoes/capacidadebrasil/capacidadebrasil.cfm | AgÃªncia Nacional de Energia ElÃ©trica (Brazil) |  | 2017 | [12 empty] | 25.24 | NO-ESTIMATION | NO-ESTIMATION | NO-ESTIMATION | NO-ESTIMATION | NO-ESTIMATION
BRA | Brazil | Oesp |  | BRA0028383 | 4 | -23.5440 | -46.6265 | Oil |  |  |  | 1999 |  | AgÃªncia Nacional de Energia ElÃ©trica (Brazil) | http://www2.aneel.gov.br/aplicacoes/capacidadebrasil/capacidadebrasil.cfm | AgÃªncia Nacional de Energia ElÃ©trica (Brazil) |  | 2017 | [12 empty] | 7.9 | NO-ESTIMATION | NO-ESTIMATION | NO-ESTIMATION | NO-ESTIMATION | CAPACITY-FACTOR-V1
BRA | Brazil | RÃ¡dio e TelevisÃ£o Bandeirante |  | BRA0029579 | 2.545 | -23.5440 | -46.6265 | Oil |  |  |  | 2007 |  | AgÃªncia Nacional de Energia ElÃ©trica (Brazil) | http://www2.aneel.gov.br/aplicacoes/capacidadebrasil/capacidadebrasil.cfm | AgÃªncia Nacional de Energia ElÃ©trica (Brazil) |  | 2017 | [12 empty] | 5.02 | NO-ESTIMATION | NO-ESTIMATION | NO-ESTIMATION | NO-ESTIMATION | CAPACITY-FACTOR-V1
BRA | Brazil | RÃ¡dio e TelevisÃ£o Record |  | BRA0028334 | 4.76 | -23.5440 | -46.6265 | Oil |  |  |  | 1997 |  | AgÃªncia Nacional de Energia ElÃ©trica (Brazil) | http://www2.aneel.gov.br/aplicacoes/capacidadebrasil/capacidadebrasil.cfm | AgÃªncia Nacional de Energia ElÃ©trica (Brazil) |  | 2017 | [12 empty] | 9.4 | NO-ESTIMATION | NO-ESTIMATION | NO-ESTIMATION | NO-ESTIMATION | NO-ESTIMATION
BRA | Brazil | Sociedade Hospitalar Samaritano |  | BRA0029658 | 2.0384 | -23.5440 | -46.6265 | Oil | [5 empty] | AgÃªncia Nacional de Energia ElÃ©trica (Brazil) | http://www2.aneel.gov.br/aplicacoes/capacidadebrasil/capacidadebrasil.cfm | AgÃªncia Nacional de Energia ElÃ©trica (Brazil) |  | 2017 | [12 empty] | 4.02 | NO-ESTIMATION | NO-ESTIMATION | NO-ESTIMATION | NO-ESTIMATION | NO-ESTIMATION
BRA | Brazil | T.K.S. TatuapÃ© |  | BRA0029604 | 1.056 | -23.5440 | -46.6265 | Oil | [5 empty] | AgÃªncia Nacional de Energia ElÃ©trica (Brazil) | http://www2.aneel.gov.br/aplicacoes/capacidadebrasil/capacidadebrasil.cfm | AgÃªncia Nacional de Energia ElÃ©trica (Brazil) |  | 2017 | [12 empty] | 2.08 | SOLAR-V1-NO-AGE | SOLAR-V1-NO-AGE | SOLAR-V1-NO-AGE | SOLAR-V1-NO-AGE | SOLAR-V1-NO-AGE
BRA | Brazil | Shopping Villa-Lobos |  | BRA0033442 | 3.64 | -23.5463 | -46.7116 | Oil |  |  |  | 2009 |  | AgÃªncia Nacional de Energia ElÃ©trica (Brazil) | http://www2.aneel.gov.br/aplicacoes/capacidadebrasil/capacidadebrasil.cfm | AgÃªncia Nacional de Energia ElÃ©trica (Brazil) |  | 2017 | [12 empty] | 7.19 | NO-ESTIMATION | NO-ESTIMATION | NO-ESTIMATION | NO-ESTIMATION | CAPACITY-FACTOR-V1
BRA | Brazil | SPO-IG |  | BRA0033169 | 4.8 | -23.5599 | -46.6378 | Oil |  |  |  | 2012 |  | AgÃªncia Nacional de Energia ElÃ©trica (Brazil) | http://www2.aneel.gov.br/aplicacoes/capacidadebrasil/capacidadebrasil.cfm | AgÃªncia Nacional de Energia ElÃ©trica (Brazil) |  | 2017 | [12 empty] | 9.48 | NO-ESTIMATION | NO-ESTIMATION | NO-ESTIMATION | NO-ESTIMATION | CAPACITY-FACTOR-V1
BRA | Brazil | EdifÃ­cio Odebrecht |  | BRA0031224 | 1.3 | -23.5678 | -46.6939 | Oil |  |  |  | 2013 |  | AgÃªncia Nacional de Energia ElÃ©trica (Brazil) | http://www2.aneel.gov.br/aplicacoes/capacidadebrasil/capacidadebrasil.cfm | AgÃªncia Nacional de Energia ElÃ©trica (Brazil) |  | 2017 | [12 empty] | 2.56 | NO-ESTIMATION | NO-ESTIMATION | NO-ESTIMATION | NO-ESTIMATION | CAPACITY-FACTOR-V1
BRA | Brazil | Paranatex |  | BRA0033052 | 1.2112 | -23.5723 | -51.4144 | Oil |  |  |  | 2014 |  | AgÃªncia Nacional de Energia ElÃ©trica (Brazil) | http://www2.aneel.gov.br/aplicacoes/capacidadebrasil/capacidadebrasil.cfm | AgÃªncia Nacional de Energia ElÃ©trica (Brazil) |  | 2017 | [12 empty] | 2.39 | NO-ESTIMATION | NO-ESTIMATION | NO-ESTIMATION | NO-ESTIMATION | CAPACITY-FACTOR-V1
BRA | Brazil | AtacadÃ£o Ipiranga |  | BRA0033354 | 1.08 | -23.5773 | -46.5918 | Oil |  |  |  | 2013 |  | AgÃªncia Nacional de Energia ElÃ©trica (Brazil) | http://www2.aneel.gov.br/aplicacoes/capacidadebrasil/capacidadebrasil.cfm | AgÃªncia Nacional de Energia ElÃ©trica (Brazil) |  | 2017 | [12 empty] | 2.13 | NO-ESTIMATION | NO-ESTIMATION | NO-ESTIMATION | NO-ESTIMATION | CAPACITY-FACTOR-V1
BRA | Brazil | Condominio Edificio Faria Lima Financial Center |  | BRA0032645 | 1.8016 | -23.5822 | -46.6736 | Oil |  |  |  | 2002 |  | AgÃªncia Nacional de Energia ElÃ©trica (Brazil) | http://www2.aneel.gov.br/aplicacoes/capacidadebrasil/capacidadebrasil.cfm | AgÃªncia Nacional de Energia ElÃ©trica (Brazil) |  | 2017 | [12 empty] | 3.55 | NO-ESTIMATION | NO-ESTIMATION | NO-ESTIMATION | NO-ESTIMATION | CAPACITY-FACTOR-V1
BRA | Brazil | Faria Lima Square |  | BRA0032734 | 1.44 | -23.5839 | -46.6728 | Oil |  |  |  | 2005 |  | AgÃªncia Nacional de Energia ElÃ©trica (Brazil) | http://www2.aneel.gov.br/aplicacoes/capacidadebrasil/capacidadebrasil.cfm | AgÃªncia Nacional de Energia ElÃ©trica (Brazil) |  | 2017 | [12 empty] | 2.84 | SOLAR-V1-NO-AGE | SOLAR-V1-NO-AGE | SOLAR-V1-NO-AGE | SOLAR-V1-NO-AGE | SOLAR-V1-NO-AGE
BRA | Brazil | Shopping Center Granja Vianna |  | BRA0033452 | 3.5 | -23.5888 | -46.8241 | Oil |  |  |  | 2014 |  | AgÃªncia Nacional de Energia ElÃ©trica (Brazil) | http://www2.aneel.gov.br/aplicacoes/capacidadebrasil/capacidadebrasil.cfm | AgÃªncia Nacional de Energia ElÃ©trica (Brazil) |  | 2017 | [12 empty] | 6.91 | NO-ESTIMATION | NO-ESTIMATION | NO-ESTIMATION | NO-ESTIMATION | CAPACITY-FACTOR-V1
BRA | Brazil | 3M Itapetininga |  | BRA0028642 | 3.84 | -23.5927 | -48.0901 | Oil | [5 empty] | AgÃªncia Nacional de Energia ElÃ©trica (Brazil) | http://www2.aneel.gov.br/aplicacoes/capacidadebrasil/capacidadebrasil.cfm | AgÃªncia Nacional de Energia ElÃ©trica (Brazil) |  | 2017 | [12 empty] | 7.58 | NO-ESTIMATION | NO-ESTIMATION | NO-ESTIMATION | NO-ESTIMATION | CAPACITY-FACTOR-V1
BRA | Brazil | Shopping Cidade Jardim |  | BRA0032573 | 4 | -23.5952 | -46.6880 | Oil |  |  |  | 2011 |  | AgÃªncia Nacional de Energia ElÃ©trica (Brazil) | http://www2.aneel.gov.br/aplicacoes/capacidadebrasil/capacidadebrasil.cfm | AgÃªncia Nacional de Energia ElÃ©trica (Brazil) |  | 2017 | [12 empty] | 7.9 | NO-ESTIMATION | NO-ESTIMATION | NO-ESTIMATION | NO-ESTIMATION | CAPACITY-FACTOR-V1
BRA | Brazil | FIRMENICH 1 |  | BRA0034008 | 1.44 | -23.5985 | -46.9080 | Oil |  |  |  | 2010 |  | AgÃªncia Nacional de Energia ElÃ©trica (Brazil) | http://www2.aneel.gov.br/aplicacoes/capacidadebrasil/capacidadebrasil.cfm | AgÃªncia Nacional de Energia ElÃ©trica (Brazil) |  | 2017 | [12 empty] | 2.84 | NO-ESTIMATION | NO-ESTIMATION | NO-ESTIMATION | NO-ESTIMATION | CAPACITY-FACTOR-V1
BRA | Brazil | Sede 1 |  | BRA0030735 | 1.44 | -23.5999 | -46.9091 | Oil |  |  |  | 2009 |  | AgÃªncia Nacional de Energia ElÃ©trica (Brazil) | http://www2.aneel.gov.br/aplicacoes/capacidadebrasil/capacidadebrasil.cfm | AgÃªncia Nacional de Energia ElÃ©trica (Brazil) |  | 2017 | [12 empty] | 2.84 | NO-ESTIMATION | NO-ESTIMATION | NO-ESTIMATION | NO-ESTIMATION | CAPACITY-FACTOR-V1
BRA | Brazil | FIRMENICH 2 |  | BRA0033209 | 1.32 | -23.5999 | -46.9097 | Oil |  |  |  | 2009 |  | AgÃªncia Nacional de Energia ElÃ©trica (Brazil) | http://www2.aneel.gov.br/aplicacoes/capacidadebrasil/capacidadebrasil.cfm | AgÃªncia Nacional de Energia ElÃ©trica (Brazil) |  | 2017 | [12 empty] | 2.6 | SOLAR-V1-NO-AGE | SOLAR-V1-NO-AGE | SOLAR-V1-NO-AGE | SOLAR-V1-NO-AGE | SOLAR-V1-NO-AGE
BRA | Brazil | Extra Caraguatatuba |  | BRA0031527 | 2.72 | -23.6163 | -45.4036 | Oil |  |  |  | 2012 |  | AgÃªncia Nacional de Energia ElÃ©trica (Brazil) | http://www2.aneel.gov.br/aplicacoes/capacidadebrasil/capacidadebrasil.cfm | AgÃªncia Nacional de Energia ElÃ©trica (Brazil) |  | 2017 | [12 empty] | 5.37 | NO-ESTIMATION | NO-ESTIMATION | NO-ESTIMATION | NO-ESTIMATION | CAPACITY-FACTOR-V1
BRA | Brazil | Morumbi Corporate AdministraÃ§Ã£o |  | BRA0031309 | 1.9 | -23.6182 | -46.6912 | Oil |  |  |  | 2013 |  | AgÃªncia Nacional de Energia ElÃ©trica (Brazil) | http://www2.aneel.gov.br/aplicacoes/capacidadebrasil/capacidadebrasil.cfm | AgÃªncia Nacional de Energia ElÃ©trica (Brazil) |  | 2017 | [12 empty] | 3.75 | NO-ESTIMATION | NO-ESTIMATION | NO-ESTIMATION | NO-ESTIMATION | CAPACITY-FACTOR-V1
BRA | Brazil | Morumbi Corporate Torre Alta |  | BRA0031308 | 1.45 | -23.6182 | -46.6912 | Oil |  |  |  | 2013 |  | AgÃªncia Nacional de Energia ElÃ©trica (Brazil) | http://www2.aneel.gov.br/aplicacoes/capacidadebrasil/capacidadebrasil.cfm | AgÃªncia Nacional de Energia ElÃ©trica (Brazil) |  | 2017 | [12 empty] | 2.86 | NO-ESTIMATION | NO-ESTIMATION | NO-ESTIMATION | NO-ESTIMATION | CAPACITY-FACTOR-V1
BRA | Brazil | Morumbi Corporate Torre Baixa |  | BRA0031340 | 1.45 | -23.6182 | -46.6912 | Oil |  |  |  | 2013 |  | AgÃªncia Nacional de Energia ElÃ©trica (Brazil) | http://www2.aneel.gov.br/aplicacoes/capacidadebrasil/capacidadebrasil.cfm | AgÃªncia Nacional de Energia ElÃ©trica (Brazil) |  | 2017 | [12 empty] | 2.86 | NO-ESTIMATION | NO-ESTIMATION | NO-ESTIMATION | NO-ESTIMATION | CAPACITY-FACTOR-V1
BRA | Brazil | Aeroporto Internacional de Congonhas - SÃ£o Paulo |  | BRA0029351 | 2.273 | -23.6234 | -46.6464 | Oil |  |  |  | 1983 |  | AgÃªncia Nacional de Energia ElÃ©trica (Brazil) | http://www2.aneel.gov.br/aplicacoes/capacidadebrasil/capacidadebrasil.cfm | AgÃªncia Nacional de Energia ElÃ©trica (Brazil) |  | 2017 | [12 empty] | 4.49 | NO-ESTIMATION | NO-ESTIMATION | NO-ESTIMATION | NO-ESTIMATION | CAPACITY-FACTOR-V1
BRA | Brazil | Jardim Sul Shopping |  | BRA0033434 | 2.576 | -23.6277 | -46.7264 | Oil |  |  |  | 1999 |  | AgÃªncia Nacional de Energia ElÃ©trica (Brazil) | http://www2.aneel.gov.br/aplicacoes/capacidadebrasil/capacidadebrasil.cfm | AgÃªncia Nacional de Energia ElÃ©trica (Brazil) |  | 2017 | [12 empty] | 5.09 | NO-ESTIMATION | NO-ESTIMATION | NO-ESTIMATION | NO-ESTIMATION | CAPACITY-FACTOR-V1
BRA | Brazil | CondomÃ­nio EdifÃ­cio Nova SÃ£o Paulo |  | BRA0032649 | 1.416 | -23.6288 | -46.7015 | Oil |  |  |  | 1996 |  | AgÃªncia Nacional de Energia ElÃ©trica (Brazil) | http://www2.aneel.gov.br/aplicacoes/capacidadebrasil/capacidadebrasil.cfm | AgÃªncia Nacional de Energia ElÃ©trica (Brazil) |  | 2017 | [12 empty] | 2.79 | NO-ESTIMATION | NO-ESTIMATION | NO-ESTIMATION | NO-ESTIMATION | CAPACITY-FACTOR-V1
BRA | Brazil | Cabot MauÃ¡ |  | BRA0030238 | 7 | -23.6367 | -46.4621 | Oil |  |  |  | 2010 |  | AgÃªncia Nacional de Energia ElÃ©trica (Brazil) | http://www2.aneel.gov.br/aplicacoes/capacidadebrasil/capacidadebrasil.cfm | AgÃªncia Nacional de Energia ElÃ©trica (Brazil) |  | 2017 | [12 empty] | 13.83 | NO-ESTIMATION | NO-ESTIMATION | NO-ESTIMATION | NO-ESTIMATION | CAPACITY-FACTOR-V1
BRA | Brazil | Sistema de CogeraÃ§Ã£o da RECAP |  | BRA0027902 | 22.5 | -23.6388 | -46.4666 | Oil | [5 empty] | AgÃªncia Nacional de Energia ElÃ©trica (Brazil) | http://www2.aneel.gov.br/aplicacoes/capacidadebrasil/capacidadebrasil.cfm | AgÃªncia Nacional de Energia ElÃ©trica (Brazil) |  | 2017 | [12 empty] | 44.45 | HYDRO-V1 | HYDRO-V1 | HYDRO-V1 | HYDRO-V1 | HYDRO-V1
BRA | Brazil | FÃ¡brica de Ideias IndÃºstria e ComÃ©rcio |  | BRA0030554 | 1.016 | -23.6449 | -46.8428 | Oil | [5 empty] | AgÃªncia Nacional de Energia ElÃ©trica (Brazil) | http://www2.aneel.gov.br/aplicacoes/capacidadebrasil/capacidadebrasil.cfm | AgÃªncia Nacional de Energia ElÃ©trica (Brazil) |  | 2017 | [12 empty] | 2 | HYDRO-V1 | HYDRO-V1 | HYDRO-V1 | HYDRO-V1 | HYDRO-V1
BRA | Brazil | Tivit TransamÃ©rica (Antiga Optiglobe SÃ£o Paulo) |  | BRA0028034 | 5.4744 | -23.6460 | -46.7103 | Oil |  |  |  | 2000 |  | AgÃªncia Nacional de Energia ElÃ©trica (Brazil) | http://www2.aneel.gov.br/aplicacoes/capacidadebrasil/capacidadebrasil.cfm | AgÃªncia Nacional de Energia ElÃ©trica (Brazil) |  | 2017 | [12 empty] | 10.81 | NO-ESTIMATION | NO-ESTIMATION | NO-ESTIMATION | NO-ESTIMATION | CAPACITY-FACTOR-V1
BRA | Brazil | Ala Polo |  | BRA0031182 | 1.456 | -23.6461 | -46.6386 | Oil |  |  |  | 2011 |  | AgÃªncia Nacional de Energia ElÃ©trica (Brazil) | http://www2.aneel.gov.br/aplicacoes/capacidadebrasil/capacidadebrasil.cfm | AgÃªncia Nacional de Energia ElÃ©trica (Brazil) |  | 2017 | [12 empty] | 2.87 | NO-ESTIMATION | NO-ESTIMATION | NO-ESTIMATION | NO-ESTIMATION | CAPACITY-FACTOR-V1
BRA | Brazil | Chris Cintos |  | BRA0030367 | 4 | -23.6461 | -46.6386 | Oil |  |  |  | 2010 |  | AgÃªncia Nacional de Energia ElÃ©trica (Brazil) | http://www2.aneel.gov.br/aplicacoes/capacidadebrasil/capacidadebrasil.cfm | AgÃªncia Nacional de Energia ElÃ©trica (Brazil) |  | 2017 | [12 empty] | 7.9 | NO-ESTIMATION | NO-ESTIMATION | NO-ESTIMATION | NO-ESTIMATION | CAPACITY-FACTOR-V1
BRA | Brazil | CondomÃ­nio EdifÃ­cios New York e Los Angeles |  | BRA0030989 | 2 | -23.6461 | -46.6386 | Oil |  |  |  | 2012 |  | AgÃªncia Nacional de Energia ElÃ©trica (Brazil) | http://www2.aneel.gov.br/aplicacoes/capacidadebrasil/capacidadebrasil.cfm | AgÃªncia Nacional de Energia ElÃ©trica (Brazil) |  | 2017 | [12 empty] | 3.95 | NO-ESTIMATION | NO-ESTIMATION | NO-ESTIMATION | NO-ESTIMATION | CAPACITY-FACTOR-V1
BRA | Brazil | SE04 |  | BRA0031137 | 1.45 | -23.6461 | -46.6386 | Oil | [5 empty] | AgÃªncia Nacional de Energia ElÃ©trica (Brazil) | http://www2.aneel.gov.br/aplicacoes/capacidadebrasil/capacidadebrasil.cfm | AgÃªncia Nacional de Energia ElÃ©trica (Brazil) |  | 2017 | [12 empty] | 2.86 | NO-ESTIMATION | NO-ESTIMATION | NO-ESTIMATION | NO-ESTIMATION | CAPACITY-FACTOR-V1
BRA | Brazil | Torre D |  | BRA0030810 | 1.82 | -23.6461 | -46.6386 | Oil | [5 empty] | AgÃªncia Nacional de Energia ElÃ©trica (Brazil) | http://www2.aneel.gov.br/aplicacoes/capacidadebrasil/capacidadebrasil.cfm | AgÃªncia Nacional de Energia ElÃ©trica (Brazil) |  | 2017 | [12 empty] | 3.59 | NO-ESTIMATION | NO-ESTIMATION | NO-ESTIMATION | NO-ESTIMATION | CAPACITY-FACTOR-V1
BRA | Brazil | Torre E |  | BRA0030799 | 3 | -23.6461 | -46.6386 | Oil | [5 empty] | AgÃªncia Nacional de Energia ElÃ©trica (Brazil) | http://www2.aneel.gov.br/aplicacoes/capacidadebrasil/capacidadebrasil.cfm | AgÃªncia Nacional de Energia ElÃ©trica (Brazil) |  | 2017 | [12 empty] | 5.92 | NO-ESTIMATION | NO-ESTIMATION | NO-ESTIMATION | NO-ESTIMATION | CAPACITY-FACTOR-V1
BRA | Brazil | Usina Ala Mega |  | BRA0030487 | 1.456 | -23.6461 | -46.6386 | Oil | [5 empty] | AgÃªncia Nacional de Energia ElÃ©trica (Brazil) | http://www2.aneel.gov.br/aplicacoes/capacidadebrasil/capacidadebrasil.cfm | AgÃªncia Nacional de Energia ElÃ©trica (Brazil) |  | 2017 | [12 empty] | 2.87 | NO-ESTIMATION | NO-ESTIMATION | NO-ESTIMATION | NO-ESTIMATION | CAPACITY-FACTOR-V1
BRA | Brazil | ItaÃº Centro Empresarial Torre E6 |  | BRA0031872 | 10 | -23.6462 | -46.6386 | Oil |  |  |  | 2015 |  | AgÃªncia Nacional de Energia ElÃ©trica (Brazil) | http://www2.aneel.gov.br/aplicacoes/capacidadebrasil/capacidadebrasil.cfm | AgÃªncia Nacional de Energia ElÃ©trica (Brazil) |  | 2017 | [12 empty] | 19.75 | HYDRO-V1 | HYDRO-V1 | HYDRO-V1 | HYDRO-V1 | HYDRO-V1
BRA | Brazil | Sansuy |  | BRA0030436 | 1.825 | -23.6473 | -46.8420 | Oil |  |  |  | 2011 |  | AgÃªncia Nacional de Energia ElÃ©trica (Brazil) | http://www2.aneel.gov.br/aplicacoes/capacidadebrasil/capacidadebrasil.cfm | AgÃªncia Nacional de Energia ElÃ©trica (Brazil) |  | 2017 | [12 empty] | 3.6 | HYDRO-V1 | HYDRO-V1 | HYDRO-V1 | HYDRO-V1 | HYDRO-V1
BRA | Brazil | Pirelli Santo AndrÃ© |  | BRA0033063 | 3.15 | -23.6585 | -46.4966 | Oil |  |  |  | 2015 |  | AgÃªncia Nacional de Energia ElÃ©trica (Brazil) | http://www2.aneel.gov.br/aplicacoes/capacidadebrasil/capacidadebrasil.cfm | AgÃªncia Nacional de Energia ElÃ©trica (Brazil) |  | 2017 | [12 empty] | 6.22 | HYDRO-V1 | HYDRO-V1 | HYDRO-V1 | HYDRO-V1 | HYDRO-V1
BRA | Brazil | Hospital Santa Helena |  | BRA0031548 | 1.0176 | -23.6599 | -46.5289 | Oil |  |  |  | 2012 |  | AgÃªncia Nacional de Energia ElÃ©trica (Brazil) | http://www2.aneel.gov.br/aplicacoes/capacidadebrasil/capacidadebrasil.cfm | AgÃªncia Nacional de Energia ElÃ©trica (Brazil) |  | 2017 | [12 empty] | 2.01 | HYDRO-V1 | HYDRO-V1 | HYDRO-V1 | HYDRO-V1 | HYDRO-V1
BRA | Brazil | Hospital SÃ£o Luiz |  | BRA0031530 | 2.24 | -23.6599 | -46.5289 | Oil |  |  |  | 2012 |  | AgÃªncia Nacional de Energia ElÃ©trica (Brazil) | http://www2.aneel.gov.br/aplicacoes/capacidadebrasil/capacidadebrasil.cfm | AgÃªncia Nacional de Energia ElÃ©trica (Brazil) |  | 2017 | [12 empty] | 4.42 | NO-ESTIMATION | NO-ESTIMATION | NO-ESTIMATION | NO-ESTIMATION | CAPACITY-FACTOR-V1
BRA | Brazil | Capuava |  | BRA0027689 | 18.02 | -23.6600 | -46.5285 | Oil |  |  |  | 1999 |  | AgÃªncia Nacional de Energia ElÃ©trica (Brazil) | http://www2.aneel.gov.br/aplicacoes/capacidadebrasil/capacidadebrasil.cfm | AgÃªncia Nacional de Energia ElÃ©trica (Brazil) |  | 2017 | [12 empty] | 35.6 | NO-ESTIMATION | NO-ESTIMATION | NO-ESTIMATION | NO-ESTIMATION | CAPACITY-FACTOR-V1
BRA | Brazil | ITALSPEED SABARÃ |  | BRA0033004 | 2.756 | -23.6682 | -46.6772 | Oil |  |  |  | 1998 |  | AgÃªncia Nacional de Energia ElÃ©trica (Brazil) | http://www2.aneel.gov.br/aplicacoes/capacidadebrasil/capacidadebrasil.cfm | AgÃªncia Nacional de Energia ElÃ©trica (Brazil) |  | 2017 | [12 empty] | 5.44 | NO-ESTIMATION | NO-ESTIMATION | NO-ESTIMATION | NO-ESTIMATION | CAPACITY-FACTOR-V1
BRA | Brazil | Granja Viana |  | BRA0030729 | 1.32 | -23.6712 | -46.9510 | Oil |  |  |  | 2009 |  | AgÃªncia Nacional de Energia ElÃ©trica (Brazil) | http://www2.aneel.gov.br/aplicacoes/capacidadebrasil/capacidadebrasil.cfm | AgÃªncia Nacional de Energia ElÃ©trica (Brazil) |  | 2017 | [12 empty] | 2.6 | HYDRO-V1 | HYDRO-V1 | HYDRO-V1 | HYDRO-V1 | HYDRO-V1
BRA | Brazil | CondomÃ­nio SP Market Center |  | BRA0030018 | 4 | -23.6740 | -46.6880 | Oil |  |  |  | 2006 |  | AgÃªncia Nacional de Energia ElÃ©trica (Brazil) | http://www2.aneel.gov.br/aplicacoes/capacidadebrasil/capacidadebrasil.cfm | AgÃªncia Nacional de Energia ElÃ©trica (Brazil) |  | 2017 | [12 empty] | 7.9 | HYDRO-V1 | HYDRO-V1 | HYDRO-V1 | HYDRO-V1 | HYDRO-V1
BRA | Brazil | Big Umuarama |  | BRA0030412 | 1 | -23.6758 | -53.4052 | Oil | [5 empty] | AgÃªncia Nacional de Energia ElÃ©trica (Brazil) | http://www2.aneel.gov.br/aplicacoes/capacidadebrasil/capacidadebrasil.cfm | AgÃªncia Nacional de Energia ElÃ©trica (Brazil) | 1092814 | 2017 | [12 empty] | 1.97 | NO-ESTIMATION | NO-ESTIMATION | NO-ESTIMATION | NO-ESTIMATION | CAPACITY-FACTOR-V1
BRA | Brazil | BAXTER |  | BRA0033225 | 2 | -23.6768 | -46.6822 | Oil |  |  |  | 2003 |  | AgÃªncia Nacional de Energia ElÃ©trica (Brazil) | http://www2.aneel.gov.br/aplicacoes/capacidadebrasil/capacidadebrasil.cfm | AgÃªncia Nacional de Energia ElÃ©trica (Brazil) |  | 2017 | [12 empty] | 3.95 | HYDRO-V1 | HYDRO-V1 | HYDRO-V1 | HYDRO-V1 | HYDRO-V1
BRA | Brazil | Component |  | BRA0029136 | 1.62 | -23.6820 | -46.6135 | Oil |  |  |  | 2003 |  | AgÃªncia Nacional de Energia ElÃ©trica (Brazil) | http://www2.aneel.gov.br/aplicacoes/capacidadebrasil/capacidadebrasil.cfm | AgÃªncia Nacional de Energia ElÃ©trica (Brazil) |  | 2017 | [12 empty] | 3.2 | HYDRO-V1 | HYDRO-V1 | HYDRO-V1 | HYDRO-V1 | HYDRO-V1
BRA | Brazil | Transtechnology |  | BRA0030679 | 2.032 | -23.6821 | -46.6133 | Oil | [5 empty] | AgÃªncia Nacional de Energia ElÃ©trica (Brazil) | http://www2.aneel.gov.br/aplicacoes/capacidadebrasil/capacidadebrasil.cfm | AgÃªncia Nacional de Energia ElÃ©trica (Brazil) |  | 2017 | [12 empty] | 4.01 | NO-ESTIMATION | NO-ESTIMATION | NO-ESTIMATION | NO-ESTIMATION | CAPACITY-FACTOR-V1
BRA | Brazil | BASF ANC |  | BRA0033443 | 1 | -23.6832 | -46.5575 | Oil |  |  |  | 1989 |  | AgÃªncia Nacional de Energia ElÃ©trica (Brazil) | http://www2.aneel.gov.br/aplicacoes/capacidadebrasil/capacidadebrasil.cfm | AgÃªncia Nacional de Energia ElÃ©trica (Brazil) |  | 2017 | [12 empty] | 1.97 | NO-ESTIMATION | NO-ESTIMATION | NO-ESTIMATION | NO-ESTIMATION | CAPACITY-FACTOR-V1
BRA | Brazil | Sonda - SÃ£o Bernardo |  | BRA0029205 | 2.16 | -23.6900 | -46.5555 | Oil |  |  |  | 2004 |  | AgÃªncia Nacional de Energia ElÃ©trica (Brazil) | http://www2.aneel.gov.br/aplicacoes/capacidadebrasil/capacidadebrasil.cfm | AgÃªncia Nacional de Energia ElÃ©trica (Brazil) |  | 2017 | [12 empty] | 4.26 | HYDRO-V1 | HYDRO-V1 | HYDRO-V1 | HYDRO-V1 | HYDRO-V1
BRA | Brazil | TermomecÃ¢nica SÃ£o Paulo |  | BRA0028897 | 4.924 | -23.6900 | -46.5555 | Oil |  |  |  | 2006 |  | AgÃªncia Nacional de Energia ElÃ©trica (Brazil) | http://www2.aneel.gov.br/aplicacoes/capacidadebrasil/capacidadebrasil.cfm | AgÃªncia Nacional de Energia ElÃ©trica (Brazil) |  | 2017 | [12 empty] | 9.72 | HYDRO-V1 | HYDRO-V1 | HYDRO-V1 | HYDRO-V1 | HYDRO-V1
BRA | Brazil | Piratininga |  | BRA0002082 | 190 | -23.6963 | -46.6686 | Oil |  |  |  | 1954 |  | AgÃªncia Nacional de Energia ElÃ©trica (Brazil) | http://www2.aneel.gov.br/aplicacoes/capacidadebrasil/capacidadebrasil.cfm | AgÃªncia Nacional de Energia ElÃ©trica (Brazil) | 1015586 | 2017 | [12 empty] | 375.43 | HYDRO-V1 | HYDRO-V1 | HYDRO-V1 | HYDRO-V1 | HYDRO-V1
BRA | Brazil | SÃƒO BERNARDO PLAZA |  | BRA0032788 | 1.3512 | -23.7191 | -46.5339 | Oil |  |  |  | 2012 |  | AgÃªncia Nacional de Energia ElÃ©trica (Brazil) | http://www2.aneel.gov.br/aplicacoes/capacidadebrasil/capacidadebrasil.cfm | AgÃªncia Nacional de Energia ElÃ©trica (Brazil) |  | 2017 | [12 empty] | 2.66 | NO-ESTIMATION | NO-ESTIMATION | NO-ESTIMATION | NO-ESTIMATION | CAPACITY-FACTOR-V1
BRA | Brazil | BASF DEM |  | BRA0033397 | 2.2224 | -23.7455 | -46.5528 | Oil |  |  |  | 1982 |  | AgÃªncia Nacional de Energia ElÃ©trica (Brazil) | http://www2.aneel.gov.br/aplicacoes/capacidadebrasil/capacidadebrasil.cfm | AgÃªncia Nacional de Energia ElÃ©trica (Brazil) |  | 2017 | [12 empty] | 4.39 | NO-ESTIMATION | NO-ESTIMATION | NO-ESTIMATION | NO-ESTIMATION | CAPACITY-FACTOR-V1
BRA | Brazil | Rhodia Poliamida e Especialidades |  | BRA0032991 | 1.2 | -23.7548 | -46.5717 | Oil |  |  |  | 2015 |  | AgÃªncia Nacional de Energia ElÃ©trica (Brazil) | http://www2.aneel.gov.br/aplicacoes/capacidadebrasil/capacidadebrasil.cfm | AgÃªncia Nacional de Energia ElÃ©trica (Brazil) |  | 2017 | [12 empty] | 2.37 | HYDRO-V1 | HYDRO-V1 | HYDRO-V1 | HYDRO-V1 | HYDRO-V1
BRA | Brazil | Vale Fertilizantes CubatÃ£o (Antiga Bunge nÂº 1 CubatÃ£o) |  | BRA0030240 | 11.5 | -23.8413 | -46.3721 | Oil |  |  |  | 2012 |  | AgÃªncia Nacional de Energia ElÃ©trica (Brazil) | http://www2.aneel.gov.br/aplicacoes/capacidadebrasil/capacidadebrasil.cfm | AgÃªncia Nacional de Energia ElÃ©trica (Brazil) |  | 2017 | [12 empty] | 22.72 | HYDRO-V1 | HYDRO-V1 | HYDRO-V1 | HYDRO-V1 | HYDRO-V1
BRA | Brazil | Petrocoque |  | BRA0031229 | 18 | -23.8669 | -46.4200 | Oil |  |  |  | 2016 |  | AgÃªncia Nacional de Energia ElÃ©trica (Brazil) | http://www2.aneel.gov.br/aplicacoes/capacidadebrasil/capacidadebrasil.cfm | AgÃªncia Nacional de Energia ElÃ©trica (Brazil) |  | 2017 | [12 empty] | 35.56 | HYDRO-V1 | HYDRO-V1 | HYDRO-V1 | HYDRO-V1 | HYDRO-V1
BRA | Brazil | Refinaria Presidente Bernardes - RPBC |  | BRA0002558 | 24.5 | -23.8910 | -46.4155 | Oil |  |  |  | 1955 |  | AgÃªncia Nacional de Energia ElÃ©trica (Brazil) | http://www2.aneel.gov.br/aplicacoes/capacidadebrasil/capacidadebrasil.cfm | AgÃªncia Nacional de Energia ElÃ©trica (Brazil) |  | 2017 | [12 empty] | 48.41 | HYDRO-V1 | HYDRO-V1 | HYDRO-V1 | HYDRO-V1 | HYDRO-V1
BRA | Brazil | Lafarge Brasil SA |  | BRA0032794 | 1.44 | -23.9101 | -48.8623 | Oil |  |  |  | 2014 |  | AgÃªncia Nacional de Energia ElÃ©trica (Brazil) | http://www2.aneel.gov.br/aplicacoes/capacidadebrasil/capacidadebrasil.cfm | AgÃªncia Nacional de Energia ElÃ©trica (Brazil) |  | 2017 | [12 empty] | 2.84 | HYDRO-V1 | HYDRO-V1 | HYDRO-V1 | HYDRO-V1 | HYDRO-V1
BRA | Brazil | AJ Rorato |  | BRA0031076 | 2.19 | -23.9277 | -52.4869 | Oil |  |  |  | 2012 |  | AgÃªncia Nacional de Energia ElÃ©trica (Brazil) | http://www2.aneel.gov.br/aplicacoes/capacidadebrasil/capacidadebrasil.cfm | AgÃªncia Nacional de Energia ElÃ©trica (Brazil) |  | 2017 | [12 empty] | 4.32 | HYDRO-V1 | HYDRO-V1 | HYDRO-V1 | HYDRO-V1 | HYDRO-V1
BRA | Brazil | GPA - Loja1370 |  | BRA0032752 | 1.408 | -23.9582 | -46.3703 | Oil |  |  |  | 2005 |  | AgÃªncia Nacional de Energia ElÃ©trica (Brazil) | http://www2.aneel.gov.br/aplicacoes/capacidadebrasil/capacidadebrasil.cfm | AgÃªncia Nacional de Energia ElÃ©trica (Brazil) |  | 2017 | [12 empty] | 2.78 | HYDRO-V1 | HYDRO-V1 | HYDRO-V1 | HYDRO-V1 | HYDRO-V1
BRA | Brazil | Carrefour SAV |  | BRA0033600 | 1.44 | -23.9632 | -46.3600 | Oil |  |  |  | 2005 |  | AgÃªncia Nacional de Energia ElÃ©trica (Brazil) | http://www2.aneel.gov.br/aplicacoes/capacidadebrasil/capacidadebrasil.cfm | AgÃªncia Nacional de Energia ElÃ©trica (Brazil) |  | 2017 | [12 empty] | 2.84 | HYDRO-V1 | HYDRO-V1 | HYDRO-V1 | HYDRO-V1 | HYDRO-V1
BRA | Brazil | Orsa |  | BRA0027846 | 4.5 | -24.1170 | -48.8945 | Oil | [5 empty] | AgÃªncia Nacional de Energia ElÃ©trica (Brazil) | http://www2.aneel.gov.br/aplicacoes/capacidadebrasil/capacidadebrasil.cfm | AgÃªncia Nacional de Energia ElÃ©trica (Brazil) |  | 2017 | [12 empty] | 8.89 | HYDRO-V1 | HYDRO-V1 | HYDRO-V1 | HYDRO-V1 | HYDRO-V1
BRA | Brazil | O BoticÃ¡rio - Centro de DistribuiÃ§Ã£o Registro |  | BRA0033229 | 2 | -24.4718 | -47.8189 | Oil |  |  |  | 2012 |  | AgÃªncia Nacional de Energia ElÃ©trica (Brazil) | http://www2.aneel.gov.br/aplicacoes/capacidadebrasil/capacidadebrasil.cfm | AgÃªncia Nacional de Energia ElÃ©trica (Brazil) |  | 2017 | [12 empty] | 3.95 | HYDRO-V1 | HYDRO-V1 | HYDRO-V1 | HYDRO-V1 | HYDRO-V1
BRA | Brazil | Vale Fertilizantes Cajati (Antiga Serrana) |  | BRA0027881 | 10.7 | -24.7320 | -48.1135 | Oil |  |  |  | 1975 |  | AgÃªncia Nacional de Energia ElÃ©trica (Brazil) | http://www2.aneel.gov.br/aplicacoes/capacidadebrasil/capacidadebrasil.cfm | AgÃªncia Nacional de Energia ElÃ©trica (Brazil) |  | 2017 | [12 empty] | 21.14 | HYDRO-V1 | HYDRO-V1 | HYDRO-V1 | HYDRO-V1 | HYDRO-V1
BRA | Brazil | Cogeracao Diesel - Cargilll de Castro Pr |  | BRA0033394 | 1.8012 | -24.7758 | -49.8856 | Oil |  |  |  | 2014 |  | AgÃªncia Nacional de Energia ElÃ©trica (Brazil) | http://www2.aneel.gov.br/aplicacoes/capacidadebrasil/capacidadebrasil.cfm | AgÃªncia Nacional de Energia ElÃ©trica (Brazil) |  | 2017 | [12 empty] | 3.55 | HYDRO-V1 | HYDRO-V1 | HYDRO-V1 | HYDRO-V1 | HYDRO-V1
BRA | Brazil | Eternit |  | BRA0030097 | 2.96 | -25.2877 | -49.2147 | Oil |  |  |  | 2008 |  | AgÃªncia Nacional de Energia ElÃ©trica (Brazil) | http://www2.aneel.gov.br/aplicacoes/capacidadebrasil/capacidadebrasil.cfm | AgÃªncia Nacional de Energia ElÃ©trica (Brazil) | 1094709 | 2017 | [12 empty] | 5.84 | HYDRO-V1 | HYDRO-V1 | HYDRO-V1 | HYDRO-V1 | HYDRO-V1
BRA | Brazil | CTA-MR |  | BRA0033489 | 2.016 | -25.4233 | -49.2803 | Oil |  |  |  | 2015 |  | AgÃªncia Nacional de Energia ElÃ©trica (Brazil) | http://www2.aneel.gov.br/aplicacoes/capacidadebrasil/capacidadebrasil.cfm | AgÃªncia Nacional de Energia ElÃ©trica (Brazil) |  | 2017 | [12 empty] | 3.98 | HYDRO-V1 | HYDRO-V1 | HYDRO-V1 | HYDRO-V1 | HYDRO-V1
BRA | Brazil | SHOPPING ESTAÃ‡ÃƒO |  | BRA0032841 | 1.7736 | -25.4349 | -49.2580 | Oil |  |  |  | 2009 |  | AgÃªncia Nacional de Energia ElÃ©trica (Brazil) | http://www2.aneel.gov.br/aplicacoes/capacidadebrasil/capacidadebrasil.cfm | AgÃªncia Nacional de Energia ElÃ©trica (Brazil) |  | 2017 | [12 empty] | 3.5 | HYDRO-V1 | HYDRO-V1 | HYDRO-V1 | HYDRO-V1 | HYDRO-V1
BRA | Brazil | SHOPPING ESTAÃ‡ÃƒO OFFICE |  | BRA0032855 | 2.592 | -25.4349 | -49.2580 | Oil |  |  |  | 2004 |  | AgÃªncia Nacional de Energia ElÃ©trica (Brazil) | http://www2.aneel.gov.br/aplicacoes/capacidadebrasil/capacidadebrasil.cfm | AgÃªncia Nacional de Energia ElÃ©trica (Brazil) |  | 2017 | [12 empty] | 5.12 | HYDRO-V1 | HYDRO-V1 | HYDRO-V1 | HYDRO-V1 | HYDRO-V1
BRA | Brazil | PLÃSTICOS PARANÃ |  | BRA0033195 | 1.76 | -25.4541 | -49.2475 | Oil |  |  |  | 2008 |  | AgÃªncia Nacional de Energia ElÃ©trica (Brazil) | http://www2.aneel.gov.br/aplicacoes/capacidadebrasil/capacidadebrasil.cfm | AgÃªncia Nacional de Energia ElÃ©trica (Brazil) |  | 2017 | [12 empty] | 3.47 | HYDRO-V1 | HYDRO-V1 | HYDRO-V1 | HYDRO-V1 | HYDRO-V1
BRA | Brazil | PerÃ³xidos do Brasil |  | BRA0030592 | 3 | -25.4739 | -49.2788 | Oil |  |  |  | 2012 |  | AgÃªncia Nacional de Energia ElÃ©trica (Brazil) | http://www2.aneel.gov.br/aplicacoes/capacidadebrasil/capacidadebrasil.cfm | AgÃªncia Nacional de Energia ElÃ©trica (Brazil) |  | 2017 | [12 empty] | 5.92 | HYDRO-V1 | HYDRO-V1 | HYDRO-V1 | HYDRO-V1 | HYDRO-V1
BRA | Brazil | Heringer |  | BRA0029927 | 6 | -25.5226 | -48.5081 | Oil |  |  |  | 2010 |  | AgÃªncia Nacional de Energia ElÃ©trica (Brazil) | http://www2.aneel.gov.br/aplicacoes/capacidadebrasil/capacidadebrasil.cfm | AgÃªncia Nacional de Energia ElÃ©trica (Brazil) |  | 2017 | [12 empty] | 11.85 | HYDRO-V1 | HYDRO-V1 | HYDRO-V1 | HYDRO-V1 | HYDRO-V1
BRA | Brazil | MVC Componentes PlÃ¡sticos |  | BRA0030555 | 2.032 | -25.5305 | -49.1967 | Oil | [5 empty] | AgÃªncia Nacional de Energia ElÃ©trica (Brazil) | http://www2.aneel.gov.br/aplicacoes/capacidadebrasil/capacidadebrasil.cfm | AgÃªncia Nacional de Energia ElÃ©trica (Brazil) |  | 2017 | [12 empty] | 4.01 | HYDRO-V1 | HYDRO-V1 | HYDRO-V1 | HYDRO-V1 | HYDRO-V1
BRA | Brazil | MWV Rigesa TrÃªs Barras |  | BRA0033137 | 1.08 | -26.1118 | -50.2986 | Oil |  |  |  | 1971 |  | AgÃªncia Nacional de Energia ElÃ©trica (Brazil) | http://www2.aneel.gov.br/aplicacoes/capacidadebrasil/capacidadebrasil.cfm | AgÃªncia Nacional de Energia ElÃ©trica (Brazil) |  | 2017 | [12 empty] | 2.13 | HYDRO-V1 | HYDRO-V1 | HYDRO-V1 | HYDRO-V1 | HYDRO-V1
BRA | Brazil | OXFORD INDUSTRIAL |  | BRA0033383 | 1.2267 | -26.2125 | -49.3926 | Oil |  |  |  | 2001 |  | AgÃªncia Nacional de Energia ElÃ©trica (Brazil) | http://www2.aneel.gov.br/aplicacoes/capacidadebrasil/capacidadebrasil.cfm | AgÃªncia Nacional de Energia ElÃ©trica (Brazil) |  | 2017 | [12 empty] | 2.42 | HYDRO-V1 | HYDRO-V1 | HYDRO-V1 | HYDRO-V1 | HYDRO-V1
BRA | Brazil | INPLASUL |  | BRA0033941 | 3.624 | -26.2425 | -52.6916 | Oil |  |  |  | 2015 |  | AgÃªncia Nacional de Energia ElÃ©trica (Brazil) | http://www2.aneel.gov.br/aplicacoes/capacidadebrasil/capacidadebrasil.cfm | AgÃªncia Nacional de Energia ElÃ©trica (Brazil) |  | 2017 | [12 empty] | 7.16 | HYDRO-V1 | HYDRO-V1 | HYDRO-V1 | HYDRO-V1 | HYDRO-V1
BRA | Brazil | Fortlev Sul |  | BRA0030535 | 2.2 | -26.4579 | -48.7487 | Oil | [5 empty] | AgÃªncia Nacional de Energia ElÃ©trica (Brazil) | http://www2.aneel.gov.br/aplicacoes/capacidadebrasil/capacidadebrasil.cfm | AgÃªncia Nacional de Energia ElÃ©trica (Brazil) |  | 2017 | [12 empty] | 4.34 | HYDRO-V1 | HYDRO-V1 | HYDRO-V1 | HYDRO-V1 | HYDRO-V1
BRA | Brazil | MALWEE MALHARIA |  | BRA0032687 | 1.824 | -26.4773 | -49.1505 | Oil |  |  |  | 2010 |  | AgÃªncia Nacional de Energia ElÃ©trica (Brazil) | http://www2.aneel.gov.br/aplicacoes/capacidadebrasil/capacidadebrasil.cfm | AgÃªncia Nacional de Energia ElÃ©trica (Brazil) |  | 2017 | [12 empty] | 3.6 | HYDRO-V1 | HYDRO-V1 | HYDRO-V1 | HYDRO-V1 | HYDRO-V1
BRA | Brazil | Cebrace Barra Velha |  | BRA0033418 | 2.7528 | -26.6347 | -48.7047 | Oil |  |  |  | 2015 |  | AgÃªncia Nacional de Energia ElÃ©trica (Brazil) | http://www2.aneel.gov.br/aplicacoes/capacidadebrasil/capacidadebrasil.cfm | AgÃªncia Nacional de Energia ElÃ©trica (Brazil) |  | 2017 | [12 empty] | 5.43 | NO-ESTIMATION | NO-ESTIMATION | NO-ESTIMATION | NO-ESTIMATION | CAPACITY-FACTOR-V1
BRA | Brazil | MALWEE POMERODE |  | BRA0032869 | 1.088 | -26.7060 | -49.1632 | Oil |  |  |  | 2008 |  | AgÃªncia Nacional de Energia ElÃ©trica (Brazil) | http://www2.aneel.gov.br/aplicacoes/capacidadebrasil/capacidadebrasil.cfm | AgÃªncia Nacional de Energia ElÃ©trica (Brazil) |  | 2017 | [12 empty] | 2.14 | HYDRO-V1 | HYDRO-V1 | HYDRO-V1 | HYDRO-V1 | HYDRO-V1
BRA | Brazil | Corfio |  | BRA0030130 | 1.48 | -26.7716 | -51.0058 | Oil |  |  |  | 2009 |  | AgÃªncia Nacional de Energia ElÃ©trica (Brazil) | http://www2.aneel.gov.br/aplicacoes/capacidadebrasil/capacidadebrasil.cfm | AgÃªncia Nacional de Energia ElÃ©trica (Brazil) | 1092628 | 2017 | [12 empty] | 2.92 | HYDRO-V1 | HYDRO-V1 | HYDRO-V1 | HYDRO-V1 | HYDRO-V1
BRA | Brazil | Laticinios Bela Vista - Maravilha |  | BRA0033714 | 3.36 | -26.7746 | -53.1925 | Oil |  |  |  | 2011 |  | AgÃªncia Nacional de Energia ElÃ©trica (Brazil) | http://www2.aneel.gov.br/aplicacoes/capacidadebrasil/capacidadebrasil.cfm | AgÃªncia Nacional de Energia ElÃ©trica (Brazil) |  | 2017 | [12 empty] | 6.63 | HYDRO-V1 | HYDRO-V1 | HYDRO-V1 | HYDRO-V1 | HYDRO-V1
BRA | Brazil | BENVETEX TEXTIL |  | BRA0033361 | 1.84 | -26.8842 | -49.2004 | Oil |  |  |  | 2015 |  | AgÃªncia Nacional de Energia ElÃ©trica (Brazil) | http://www2.aneel.gov.br/aplicacoes/capacidadebrasil/capacidadebrasil.cfm | AgÃªncia Nacional de Energia ElÃ©trica (Brazil) |  | 2017 | [12 empty] | 3.63 | HYDRO-V1 | HYDRO-V1 | HYDRO-V1 | HYDRO-V1 | HYDRO-V1
BRA | Brazil | TEXTIL CRISTINA |  | BRA0032881 | 1.52 | -26.9016 | -48.8139 | Oil |  |  |  | 2011 |  | AgÃªncia Nacional de Energia ElÃ©trica (Brazil) | http://www2.aneel.gov.br/aplicacoes/capacidadebrasil/capacidadebrasil.cfm | AgÃªncia Nacional de Energia ElÃ©trica (Brazil) |  | 2017 | [12 empty] | 3 | HYDRO-V1 | HYDRO-V1 | HYDRO-V1 | HYDRO-V1 | HYDRO-V1
BRA | Brazil | Shopping Park Europeu |  | BRA0030795 | 2.032 | -26.9147 | -49.0571 | Oil |  |  |  | 2011 |  | AgÃªncia Nacional de Energia ElÃ©trica (Brazil) | http://www2.aneel.gov.br/aplicacoes/capacidadebrasil/capacidadebrasil.cfm | AgÃªncia Nacional de Energia ElÃ©trica (Brazil) |  | 2017 | [12 empty] | 4.01 | HYDRO-V1 | HYDRO-V1 | HYDRO-V1 | HYDRO-V1 | HYDRO-V1
BRA | Brazil | Wal Mart Blumenau |  | BRA0031139 | 1 | -26.9155 | -49.0566 | Oil |  |  |  | 2011 |  | AgÃªncia Nacional de Energia ElÃ©trica (Brazil) | http://www2.aneel.gov.br/aplicacoes/capacidadebrasil/capacidadebrasil.cfm | AgÃªncia Nacional de Energia ElÃ©trica (Brazil) |  | 2017 | [12 empty] | 1.97 | HYDRO-V1 | HYDRO-V1 | HYDRO-V1 | HYDRO-V1 | HYDRO-V1
BRA | Brazil | Rafitec GeraÃ§Ã£o Diesel fab 01 |  | BRA0033965 | 2.8 | -26.9453 | -52.5210 | Oil |  |  |  | 2015 |  | AgÃªncia Nacional de Energia ElÃ©trica (Brazil) | http://www2.aneel.gov.br/aplicacoes/capacidadebrasil/capacidadebrasil.cfm | AgÃªncia Nacional de Energia ElÃ©trica (Brazil) |  | 2017 | [12 empty] | 5.53 | HYDRO-V1 | HYDRO-V1 | HYDRO-V1 | HYDRO-V1 | HYDRO-V1
BRA | Brazil | Videplast |  | BRA0029237 | 2 | -27.0040 | -51.1425 | Oil | [5 empty] | AgÃªncia Nacional de Energia ElÃ©trica (Brazil) | http://www2.aneel.gov.br/aplicacoes/capacidadebrasil/capacidadebrasil.cfm | AgÃªncia Nacional de Energia ElÃ©trica (Brazil) | 1093239 | 2017 | [12 empty] | 3.95 | HYDRO-V1 | HYDRO-V1 | HYDRO-V1 | HYDRO-V1 | HYDRO-V1
BRA | Brazil | Wal Mart ChapecÃ³ |  | BRA0031493 | 1.04 | -27.0924 | -52.6089 | Oil |  |  |  | 2014 |  | AgÃªncia Nacional de Energia ElÃ©trica (Brazil) | http://www2.aneel.gov.br/aplicacoes/capacidadebrasil/capacidadebrasil.cfm | AgÃªncia Nacional de Energia ElÃ©trica (Brazil) |  | 2017 | [12 empty] | 2.05 | HYDRO-V1 | HYDRO-V1 | HYDRO-V1 | HYDRO-V1 | HYDRO-V1
BRA | Brazil | Buettner |  | BRA0029631 | 3.6 | -27.0940 | -48.9080 | Oil |  |  |  | 2006 |  | AgÃªncia Nacional de Energia ElÃ©trica (Brazil) | http://www2.aneel.gov.br/aplicacoes/capacidadebrasil/capacidadebrasil.cfm | AgÃªncia Nacional de Energia ElÃ©trica (Brazil) | 1092613 | 2017 | [12 empty] | 7.11 | HYDRO-V1 | HYDRO-V1 | HYDRO-V1 | HYDRO-V1 | HYDRO-V1
BRA | Brazil | GeraÃ§Ã£o Diesel IrmÃ£os Hort |  | BRA0032673 | 2.64 | -27.1107 | -48.9364 | Oil |  |  |  | 2006 |  | AgÃªncia Nacional de Energia ElÃ©trica (Brazil) | http://www2.aneel.gov.br/aplicacoes/capacidadebrasil/capacidadebrasil.cfm | AgÃªncia Nacional de Energia ElÃ©trica (Brazil) |  | 2017 | [12 empty] | 5.21 | HYDRO-V1 | HYDRO-V1 | HYDRO-V1 | HYDRO-V1 | HYDRO-V1
BRA | Brazil | Walmart Big Brusque |  | BRA0031150 | 1.04 | -27.1207 | -48.9002 | Oil |  |  |  | 2011 |  | AgÃªncia Nacional de Energia ElÃ©trica (Brazil) | http://www2.aneel.gov.br/aplicacoes/capacidadebrasil/capacidadebrasil.cfm | AgÃªncia Nacional de Energia ElÃ©trica (Brazil) |  | 2017 | [12 empty] | 2.05 | HYDRO-V1 | HYDRO-V1 | HYDRO-V1 | HYDRO-V1 | HYDRO-V1
BRA | Brazil | FNS-PO |  | BRA0033079 | 1.7978 | -27.5950 | -48.5486 | Oil |  |  |  | 2015 |  | AgÃªncia Nacional de Energia ElÃ©trica (Brazil) | http://www2.aneel.gov.br/aplicacoes/capacidadebrasil/capacidadebrasil.cfm | AgÃªncia Nacional de Energia ElÃ©trica (Brazil) |  | 2017 | [12 empty] | 3.55 | HYDRO-V1 | HYDRO-V1 | HYDRO-V1 | HYDRO-V1 | HYDRO-V1
BRA | Brazil | Camera Santa Rosa |  | BRA0034080 | 3.12 | -27.8548 | -54.4707 | Oil |  |  |  | 2009 |  | AgÃªncia Nacional de Energia ElÃ©trica (Brazil) | http://www2.aneel.gov.br/aplicacoes/capacidadebrasil/capacidadebrasil.cfm | AgÃªncia Nacional de Energia ElÃ©trica (Brazil) |  | 2017 | [12 empty] | 6.16 | HYDRO-V1 | HYDRO-V1 | HYDRO-V1 | HYDRO-V1 | HYDRO-V1
BRA | Brazil | Hospital SÃ£o Vicente de Paulo |  | BRA0031748 | 1.68 | -28.2560 | -52.4030 | Oil |  |  |  | 2015 |  | AgÃªncia Nacional de Energia ElÃ©trica (Brazil) | http://www2.aneel.gov.br/aplicacoes/capacidadebrasil/capacidadebrasil.cfm | AgÃªncia Nacional de Energia ElÃ©trica (Brazil) |  | 2017 | [12 empty] | 3.31 | HYDRO-V1 | HYDRO-V1 | HYDRO-V1 | HYDRO-V1 | HYDRO-V1
BRA | Brazil | BompreÃ§o Passo Fundo |  | BRA0031499 | 1 | -28.2588 | -52.3972 | Oil |  |  |  | 2013 |  | AgÃªncia Nacional de Energia ElÃ©trica (Brazil) | http://www2.aneel.gov.br/aplicacoes/capacidadebrasil/capacidadebrasil.cfm | AgÃªncia Nacional de Energia ElÃ©trica (Brazil) |  | 2017 | [12 empty] | 1.97 | HYDRO-V1 | HYDRO-V1 | HYDRO-V1 | HYDRO-V1 | HYDRO-V1
BRA | Brazil | Camera SÃ£o Luiz Gonzaga |  | BRA0034011 | 1.6 | -28.4007 | -54.9626 | Oil |  |  |  | 2012 |  | AgÃªncia Nacional de Energia ElÃ©trica (Brazil) | http://www2.aneel.gov.br/aplicacoes/capacidadebrasil/capacidadebrasil.cfm | AgÃªncia Nacional de Energia ElÃ©trica (Brazil) |  | 2017 | [12 empty] | 3.16 | HYDRO-V1 | HYDRO-V1 | HYDRO-V1 | HYDRO-V1 | HYDRO-V1
BRA | Brazil | Camera Ijui |  | BRA0034025 | 1.104 | -28.4317 | -53.8780 | Oil |  |  |  | 2010 |  | AgÃªncia Nacional de Energia ElÃ©trica (Brazil) | http://www2.aneel.gov.br/aplicacoes/capacidadebrasil/capacidadebrasil.cfm | AgÃªncia Nacional de Energia ElÃ©trica (Brazil) |  | 2017 | [12 empty] | 2.18 | HYDRO-V1 | HYDRO-V1 | HYDRO-V1 | HYDRO-V1 | HYDRO-V1
BRA | Brazil | Fuga Couros |  | BRA0029973 | 1.296 | -28.4452 | -52.1905 | Oil | [5 empty] | AgÃªncia Nacional de Energia ElÃ©trica (Brazil) | http://www2.aneel.gov.br/aplicacoes/capacidadebrasil/capacidadebrasil.cfm | AgÃªncia Nacional de Energia ElÃ©trica (Brazil) |  | 2017 | [12 empty] | 2.56 | HYDRO-V1 | HYDRO-V1 | HYDRO-V1 | HYDRO-V1 | HYDRO-V1
BRA | Brazil | CerÃ¢mica Urussanga |  | BRA0029784 | 2.448 | -28.5308 | -49.3094 | Oil | [5 empty] | AgÃªncia Nacional de Energia ElÃ©trica (Brazil) | http://www2.aneel.gov.br/aplicacoes/capacidadebrasil/capacidadebrasil.cfm | AgÃªncia Nacional de Energia ElÃ©trica (Brazil) | 1092620 | 2017 | [12 empty] | 4.83 | HYDRO-V1 | HYDRO-V1 | HYDRO-V1 | HYDRO-V1 | HYDRO-V1
BRA | Brazil | Fuga Couros - Camargo |  | BRA0031000 | 1.016 | -28.6124 | -52.2118 | Oil | [5 empty] | AgÃªncia Nacional de Energia ElÃ©trica (Brazil) | http://www2.aneel.gov.br/aplicacoes/capacidadebrasil/capacidadebrasil.cfm | AgÃªncia Nacional de Energia ElÃ©trica (Brazil) |  | 2017 | [12 empty] | 2 | HYDRO-V1 | HYDRO-V1 | HYDRO-V1 | HYDRO-V1 | HYDRO-V1
BRA | Brazil | promold |  | BRA0033271 | 1.5 | -28.9118 | -49.6516 | Oil |  |  |  | 2015 |  | AgÃªncia Nacional de Energia ElÃ©trica (Brazil) | http://www2.aneel.gov.br/aplicacoes/capacidadebrasil/capacidadebrasil.cfm | AgÃªncia Nacional de Energia ElÃ©trica (Brazil) |  | 2017 | [12 empty] | 2.96 | HYDRO-V1 | HYDRO-V1 | HYDRO-V1 | HYDRO-V1 | HYDRO-V1
BRA | Brazil | Turvo I |  | BRA0032565 | 1 | -28.9238 | -49.6741 | Oil |  |  |  | 2012 |  | AgÃªncia Nacional de Energia ElÃ©trica (Brazil) | http://www2.aneel.gov.br/aplicacoes/capacidadebrasil/capacidadebrasil.cfm | AgÃªncia Nacional de Energia ElÃ©trica (Brazil) |  | 2017 | [12 empty] | 1.97 | HYDRO-V1 | HYDRO-V1 | HYDRO-V1 | HYDRO-V1 | HYDRO-V1
BRA | Brazil | SHOPPING CENTER IGUATEMI CAXIAS |  | BRA0032669 | 2.8992 | -29.1735 | -51.2100 | Oil |  |  |  | 2008 |  | AgÃªncia Nacional de Energia ElÃ©trica (Brazil) | http://www2.aneel.gov.br/aplicacoes/capacidadebrasil/capacidadebrasil.cfm | AgÃªncia Nacional de Energia ElÃ©trica (Brazil) |  | 2017 | [12 empty] | 5.72 | HYDRO-V1 | HYDRO-V1 | HYDRO-V1 | HYDRO-V1 | HYDRO-V1
BRA | Brazil | Catuai Shopping Center Londrina |  | BRA0033463 | 2.8992 | -29.1742 | -51.2178 | Oil |  |  |  | 2008 |  | AgÃªncia Nacional de Energia ElÃ©trica (Brazil) | http://www2.aneel.gov.br/aplicacoes/capacidadebrasil/capacidadebrasil.cfm | AgÃªncia Nacional de Energia ElÃ©trica (Brazil) |  | 2017 | [12 empty] | 5.72 | HYDRO-V1 | HYDRO-V1 | HYDRO-V1 | HYDRO-V1 | HYDRO-V1
BRA | Brazil | BIGFER FIXADORES |  | BRA0032747 | 1.2 | -29.2243 | -51.3489 | Oil |  |  |  | 2010 |  | AgÃªncia Nacional de Energia ElÃ©trica (Brazil) | http://www2.aneel.gov.br/aplicacoes/capacidadebrasil/capacidadebrasil.cfm | AgÃªncia Nacional de Energia ElÃ©trica (Brazil) |  | 2017 | [12 empty] | 2.37 | HYDRO-V1 | HYDRO-V1 | HYDRO-V1 | HYDRO-V1 | HYDRO-V1
BRA | Brazil | BIGFER MATRIZ |  | BRA0032765 | 1.4784 | -29.2271 | -51.3486 | Oil |  |  |  | 2009 |  | AgÃªncia Nacional de Energia ElÃ©trica (Brazil) | http://www2.aneel.gov.br/aplicacoes/capacidadebrasil/capacidadebrasil.cfm | AgÃªncia Nacional de Energia ElÃ©trica (Brazil) |  | 2017 | [12 empty] | 2.92 | HYDRO-V1 | HYDRO-V1 | HYDRO-V1 | HYDRO-V1 | HYDRO-V1
BRA | Brazil | Cia Minuano |  | BRA0030685 | 1.016 | -29.3584 | -51.9556 | Oil |  |  |  | 2013 |  | AgÃªncia Nacional de Energia ElÃ©trica (Brazil) | http://www2.aneel.gov.br/aplicacoes/capacidadebrasil/capacidadebrasil.cfm | AgÃªncia Nacional de Energia ElÃ©trica (Brazil) |  | 2017 | [12 empty] | 2 | HYDRO-V1 | HYDRO-V1 | HYDRO-V1 | HYDRO-V1 | HYDRO-V1
BRA | Brazil | Kappesberg |  | BRA0029933 | 1.44 | -29.4724 | -51.4116 | Oil | [5 empty] | AgÃªncia Nacional de Energia ElÃ©trica (Brazil) | http://www2.aneel.gov.br/aplicacoes/capacidadebrasil/capacidadebrasil.cfm | AgÃªncia Nacional de Energia ElÃ©trica (Brazil) |  | 2017 | [12 empty] | 2.84 | HYDRO-V1 | HYDRO-V1 | HYDRO-V1 | HYDRO-V1 | HYDRO-V1
BRA | Brazil | Altero Design |  | BRA0030560 | 2.032 | -29.6341 | -50.9975 | Oil |  |  |  | 2011 |  | AgÃªncia Nacional de Energia ElÃ©trica (Brazil) | http://www2.aneel.gov.br/aplicacoes/capacidadebrasil/capacidadebrasil.cfm | AgÃªncia Nacional de Energia ElÃ©trica (Brazil) |  | 2017 | [12 empty] | 4.01 | HYDRO-V1 | HYDRO-V1 | HYDRO-V1 | HYDRO-V1 | HYDRO-V1
BRA | Brazil | AssociaÃ§Ã£o PrÃ³-Ensino Novo Hanburgo |  | BRA0029637 | 1.944 | -29.6743 | -51.1211 | Oil | [5 empty] | AgÃªncia Nacional de Energia ElÃ©trica (Brazil) | http://www2.aneel.gov.br/aplicacoes/capacidadebrasil/capacidadebrasil.cfm | AgÃªncia Nacional de Energia ElÃ©trica (Brazil) |  | 2017 | [12 empty] | 3.84 | HYDRO-V1 | HYDRO-V1 | HYDRO-V1 | HYDRO-V1 | HYDRO-V1
BRA | Brazil | Inject Campo Bom |  | BRA0029956 | 1.296 | -29.6749 | -51.0439 | Oil | [5 empty] | AgÃªncia Nacional de Energia ElÃ©trica (Brazil) | http://www2.aneel.gov.br/aplicacoes/capacidadebrasil/capacidadebrasil.cfm | AgÃªncia Nacional de Energia ElÃ©trica (Brazil) |  | 2017 | [12 empty] | 2.56 | HYDRO-V1 | HYDRO-V1 | HYDRO-V1 | NO-ESTIMATION | CAPACITY-FACTOR-V1
BRA | Brazil | Walmart Santa Maria |  | BRA0031501 | 1 | -29.6802 | -53.7975 | Oil |  |  |  | 2013 |  | AgÃªncia Nacional de Energia ElÃ©trica (Brazil) | http://www2.aneel.gov.br/aplicacoes/capacidadebrasil/capacidadebrasil.cfm | AgÃªncia Nacional de Energia ElÃ©trica (Brazil) |  | 2017 | [12 empty] | 1.97 | HYDRO-V1 | HYDRO-V1 | HYDRO-V1 | NO-ESTIMATION | CAPACITY-FACTOR-V1
BRA | Brazil | Gedore |  | BRA0026863 | 2.2 | -29.7563 | -51.1378 | Oil |  |  |  | 2009 |  | AgÃªncia Nacional de Energia ElÃ©trica (Brazil) | http://www2.aneel.gov.br/aplicacoes/capacidadebrasil/capacidadebrasil.cfm | AgÃªncia Nacional de Energia ElÃ©trica (Brazil) |  | 2017 | [12 empty] | 4.34 | HYDRO-V1 | HYDRO-V1 | HYDRO-V1 | NO-ESTIMATION | CAPACITY-FACTOR-V1
BRA | Brazil | Marfrig Alegrete |  | BRA0030773 | 3.2 | -29.7566 | -55.8570 | Oil | [5 empty] | AgÃªncia Nacional de Energia ElÃ©trica (Brazil) | http://www2.aneel.gov.br/aplicacoes/capacidadebrasil/capacidadebrasil.cfm | AgÃªncia Nacional de Energia ElÃ©trica (Brazil) |  | 2017 | [12 empty] | 6.32 | NO-ESTIMATION | NO-ESTIMATION | NO-ESTIMATION | NO-ESTIMATION | CAPACITY-FACTOR-V1
BRA | Brazil | CondomÃ­nio Canoas Shopping Center |  | BRA0029691 | 1.334 | -29.9140 | -51.1745 | Oil |  |  |  | 2004 |  | AgÃªncia Nacional de Energia ElÃ©trica (Brazil) | http://www2.aneel.gov.br/aplicacoes/capacidadebrasil/capacidadebrasil.cfm | AgÃªncia Nacional de Energia ElÃ©trica (Brazil) |  | 2017 | [12 empty] | 2.63 | HYDRO-V1 | HYDRO-V1 | HYDRO-V1 | HYDRO-V1 | HYDRO-V1
BRA | Brazil | Copesul |  | BRA0000827 | 74.4 | -29.9390 | -51.7085 | Oil |  |  |  | 1999 |  | AgÃªncia Nacional de Energia ElÃ©trica (Brazil) | http://www2.aneel.gov.br/aplicacoes/capacidadebrasil/capacidadebrasil.cfm | AgÃªncia Nacional de Energia ElÃ©trica (Brazil) |  | 2017 | [12 empty] | 147.01 | HYDRO-V1 | HYDRO-V1 | HYDRO-V1 | HYDRO-V1 | HYDRO-V1
BRA | Brazil | Bimbo |  | BRA0030206 | 1.016 | -29.9405 | -50.9825 | Oil |  |  |  | 2009 |  | AgÃªncia Nacional de Energia ElÃ©trica (Brazil) | http://www2.aneel.gov.br/aplicacoes/capacidadebrasil/capacidadebrasil.cfm | AgÃªncia Nacional de Energia ElÃ©trica (Brazil) |  | 2017 | [12 empty] | 2 | HYDRO-V1 | HYDRO-V1 | HYDRO-V1 | HYDRO-V1 | HYDRO-V1
BRA | Brazil | Nutepa |  | BRA0001595 | 24 | -29.9668 | -51.1844 | Oil | [5 empty] | AgÃªncia Nacional de Energia ElÃ©trica (Brazil) | http://www2.aneel.gov.br/aplicacoes/capacidadebrasil/capacidadebrasil.cfm | AgÃªncia Nacional de Energia ElÃ©trica (Brazil) | 1012586 | 2017 | [12 empty] | 47.42 | HYDRO-V1 | HYDRO-V1 | HYDRO-V1 | HYDRO-V1 | HYDRO-V1
BRA | Brazil | Cidade Nova |  | BRA0028923 | 15.6 | -3.0241 | -59.9592 | Oil |  |  |  | 2008 |  | AgÃªncia Nacional de Energia ElÃ©trica (Brazil) | http://www2.aneel.gov.br/aplicacoes/capacidadebrasil/capacidadebrasil.cfm | AgÃªncia Nacional de Energia ElÃ©trica (Brazil) |  | 2017 | [12 empty] | 30.82 | HYDRO-V1 | HYDRO-V1 | HYDRO-V1 | HYDRO-V1 | HYDRO-V1
BRA | Brazil | Aeroporto Internacional Eduardo Gomes |  | BRA0029310 | 1.008 | -3.0293 | -60.0239 | Oil |  |  |  | 1976 |  | AgÃªncia Nacional de Energia ElÃ©trica (Brazil) | http://www2.aneel.gov.br/aplicacoes/capacidadebrasil/capacidadebrasil.cfm | AgÃªncia Nacional de Energia ElÃ©trica (Brazil) |  | 2017 | [12 empty] | 1.99 | HYDRO-V1 | HYDRO-V1 | HYDRO-V1 | HYDRO-V1 | HYDRO-V1
BRA | Brazil | SÃ£o JosÃ© |  | BRA0028922 | 50 | -3.0543 | -59.9404 | Oil |  |  |  | 2008 |  | AgÃªncia Nacional de Energia ElÃ©trica (Brazil) | http://www2.aneel.gov.br/aplicacoes/capacidadebrasil/capacidadebrasil.cfm | AgÃªncia Nacional de Energia ElÃ©trica (Brazil) |  | 2017 | [12 empty] | 98.79 | HYDRO-V1 | HYDRO-V1 | HYDRO-V1 | HYDRO-V1 | HYDRO-V1
BRA | Brazil | CINDACTA IV |  | BRA0029857 | 2.5 | -3.0574 | -60.0770 | Oil | [5 empty] | AgÃªncia Nacional de Energia ElÃ©trica (Brazil) | http://www2.aneel.gov.br/aplicacoes/capacidadebrasil/capacidadebrasil.cfm | AgÃªncia Nacional de Energia ElÃ©trica (Brazil) |  | 2017 | [12 empty] | 4.93 | HYDRO-V1 | HYDRO-V1 | HYDRO-V1 | HYDRO-V1 | HYDRO-V1
BRA | Brazil | Flores |  | BRA0029192 | 80 | -3.0707 | -60.0144 | Oil |  |  |  | 2008 |  | AgÃªncia Nacional de Energia ElÃ©trica (Brazil) | http://www2.aneel.gov.br/aplicacoes/capacidadebrasil/capacidadebrasil.cfm | AgÃªncia Nacional de Energia ElÃ©trica (Brazil) |  | 2017 | [12 empty] | 158.07 | HYDRO-V1 | HYDRO-V1 | HYDRO-V1 | HYDRO-V1 | HYDRO-V1
BRA | Brazil | Itautinga |  | BRA0029415 | 6.56 | -3.0863 | -59.9058 | Oil |  |  |  | 2005 |  | AgÃªncia Nacional de Energia ElÃ©trica (Brazil) | http://www2.aneel.gov.br/aplicacoes/capacidadebrasil/capacidadebrasil.cfm | AgÃªncia Nacional de Energia ElÃ©trica (Brazil) |  | 2017 | [12 empty] | 12.96 | HYDRO-V1 | HYDRO-V1 | HYDRO-V1 | HYDRO-V1 | HYDRO-V1
BRA | Brazil | MauÃ¡ Parte III Bloco Iranduba |  | BRA0030274 | 25 | -3.0911 | -60.4709 | Oil |  |  |  | 2010 |  | AgÃªncia Nacional de Energia ElÃ©trica (Brazil) | http://www2.aneel.gov.br/aplicacoes/capacidadebrasil/capacidadebrasil.cfm | AgÃªncia Nacional de Energia ElÃ©trica (Brazil) |  | 2017 | [12 empty] | 49.39 | HYDRO-V1 | HYDRO-V1 | HYDRO-V1 | HYDRO-V1 | HYDRO-V1
BRA | Brazil | Tambaqui |  | BRA0029276 | 93.046 | -3.0980 | -60.0155 | Oil |  |  |  | 2006 |  | AgÃªncia Nacional de Energia ElÃ©trica (Brazil) | http://www2.aneel.gov.br/aplicacoes/capacidadebrasil/capacidadebrasil.cfm | AgÃªncia Nacional de Energia ElÃ©trica (Brazil) | 1069269 | 2017 | [12 empty] | 183.85 | HYDRO-V1 | HYDRO-V1 | HYDRO-V1 | HYDRO-V1 | HYDRO-V1
BRA | Brazil | Santo AntÃ´nio do IÃ§Ã¡ |  | BRA0026795 | 3.02 | -3.1005 | -67.9278 | Oil |  |  |  | 2002 |  | AgÃªncia Nacional de Energia ElÃ©trica (Brazil) | http://www2.aneel.gov.br/aplicacoes/capacidadebrasil/capacidadebrasil.cfm | AgÃªncia Nacional de Energia ElÃ©trica (Brazil) |  | 2017 | [12 empty] | 5.96 | HYDRO-V1 | HYDRO-V1 | HYDRO-V1 | HYDRO-V1 | HYDRO-V1
BRA | Brazil | Electron (TG) |  | BRA0027120 | 120 | -3.1210 | -59.9186 | Oil |  |  |  | 1973 |  | AgÃªncia Nacional de Energia ElÃ©trica (Brazil) | http://www2.aneel.gov.br/aplicacoes/capacidadebrasil/capacidadebrasil.cfm | AgÃªncia Nacional de Energia ElÃ©trica (Brazil) |  | 2017 | [12 empty] | 237.11 | NO-ESTIMATION | NO-ESTIMATION | NO-ESTIMATION | NO-ESTIMATION | CAPACITY-FACTOR-V1
BRA | Brazil | Aparecida Parte I |  | BRA0027250 | 240.74 | -3.1257 | -60.0233 | Oil |  |  |  | 1997 |  | AgÃªncia Nacional de Energia ElÃ©trica (Brazil) | http://www2.aneel.gov.br/aplicacoes/capacidadebrasil/capacidadebrasil.cfm | AgÃªncia Nacional de Energia ElÃ©trica (Brazil) | 1011756 | 2017 | [12 empty] | 475.68 | HYDRO-V1 | HYDRO-V1 | HYDRO-V1 | HYDRO-V1 | HYDRO-V1
BRA | Brazil | Aparecida Parte II |  | BRA0030275 | 8.4 | -3.1257 | -60.0233 | Oil |  |  |  | 1997 |  | AgÃªncia Nacional de Energia ElÃ©trica (Brazil) | http://www2.aneel.gov.br/aplicacoes/capacidadebrasil/capacidadebrasil.cfm | AgÃªncia Nacional de Energia ElÃ©trica (Brazil) | 1011756 | 2017 | [12 empty] | 16.59 | HYDRO-V1 | HYDRO-V1 | HYDRO-V1 | HYDRO-V1 | HYDRO-V1
BRA | Brazil | Aparecida Parte III |  | BRA0030276 | 2.4 | -3.1257 | -60.0281 | Oil |  |  |  | 1997 |  | AgÃªncia Nacional de Energia ElÃ©trica (Brazil) | http://www2.aneel.gov.br/aplicacoes/capacidadebrasil/capacidadebrasil.cfm | AgÃªncia Nacional de Energia ElÃ©trica (Brazil) | 1011756 | 2017 | [12 empty] | 4.74 | HYDRO-V1 | HYDRO-V1 | HYDRO-V1 | HYDRO-V1 | HYDRO-V1
BRA | Brazil | Hermasa |  | BRA0027377 | 7.59 | -3.1301 | -58.4730 | Oil | [5 empty] | AgÃªncia Nacional de Energia ElÃ©trica (Brazil) | http://www2.aneel.gov.br/aplicacoes/capacidadebrasil/capacidadebrasil.cfm | AgÃªncia Nacional de Energia ElÃ©trica (Brazil) |  | 2017 | [12 empty] | 14.99 | HYDRO-V1 | HYDRO-V1 | HYDRO-V1 | HYDRO-V1 | HYDRO-V1
BRA | Brazil | Lindoia |  | BRA0029577 | 1.5 | -3.1390 | -58.4345 | Oil |  |  |  | 2010 |  | AgÃªncia Nacional de Energia ElÃ©trica (Brazil) | http://www2.aneel.gov.br/aplicacoes/capacidadebrasil/capacidadebrasil.cfm | AgÃªncia Nacional de Energia ElÃ©trica (Brazil) |  | 2017 | [12 empty] | 2.96 | NO-ESTIMATION | NO-ESTIMATION | NO-ESTIMATION | NO-ESTIMATION | CAPACITY-FACTOR-V1
BRA | Brazil | DTCEA-MN |  | BRA0029818 | 1 | -3.1423 | -59.9705 | Oil | [5 empty] | AgÃªncia Nacional de Energia ElÃ©trica (Brazil) | http://www2.aneel.gov.br/aplicacoes/capacidadebrasil/capacidadebrasil.cfm | AgÃªncia Nacional de Energia ElÃ©trica (Brazil) |  | 2017 | [12 empty] | 1.97 | HYDRO-V1 | HYDRO-V1 | HYDRO-V1 | HYDRO-V1 | HYDRO-V1
BRA | Brazil | Reman |  | BRA0027804 | 6.4 | -3.1438 | -59.9436 | Oil | [5 empty] | AgÃªncia Nacional de Energia ElÃ©trica (Brazil) | http://www2.aneel.gov.br/aplicacoes/capacidadebrasil/capacidadebrasil.cfm | AgÃªncia Nacional de Energia ElÃ©trica (Brazil) | 1042629 | 2017 | [12 empty] | 12.64 | HYDRO-V1 | HYDRO-V1 | HYDRO-V1 | HYDRO-V1 | HYDRO-V1
BRA | Brazil | Careiro da VÃ¡rzea |  | BRA0000677 | 2.5 | -3.1938 | -59.7647 | Oil |  |  |  | 2006 |  | AgÃªncia Nacional de Energia ElÃ©trica (Brazil) | http://www2.aneel.gov.br/aplicacoes/capacidadebrasil/capacidadebrasil.cfm | AgÃªncia Nacional de Energia ElÃ©trica (Brazil) |  | 2017 | [12 empty] | 4.93 | HYDRO-V1 | HYDRO-V1 | HYDRO-V1 | HYDRO-V1 | HYDRO-V1
BRA | Brazil | Novo Remanso |  | BRA0001591 | 2.3 | -3.2163 | -59.0125 | Oil |  |  |  | 2005 |  | AgÃªncia Nacional de Energia ElÃ©trica (Brazil) | http://www2.aneel.gov.br/aplicacoes/capacidadebrasil/capacidadebrasil.cfm | AgÃªncia Nacional de Energia ElÃ©trica (Brazil) |  | 2017 | [12 empty] | 4.54 | HYDRO-V1 | HYDRO-V1 | HYDRO-V1 | HYDRO-V1 | HYDRO-V1
BRA | Brazil | AlvarÃ£es |  | BRA0000082 | 3.18 | -3.2293 | -64.7739 | Oil |  |  |  | 2010 |  | AgÃªncia Nacional de Energia ElÃ©trica (Brazil) | http://www2.aneel.gov.br/aplicacoes/capacidadebrasil/capacidadebrasil.cfm | AgÃªncia Nacional de Energia ElÃ©trica (Brazil) |  | 2017 | [12 empty] | 6.28 | HYDRO-V1 | HYDRO-V1 | HYDRO-V1 | HYDRO-V1 | HYDRO-V1
BRA | Brazil | Manacapuru |  | BRA0001387 | 23.692 | -3.2913 | -60.6075 | Oil |  |  |  | 1983 |  | AgÃªncia Nacional de Energia ElÃ©trica (Brazil) | http://www2.aneel.gov.br/aplicacoes/capacidadebrasil/capacidadebrasil.cfm | AgÃªncia Nacional de Energia ElÃ©trica (Brazil) |  | 2017 | [12 empty] | 46.81 | HYDRO-V1 | HYDRO-V1 | HYDRO-V1 | HYDRO-V1 | HYDRO-V1
BRA | Brazil | TefÃ© |  | BRA0002829 | 17.245 | -3.3505 | -64.6608 | Oil |  |  |  | 1983 |  | AgÃªncia Nacional de Energia ElÃ©trica (Brazil) | http://www2.aneel.gov.br/aplicacoes/capacidadebrasil/capacidadebrasil.cfm | AgÃªncia Nacional de Energia ElÃ©trica (Brazil) |  | 2017 | [12 empty] | 34.07 | HYDRO-V1 | HYDRO-V1 | HYDRO-V1 | HYDRO-V1 | HYDRO-V1
BRA | Brazil | AmaturÃ¡ |  | BRA0000087 | 1.92 | -3.3668 | -68.1866 | Oil |  |  |  | 2011 |  | AgÃªncia Nacional de Energia ElÃ©trica (Brazil) | http://www2.aneel.gov.br/aplicacoes/capacidadebrasil/capacidadebrasil.cfm | AgÃªncia Nacional de Energia ElÃ©trica (Brazil) |  | 2017 | [12 empty] | 3.79 | HYDRO-V1 | HYDRO-V1 | HYDRO-V1 | HYDRO-V1 | HYDRO-V1
BRA | Brazil | MauÃ©s |  | BRA0001445 | 11.67 | -3.3957 | -57.7044 | Oil |  |  |  | 1983 |  | AgÃªncia Nacional de Energia ElÃ©trica (Brazil) | http://www2.aneel.gov.br/aplicacoes/capacidadebrasil/capacidadebrasil.cfm | AgÃªncia Nacional de Energia ElÃ©trica (Brazil) |  | 2017 | [12 empty] | 23.05 | HYDRO-V1 | HYDRO-V1 | HYDRO-V1 | HYDRO-V1 | HYDRO-V1
BRA | Brazil | Manaquiri |  | BRA0001389 | 5.02 | -3.4280 | -60.4494 | Oil |  |  |  | 1993 |  | AgÃªncia Nacional de Energia ElÃ©trica (Brazil) | http://www2.aneel.gov.br/aplicacoes/capacidadebrasil/capacidadebrasil.cfm | AgÃªncia Nacional de Energia ElÃ©trica (Brazil) |  | 2017 | [12 empty] | 9.91 | HYDRO-V1 | HYDRO-V1 | HYDRO-V1 | HYDRO-V1 | HYDRO-V1
BRA | Brazil | JuruÃ¡ |  | BRA0001283 | 1.998 | -3.4699 | -66.0575 | Oil |  |  |  | 1993 |  | AgÃªncia Nacional de Energia ElÃ©trica (Brazil) | http://www2.aneel.gov.br/aplicacoes/capacidadebrasil/capacidadebrasil.cfm | AgÃªncia Nacional de Energia ElÃ©trica (Brazil) |  | 2017 | [12 empty] | 3.94 | HYDRO-V1 | HYDRO-V1 | HYDRO-V1 | HYDRO-V1 | HYDRO-V1
BRA | Brazil | Geramar I (Antiga TocantinÃ³polis) |  | BRA0029705 | 165.87 | -3.5274 | -44.5174 | Oil |  |  |  | 2010 |  | AgÃªncia Nacional de Energia ElÃ©trica (Brazil) | http://www2.aneel.gov.br/aplicacoes/capacidadebrasil/capacidadebrasil.cfm | AgÃªncia Nacional de Energia ElÃ©trica (Brazil) | 1074401 | 2017 | [12 empty] | 327.75 | HYDRO-V1 | HYDRO-V1 | HYDRO-V1 | HYDRO-V1 | HYDRO-V1
BRA | Brazil | Geramar II (Antiga Nova Olinda) |  | BRA0029668 | 165.87 | -3.5274 | -44.5174 | Oil |  |  |  | 2010 |  | AgÃªncia Nacional de Energia ElÃ©trica (Brazil) | http://www2.aneel.gov.br/aplicacoes/capacidadebrasil/capacidadebrasil.cfm | AgÃªncia Nacional de Energia ElÃ©trica (Brazil) |  | 2017 | [12 empty] | 327.75 | HYDRO-V1 | HYDRO-V1 | HYDRO-V1 | HYDRO-V1 | HYDRO-V1
BRA | Brazil | Autazes |  | BRA0000175 | 6.042 | -3.5755 | -59.1233 | Oil |  |  |  | 1998 |  | AgÃªncia Nacional de Energia ElÃ©trica (Brazil) | http://www2.aneel.gov.br/aplicacoes/capacidadebrasil/capacidadebrasil.cfm | AgÃªncia Nacional de Energia ElÃ©trica (Brazil) |  | 2017 | [12 empty] | 11.93 | HYDRO-V1 | HYDRO-V1 | HYDRO-V1 | HYDRO-V1 | HYDRO-V1
BRA | Brazil | Enguia PecÃ©m |  | BRA0028533 | 14.76 | -3.5980 | -39.0477 | Oil |  |  |  | 2002 |  | AgÃªncia Nacional de Energia ElÃ©trica (Brazil) | http://www2.aneel.gov.br/aplicacoes/capacidadebrasil/capacidadebrasil.cfm | AgÃªncia Nacional de Energia ElÃ©trica (Brazil) |  | 2017 | [12 empty] | 29.16 | HYDRO-V1 | HYDRO-V1 | HYDRO-V1 | HYDRO-V1 | HYDRO-V1
BRA | Brazil | BompreÃ§o Fortaleza |  | BRA0031496 | 1.12 | -3.7132 | -38.5336 | Oil |  |  |  | 1900 |  | AgÃªncia Nacional de Energia ElÃ©trica (Brazil) | http://www2.aneel.gov.br/aplicacoes/capacidadebrasil/capacidadebrasil.cfm | AgÃªncia Nacional de Energia ElÃ©trica (Brazil) |  | 2017 | [12 empty] | 2.21 | HYDRO-V1 | HYDRO-V1 | HYDRO-V1 | HYDRO-V1 | HYDRO-V1
BRA | Brazil | Caucaia |  | BRA0028528 | 14.76 | -3.7327 | -38.6434 | Oil |  |  |  | 2002 |  | AgÃªncia Nacional de Energia ElÃ©trica (Brazil) | http://www2.aneel.gov.br/aplicacoes/capacidadebrasil/capacidadebrasil.cfm | AgÃªncia Nacional de Energia ElÃ©trica (Brazil) |  | 2017 | [12 empty] | 29.16 | HYDRO-V1 | HYDRO-V1 | HYDRO-V1 | HYDRO-V1 | HYDRO-V1
BRA | Brazil | FORTALEZA - 2 |  | BRA0033314 | 1.8 | -3.7489 | -38.4539 | Oil |  |  |  | 2014 |  | AgÃªncia Nacional de Energia ElÃ©trica (Brazil) | http://www2.aneel.gov.br/aplicacoes/capacidadebrasil/capacidadebrasil.cfm | AgÃªncia Nacional de Energia ElÃ©trica (Brazil) |  | 2017 | [12 empty] | 3.55 | HYDRO-V1 | HYDRO-V1 | HYDRO-V1 | HYDRO-V1 | HYDRO-V1
BRA | Brazil | Aeroporto Internacional Pinto Martins - Terminal de Passageiros (TPS-1) |  | BRA0029304 | 1.08 | -3.7737 | -38.5321 | Oil |  |  |  | 1998 |  | AgÃªncia Nacional de Energia ElÃ©trica (Brazil) | http://www2.aneel.gov.br/aplicacoes/capacidadebrasil/capacidadebrasil.cfm | AgÃªncia Nacional de Energia ElÃ©trica (Brazil) |  | 2017 | [12 empty] | 2.13 | HYDRO-V1 | HYDRO-V1 | HYDRO-V1 | HYDRO-V1 | HYDRO-V1
BRA | Brazil | North Shopping JÃ³quei |  | BRA0031322 | 3 | -3.7817 | -38.5182 | Oil |  |  |  | 2013 |  | AgÃªncia Nacional de Energia ElÃ©trica (Brazil) | http://www2.aneel.gov.br/aplicacoes/capacidadebrasil/capacidadebrasil.cfm | AgÃªncia Nacional de Energia ElÃ©trica (Brazil) |  | 2017 | [12 empty] | 5.92 | HYDRO-V1 | HYDRO-V1 | HYDRO-V1 | HYDRO-V1 | HYDRO-V1
BRA | Brazil | Norsa Refrigerantes - MaracanaÃº |  | BRA0033490 | 1.8 | -3.8513 | -38.5872 | Oil |  |  |  | 2010 |  | AgÃªncia Nacional de Energia ElÃ©trica (Brazil) | http://www2.aneel.gov.br/aplicacoes/capacidadebrasil/capacidadebrasil.cfm | AgÃªncia Nacional de Energia ElÃ©trica (Brazil) |  | 2017 | [12 empty] | 3.55 | HYDRO-V1 | HYDRO-V1 | HYDRO-V1 | HYDRO-V1 | HYDRO-V1
BRA | Brazil | MaracanaÃº I |  | BRA0029654 | 168 | -3.8730 | -38.6165 | Oil |  |  |  | 2010 |  | AgÃªncia Nacional de Energia ElÃ©trica (Brazil) | http://www2.aneel.gov.br/aplicacoes/capacidadebrasil/capacidadebrasil.cfm | AgÃªncia Nacional de Energia ElÃ©trica (Brazil) |  | 2017 | [12 empty] | 331.95 | HYDRO-V1 | HYDRO-V1 | HYDRO-V1 | HYDRO-V1 | HYDRO-V1
BRA | Brazil | Zanotti Pacatuba |  | BRA0031314 | 1.524 | -3.8908 | -38.5928 | Oil |  |  |  | 2012 |  | AgÃªncia Nacional de Energia ElÃ©trica (Brazil) | http://www2.aneel.gov.br/aplicacoes/capacidadebrasil/capacidadebrasil.cfm | AgÃªncia Nacional de Energia ElÃ©trica (Brazil) |  | 2017 | [12 empty] | 3.01 | HYDRO-V1 | HYDRO-V1 | HYDRO-V1 | HYDRO-V1 | HYDRO-V1
BRA | Brazil | VIVA OPEN MALL |  | BRA0033453 | 1.524 | -30.0278 | -51.1578 | Oil |  |  |  | 2015 |  | AgÃªncia Nacional de Energia ElÃ©trica (Brazil) | http://www2.aneel.gov.br/aplicacoes/capacidadebrasil/capacidadebrasil.cfm | AgÃªncia Nacional de Energia ElÃ©trica (Brazil) |  | 2017 | [12 empty] | 3.01 | HYDRO-V1 | HYDRO-V1 | HYDRO-V1 | HYDRO-V1 | HYDRO-V1
BRA | Brazil | Aeroporto Internacional Salgado Filho |  | BRA0029379 | 2.704 | -30.0290 | -51.2205 | Oil |  |  |  | 1993 |  | AgÃªncia Nacional de Energia ElÃ©trica (Brazil) | http://www2.aneel.gov.br/aplicacoes/capacidadebrasil/capacidadebrasil.cfm | AgÃªncia Nacional de Energia ElÃ©trica (Brazil) |  | 2017 | [12 empty] | 5.34 | HYDRO-V1 | HYDRO-V1 | HYDRO-V1 | HYDRO-V1 | HYDRO-V1
BRA | Brazil | Centro Administrativo Farroupilha |  | BRA0030917 | 1.041 | -30.0290 | -51.2205 | Oil | [5 empty] | AgÃªncia Nacional de Energia ElÃ©trica (Brazil) | http://www2.aneel.gov.br/aplicacoes/capacidadebrasil/capacidadebrasil.cfm | AgÃªncia Nacional de Energia ElÃ©trica (Brazil) |  | 2017 | [12 empty] | 2.05 | HYDRO-V1 | HYDRO-V1 | HYDRO-V1 | HYDRO-V1 | HYDRO-V1
BRA | Brazil | PORTO ALEGRE - 2 |  | BRA0033324 | 2.2992 | -30.0657 | -51.2155 | Oil |  |  |  | 2013 |  | AgÃªncia Nacional de Energia ElÃ©trica (Brazil) | http://www2.aneel.gov.br/aplicacoes/capacidadebrasil/capacidadebrasil.cfm | AgÃªncia Nacional de Energia ElÃ©trica (Brazil) |  | 2017 | [12 empty] | 4.54 | HYDRO-V1 | HYDRO-V1 | HYDRO-V1 | HYDRO-V1 | HYDRO-V1
BRA | Brazil | DHB Componentes Automotivos (Unidade 1) |  | BRA0030587 | 1.016 | -30.0914 | -51.1556 | Oil | [5 empty] | AgÃªncia Nacional de Energia ElÃ©trica (Brazil) | http://www2.aneel.gov.br/aplicacoes/capacidadebrasil/capacidadebrasil.cfm | AgÃªncia Nacional de Energia ElÃ©trica (Brazil) |  | 2017 | [12 empty] | 2 | HYDRO-V1 | HYDRO-V1 | HYDRO-V1 | HYDRO-V1 | HYDRO-V1
BRA | Brazil | DHB Componentes Automotivos (Unidade 2) |  | BRA0030586 | 2.032 | -30.0914 | -51.1556 | Oil | [5 empty] | AgÃªncia Nacional de Energia ElÃ©trica (Brazil) | http://www2.aneel.gov.br/aplicacoes/capacidadebrasil/capacidadebrasil.cfm | AgÃªncia Nacional de Energia ElÃ©trica (Brazil) |  | 2017 | [12 empty] | 4.01 | HYDRO-V1 | HYDRO-V1 | HYDRO-V1 | HYDRO-V1 | HYDRO-V1
BRA | Brazil | Marfrig |  | BRA0030218 | 1.82 | -30.3324 | -54.3105 | Oil | [5 empty] | AgÃªncia Nacional de Energia ElÃ©trica (Brazil) | http://www2.aneel.gov.br/aplicacoes/capacidadebrasil/capacidadebrasil.cfm | AgÃªncia Nacional de Energia ElÃ©trica (Brazil) |  | 2017 | [12 empty] | 3.59 | NO-ESTIMATION | NO-ESTIMATION | NO-ESTIMATION | NO-ESTIMATION | CAPACITY-FACTOR-V1
BRA | Brazil | MARFRIG SÃƒO GABRIEL |  | BRA0033173 | 1.8 | -30.3703 | -54.3373 | Oil |  |  |  | 2008 |  | AgÃªncia Nacional de Energia ElÃ©trica (Brazil) | http://www2.aneel.gov.br/aplicacoes/capacidadebrasil/capacidadebrasil.cfm | AgÃªncia Nacional de Energia ElÃ©trica (Brazil) |  | 2017 | [12 empty] | 3.55 | HYDRO-V1 | HYDRO-V1 | HYDRO-V1 | HYDRO-V1 | HYDRO-V1
BRA | Brazil | Marfrig BagÃ© |  | BRA0030822 | 3.2 | -31.3519 | -54.0266 | Oil |  |  |  | 2012 |  | AgÃªncia Nacional de Energia ElÃ©trica (Brazil) | http://www2.aneel.gov.br/aplicacoes/capacidadebrasil/capacidadebrasil.cfm | AgÃªncia Nacional de Energia ElÃ©trica (Brazil) |  | 2017 | [12 empty] | 6.32 | HYDRO-V1 | HYDRO-V1 | HYDRO-V1 | HYDRO-V1 | HYDRO-V1
BRA | Brazil | CooperSul |  | BRA0030222 | 1.44 | -31.7595 | -52.4740 | Oil | [5 empty] | AgÃªncia Nacional de Energia ElÃ©trica (Brazil) | http://www2.aneel.gov.br/aplicacoes/capacidadebrasil/capacidadebrasil.cfm | AgÃªncia Nacional de Energia ElÃ©trica (Brazil) |  | 2017 | [12 empty] | 2.84 | HYDRO-V1 | HYDRO-V1 | HYDRO-V1 | HYDRO-V1 | HYDRO-V1
BRA | Brazil | Marfrig CapÃ£o |  | BRA0030780 | 1.6 | -31.7678 | -52.4062 | Oil |  |  |  | 2012 |  | AgÃªncia Nacional de Energia ElÃ©trica (Brazil) | http://www2.aneel.gov.br/aplicacoes/capacidadebrasil/capacidadebrasil.cfm | AgÃªncia Nacional de Energia ElÃ©trica (Brazil) |  | 2017 | [12 empty] | 3.16 | HYDRO-V1 | HYDRO-V1 | HYDRO-V1 | HYDRO-V1 | HYDRO-V1
BRA | Brazil | BaturitÃ© |  | BRA0028529 | 11.48 | -4.3246 | -38.8755 | Oil |  |  |  | 2002 |  | AgÃªncia Nacional de Energia ElÃ©trica (Brazil) | http://www2.aneel.gov.br/aplicacoes/capacidadebrasil/capacidadebrasil.cfm | AgÃªncia Nacional de Energia ElÃ©trica (Brazil) |  | 2017 | [12 empty] | 22.68 | HYDRO-V1 | HYDRO-V1 | HYDRO-V1 | HYDRO-V1 | HYDRO-V1
BRA | Brazil | Atalaia do Norte |  | BRA0000168 | 1.52 | -4.3316 | -70.1461 | Oil |  |  |  | 1994 |  | AgÃªncia Nacional de Energia ElÃ©trica (Brazil) | http://www2.aneel.gov.br/aplicacoes/capacidadebrasil/capacidadebrasil.cfm | AgÃªncia Nacional de Energia ElÃ©trica (Brazil) |  | 2017 | [12 empty] | 3 | HYDRO-V1 | HYDRO-V1 | HYDRO-V1 | HYDRO-V1 | HYDRO-V1
BRA | Brazil | Benjamin Constant |  | BRA0000253 | 5.1 | -4.3521 | -70.0258 | Oil | [5 empty] | AgÃªncia Nacional de Energia ElÃ©trica (Brazil) | http://www2.aneel.gov.br/aplicacoes/capacidadebrasil/capacidadebrasil.cfm | AgÃªncia Nacional de Energia ElÃ©trica (Brazil) |  | 2017 | [12 empty] | 10.07 | HYDRO-V1 | HYDRO-V1 | HYDRO-V1 | HYDRO-V1 | HYDRO-V1
BRA | Brazil | Itapicuru |  | BRA0029244 | 1.44 | -4.4510 | -43.8765 | Oil |  |  |  | 2004 |  | AgÃªncia Nacional de Energia ElÃ©trica (Brazil) | http://www2.aneel.gov.br/aplicacoes/capacidadebrasil/capacidadebrasil.cfm | AgÃªncia Nacional de Energia ElÃ©trica (Brazil) |  | 2017 | [12 empty] | 2.84 | HYDRO-V1 | HYDRO-V1 | HYDRO-V1 | HYDRO-V1 | HYDRO-V1
BRA | Brazil | Aracati |  | BRA0028531 | 11.48 | -4.5491 | -37.7605 | Oil |  |  |  | 2002 |  | AgÃªncia Nacional de Energia ElÃ©trica (Brazil) | http://www2.aneel.gov.br/aplicacoes/capacidadebrasil/capacidadebrasil.cfm | AgÃªncia Nacional de Energia ElÃ©trica (Brazil) |  | 2017 | [12 empty] | 22.68 | HYDRO-V1 | HYDRO-V1 | HYDRO-V1 | HYDRO-V1 | HYDRO-V1
BRA | Brazil | Campo Maior |  | BRA0028537 | 13.12 | -4.8424 | -42.1836 | Oil |  |  |  | 2002 |  | AgÃªncia Nacional de Energia ElÃ©trica (Brazil) | http://www2.aneel.gov.br/aplicacoes/capacidadebrasil/capacidadebrasil.cfm | AgÃªncia Nacional de Energia ElÃ©trica (Brazil) |  | 2017 | [12 empty] | 25.92 | HYDRO-V1 | HYDRO-V1 | HYDRO-V1 | HYDRO-V1 | HYDRO-V1
BRA | Brazil | Marambaia |  | BRA0028535 | 13.12 | -4.8613 | -42.7816 | Oil |  |  |  | 2002 |  | AgÃªncia Nacional de Energia ElÃ©trica (Brazil) | http://www2.aneel.gov.br/aplicacoes/capacidadebrasil/capacidadebrasil.cfm | AgÃªncia Nacional de Energia ElÃ©trica (Brazil) |  | 2017 | [12 empty] | 25.92 | HYDRO-V1 | HYDRO-V1 | HYDRO-V1 | HYDRO-V1 | HYDRO-V1
BRA | Brazil | Altos |  | BRA0028538 | 13.12 | -5.0321 | -42.4358 | Oil |  |  |  | 2002 |  | AgÃªncia Nacional de Energia ElÃ©trica (Brazil) | http://www2.aneel.gov.br/aplicacoes/capacidadebrasil/capacidadebrasil.cfm | AgÃªncia Nacional de Energia ElÃ©trica (Brazil) |  | 2017 | [12 empty] | 25.92 | NO-ESTIMATION | NO-ESTIMATION | NO-ESTIMATION | NO-ESTIMATION | CAPACITY-FACTOR-V1
BRA | Brazil | TERESINA SHOPPING CONDOMÃNIO |  | BRA0033477 | 4 | -5.0805 | -42.7794 | Oil |  |  |  | 2012 |  | AgÃªncia Nacional de Energia ElÃ©trica (Brazil) | http://www2.aneel.gov.br/aplicacoes/capacidadebrasil/capacidadebrasil.cfm | AgÃªncia Nacional de Energia ElÃ©trica (Brazil) |  | 2017 | [12 empty] | 7.9 | HYDRO-V1 | HYDRO-V1 | HYDRO-V1 | HYDRO-V1 | HYDRO-V1
BRA | Brazil | PARAÃBA TERESINA SHOPPING |  | BRA0033466 | 1 | -5.0824 | -42.7800 | Oil |  |  |  | 2013 |  | AgÃªncia Nacional de Energia ElÃ©trica (Brazil) | http://www2.aneel.gov.br/aplicacoes/capacidadebrasil/capacidadebrasil.cfm | AgÃªncia Nacional de Energia ElÃ©trica (Brazil) |  | 2017 | [12 empty] | 1.97 | HYDRO-V1 | HYDRO-V1 | HYDRO-V1 | HYDRO-V1 | HYDRO-V1
BRA | Brazil | Carauari |  | BRA0000671 | 5.456 | -5.1149 | -67.3281 | Oil |  |  |  | 1999 |  | AgÃªncia Nacional de Energia ElÃ©trica (Brazil) | http://www2.aneel.gov.br/aplicacoes/capacidadebrasil/capacidadebrasil.cfm | AgÃªncia Nacional de Energia ElÃ©trica (Brazil) |  | 2017 | [12 empty] | 10.78 | HYDRO-V1 | HYDRO-V1 | HYDRO-V1 | HYDRO-V1 | HYDRO-V1
BRA | Brazil | SOCIMOL |  | BRA0033464 | 2.4 | -5.1221 | -42.7991 | Oil |  |  |  | 2007 |  | AgÃªncia Nacional de Energia ElÃ©trica (Brazil) | http://www2.aneel.gov.br/aplicacoes/capacidadebrasil/capacidadebrasil.cfm | AgÃªncia Nacional de Energia ElÃ©trica (Brazil) |  | 2017 | [12 empty] | 4.74 | HYDRO-V1 | HYDRO-V1 | HYDRO-V1 | HYDRO-V1 | HYDRO-V1
BRA | Brazil | HOUSTON BIKE |  | BRA0033726 | 1.08 | -5.1485 | -42.7847 | Oil |  |  |  | 2001 |  | AgÃªncia Nacional de Energia ElÃ©trica (Brazil) | http://www2.aneel.gov.br/aplicacoes/capacidadebrasil/capacidadebrasil.cfm | AgÃªncia Nacional de Energia ElÃ©trica (Brazil) |  | 2017 | [12 empty] | 2.13 | HYDRO-V1 | HYDRO-V1 | HYDRO-V1 | HYDRO-V1 | HYDRO-V1
BRA | Brazil | NazÃ¡ria |  | BRA0028536 | 13.12 | -5.3418 | -42.8069 | Oil |  |  |  | 2002 |  | AgÃªncia Nacional de Energia ElÃ©trica (Brazil) | http://www2.aneel.gov.br/aplicacoes/capacidadebrasil/capacidadebrasil.cfm | AgÃªncia Nacional de Energia ElÃ©trica (Brazil) |  | 2017 | [12 empty] | 25.92 | HYDRO-V1 | HYDRO-V1 | HYDRO-V1 | HYDRO-V1 | HYDRO-V1
BRA | Brazil | MarabÃ¡ Gusa SiderÃºrgica |  | BRA0029796 | 1.44 | -5.3646 | -49.1083 | Oil | [5 empty] | AgÃªncia Nacional de Energia ElÃ©trica (Brazil) | http://www2.aneel.gov.br/aplicacoes/capacidadebrasil/capacidadebrasil.cfm | AgÃªncia Nacional de Energia ElÃ©trica (Brazil) |  | 2017 | [12 empty] | 2.84 | HYDRO-V1 | HYDRO-V1 | HYDRO-V1 | HYDRO-V1 | HYDRO-V1
BRA | Brazil | TapauÃ¡ |  | BRA0002812 | 3.78 | -5.6174 | -63.1783 | Oil |  |  |  | 1993 |  | AgÃªncia Nacional de Energia ElÃ©trica (Brazil) | http://www2.aneel.gov.br/aplicacoes/capacidadebrasil/capacidadebrasil.cfm | AgÃªncia Nacional de Energia ElÃ©trica (Brazil) |  | 2017 | [12 empty] | 7.46 | NO-ESTIMATION | NO-ESTIMATION | NO-ESTIMATION | NO-ESTIMATION | CAPACITY-FACTOR-V1
BRA | Brazil | NordestÃ£o 07 |  | BRA0033419 | 1.08 | -5.7896 | -35.1941 | Oil |  |  |  | 2008 |  | AgÃªncia Nacional de Energia ElÃ©trica (Brazil) | http://www2.aneel.gov.br/aplicacoes/capacidadebrasil/capacidadebrasil.cfm | AgÃªncia Nacional de Energia ElÃ©trica (Brazil) |  | 2017 | [12 empty] | 2.13 | HYDRO-V1 | HYDRO-V1 | HYDRO-V1 | HYDRO-V1 | HYDRO-V1
BRA | Brazil | NordestÃ£o 03 |  | BRA0033410 | 1.36 | -5.8110 | -35.1971 | Oil |  |  |  | 2001 |  | AgÃªncia Nacional de Energia ElÃ©trica (Brazil) | http://www2.aneel.gov.br/aplicacoes/capacidadebrasil/capacidadebrasil.cfm | AgÃªncia Nacional de Energia ElÃ©trica (Brazil) |  | 2017 | [12 empty] | 2.68 | HYDRO-V1 | HYDRO-V1 | HYDRO-V1 | HYDRO-V1 | HYDRO-V1
BRA | Brazil | Potiguar III |  | BRA0029556 | 66.4 | -5.8688 | -35.3046 | Oil |  |  |  | 2009 |  | AgÃªncia Nacional de Energia ElÃ©trica (Brazil) | http://www2.aneel.gov.br/aplicacoes/capacidadebrasil/capacidadebrasil.cfm | AgÃªncia Nacional de Energia ElÃ©trica (Brazil) |  | 2017 | [12 empty] | 131.2 | HYDRO-V1 | HYDRO-V1 | HYDRO-V1 | HYDRO-V1 | HYDRO-V1
BRA | Brazil | Potiguar |  | BRA0028655 | 53.12 | -5.8706 | -35.2933 | Oil |  |  |  | 2009 |  | AgÃªncia Nacional de Energia ElÃ©trica (Brazil) | http://www2.aneel.gov.br/aplicacoes/capacidadebrasil/capacidadebrasil.cfm | AgÃªncia Nacional de Energia ElÃ©trica (Brazil) | 1058628 | 2017 | [12 empty] | 104.96 | HYDRO-V1 | HYDRO-V1 | HYDRO-V1 | HYDRO-V1 | HYDRO-V1
BRA | Brazil | NordestÃ£o Superfacil |  | BRA0033424 | 1.12 | -5.8803 | -35.2195 | Oil |  |  |  | 2012 |  | AgÃªncia Nacional de Energia ElÃ©trica (Brazil) | http://www2.aneel.gov.br/aplicacoes/capacidadebrasil/capacidadebrasil.cfm | AgÃªncia Nacional de Energia ElÃ©trica (Brazil) |  | 2017 | [12 empty] | 2.21 | HYDRO-V1 | HYDRO-V1 | HYDRO-V1 | HYDRO-V1 | HYDRO-V1
BRA | Brazil | NordestÃ£o Nova Parnamirim |  | BRA0033441 | 1.2 | -5.8832 | -35.2006 | Oil |  |  |  | 2012 |  | AgÃªncia Nacional de Energia ElÃ©trica (Brazil) | http://www2.aneel.gov.br/aplicacoes/capacidadebrasil/capacidadebrasil.cfm | AgÃªncia Nacional de Energia ElÃ©trica (Brazil) |  | 2017 | [12 empty] | 2.37 | NO-ESTIMATION | NO-ESTIMATION | NO-ESTIMATION | NO-ESTIMATION | CAPACITY-FACTOR-V1
BRA | Brazil | Shopping Parauapebas |  | BRA0030942 | 2.032 | -6.1477 | -50.4803 | Oil | [5 empty] | AgÃªncia Nacional de Energia ElÃ©trica (Brazil) | http://www2.aneel.gov.br/aplicacoes/capacidadebrasil/capacidadebrasil.cfm | AgÃªncia Nacional de Energia ElÃ©trica (Brazil) |  | 2017 | [12 empty] | 4.01 | HYDRO-V1 | HYDRO-V1 | HYDRO-V1 | HYDRO-V1 | HYDRO-V1
BRA | Brazil | Iguatu |  | BRA0028532 | 14.76 | -6.3555 | -39.2891 | Oil |  |  |  | 2002 |  | AgÃªncia Nacional de Energia ElÃ©trica (Brazil) | http://www2.aneel.gov.br/aplicacoes/capacidadebrasil/capacidadebrasil.cfm | AgÃªncia Nacional de Energia ElÃ©trica (Brazil) |  | 2017 | [12 empty] | 29.16 | HYDRO-V1 | HYDRO-V1 | HYDRO-V1 | HYDRO-V1 | HYDRO-V1
BRA | Brazil | EirunepÃ© |  | BRA0027087 | 6.33 | -6.6566 | -69.8666 | Oil |  |  |  | 1987 |  | AgÃªncia Nacional de Energia ElÃ©trica (Brazil) | http://www2.aneel.gov.br/aplicacoes/capacidadebrasil/capacidadebrasil.cfm | AgÃªncia Nacional de Energia ElÃ©trica (Brazil) |  | 2017 | [12 empty] | 12.5 | HYDRO-V1 | HYDRO-V1 | HYDRO-V1 | HYDRO-V1 | HYDRO-V1
BRA | Brazil | Marfrig TucumÃ£ |  | BRA0032646 | 2.48 | -6.8424 | -51.4236 | Oil |  |  |  | 2015 |  | AgÃªncia Nacional de Energia ElÃ©trica (Brazil) | http://www2.aneel.gov.br/aplicacoes/capacidadebrasil/capacidadebrasil.cfm | AgÃªncia Nacional de Energia ElÃ©trica (Brazil) |  | 2017 | [12 empty] | 4.9 | HYDRO-V1 | HYDRO-V1 | HYDRO-V1 | HYDRO-V1 | HYDRO-V1
BRA | Brazil | Ipixuna |  | BRA0001139 | 2.68 | -7.0507 | -71.6819 | Oil |  |  |  | 2011 |  | AgÃªncia Nacional de Energia ElÃ©trica (Brazil) | http://www2.aneel.gov.br/aplicacoes/capacidadebrasil/capacidadebrasil.cfm | AgÃªncia Nacional de Energia ElÃ©trica (Brazil) |  | 2017 | [12 empty] | 5.29 | HYDRO-V1 | HYDRO-V1 | HYDRO-V1 | HYDRO-V1 | HYDRO-V1
BRA | Brazil | AMBEV - JoÃ£o Pessoa |  | BRA0030050 | 1.35 | -7.1110 | -34.8536 | Oil | [5 empty] | AgÃªncia Nacional de Energia ElÃ©trica (Brazil) | http://www2.aneel.gov.br/aplicacoes/capacidadebrasil/capacidadebrasil.cfm | AgÃªncia Nacional de Energia ElÃ©trica (Brazil) |  | 2017 | [12 empty] | 2.66 | HYDRO-V1 | HYDRO-V1 | HYDRO-V1 | HYDRO-V1 | HYDRO-V1
BRA | Brazil | Termonordeste |  | BRA0029641 | 170.852 | -7.1614 | -34.8603 | Oil |  |  |  | 2010 |  | AgÃªncia Nacional de Energia ElÃ©trica (Brazil) | http://www2.aneel.gov.br/aplicacoes/capacidadebrasil/capacidadebrasil.cfm | AgÃªncia Nacional de Energia ElÃ©trica (Brazil) |  | 2017 | [12 empty] | 337.59 | HYDRO-V1 | HYDRO-V1 | HYDRO-V1 | HYDRO-V1 | HYDRO-V1
BRA | Brazil | ApuÃ­ |  | BRA0000124 | 5 | -7.1985 | -59.8775 | Oil |  |  |  | 1998 |  | AgÃªncia Nacional de Energia ElÃ©trica (Brazil) | http://www2.aneel.gov.br/aplicacoes/capacidadebrasil/capacidadebrasil.cfm | AgÃªncia Nacional de Energia ElÃ©trica (Brazil) |  | 2017 | [12 empty] | 9.87 | HYDRO-V1 | HYDRO-V1 | HYDRO-V1 | HYDRO-V1 | HYDRO-V1
BRA | Brazil | Juazeiro do Norte |  | BRA0028534 | 14.76 | -7.2094 | -39.3061 | Oil |  |  |  | 2002 |  | AgÃªncia Nacional de Energia ElÃ©trica (Brazil) | http://www2.aneel.gov.br/aplicacoes/capacidadebrasil/capacidadebrasil.cfm | AgÃªncia Nacional de Energia ElÃ©trica (Brazil) |  | 2017 | [12 empty] | 29.16 | HYDRO-V1 | HYDRO-V1 | HYDRO-V1 | HYDRO-V1 | HYDRO-V1
BRA | Brazil | Campina Grande |  | BRA0000612 | 169.08 | -7.2307 | -35.8900 | Oil |  |  |  | 2011 |  | AgÃªncia Nacional de Energia ElÃ©trica (Brazil) | http://www2.aneel.gov.br/aplicacoes/capacidadebrasil/capacidadebrasil.cfm | AgÃªncia Nacional de Energia ElÃ©trica (Brazil) | 1072872 | 2017 | [12 empty] | 334.09 | HYDRO-V1 | HYDRO-V1 | HYDRO-V1 | HYDRO-V1 | HYDRO-V1
BRA | Brazil | Crato |  | BRA0028530 | 13.12 | -7.2324 | -39.4780 | Oil |  |  |  | 2002 |  | AgÃªncia Nacional de Energia ElÃ©trica (Brazil) | http://www2.aneel.gov.br/aplicacoes/capacidadebrasil/capacidadebrasil.cfm | AgÃªncia Nacional de Energia ElÃ©trica (Brazil) |  | 2017 | [12 empty] | 25.92 | HYDRO-V1 | HYDRO-V1 | HYDRO-V1 | HYDRO-V1 | HYDRO-V1
BRA | Brazil | LÃ¡brea |  | BRA0001291 | 6.3 | -7.2618 | -64.7841 | Oil |  |  |  | 1993 |  | AgÃªncia Nacional de Energia ElÃ©trica (Brazil) | http://www2.aneel.gov.br/aplicacoes/capacidadebrasil/capacidadebrasil.cfm | AgÃªncia Nacional de Energia ElÃ©trica (Brazil) |  | 2017 | [12 empty] | 12.44 | HYDRO-V1 | HYDRO-V1 | HYDRO-V1 | HYDRO-V1 | HYDRO-V1
BRA | Brazil | Envira |  | BRA0000891 | 3.38 | -7.4368 | -70.0203 | Oil |  |  |  | 2011 |  | AgÃªncia Nacional de Energia ElÃ©trica (Brazil) | http://www2.aneel.gov.br/aplicacoes/capacidadebrasil/capacidadebrasil.cfm | AgÃªncia Nacional de Energia ElÃ©trica (Brazil) |  | 2017 | [12 empty] | 6.67 | NO-ESTIMATION | NO-ESTIMATION | NO-ESTIMATION | NO-ESTIMATION | CAPACITY-FACTOR-V1
BRA | Brazil | Companhia Brasileira de Vidros Planos |  | BRA0033456 | 4.536 | -7.5084 | -34.9747 | Oil |  |  |  | 2014 |  | AgÃªncia Nacional de Energia ElÃ©trica (Brazil) | http://www2.aneel.gov.br/aplicacoes/capacidadebrasil/capacidadebrasil.cfm | AgÃªncia Nacional de Energia ElÃ©trica (Brazil) |  | 2017 | [12 empty] | 8.96 | HYDRO-V1 | HYDRO-V1 | HYDRO-V1 | HYDRO-V1 | HYDRO-V1
BRA | Brazil | Cruzeiro do Sul |  | BRA0027009 | 24.2104 | -7.6116 | -72.6650 | Oil |  |  |  | 2000 |  | AgÃªncia Nacional de Energia ElÃ©trica (Brazil) | http://www2.aneel.gov.br/aplicacoes/capacidadebrasil/capacidadebrasil.cfm | AgÃªncia Nacional de Energia ElÃ©trica (Brazil) |  | 2017 | [12 empty] | 47.83 | HYDRO-V1 | HYDRO-V1 | HYDRO-V1 | HYDRO-V1 | HYDRO-V1
BRA | Brazil | Cruzeiro do Sul Â– CEA |  | BRA0034372 | 33.12 | -7.6308 | -72.6700 | Oil |  |  |  | 2016 |  | AgÃªncia Nacional de Energia ElÃ©trica (Brazil) | http://www2.aneel.gov.br/aplicacoes/capacidadebrasil/capacidadebrasil.cfm | AgÃªncia Nacional de Energia ElÃ©trica (Brazil) |  | 2017 | [12 empty] | 65.44 | HYDRO-V1 | HYDRO-V1 | HYDRO-V1 | HYDRO-V1 | HYDRO-V1
BRA | Brazil | Cervejatia PetrÃ³polis - Itapissuma |  | BRA0033204 | 3.1056 | -7.7943 | -34.9166 | Oil |  |  |  | 2013 |  | AgÃªncia Nacional de Energia ElÃ©trica (Brazil) | http://www2.aneel.gov.br/aplicacoes/capacidadebrasil/capacidadebrasil.cfm | AgÃªncia Nacional de Energia ElÃ©trica (Brazil) |  | 2017 | [12 empty] | 6.13 | HYDRO-V1 | HYDRO-V1 | HYDRO-V1 | HYDRO-V1 | HYDRO-V1
BRA | Brazil | MUSASHI DO BRASIL |  | BRA0033285 | 3.2 | -7.8562 | -34.9002 | Oil |  |  |  | 2001 |  | AgÃªncia Nacional de Energia ElÃ©trica (Brazil) | http://www2.aneel.gov.br/aplicacoes/capacidadebrasil/capacidadebrasil.cfm | AgÃªncia Nacional de Energia ElÃ©trica (Brazil) |  | 2017 | [12 empty] | 6.32 | HYDRO-V1 | HYDRO-V1 | HYDRO-V1 | HYDRO-V1 | HYDRO-V1
BRA | Brazil | Pau Ferro I |  | BRA0029561 | 94.08 | -7.8568 | -35.0094 | Oil |  |  |  | 2009 |  | AgÃªncia Nacional de Energia ElÃ©trica (Brazil) | http://www2.aneel.gov.br/aplicacoes/capacidadebrasil/capacidadebrasil.cfm | AgÃªncia Nacional de Energia ElÃ©trica (Brazil) |  | 2017 | [12 empty] | 185.89 | HYDRO-V1 | HYDRO-V1 | HYDRO-V1 | HYDRO-V1 | HYDRO-V1
BRA | Brazil | Termomanaus |  | BRA0029562 | 143.04 | -7.8568 | -35.0094 | Oil |  |  |  | 2009 |  | AgÃªncia Nacional de Energia ElÃ©trica (Brazil) | http://www2.aneel.gov.br/aplicacoes/capacidadebrasil/capacidadebrasil.cfm | AgÃªncia Nacional de Energia ElÃ©trica (Brazil) |  | 2017 | [12 empty] | 282.63 | HYDRO-V1 | HYDRO-V1 | HYDRO-V1 | HYDRO-V1 | HYDRO-V1
BRA | Brazil | Pernambuco III |  | BRA0030120 | 200.79 | -7.8585 | -35.0080 | Oil |  |  |  | 2013 |  | AgÃªncia Nacional de Energia ElÃ©trica (Brazil) | http://www2.aneel.gov.br/aplicacoes/capacidadebrasil/capacidadebrasil.cfm | AgÃªncia Nacional de Energia ElÃ©trica (Brazil) | 1078138 | 2017 | [12 empty] | 396.75 | HYDRO-V1 | HYDRO-V1 | HYDRO-V1 | HYDRO-V1 | HYDRO-V1
BRA | Brazil | Fibrasa |  | BRA0029918 | 1.44 | -7.9077 | -34.8933 | Oil | [5 empty] | AgÃªncia Nacional de Energia ElÃ©trica (Brazil) | http://www2.aneel.gov.br/aplicacoes/capacidadebrasil/capacidadebrasil.cfm | AgÃªncia Nacional de Energia ElÃ©trica (Brazil) |  | 2017 | [12 empty] | 2.84 | HYDRO-V1 | HYDRO-V1 | HYDRO-V1 | HYDRO-V1 | HYDRO-V1
BRA | Brazil | Fibrasa Nordeste |  | BRA0030774 | 1.92 | -7.9077 | -34.8933 | Oil |  |  |  | 2007 |  | AgÃªncia Nacional de Energia ElÃ©trica (Brazil) | http://www2.aneel.gov.br/aplicacoes/capacidadebrasil/capacidadebrasil.cfm | AgÃªncia Nacional de Energia ElÃ©trica (Brazil) |  | 2017 | [12 empty] | 3.79 | HYDRO-V1 | HYDRO-V1 | HYDRO-V1 | HYDRO-V1 | HYDRO-V1
BRA | Brazil | RCE-AM |  | BRA0033088 | 1.32 | -8.0139 | -34.8889 | Oil |  |  |  | 1991 |  | AgÃªncia Nacional de Energia ElÃ©trica (Brazil) | http://www2.aneel.gov.br/aplicacoes/capacidadebrasil/capacidadebrasil.cfm | AgÃªncia Nacional de Energia ElÃ©trica (Brazil) |  | 2017 | [12 empty] | 2.6 | HYDRO-V1 | HYDRO-V1 | HYDRO-V1 | HYDRO-V1 | HYDRO-V1
BRA | Brazil | Shopping Boa Vista |  | BRA0030228 | 1.75 | -8.0560 | -34.8780 | Oil | [5 empty] | AgÃªncia Nacional de Energia ElÃ©trica (Brazil) | http://www2.aneel.gov.br/aplicacoes/capacidadebrasil/capacidadebrasil.cfm | AgÃªncia Nacional de Energia ElÃ©trica (Brazil) |  | 2017 | [12 empty] | 3.45 | HYDRO-V1 | HYDRO-V1 | HYDRO-V1 | HYDRO-V1 | HYDRO-V1
BRA | Brazil | Ceasa-PE |  | BRA0030463 | 1.6 | -8.0668 | -34.9225 | Oil |  |  |  | 2008 |  | AgÃªncia Nacional de Energia ElÃ©trica (Brazil) | http://www2.aneel.gov.br/aplicacoes/capacidadebrasil/capacidadebrasil.cfm | AgÃªncia Nacional de Energia ElÃ©trica (Brazil) |  | 2017 | [12 empty] | 3.16 | HYDRO-V1 | HYDRO-V1 | HYDRO-V1 | HYDRO-V1 | HYDRO-V1
BRA | Brazil | RELEVOS |  | BRA0033219 | 1.48 | -8.1080 | -34.9230 | Oil |  |  |  | 2010 |  | AgÃªncia Nacional de Energia ElÃ©trica (Brazil) | http://www2.aneel.gov.br/aplicacoes/capacidadebrasil/capacidadebrasil.cfm | AgÃªncia Nacional de Energia ElÃ©trica (Brazil) |  | 2017 | [12 empty] | 2.92 | HYDRO-V1 | HYDRO-V1 | HYDRO-V1 | HYDRO-V1 | HYDRO-V1
BRA | Brazil | RCE-BV |  | BRA0033135 | 1.2 | -8.1136 | -34.8972 | Oil |  |  |  | 2011 |  | AgÃªncia Nacional de Energia ElÃ©trica (Brazil) | http://www2.aneel.gov.br/aplicacoes/capacidadebrasil/capacidadebrasil.cfm | AgÃªncia Nacional de Energia ElÃ©trica (Brazil) |  | 2017 | [12 empty] | 2.37 | HYDRO-V1 | HYDRO-V1 | HYDRO-V1 | HYDRO-V1 | HYDRO-V1
BRA | Brazil | Shopping Center Recife Diesel |  | BRA0033903 | 1 | -8.1152 | -34.8957 | Oil |  |  |  | 2014 |  | AgÃªncia Nacional de Energia ElÃ©trica (Brazil) | http://www2.aneel.gov.br/aplicacoes/capacidadebrasil/capacidadebrasil.cfm | AgÃªncia Nacional de Energia ElÃ©trica (Brazil) |  | 2017 | [12 empty] | 1.97 | HYDRO-V1 | HYDRO-V1 | HYDRO-V1 | HYDRO-V1 | HYDRO-V1
BRA | Brazil | Aeroporto Internacional do Recife |  | BRA0029868 | 2.368 | -8.1297 | -34.9085 | Oil | [5 empty] | AgÃªncia Nacional de Energia ElÃ©trica (Brazil) | http://www2.aneel.gov.br/aplicacoes/capacidadebrasil/capacidadebrasil.cfm | AgÃªncia Nacional de Energia ElÃ©trica (Brazil) |  | 2017 | [12 empty] | 4.67 | HYDRO-V1 | HYDRO-V1 | HYDRO-V1 | HYDRO-V1 | HYDRO-V1
BRA | Brazil | TarauacÃ¡ Â– CEA |  | BRA0034373 | 7.65 | -8.1608 | -70.7658 | Oil |  |  |  | 2016 |  | AgÃªncia Nacional de Energia ElÃ©trica (Brazil) | http://www2.aneel.gov.br/aplicacoes/capacidadebrasil/capacidadebrasil.cfm | AgÃªncia Nacional de Energia ElÃ©trica (Brazil) |  | 2017 | [12 empty] | 15.11 | HYDRO-V1 | HYDRO-V1 | HYDRO-V1 | HYDRO-V1 | HYDRO-V1
BRA | Brazil | Sistema de GeraÃ§Ã£o do MunicÃ­pio de FeijÃ³ |  | BRA0030985 | 4.2628 | -8.1635 | -70.3494 | Oil | [5 empty] | AgÃªncia Nacional de Energia ElÃ©trica (Brazil) | http://www2.aneel.gov.br/aplicacoes/capacidadebrasil/capacidadebrasil.cfm | AgÃªncia Nacional de Energia ElÃ©trica (Brazil) |  | 2017 | [12 empty] | 8.42 | HYDRO-V1 | HYDRO-V1 | HYDRO-V1 | HYDRO-V1 | HYDRO-V1
BRA | Brazil | Shopping Guararapes |  | BRA0030164 | 2.5 | -8.1638 | -34.9108 | Oil |  |  |  | 2005 |  | AgÃªncia Nacional de Energia ElÃ©trica (Brazil) | http://www2.aneel.gov.br/aplicacoes/capacidadebrasil/capacidadebrasil.cfm | AgÃªncia Nacional de Energia ElÃ©trica (Brazil) |  | 2017 | [12 empty] | 4.93 | HYDRO-V1 | HYDRO-V1 | HYDRO-V1 | HYDRO-V1 | HYDRO-V1
BRA | Brazil | FeijÃ³ Â– CEA |  | BRA0034374 | 5.875 | -8.1639 | -70.3539 | Oil |  |  |  | 2016 |  | AgÃªncia Nacional de Energia ElÃ©trica (Brazil) | http://www2.aneel.gov.br/aplicacoes/capacidadebrasil/capacidadebrasil.cfm | AgÃªncia Nacional de Energia ElÃ©trica (Brazil) |  | 2017 | [12 empty] | 11.6 | HYDRO-V1 | HYDRO-V1 | HYDRO-V1 | HYDRO-V1 | HYDRO-V1
BRA | Brazil | FeijÃ³ |  | BRA0000948 | 4.8864 | -8.1713 | -70.3496 | Oil |  |  |  | 2012 |  | AgÃªncia Nacional de Energia ElÃ©trica (Brazil) | http://www2.aneel.gov.br/aplicacoes/capacidadebrasil/capacidadebrasil.cfm | AgÃªncia Nacional de Energia ElÃ©trica (Brazil) |  | 2017 | [12 empty] | 9.65 | HYDRO-V1 | HYDRO-V1 | HYDRO-V1 | HYDRO-V1 | HYDRO-V1
BRA | Brazil | Porto Walter Â– BBF Acre |  | BRA0034413 | 3.692 | -8.2633 | -72.7414 | Oil |  |  |  | 2016 |  | AgÃªncia Nacional de Energia ElÃ©trica (Brazil) | http://www2.aneel.gov.br/aplicacoes/capacidadebrasil/capacidadebrasil.cfm | AgÃªncia Nacional de Energia ElÃ©trica (Brazil) |  | 2017 | [12 empty] | 7.29 | HYDRO-V1 | HYDRO-V1 | HYDRO-V1 | HYDRO-V1 | HYDRO-V1
BRA | Brazil | Cabo de Santo Agostinho |  | BRA0029215 | 2 | -8.2830 | -35.0255 | Oil |  |  |  | 2001 |  | AgÃªncia Nacional de Energia ElÃ©trica (Brazil) | http://www2.aneel.gov.br/aplicacoes/capacidadebrasil/capacidadebrasil.cfm | AgÃªncia Nacional de Energia ElÃ©trica (Brazil) |  | 2017 | [12 empty] | 3.95 | NO-ESTIMATION | NO-ESTIMATION | NO-ESTIMATION | NO-ESTIMATION | CAPACITY-FACTOR-V1
BRA | Brazil | Suape II |  | BRA0029719 | 381.259 | -8.2830 | -35.0255 | Oil |  |  |  | 2013 |  | AgÃªncia Nacional de Energia ElÃ©trica (Brazil) | http://www2.aneel.gov.br/aplicacoes/capacidadebrasil/capacidadebrasil.cfm | AgÃªncia Nacional de Energia ElÃ©trica (Brazil) | 1082133 | 2017 | [12 empty] | 753.34 | HYDRO-V1 | HYDRO-V1 | HYDRO-V1 | HYDRO-V1 | HYDRO-V1
BRA | Brazil | Norsa Refrigerantes - Suape |  | BRA0033925 | 2.16 | -8.3343 | -35.0128 | Oil |  |  |  | 2012 |  | AgÃªncia Nacional de Energia ElÃ©trica (Brazil) | http://www2.aneel.gov.br/aplicacoes/capacidadebrasil/capacidadebrasil.cfm | AgÃªncia Nacional de Energia ElÃ©trica (Brazil) |  | 2017 | [12 empty] | 4.26 | HYDRO-V1 | HYDRO-V1 | HYDRO-V1 | HYDRO-V1 | HYDRO-V1
BRA | Brazil | U-50 |  | BRA0030438 | 50 | -8.3636 | -34.9975 | Oil |  |  |  | 2015 |  | AgÃªncia Nacional de Energia ElÃ©trica (Brazil) | http://www2.aneel.gov.br/aplicacoes/capacidadebrasil/capacidadebrasil.cfm | AgÃªncia Nacional de Energia ElÃ©trica (Brazil) |  | 2017 | [12 empty] | 98.79 | HYDRO-V1 | HYDRO-V1 | HYDRO-V1 | HYDRO-V1 | HYDRO-V1
BRA | Brazil | Petroquimicasuape |  | BRA0030393 | 12.72 | -8.3880 | -35.0055 | Oil |  |  |  | 2015 |  | AgÃªncia Nacional de Energia ElÃ©trica (Brazil) | http://www2.aneel.gov.br/aplicacoes/capacidadebrasil/capacidadebrasil.cfm | AgÃªncia Nacional de Energia ElÃ©trica (Brazil) |  | 2017 | [12 empty] | 25.13 | HYDRO-V1 | HYDRO-V1 | HYDRO-V1 | HYDRO-V1 | HYDRO-V1
BRA | Brazil | Tecon Suape |  | BRA0032975 | 2 | -8.4335 | -35.0785 | Oil |  |  |  | 2008 |  | AgÃªncia Nacional de Energia ElÃ©trica (Brazil) | http://www2.aneel.gov.br/aplicacoes/capacidadebrasil/capacidadebrasil.cfm | AgÃªncia Nacional de Energia ElÃ©trica (Brazil) |  | 2017 | [12 empty] | 3.95 | HYDRO-V1 | HYDRO-V1 | HYDRO-V1 | HYDRO-V1 | HYDRO-V1
BRA | Brazil | Rio Madeira |  | BRA0002406 | 43.448 | -8.7205 | -63.9053 | Oil |  |  |  | 1988 |  | AgÃªncia Nacional de Energia ElÃ©trica (Brazil) | http://www2.aneel.gov.br/aplicacoes/capacidadebrasil/capacidadebrasil.cfm | AgÃªncia Nacional de Energia ElÃ©trica (Brazil) | 1011770 | 2017 | [12 empty] | 85.85 | HYDRO-V1 | HYDRO-V1 | HYDRO-V1 | HYDRO-V1 | HYDRO-V1
BRA | Brazil | Shopping Porto Velho |  | BRA0030344 | 4.015 | -8.7580 | -63.8945 | Oil |  |  |  | 2013 |  | AgÃªncia Nacional de Energia ElÃ©trica (Brazil) | http://www2.aneel.gov.br/aplicacoes/capacidadebrasil/capacidadebrasil.cfm | AgÃªncia Nacional de Energia ElÃ©trica (Brazil) |  | 2017 | [12 empty] | 7.93 | HYDRO-V1 | HYDRO-V1 | HYDRO-V1 | HYDRO-V1 | HYDRO-V1
BRA | Brazil | Boca do Acre |  | BRA0000274 | 11.3 | -8.7641 | -67.3094 | Oil |  |  |  | 1998 |  | AgÃªncia Nacional de Energia ElÃ©trica (Brazil) | http://www2.aneel.gov.br/aplicacoes/capacidadebrasil/capacidadebrasil.cfm | AgÃªncia Nacional de Energia ElÃ©trica (Brazil) |  | 2017 | [12 empty] | 22.32 | HYDRO-V1 | HYDRO-V1 | HYDRO-V1 | HYDRO-V1 | HYDRO-V1
BRA | Brazil | Santa Maria das Barreiras |  | BRA0026722 | 1.112 | -8.8405 | -49.7219 | Oil | [5 empty] | AgÃªncia Nacional de Energia ElÃ©trica (Brazil) | http://www2.aneel.gov.br/aplicacoes/capacidadebrasil/capacidadebrasil.cfm | AgÃªncia Nacional de Energia ElÃ©trica (Brazil) |  | 2017 | [12 empty] | 2.19 | HYDRO-V1 | HYDRO-V1 | HYDRO-V1 | HYDRO-V1 | HYDRO-V1
BRA | Brazil | Manoel Urbano - TECG |  | BRA0034376 | 2.2 | -8.8733 | -69.2803 | Oil |  |  |  | 2016 |  | AgÃªncia Nacional de Energia ElÃ©trica (Brazil) | http://www2.aneel.gov.br/aplicacoes/capacidadebrasil/capacidadebrasil.cfm | AgÃªncia Nacional de Energia ElÃ©trica (Brazil) |  | 2017 | [12 empty] | 4.34 | HYDRO-V1 | HYDRO-V1 | HYDRO-V1 | HYDRO-V1 | HYDRO-V1
BRA | Brazil | Marechal Thaumaturgo Â– BBF Acre |  | BRA0034412 | 3.7552 | -8.9439 | -72.7864 | Oil |  |  |  | 2016 |  | AgÃªncia Nacional de Energia ElÃ©trica (Brazil) | http://www2.aneel.gov.br/aplicacoes/capacidadebrasil/capacidadebrasil.cfm | AgÃªncia Nacional de Energia ElÃ©trica (Brazil) |  | 2017 | [12 empty] | 7.42 | HYDRO-V1 | HYDRO-V1 | HYDRO-V1 | HYDRO-V1 | HYDRO-V1
BRA | Brazil | Jaci-ParanÃ¡ |  | BRA0001215 | 3.7 | -9.2560 | -64.3677 | Oil |  |  |  | 2003 |  | AgÃªncia Nacional de Energia ElÃ©trica (Brazil) | http://www2.aneel.gov.br/aplicacoes/capacidadebrasil/capacidadebrasil.cfm | AgÃªncia Nacional de Energia ElÃ©trica (Brazil) |  | 2017 | [12 empty] | 7.31 | HYDRO-V1 | HYDRO-V1 | HYDRO-V1 | HYDRO-V1 | HYDRO-V1
BRA | Brazil | Guariba |  | BRA0029365 | 1.448 | -9.2585 | -60.3055 | Oil |  |  |  | 2005 |  | AgÃªncia Nacional de Energia ElÃ©trica (Brazil) | http://www2.aneel.gov.br/aplicacoes/capacidadebrasil/capacidadebrasil.cfm | AgÃªncia Nacional de Energia ElÃ©trica (Brazil) |  | 2017 | [12 empty] | 2.86 | HYDRO-V1 | HYDRO-V1 | HYDRO-V1 | HYDRO-V1 | HYDRO-V1
BRA | Brazil | CNH Distrito de Triunfo |  | BRA0032283 | 8.6 | -9.2851 | -63.1306 | Oil |  |  |  | 2016 |  | AgÃªncia Nacional de Energia ElÃ©trica (Brazil) | http://www2.aneel.gov.br/aplicacoes/capacidadebrasil/capacidadebrasil.cfm | AgÃªncia Nacional de Energia ElÃ©trica (Brazil) |  | 2017 | [12 empty] | 16.99 | HYDRO-V1 | HYDRO-V1 | HYDRO-V1 | HYDRO-V1 | HYDRO-V1
BRA | Brazil | Rovema-Triunfo |  | BRA0029557 | 4.34 | -9.2930 | -63.4586 | Oil |  |  |  | 2007 |  | AgÃªncia Nacional de Energia ElÃ©trica (Brazil) | http://www2.aneel.gov.br/aplicacoes/capacidadebrasil/capacidadebrasil.cfm | AgÃªncia Nacional de Energia ElÃ©trica (Brazil) |  | 2017 | [12 empty] | 8.57 | HYDRO-V1 | HYDRO-V1 | HYDRO-V1 | HYDRO-V1 | HYDRO-V1
BRA | Brazil | CNH Cujubim |  | BRA0032290 | 12 | -9.3633 | -62.5856 | Oil |  |  |  | 2016 |  | AgÃªncia Nacional de Energia ElÃ©trica (Brazil) | http://www2.aneel.gov.br/aplicacoes/capacidadebrasil/capacidadebrasil.cfm | AgÃªncia Nacional de Energia ElÃ©trica (Brazil) |  | 2017 | [12 empty] | 23.71 | HYDRO-V1 | HYDRO-V1 | HYDRO-V1 | HYDRO-V1 | HYDRO-V1
BRA | Brazil | Petrolina |  | BRA0028584 | 136.2 | -9.3707 | -40.5597 | Oil |  |  |  | 2002 |  | AgÃªncia Nacional de Energia ElÃ©trica (Brazil) | http://www2.aneel.gov.br/aplicacoes/capacidadebrasil/capacidadebrasil.cfm | AgÃªncia Nacional de Energia ElÃ©trica (Brazil) |  | 2017 | [12 empty] | 269.12 | HYDRO-V1 | HYDRO-V1 | HYDRO-V1 | HYDRO-V1 | HYDRO-V1
BRA | Brazil | CNH Machadinho |  | BRA0032291 | 15 | -9.4164 | -61.9947 | Oil |  |  |  | 2016 |  | AgÃªncia Nacional de Energia ElÃ©trica (Brazil) | http://www2.aneel.gov.br/aplicacoes/capacidadebrasil/capacidadebrasil.cfm | AgÃªncia Nacional de Energia ElÃ©trica (Brazil) |  | 2017 | [12 empty] | 29.63 | HYDRO-V1 | HYDRO-V1 | HYDRO-V1 | HYDRO-V1 | HYDRO-V1
BRA | Brazil | Cencosud - M. Rodrigues - 607 |  | BRA0032952 | 1.2 | -9.4253 | -40.5055 | Oil |  |  |  | 2011 |  | AgÃªncia Nacional de Energia ElÃ©trica (Brazil) | http://www2.aneel.gov.br/aplicacoes/capacidadebrasil/capacidadebrasil.cfm | AgÃªncia Nacional de Energia ElÃ©trica (Brazil) |  | 2017 | [12 empty] | 2.37 | HYDRO-V1 | HYDRO-V1 | HYDRO-V1 | HYDRO-V1 | HYDRO-V1
BRA | Brazil | JordÃ£o Â– BBF Acre |  | BRA0034414 | 2.0442 | -9.4342 | -71.8839 | Oil |  |  |  | 2016 |  | AgÃªncia Nacional de Energia ElÃ©trica (Brazil) | http://www2.aneel.gov.br/aplicacoes/capacidadebrasil/capacidadebrasil.cfm | AgÃªncia Nacional de Energia ElÃ©trica (Brazil) |  | 2017 | [12 empty] | 4.03 | HYDRO-V1 | HYDRO-V1 | HYDRO-V1 | HYDRO-V1 | HYDRO-V1
BRA | Brazil | Santa Rosa do Purus Â– BBF Acre |  | BRA0034415 | 2.0552 | -9.4408 | -70.4850 | Oil |  |  |  | 2016 |  | AgÃªncia Nacional de Energia ElÃ©trica (Brazil) | http://www2.aneel.gov.br/aplicacoes/capacidadebrasil/capacidadebrasil.cfm | AgÃªncia Nacional de Energia ElÃ©trica (Brazil) |  | 2017 | [12 empty] | 4.06 | HYDRO-V1 | HYDRO-V1 | HYDRO-V1 | HYDRO-V1 | HYDRO-V1
BRA | Brazil | ApiacÃ¡s |  | BRA0000114 | 3.148 | -9.5527 | -57.3722 | Oil |  |  |  | 2006 |  | AgÃªncia Nacional de Energia ElÃ©trica (Brazil) | http://www2.aneel.gov.br/aplicacoes/capacidadebrasil/capacidadebrasil.cfm | AgÃªncia Nacional de Energia ElÃ©trica (Brazil) |  | 2017 | [12 empty] | 6.22 | HYDRO-V1 | HYDRO-V1 | HYDRO-V1 | HYDRO-V1 | HYDRO-V1
BRA | Brazil | CONDOMINIO EDIFICIO SHOPPING PATIO MACEIO |  | BRA0033722 | 2.6 | -9.5546 | -35.7366 | Oil |  |  |  | 2009 |  | AgÃªncia Nacional de Energia ElÃ©trica (Brazil) | http://www2.aneel.gov.br/aplicacoes/capacidadebrasil/capacidadebrasil.cfm | AgÃªncia Nacional de Energia ElÃ©trica (Brazil) |  | 2017 | [12 empty] | 5.13 | HYDRO-V1 | HYDRO-V1 | HYDRO-V1 | HYDRO-V1 | HYDRO-V1
BRA | Brazil | Mutum ParanÃ¡ |  | BRA0001523 | 1.08 | -9.6158 | -64.9292 | Oil |  |  |  | 1999 |  | AgÃªncia Nacional de Energia ElÃ©trica (Brazil) | http://www2.aneel.gov.br/aplicacoes/capacidadebrasil/capacidadebrasil.cfm | AgÃªncia Nacional de Energia ElÃ©trica (Brazil) |  | 2017 | [12 empty] | 2.13 | HYDRO-V1 | HYDRO-V1 | HYDRO-V1 | HYDRO-V1 | HYDRO-V1
BRA | Brazil | Rovema Bandeirantes |  | BRA0029731 | 1.632 | -9.6260 | -64.5244 | Oil |  |  |  | 2008 |  | AgÃªncia Nacional de Energia ElÃ©trica (Brazil) | http://www2.aneel.gov.br/aplicacoes/capacidadebrasil/capacidadebrasil.cfm | AgÃªncia Nacional de Energia ElÃ©trica (Brazil) |  | 2017 | [12 empty] | 3.22 | HYDRO-V1 | HYDRO-V1 | HYDRO-V1 | HYDRO-V1 | HYDRO-V1
BRA | Brazil | Cencosud - GBarbosa - 81 |  | BRA0032622 | 1.08 | -9.6312 | -35.6999 | Oil |  |  |  | 2012 |  | AgÃªncia Nacional de Energia ElÃ©trica (Brazil) | http://www2.aneel.gov.br/aplicacoes/capacidadebrasil/capacidadebrasil.cfm | AgÃªncia Nacional de Energia ElÃ©trica (Brazil) |  | 2017 | [12 empty] | 2.13 | HYDRO-V1 | HYDRO-V1 | HYDRO-V1 | HYDRO-V1 | HYDRO-V1
BRA | Brazil | CNH Vista Alegre |  | BRA0032297 | 9.2 | -9.6469 | -65.7250 | Oil |  |  |  | 2016 |  | AgÃªncia Nacional de Energia ElÃ©trica (Brazil) | http://www2.aneel.gov.br/aplicacoes/capacidadebrasil/capacidadebrasil.cfm | AgÃªncia Nacional de Energia ElÃ©trica (Brazil) |  | 2017 | [12 empty] | 18.17 | HYDRO-V1 | HYDRO-V1 | HYDRO-V1 | HYDRO-V1 | HYDRO-V1
BRA | Brazil | Cencosud - GBarbosa - 84 |  | BRA0032624 | 1.08 | -9.6489 | -35.7058 | Oil |  |  |  | 2012 |  | AgÃªncia Nacional de Energia ElÃ©trica (Brazil) | http://www2.aneel.gov.br/aplicacoes/capacidadebrasil/capacidadebrasil.cfm | AgÃªncia Nacional de Energia ElÃ©trica (Brazil) |  | 2017 | [12 empty] | 2.13 | HYDRO-V1 | HYDRO-V1 | HYDRO-V1 | HYDRO-V1 | HYDRO-V1
BRA | Brazil | BompreÃ§o MaceiÃ³ |  | BRA0031495 | 1 | -9.6618 | -35.7258 | Oil |  |  |  | 2013 |  | AgÃªncia Nacional de Energia ElÃ©trica (Brazil) | http://www2.aneel.gov.br/aplicacoes/capacidadebrasil/capacidadebrasil.cfm | AgÃªncia Nacional de Energia ElÃ©trica (Brazil) |  | 2017 | [12 empty] | 1.97 | HYDRO-V1 | HYDRO-V1 | HYDRO-V1 | HYDRO-V1 | HYDRO-V1
BRA | Brazil | AbunÃ£ |  | BRA0000017 | 3.18 | -9.6868 | -65.3633 | Oil |  |  |  | 2008 |  | AgÃªncia Nacional de Energia ElÃ©trica (Brazil) | http://www2.aneel.gov.br/aplicacoes/capacidadebrasil/capacidadebrasil.cfm | AgÃªncia Nacional de Energia ElÃ©trica (Brazil) |  | 2017 | [12 empty] | 6.28 | HYDRO-V1 | HYDRO-V1 | HYDRO-V1 | HYDRO-V1 | HYDRO-V1
BRA | Brazil | CNH UniÃ£o Bandeirantes |  | BRA0032284 | 6.72 | -9.7008 | -64.5192 | Oil |  |  |  | 2016 |  | AgÃªncia Nacional de Energia ElÃ©trica (Brazil) | http://www2.aneel.gov.br/aplicacoes/capacidadebrasil/capacidadebrasil.cfm | AgÃªncia Nacional de Energia ElÃ©trica (Brazil) |  | 2017 | [12 empty] | 13.27 | HYDRO-V1 | HYDRO-V1 | HYDRO-V1 | HYDRO-V1 | HYDRO-V1
BRA | Brazil | CNH Nova CalifÃ³rnia |  | BRA0032292 | 4.84 | -9.7378 | -66.6061 | Oil |  |  |  | 2016 |  | AgÃªncia Nacional de Energia ElÃ©trica (Brazil) | http://www2.aneel.gov.br/aplicacoes/capacidadebrasil/capacidadebrasil.cfm | AgÃªncia Nacional de Energia ElÃ©trica (Brazil) |  | 2017 | [12 empty] | 9.56 | HYDRO-V1 | HYDRO-V1 | HYDRO-V1 | HYDRO-V1 | HYDRO-V1
BRA | Brazil | CNH Vila Extrema |  | BRA0032296 | 4.84 | -9.7719 | -66.3425 | Oil |  |  |  | 2016 |  | AgÃªncia Nacional de Energia ElÃ©trica (Brazil) | http://www2.aneel.gov.br/aplicacoes/capacidadebrasil/capacidadebrasil.cfm | AgÃªncia Nacional de Energia ElÃ©trica (Brazil) |  | 2017 | [12 empty] | 9.56 | HYDRO-V1 | HYDRO-V1 | HYDRO-V1 | HYDRO-V1 | HYDRO-V1
BRA | Brazil | Nova Bandeirantes |  | BRA0001553 | 3.597 | -9.8435 | -57.8019 | Oil | [5 empty] | AgÃªncia Nacional de Energia ElÃ©trica (Brazil) | http://www2.aneel.gov.br/aplicacoes/capacidadebrasil/capacidadebrasil.cfm | AgÃªncia Nacional de Energia ElÃ©trica (Brazil) |  | 2017 | [12 empty] | 7.1 | HYDRO-V1 | HYDRO-V1 | HYDRO-V1 | HYDRO-V1 | HYDRO-V1
BRA | Brazil | Aeroporto Internacional de Rio Branco |  | BRA0029317 | 1.032 | -9.8627 | -67.8905 | Oil |  |  |  | 2001 |  | AgÃªncia Nacional de Energia ElÃ©trica (Brazil) | http://www2.aneel.gov.br/aplicacoes/capacidadebrasil/capacidadebrasil.cfm | AgÃªncia Nacional de Energia ElÃ©trica (Brazil) |  | 2017 | [12 empty] | 2.03 | HYDRO-V1 | HYDRO-V1 | HYDRO-V1 | HYDRO-V1 | HYDRO-V1
BRA | Brazil | CNH Vale do Anari |  | BRA0032294 | 4.84 | -9.8639 | -62.1658 | Oil |  |  |  | 2016 |  | AgÃªncia Nacional de Energia ElÃ©trica (Brazil) | http://www2.aneel.gov.br/aplicacoes/capacidadebrasil/capacidadebrasil.cfm | AgÃªncia Nacional de Energia ElÃ©trica (Brazil) |  | 2017 | [12 empty] | 9.56 | HYDRO-V1 | HYDRO-V1 | HYDRO-V1 | HYDRO-V1 | HYDRO-V1
BRA | Brazil | Rio Branco I |  | BRA0002300 | 18.607 | -9.9616 | -67.7819 | Oil | [5 empty] | AgÃªncia Nacional de Energia ElÃ©trica (Brazil) | http://www2.aneel.gov.br/aplicacoes/capacidadebrasil/capacidadebrasil.cfm | AgÃªncia Nacional de Energia ElÃ©trica (Brazil) |  | 2017 | [12 empty] | 36.76 | HYDRO-V1 | HYDRO-V1 | HYDRO-V1 | HYDRO-V1 | HYDRO-V1
BRA | Brazil | Rio Branco II |  | BRA0027125 | 31.8 | -9.9646 | -67.8289 | Oil |  |  |  | 1980 |  | AgÃªncia Nacional de Energia ElÃ©trica (Brazil) | http://www2.aneel.gov.br/aplicacoes/capacidadebrasil/capacidadebrasil.cfm | AgÃªncia Nacional de Energia ElÃ©trica (Brazil) |  | 2017 | [12 empty] | 62.83 | HYDRO-V1 | HYDRO-V1 | HYDRO-V1 | HYDRO-V1 | HYDRO-V1
BRA | Brazil | Nova Monte Verde |  | BRA0001569 | 2.502 | -9.9680 | -57.4555 | Oil |  |  |  | 2001 |  | AgÃªncia Nacional de Energia ElÃ©trica (Brazil) | http://www2.aneel.gov.br/aplicacoes/capacidadebrasil/capacidadebrasil.cfm | AgÃªncia Nacional de Energia ElÃ©trica (Brazil) |  | 2017 | [12 empty] | 4.94 | HYDRO-V1 | HYDRO-V1 | HYDRO-V1 | HYDRO-V1 | HYDRO-V1
BRA | Brazil | CONDOMINIO VOLUNTARIO VIA VERDE SHOPPING CENTER |  | BRA0033407 | 1.7592 | -9.9818 | -67.8383 | Oil |  |  |  | 2011 |  | AgÃªncia Nacional de Energia ElÃ©trica (Brazil) | http://www2.aneel.gov.br/aplicacoes/capacidadebrasil/capacidadebrasil.cfm | AgÃªncia Nacional de Energia ElÃ©trica (Brazil) |  | 2017 | [12 empty] | 3.47 | HYDRO-V1 | HYDRO-V1 | HYDRO-V1 | HYDRO-V1 | HYDRO-V1
BRA | Brazil | AmapÃ¡ Garden Shopping |  | BRA0031250 | 4.6 | 0.0124 | -51.0720 | Oil |  |  |  | 2013 |  | AgÃªncia Nacional de Energia ElÃ©trica (Brazil) | http://www2.aneel.gov.br/aplicacoes/capacidadebrasil/capacidadebrasil.cfm | AgÃªncia Nacional de Energia ElÃ©trica (Brazil) |  | 2017 | [12 empty] | 9.08 | HYDRO-V1 | HYDRO-V1 | HYDRO-V1 | HYDRO-V1 | HYDRO-V1
BRA | Brazil | Cadam |  | BRA0027006 | 24.992 | 0.3843 | -53.9540 | Oil |  |  |  | 1975 |  | AgÃªncia Nacional de Energia ElÃ©trica (Brazil) | http://www2.aneel.gov.br/aplicacoes/capacidadebrasil/capacidadebrasil.cfm | AgÃªncia Nacional de Energia ElÃ©trica (Brazil) | 1044910 | 2017 | [12 empty] | 49.38 | NO-ESTIMATION | NO-ESTIMATION | NO-ESTIMATION | NO-ESTIMATION | CAPACITY-FACTOR-V1
BRA | Brazil | Serra do Navio |  | BRA0029704 | 21.6 | 0.9000 | -51.9925 | Oil |  |  |  | 2008 |  | AgÃªncia Nacional de Energia ElÃ©trica (Brazil) | http://www2.aneel.gov.br/aplicacoes/capacidadebrasil/capacidadebrasil.cfm | AgÃªncia Nacional de Energia ElÃ©trica (Brazil) |  | 2017 | [12 empty] | 42.68 | HYDRO-V1 | HYDRO-V1 | HYDRO-V1 | HYDRO-V1 | HYDRO-V1
BRA | Brazil | RorainÃ³polis |  | BRA0002552 | 2.6 | 0.9500 | -60.4085 | Oil |  |  |  | 2002 |  | AgÃªncia Nacional de Energia ElÃ©trica (Brazil) | http://www2.aneel.gov.br/aplicacoes/capacidadebrasil/capacidadebrasil.cfm | AgÃªncia Nacional de Energia ElÃ©trica (Brazil) |  | 2017 | [12 empty] | 5.13 | HYDRO-V1 | HYDRO-V1 | HYDRO-V1 | HYDRO-V1 | HYDRO-V1
BRA | Brazil | Novo ParaÃ­so |  | BRA0031984 | 13.12 | 0.9949 | -61.4626 | Oil |  |  |  | 2015 |  | AgÃªncia Nacional de Energia ElÃ©trica (Brazil) | http://www2.aneel.gov.br/aplicacoes/capacidadebrasil/capacidadebrasil.cfm | AgÃªncia Nacional de Energia ElÃ©trica (Brazil) |  | 2017 | [12 empty] | 25.92 | HYDRO-V1 | HYDRO-V1 | HYDRO-V1 | HYDRO-V1 | HYDRO-V1
BRA | Brazil | CaracaraÃ­ |  | BRA0000666 | 10.956 | 1.8265 | -61.1136 | Oil |  |  |  | 1975 |  | AgÃªncia Nacional de Energia ElÃ©trica (Brazil) | http://www2.aneel.gov.br/aplicacoes/capacidadebrasil/capacidadebrasil.cfm | AgÃªncia Nacional de Energia ElÃ©trica (Brazil) |  | 2017 | [12 empty] | 21.64 | HYDRO-V1 | HYDRO-V1 | HYDRO-V1 | HYDRO-V1 | HYDRO-V1
BRA | Brazil | CalÃ§oene |  | BRA0000600 | 1.296 | 2.5020 | -50.9395 | Oil | [5 empty] | AgÃªncia Nacional de Energia ElÃ©trica (Brazil) | http://www2.aneel.gov.br/aplicacoes/capacidadebrasil/capacidadebrasil.cfm | AgÃªncia Nacional de Energia ElÃ©trica (Brazil) |  | 2017 | [12 empty] | 2.56 | NO-ESTIMATION | NO-ESTIMATION | NO-ESTIMATION | NO-ESTIMATION | CAPACITY-FACTOR-V1
BRA | Brazil | Distrito - Bloco Soenergy |  | BRA0031983 | 21.32 | 2.7617 | -60.7247 | Oil |  |  |  | 2015 |  | AgÃªncia Nacional de Energia ElÃ©trica (Brazil) | http://www2.aneel.gov.br/aplicacoes/capacidadebrasil/capacidadebrasil.cfm | AgÃªncia Nacional de Energia ElÃ©trica (Brazil) |  | 2017 | [12 empty] | 42.12 | HYDRO-V1 | HYDRO-V1 | HYDRO-V1 | HYDRO-V1 | HYDRO-V1
BRA | Brazil | SHOPPING PATIO RORAIMA |  | BRA0033578 | 1.7592 | 2.8541 | -60.7030 | Oil |  |  |  | 2014 |  | AgÃªncia Nacional de Energia ElÃ©trica (Brazil) | http://www2.aneel.gov.br/aplicacoes/capacidadebrasil/capacidadebrasil.cfm | AgÃªncia Nacional de Energia ElÃ©trica (Brazil) |  | 2017 | [12 empty] | 3.47 | HYDRO-V1 | HYDRO-V1 | HYDRO-V1 | HYDRO-V1 | HYDRO-V1
BRA | Brazil | Monte Cristo |  | BRA0031982 | 97.2 | 3.1219 | -60.7085 | Oil |  |  |  | 2015 |  | AgÃªncia Nacional de Energia ElÃ©trica (Brazil) | http://www2.aneel.gov.br/aplicacoes/capacidadebrasil/capacidadebrasil.cfm | AgÃªncia Nacional de Energia ElÃ©trica (Brazil) |  | 2017 | [12 empty] | 192.06 | NO-ESTIMATION | NO-ESTIMATION | NO-ESTIMATION | NO-ESTIMATION | CAPACITY-FACTOR-V1
BRA | Brazil | Senador Arnon Afonso Farias de Mello (Floresta) |  | BRA0000961 | 85.927 | 3.1219 | -60.7085 | Oil |  |  |  | 1990 |  | AgÃªncia Nacional de Energia ElÃ©trica (Brazil) | http://www2.aneel.gov.br/aplicacoes/capacidadebrasil/capacidadebrasil.cfm | AgÃªncia Nacional de Energia ElÃ©trica (Brazil) | 1011773 | 2017 | [12 empty] | 169.78 | HYDRO-V1 | HYDRO-V1 | HYDRO-V1 | HYDRO-V1 | HYDRO-V1
BRA | Brazil | Oiapoque COEN |  | BRA0032304 | 12.83 | 3.6063 | -51.8411 | Oil |  |  |  | 2015 |  | AgÃªncia Nacional de Energia ElÃ©trica (Brazil) | http://www2.aneel.gov.br/aplicacoes/capacidadebrasil/capacidadebrasil.cfm | AgÃªncia Nacional de Energia ElÃ©trica (Brazil) |  | 2017 | [12 empty] | 25.35 | HYDRO-V1 | HYDRO-V1 | HYDRO-V1 | HYDRO-V1 | HYDRO-V1
BRA | Brazil | Oiapoque |  | BRA0028008 | 8.25 | 3.8384 | -51.8266 | Oil |  |  |  | 1998 |  | AgÃªncia Nacional de Energia ElÃ©trica (Brazil) | http://www2.aneel.gov.br/aplicacoes/capacidadebrasil/capacidadebrasil.cfm | AgÃªncia Nacional de Energia ElÃ©trica (Brazil) | 1110641 | 2017 | [12 empty] | 16.3 | HYDRO-V1 | HYDRO-V1 | HYDRO-V1 | HYDRO-V1 | HYDRO-V1
CAF | Central African Republic | Bangui Enerca |  | WRI1023051 | 14.364 | 4.3833 | 18.6167 | Oil | [5 empty] | African Development Bank Group | http://powerafrica.opendataforafrica.org | Power Africa | 1016314 | [14 empty] | HYDRO-V1 | HYDRO-V1 | HYDRO-V1 | HYDRO-V1 | HYDRO-V1
CAN | Canada | Burnside |  | CAN0002032 | 132 | 44.7148 | -63.6100 | Oil | [5 empty] | Natural Resources Canada | http://ftp.maps.canada.ca/pub/nacei_cnaie/energy_infrastructure/PowerPlantsAllGE100MW_NorthAmerica_201708.xlsx | Natural Resources Canada | 28482 | 2017 | [12 empty] | 185.73 | HYDRO-V1 | HYDRO-V1 | HYDRO-V1 | HYDRO-V1 | HYDRO-V1
CAN | Canada | Coleson Cove |  | CAN0002040 | 972 | 45.1538 | -66.2023 | Oil | [5 empty] | Natural Resources Canada | http://ftp.maps.canada.ca/pub/nacei_cnaie/energy_infrastructure/PowerPlantsAllGE100MW_NorthAmerica_201708.xlsx | Natural Resources Canada | 27395 | 2017 | [12 empty] | 1367.68 | HYDRO-V1 | HYDRO-V1 | HYDRO-V1 | HYDRO-V1 | HYDRO-V1
CAN | Canada | Victoria Junction |  | CAN1031025 | 66 | 46.1668 | -60.1151 | Oil |  |  |  | 1975.0 | Eolectric | Canadian Power Plant Database | http://www.cbc.ca/news2/interactives/database-cdnpowerplants/?appSession=37157089528396396394056638291117802843348425060575648208153793135366829336033758248443548607051384464831349653596564231536607108 | WRI | 28518 | [13 empty] | 92.86 | HYDRO-V1 | HYDRO-V1 | HYDRO-V1 | HYDRO-V1 | HYDRO-V1
CAN | Canada | Charlottetown Thermal Generating Station |  | CAN0002037 | 109 | 46.2383 | -63.1182 | Oil |  |  |  |  | Maritime Electric Co Ltd | Natural Resources Canada | http://ftp.maps.canada.ca/pub/nacei_cnaie/energy_infrastructure/PowerPlantsAllGE100MW_NorthAmerica_201708.xlsx | Natural Resources Canada | 25613 | 2015 | [12 empty] | 153.37 | HYDRO-V1 | HYDRO-V1 | HYDRO-V1 | HYDRO-V1 | HYDRO-V1
CAN | Canada | Charlottetown Thermal Generating Station |  | CAN1060162 | 62 | 46.2384 | -63.1181 | Oil |  |  |  | 1955.0 | Maritime Electric | Canadian Power Plant Database | http://www.cbc.ca/news2/interactives/database-cdnpowerplants/?appSession=37157089528396396394056638291117802843348425060575648208153793135366829336033758248443548607051384464831349653596564231536607108 | WRI | [14 empty] | 87.23 | HYDRO-V1 | HYDRO-V1 | HYDRO-V1 | HYDRO-V1 | HYDRO-V1
CAN | Canada | Charlottetown Thermal Generating Station |  | CAN1060163 | 50 | 46.2384 | -63.1181 | Oil |  |  |  | 2005.0 | Maritime Electric | Canadian Power Plant Database | http://www.cbc.ca/news2/interactives/database-cdnpowerplants/?appSession=37157089528396396394056638291117802843348425060575648208153793135366829336033758248443548607051384464831349653596564231536607108 | WRI | [14 empty] | 70.35 | HYDRO-V1 | HYDRO-V1 | HYDRO-V1 | HYDRO-V1 | HYDRO-V1
CAN | Canada | Millbank |  | CAN0002068 | 397 | 47.0738 | -65.4552 | Oil | [5 empty] | Natural Resources Canada | http://ftp.maps.canada.ca/pub/nacei_cnaie/energy_infrastructure/PowerPlantsAllGE100MW_NorthAmerica_201708.xlsx | Natural Resources Canada | 27402 | 2017 | [12 empty] | 558.61 | HYDRO-V1 | HYDRO-V1 | HYDRO-V1 | HYDRO-V1 | HYDRO-V1
CAN | Canada | Cap-aux-Meules |  | CAN1060135 | 66 | 47.3745 | -61.8858 | Oil |  |  |  | 1952.0 | Hydro Quebec | Canadian Power Plant Database | http://www.cbc.ca/news2/interactives/database-cdnpowerplants/?appSession=37157089528396396394056638291117802843348425060575648208153793135366829336033758248443548607051384464831349653596564231536607108 | GEODB | 22625 | [13 empty] | 92.86 | NO-ESTIMATION | NO-ESTIMATION | NO-ESTIMATION | NO-ESTIMATION | CAPACITY-FACTOR-V1
CAN | Canada | Holyrood |  | CAN0002054 | 490 | 47.4532 | -53.0976 | Oil | [5 empty] | Natural Resources Canada | http://ftp.maps.canada.ca/pub/nacei_cnaie/energy_infrastructure/PowerPlantsAllGE100MW_NorthAmerica_201708.xlsx | Natural Resources Canada | 27655 | 2017 | [12 empty] | 689.47 | HYDRO-V1 | HYDRO-V1 | HYDRO-V1 | HYDRO-V1 | HYDRO-V1
CHL | Chile | DIESEL ARICA(GMAR_M1AR) |  | CHL0000020 | 14.2 | -18.5287 | -70.2989 | Oil |  |  |  |  | E-CL | EnergÃ­a Abierta | http://energiaabierta.cl/electricidad/ | EnergÃ­a Abierta | 1015639 | 2016 | [12 empty] | 8.3 | HYDRO-V1 | HYDRO-V1 | HYDRO-V1 | HYDRO-V1 | HYDRO-V1
CHL | Chile | DIESEL ZOFRI (ZOFRI 1-6_ZOFRI 1-5) |  | CHL0000006 | 6.06 | -20.2062 | -70.1294 | Oil |  |  |  |  | ENORCHILE | EnergÃ­a Abierta | http://energiaabierta.cl/electricidad/ | EnergÃ­a Abierta | 1091234 | 2016 | [12 empty] | 3.54 | HYDRO-V1 | HYDRO-V1 | HYDRO-V1 | HYDRO-V1 | HYDRO-V1
CHL | Chile | ESTANDARTES (ZOFRI_7-12_ZOFRI 13) |  | CHL0000007 | 6.4 | -20.2065 | -70.1293 | Oil |  |  |  |  | ENORCHILE | EnergÃ­a Abierta | http://energiaabierta.cl/electricidad/ | EnergÃ­a Abierta | 1091233 | 2016 | [12 empty] | 3.74 | HYDRO-V1 | HYDRO-V1 | HYDRO-V1 | HYDRO-V1 | HYDRO-V1
CHL | Chile | DIESEL TAMAYA (SUTA) |  | CHL0000005 | 99 | -22.1591 | -70.0894 | Oil |  |  |  |  | E-CL | EnergÃ­a Abierta | http://energiaabierta.cl/electricidad/ | EnergÃ­a Abierta | 1089408 | 2016 | [12 empty] | 57.92 | HYDRO-V1 | HYDRO-V1 | HYDRO-V1 | HYDRO-V1 | HYDRO-V1
CHL | Chile | DIESEL ENAEX (CUMMINS-DEUTZ) |  | CHL0000004 | 2.7 | -23.0970 | -70.4319 | Oil |  |  |  |  | ENAEX | EnergÃ­a Abierta | http://energiaabierta.cl/electricidad/ | EnergÃ­a Abierta | 1057678 | 2016 | [12 empty] | 1.57 | HYDRO-V1 | HYDRO-V1 | HYDRO-V1 | HYDRO-V1 | HYDRO-V1
CHL | Chile | MANTOS BLANCOS |  | CHL0000010 | 27.9 | -23.4450 | -70.0758 | Oil |  |  |  |  | MINERA MANTOS BLANCOS | EnergÃ­a Abierta | http://energiaabierta.cl/electricidad/ | EnergÃ­a Abierta | 1022292 | 2016 | [12 empty] | 16.32 | HYDRO-V1 | HYDRO-V1 | HYDRO-V1 | HYDRO-V1 | HYDRO-V1
CHL | Chile | INACAL |  | CHL0000008 | 6.6 | -23.7819 | -70.3202 | Oil |  |  |  |  | EQUIPOS DE GENERACION S.A. | EnergÃ­a Abierta | http://energiaabierta.cl/electricidad/ | EnergÃ­a Abierta |  | 2016 | [12 empty] | 3.86 | NO-ESTIMATION | NO-ESTIMATION | NO-ESTIMATION | NO-ESTIMATION | CAPACITY-FACTOR-V1
CHL | Chile | AGUAS BLANCAS |  | CHL0000001 | 2 | -24.1355 | -69.8649 | Oil |  |  |  |  | INGENOVA | EnergÃ­a Abierta | http://energiaabierta.cl/electricidad/ | EnergÃ­a Abierta |  | 2016 | [12 empty] | 1.17 | HYDRO-V1 | HYDRO-V1 | HYDRO-V1 | HYDRO-V1 | HYDRO-V1
CHL | Chile | EMELDA |  | CHL0000052 | 68.7 | -26.3803 | -70.0222 | Oil |  |  |  |  | EMELDA S.A. | EnergÃ­a Abierta | http://energiaabierta.cl/electricidad/ | EnergÃ­a Abierta | 1091261 | 2016 | [12 empty] | 40.19 | HYDRO-V1 | HYDRO-V1 | HYDRO-V1 | HYDRO-V1 | HYDRO-V1
CHL | Chile | EL SALVADOR |  | CHL0000051 | 23.6691 | -26.3923 | -70.0396 | Oil |  |  |  |  | SWC | EnergÃ­a Abierta | http://energiaabierta.cl/electricidad/ | EnergÃ­a Abierta |  | 2016 | [12 empty] | 13.84 | HYDRO-V1 | HYDRO-V1 | HYDRO-V1 | HYDRO-V1 | HYDRO-V1
CHL | Chile | DIEGO DE ALMAGRO (U1-U2) |  | CHL0000050 | 46.8 | -26.3984 | -70.0387 | Oil |  |  |  |  | ENDESA | EnergÃ­a Abierta | http://energiaabierta.cl/electricidad/ | EnergÃ­a Abierta | 1015740 | 2016 | [12 empty] | 27.38 | HYDRO-V1 | HYDRO-V1 | HYDRO-V1 | HYDRO-V1 | HYDRO-V1
CHL | Chile | SAN LORENZO DE DIEGO DE ALMAGRO (U1-U2-U3) |  | CHL0000055 | 62.2 | -26.4004 | -70.0380 | Oil |  |  |  |  | ENLASA | EnergÃ­a Abierta | http://energiaabierta.cl/electricidad/ | EnergÃ­a Abierta |  | 2016 | [12 empty] | 36.39 | HYDRO-V1 | HYDRO-V1 | HYDRO-V1 | HYDRO-V1 | HYDRO-V1
CHL | Chile | CENIZAS |  | CHL0000049 | 13.9 | -27.4809 | -70.3897 | Oil |  |  |  |  | ELECTRICA CENIZAS S.A. | EnergÃ­a Abierta | http://energiaabierta.cl/electricidad/ | EnergÃ­a Abierta | 1091251 | 2016 | [12 empty] | 8.13 | HYDRO-V1 | HYDRO-V1 | HYDRO-V1 | HYDRO-V1 | HYDRO-V1
CHL | Chile | CARDONES |  | CHL0000048 | 152.2748 | -27.4876 | -70.3864 | Oil |  |  |  |  | IC POWER | EnergÃ­a Abierta | http://energiaabierta.cl/electricidad/ | EnergÃ­a Abierta | 1090402 | 2016 | [12 empty] | 89.09 | HYDRO-V1 | HYDRO-V1 | HYDRO-V1 | HYDRO-V1 | HYDRO-V1
CHL | Chile | TERMOPACIFICO |  | CHL0000056 | 86.0576 | -27.4920 | -70.3818 | Oil |  |  |  |  | GENERADORA DEL PACIFICO S.A. | EnergÃ­a Abierta | http://energiaabierta.cl/electricidad/ | EnergÃ­a Abierta |  | 2016 | [12 empty] | 50.35 | HYDRO-V1 | HYDRO-V1 | HYDRO-V1 | HYDRO-V1 | HYDRO-V1
CHL | Chile | HUASCO |  | CHL0000054 | 57.7 | -28.4707 | -71.2526 | Oil |  |  |  |  | EMPRESA NACIONAL DE ELECTRICIDAD S.A. | EnergÃ­a Abierta | http://energiaabierta.cl/electricidad/ | EnergÃ­a Abierta | 1015743 | 2016 | [12 empty] | 33.76 | HYDRO-V1 | HYDRO-V1 | HYDRO-V1 | HYDRO-V1 | HYDRO-V1
CHL | Chile | PUNTA COLORADA |  | CHL0000080 | 16.609 | -29.3668 | -71.0429 | Oil |  |  |  |  | CIA. BARRICK CHILE GENERACION LTDA | EnergÃ­a Abierta | http://energiaabierta.cl/electricidad/ | EnergÃ­a Abierta |  | 2016 | [12 empty] | 9.71 | HYDRO-V1 | HYDRO-V1 | HYDRO-V1 | HYDRO-V1 | HYDRO-V1
CHL | Chile | EL PENON |  | CHL0000075 | 80.838 | -30.1418 | -71.2296 | Oil |  |  |  |  | ENLASA | EnergÃ­a Abierta | http://energiaabierta.cl/electricidad/ | EnergÃ­a Abierta | 1091269 | 2016 | [12 empty] | 47.29 | HYDRO-V1 | HYDRO-V1 | HYDRO-V1 | HYDRO-V1 | HYDRO-V1
CHL | Chile | MONTE PATRIA |  | CHL0000077 | 9 | -30.6968 | -70.9491 | Oil |  |  |  |  | ELEKTRAGEN | EnergÃ­a Abierta | http://energiaabierta.cl/electricidad/ | EnergÃ­a Abierta | 1091255 | 2016 | [12 empty] | 5.26 | HYDRO-V1 | HYDRO-V1 | HYDRO-V1 | HYDRO-V1 | HYDRO-V1
CHL | Chile | PUNITAQUI |  | CHL0000079 | 9 | -30.8580 | -71.2406 | Oil |  |  |  |  | ELEKTRAGEN | EnergÃ­a Abierta | http://energiaabierta.cl/electricidad/ | EnergÃ­a Abierta | 1091256 | 2016 | [12 empty] | 5.26 | HYDRO-V1 | HYDRO-V1 | HYDRO-V1 | HYDRO-V1 | HYDRO-V1
CHL | Chile | LOS ESPINOS |  | CHL0000076 | 124 | -31.8830 | -71.4503 | Oil |  |  |  |  | TERMOELECTRICA LOS ESPINOS S.A. | EnergÃ­a Abierta | http://energiaabierta.cl/electricidad/ | EnergÃ­a Abierta | 1091286 | 2016 | [12 empty] | 72.55 | HYDRO-V1 | HYDRO-V1 | HYDRO-V1 | HYDRO-V1 | HYDRO-V1
CHL | Chile | OLIVOS |  | CHL0000078 | 115.2 | -31.9353 | -71.4769 | Oil |  |  |  |  | POTENCIA S.A. | EnergÃ­a Abierta | http://energiaabierta.cl/electricidad/ | EnergÃ­a Abierta | 1091291 | 2016 | [12 empty] | 67.4 | HYDRO-V1 | HYDRO-V1 | HYDRO-V1 | HYDRO-V1 | HYDRO-V1
CHL | Chile | QUINTERO |  | CHL0000121 | 255.2 | -32.7871 | -71.4855 | Oil |  |  |  |  | ENDESA | EnergÃ­a Abierta | http://energiaabierta.cl/electricidad/ | EnergÃ­a Abierta | 1069998 | 2016 | [12 empty] | 149.31 | HYDRO-V1 | HYDRO-V1 | HYDRO-V1 | HYDRO-V1 | HYDRO-V1
CHL | Chile | LAS VEGAS |  | CHL0000115 | 2.0989 | -32.8428 | -71.0115 | Oil |  |  |  |  | TECNORED | EnergÃ­a Abierta | http://energiaabierta.cl/electricidad/ | EnergÃ­a Abierta | 1091338 | 2016 | [12 empty] | 1.22 | HYDRO-V1 | HYDRO-V1 | HYDRO-V1 | HYDRO-V1 | HYDRO-V1
CHL | Chile | LOS VIENTOS |  | CHL0000116 | 131.34 | -32.8439 | -71.0128 | Oil |  |  |  |  | AES GENER S.A. | EnergÃ­a Abierta | http://energiaabierta.cl/electricidad/ | EnergÃ­a Abierta | 1064129 | 2016 | [12 empty] | 76.84 | HYDRO-V1 | HYDRO-V1 | HYDRO-V1 | HYDRO-V1 | HYDRO-V1
CHL | Chile | TOMAVAL 1 |  | CHL0000125 | 1 | -32.8489 | -71.2267 | Oil |  |  |  |  | TOMAVAL GENERACION | EnergÃ­a Abierta | http://energiaabierta.cl/electricidad/ | EnergÃ­a Abierta | 1091344 | 2016 | [12 empty] | 0.58 | HYDRO-V1 | HYDRO-V1 | HYDRO-V1 | HYDRO-V1 | HYDRO-V1
CHL | Chile | COLMITO |  | CHL0000110 | 57.71 | -32.9304 | -71.4740 | Oil |  |  |  |  | TERMOELECTRICA COLMITO | EnergÃ­a Abierta | http://energiaabierta.cl/electricidad/ | EnergÃ­a Abierta | 1072562 | 2016 | [12 empty] | 33.76 | HYDRO-V1 | HYDRO-V1 | HYDRO-V1 | HYDRO-V1 | HYDRO-V1
CHL | Chile | CONCON |  | CHL0000111 | 2.3 | -32.9331 | -71.4742 | Oil |  |  |  |  | TECNORED | EnergÃ­a Abierta | http://energiaabierta.cl/electricidad/ | EnergÃ­a Abierta | 1091335 | 2016 | [12 empty] | 1.34 | HYDRO-V1 | HYDRO-V1 | HYDRO-V1 | HYDRO-V1 | HYDRO-V1
CHL | Chile | LAGUNA VERDE (U1 U2 TG) |  | CHL0000114 | 65 | -33.1032 | -71.6772 | Oil |  |  |  |  | AES GENER S.A. | EnergÃ­a Abierta | http://energiaabierta.cl/electricidad/ | EnergÃ­a Abierta |  | 2016 | [12 empty] | 38.03 | NO-ESTIMATION | NO-ESTIMATION | NO-ESTIMATION | NO-ESTIMATION | CAPACITY-FACTOR-V1
CHL | Chile | PLACILLA |  | CHL0000119 | 3 | -33.1085 | -71.5591 | Oil |  |  |  |  | TECNORED | EnergÃ­a Abierta | http://energiaabierta.cl/electricidad/ | EnergÃ­a Abierta | 1091340 | 2016 | [12 empty] | 1.75 | HYDRO-V1 | HYDRO-V1 | HYDRO-V1 | HYDRO-V1 | HYDRO-V1
CHL | Chile | CURAUMA |  | CHL0000112 | 2.5 | -33.1291 | -71.5570 | Oil |  |  |  |  | TECNORED | EnergÃ­a Abierta | http://energiaabierta.cl/electricidad/ | EnergÃ­a Abierta | 1091336 | 2016 | [12 empty] | 1.46 | HYDRO-V1 | HYDRO-V1 | HYDRO-V1 | HYDRO-V1 | HYDRO-V1
CHL | Chile | QUINTAY |  | CHL0000120 | 3 | -33.2007 | -71.6592 | Oil |  |  |  |  | TECNORED | EnergÃ­a Abierta | http://energiaabierta.cl/electricidad/ | EnergÃ­a Abierta | 1091341 | 2016 | [12 empty] | 1.75 | HYDRO-V1 | HYDRO-V1 | HYDRO-V1 | HYDRO-V1 | HYDRO-V1
CHL | Chile | CASABLANCA |  | CHL0000109 | 2.5 | -33.3263 | -71.3923 | Oil |  |  |  |  | TECNORED | EnergÃ­a Abierta | http://energiaabierta.cl/electricidad/ | EnergÃ­a Abierta | 1091333 | 2016 | [12 empty] | 1.46 | HYDRO-V1 | HYDRO-V1 | HYDRO-V1 | HYDRO-V1 | HYDRO-V1
CHL | Chile | RENCA |  | CHL0000103 | 92 | -33.4173 | -70.6886 | Oil |  |  |  |  | SOC. ELECTRICA SANTIAGO S.A. | EnergÃ­a Abierta | http://energiaabierta.cl/electricidad/ | EnergÃ­a Abierta | 1012190 | 2016 | [12 empty] | 53.82 | HYDRO-V1 | HYDRO-V1 | HYDRO-V1 | HYDRO-V1 | HYDRO-V1
CHL | Chile | NUEVA RENCA |  | CHL0000102 | 369.904 | -33.4184 | -70.6870 | Oil |  |  |  |  | SOC. ELECTRICA SANTIAGO S.A. | EnergÃ­a Abierta | http://energiaabierta.cl/electricidad/ | EnergÃ­a Abierta | 1029166 | 2016 | [12 empty] | 216.43 | HYDRO-V1 | HYDRO-V1 | HYDRO-V1 | HYDRO-V1 | HYDRO-V1
CHL | Chile | EL TOTORAL |  | CHL0000113 | 3 | -33.4274 | -71.6369 | Oil |  |  |  |  | TECNORED | EnergÃ­a Abierta | http://energiaabierta.cl/electricidad/ | EnergÃ­a Abierta | 1091337 | 2016 | [12 empty] | 1.75 | HYDRO-V1 | HYDRO-V1 | HYDRO-V1 | HYDRO-V1 | HYDRO-V1
CHL | Chile | ESTANCILLA |  | CHL0000101 | 3 | -33.6598 | -70.7125 | Oil |  |  |  |  | GENERADORA ESTANCILLA SPA | EnergÃ­a Abierta | http://energiaabierta.cl/electricidad/ | EnergÃ­a Abierta | 1105003 | 2016 | [12 empty] | 1.75 | HYDRO-V1 | HYDRO-V1 | HYDRO-V1 | HYDRO-V1 | HYDRO-V1
CHL | Chile | ESPERANZA 1 2 Y 3 |  | CHL0000131 | 22.2 | -34.2421 | -70.6741 | Oil |  |  |  |  | ENORCHILE S.A. | EnergÃ­a Abierta | http://energiaabierta.cl/electricidad/ | EnergÃ­a Abierta | 1013349 | 2016 | [12 empty] | 12.98 | HYDRO-V1 | HYDRO-V1 | HYDRO-V1 | HYDRO-V1 | HYDRO-V1
CHL | Chile | COLIHUES |  | CHL0000105 | 21.2 | -34.2425 | -70.6744 | Oil |  |  |  |  | MVC GENERACION | EnergÃ­a Abierta | http://energiaabierta.cl/electricidad/ | EnergÃ­a Abierta | 1091287 | 2016 | [12 empty] | 12.4 | HYDRO-V1 | HYDRO-V1 | HYDRO-V1 | HYDRO-V1 | HYDRO-V1
CHL | Chile | CBB-CENTRO |  | CHL0000095 | 13.532 | -34.8666 | -71.1432 | Oil |  |  |  |  | EQUIPOS GENERACION S.A. | EnergÃ­a Abierta | http://energiaabierta.cl/electricidad/ | EnergÃ­a Abierta |  | 2016 | [12 empty] | 7.91 | HYDRO-V1 | HYDRO-V1 | HYDRO-V1 | HYDRO-V1 | HYDRO-V1
CHL | Chile | TENO |  | CHL0000100 | 58.882 | -34.8686 | -71.1419 | Oil |  |  |  |  | ENLASA | EnergÃ­a Abierta | http://energiaabierta.cl/electricidad/ | EnergÃ­a Abierta | 1091270 | 2016 | [12 empty] | 34.45 | HYDRO-V1 | HYDRO-V1 | HYDRO-V1 | HYDRO-V1 | HYDRO-V1
CHL | Chile | MAULE |  | CHL0000098 | 6 | -35.3602 | -72.4066 | Oil |  |  |  |  | ELEKTRAGEN | EnergÃ­a Abierta | http://energiaabierta.cl/electricidad/ | EnergÃ­a Abierta | 1091240 | 2016 | [12 empty] | 3.51 | HYDRO-V1 | HYDRO-V1 | HYDRO-V1 | HYDRO-V1 | HYDRO-V1
CHL | Chile | CONSTITUCION |  | CHL0000096 | 9 | -35.3604 | -72.4069 | Oil |  |  |  |  | ELEKTRAGEN | EnergÃ­a Abierta | http://energiaabierta.cl/electricidad/ | EnergÃ­a Abierta | 1016288 | 2016 | [12 empty] | 5.26 | HYDRO-V1 | HYDRO-V1 | HYDRO-V1 | HYDRO-V1 | HYDRO-V1
CHL | Chile | NUEVA ALDEA II |  | CHL0000133 | 10 | -36.6598 | -72.4794 | Oil |  |  |  |  | ARAUCO BIOENERGIAS | EnergÃ­a Abierta | http://energiaabierta.cl/electricidad/ | EnergÃ­a Abierta | 1064136 | 2016 | [12 empty] | 5.85 | HYDRO-V1 | HYDRO-V1 | HYDRO-V1 | HYDRO-V1 | HYDRO-V1
CHL | Chile | LOS PINOS |  | CHL0000066 | 102.8395 | -37.0854 | -72.3247 | Oil |  |  |  |  | COLBUN S.A. | EnergÃ­a Abierta | http://energiaabierta.cl/electricidad/ | EnergÃ­a Abierta | 1058767 | 2016 | [12 empty] | 60.17 | HYDRO-V1 | HYDRO-V1 | HYDRO-V1 | HYDRO-V1 | HYDRO-V1
CHL | Chile | SANTA LIDIA |  | CHL0000069 | 137.61 | -37.0930 | -72.3164 | Oil |  |  |  |  | AES GENER S.A. | EnergÃ­a Abierta | http://energiaabierta.cl/electricidad/ | EnergÃ­a Abierta | 1070245 | 2016 | [12 empty] | 80.51 | HYDRO-V1 | HYDRO-V1 | HYDRO-V1 | HYDRO-V1 | HYDRO-V1
CHL | Chile | YUNGAY |  | CHL0000073 | 199.1 | -37.1055 | -72.2933 | Oil |  |  |  |  | DUKE ENERGY | EnergÃ­a Abierta | http://energiaabierta.cl/electricidad/ | EnergÃ­a Abierta | 1065819 | 2016 | [12 empty] | 116.49 | HYDRO-V1 | HYDRO-V1 | HYDRO-V1 | HYDRO-V1 | HYDRO-V1
CHL | Chile | HORCONES TG |  | CHL0000061 | 24.3 | -37.2118 | -73.2167 | Oil |  |  |  |  | ARAUCO BIOENERGIA | EnergÃ­a Abierta | http://energiaabierta.cl/electricidad/ | EnergÃ­a Abierta |  | 2016 | [12 empty] | 14.21 | HYDRO-V1 | HYDRO-V1 | HYDRO-V1 | HYDRO-V1 | HYDRO-V1
CHL | Chile | TRONGOL-CURANILAHUE |  | CHL0000072 | 2.8 | -37.4914 | -73.3208 | Oil |  |  |  |  | SAGESA | EnergÃ­a Abierta | http://energiaabierta.cl/electricidad/ | EnergÃ­a Abierta | 1105005 | 2016 | [12 empty] | 1.63 | HYDRO-V1 | HYDRO-V1 | HYDRO-V1 | HYDRO-V1 | HYDRO-V1
CHL | Chile | LEBU |  | CHL0000063 | 2.4 | -37.6154 | -73.6694 | Oil |  |  |  |  | SAGESA | EnergÃ­a Abierta | http://energiaabierta.cl/electricidad/ | EnergÃ­a Abierta |  | 2016 | [12 empty] | 1.4 | HYDRO-V1 | HYDRO-V1 | HYDRO-V1 | HYDRO-V1 | HYDRO-V1
CHL | Chile | CANETE |  | CHL0000058 | 4 | -37.7308 | -73.3828 | Oil |  |  |  |  | SAGESA | EnergÃ­a Abierta | http://energiaabierta.cl/electricidad/ | EnergÃ­a Abierta | 1091304 | 2016 | [12 empty] | 2.34 | HYDRO-V1 | HYDRO-V1 | HYDRO-V1 | HYDRO-V1 | HYDRO-V1
CHL | Chile | ANGOL (LOS SAUCES) |  | CHL0000134 | 1.5 | -37.9658 | -72.8269 | Oil |  |  |  |  | SAGESA | EnergÃ­a Abierta | http://energiaabierta.cl/electricidad/ | EnergÃ­a Abierta |  | 2016 | [12 empty] | 0.87 | HYDRO-V1 | HYDRO-V1 | HYDRO-V1 | HYDRO-V1 | HYDRO-V1
CHL | Chile | LOS SAUCES II |  | CHL0000129 | 1.5 | -37.9658 | -72.8269 | Oil |  |  |  |  | SAGESA | EnergÃ­a Abierta | http://energiaabierta.cl/electricidad/ | EnergÃ­a Abierta | 1091315 | 2016 | [12 empty] | 0.87 | HYDRO-V1 | HYDRO-V1 | HYDRO-V1 | HYDRO-V1 | HYDRO-V1
CHL | Chile | CHUFKEN (TRAIGUEN) |  | CHL0000043 | 1.6 | -38.2624 | -72.6165 | Oil |  |  |  |  | SAGESA | EnergÃ­a Abierta | http://energiaabierta.cl/electricidad/ | EnergÃ­a Abierta | 1091305 | 2016 | [12 empty] | 0.93 | HYDRO-V1 | HYDRO-V1 | HYDRO-V1 | HYDRO-V1 | HYDRO-V1
CHL | Chile | CURACAUTIN |  | CHL0000044 | 2.4 | -38.4528 | -71.8194 | Oil |  |  |  |  | SAGESA | EnergÃ­a Abierta | http://energiaabierta.cl/electricidad/ | EnergÃ­a Abierta | 1091309 | 2016 | [12 empty] | 1.4 | HYDRO-V1 | HYDRO-V1 | HYDRO-V1 | HYDRO-V1 | HYDRO-V1
CHL | Chile | EAGON |  | CHL0000045 | 2.4 | -38.5377 | -72.4608 | Oil |  |  |  |  | SAGESA | EnergÃ­a Abierta | http://energiaabierta.cl/electricidad/ | EnergÃ­a Abierta | 1091311 | 2016 | [12 empty] | 1.4 | HYDRO-V1 | HYDRO-V1 | HYDRO-V1 | HYDRO-V1 | HYDRO-V1
CHL | Chile | LOUSIANA PACIFIC II |  | CHL0000047 | 3.2 | -38.5418 | -72.4699 | Oil |  |  |  |  | SAGESA | EnergÃ­a Abierta | http://energiaabierta.cl/electricidad/ | EnergÃ­a Abierta |  | 2016 | [12 empty] | 1.87 | HYDRO-V1 | HYDRO-V1 | HYDRO-V1 | HYDRO-V1 | HYDRO-V1
CHL | Chile | LONQUIMAY |  | CHL0000046 | 1.2 | -38.5528 | -71.4293 | Oil |  |  |  |  | SAGESA | EnergÃ­a Abierta | http://energiaabierta.cl/electricidad/ | EnergÃ­a Abierta | 1091313 | 2016 | [12 empty] | 0.7 | HYDRO-V1 | HYDRO-V1 | HYDRO-V1 | HYDRO-V1 | HYDRO-V1
CHL | Chile | LOUSIANA PACIFIC |  | CHL0000094 | 2.9 | -39.5610 | -72.4743 | Oil |  |  |  |  | SAGESA | EnergÃ­a Abierta | http://energiaabierta.cl/electricidad/ | EnergÃ­a Abierta |  | 2016 | [12 empty] | 1.69 | HYDRO-V1 | HYDRO-V1 | HYDRO-V1 | HYDRO-V1 | HYDRO-V1
CHL | Chile | CALLE CALLE |  | CHL0000093 | 13 | -39.7999 | -73.1891 | Oil |  |  |  |  | SAGESA | EnergÃ­a Abierta | http://energiaabierta.cl/electricidad/ | EnergÃ­a Abierta | 1091303 | 2016 | [12 empty] | 7.6 | HYDRO-V1 | HYDRO-V1 | HYDRO-V1 | HYDRO-V1 | HYDRO-V1
CHL | Chile | ANTILHUE |  | CHL0000092 | 101.3 | -39.8009 | -73.1852 | Oil |  |  |  |  | COLBUN S.A. | EnergÃ­a Abierta | http://energiaabierta.cl/electricidad/ | EnergÃ­a Abierta | 1060754 | 2016 | [12 empty] | 59.27 | HYDRO-V1 | HYDRO-V1 | HYDRO-V1 | HYDRO-V1 | HYDRO-V1
CHL | Chile | CHUYACA |  | CHL0000083 | 11.3 | -40.5786 | -73.0884 | Oil |  |  |  |  | SAGESA | EnergÃ­a Abierta | http://energiaabierta.cl/electricidad/ | EnergÃ­a Abierta | 1091306 | 2016 | [12 empty] | 6.61 | HYDRO-V1 | HYDRO-V1 | HYDRO-V1 | HYDRO-V1 | HYDRO-V1
CHL | Chile | SKRETTING |  | CHL0000088 | 2.7 | -40.5875 | -73.0989 | Oil |  |  |  |  | NUTRECO | EnergÃ­a Abierta | http://energiaabierta.cl/electricidad/ | EnergÃ­a Abierta | 1091326 | 2016 | [12 empty] | 1.57 | HYDRO-V1 | HYDRO-V1 | HYDRO-V1 | HYDRO-V1 | HYDRO-V1
CHL | Chile | SKRETTING OSORNO |  | CHL0000089 | 3 | -40.5875 | -73.0989 | Oil |  |  |  |  | SAGESA | EnergÃ­a Abierta | http://energiaabierta.cl/electricidad/ | EnergÃ­a Abierta | 1091325 | 2016 | [12 empty] | 1.75 | HYDRO-V1 | HYDRO-V1 | HYDRO-V1 | HYDRO-V1 | HYDRO-V1
CHL | Chile | WATT (1-2) |  | CHL0000091 | 3 | -40.5910 | -73.0973 | Oil |  |  |  |  | SAGESA | EnergÃ­a Abierta | http://energiaabierta.cl/electricidad/ | EnergÃ­a Abierta |  | 2016 | [12 empty] | 1.75 | HYDRO-V1 | HYDRO-V1 | HYDRO-V1 | HYDRO-V1 | HYDRO-V1
CHL | Chile | MULTIEXPORT (I-II) |  | CHL0000086 | 3 | -41.4678 | -72.9738 | Oil |  |  |  |  | SAGESA | EnergÃ­a Abierta | http://energiaabierta.cl/electricidad/ | EnergÃ­a Abierta | 1091319 | 2016 | [12 empty] | 1.75 | HYDRO-V1 | HYDRO-V1 | HYDRO-V1 | HYDRO-V1 | HYDRO-V1
CHL | Chile | TRAPEN |  | CHL0000090 | 81 | -41.5177 | -73.0768 | Oil |  |  |  |  | ENLASA | EnergÃ­a Abierta | http://energiaabierta.cl/electricidad/ | EnergÃ­a Abierta | 1091268 | 2016 | [12 empty] | 47.39 | HYDRO-V1 | HYDRO-V1 | HYDRO-V1 | HYDRO-V1 | HYDRO-V1
CHL | Chile | BIOMAR |  | CHL0000081 | 2.4 | -41.7820 | -73.4319 | Oil |  |  |  |  | SAGESA | EnergÃ­a Abierta | http://energiaabierta.cl/electricidad/ | EnergÃ­a Abierta | 1091302 | 2016 | [12 empty] | 1.4 | HYDRO-V1 | HYDRO-V1 | HYDRO-V1 | HYDRO-V1 | HYDRO-V1
CHL | Chile | DEGAN |  | CHL0000085 | 36 | -42.1482 | -73.7155 | Oil |  |  |  |  | GENERACION DE ENERGIA NUEVA DEGAN S.A. | EnergÃ­a Abierta | http://energiaabierta.cl/electricidad/ | EnergÃ­a Abierta | 1091267 | 2016 | [12 empty] | 21.06 | HYDRO-V1 | HYDRO-V1 | HYDRO-V1 | HYDRO-V1 | HYDRO-V1
CHL | Chile | SALMOFOOD I |  | CHL0000040 | 1.6 | -42.4804 | -73.7721 | Oil |  |  |  |  | SAGESA | EnergÃ­a Abierta | http://energiaabierta.cl/electricidad/ | EnergÃ­a Abierta | 1091323 | 2016 | [12 empty] | 0.93 | HYDRO-V1 | HYDRO-V1 | HYDRO-V1 | HYDRO-V1 | HYDRO-V1
CHL | Chile | SALMOFOOD II |  | CHL0000041 | 1.6 | -42.4804 | -73.7721 | Oil |  |  |  |  | SAGESA | EnergÃ­a Abierta | http://energiaabierta.cl/electricidad/ | EnergÃ­a Abierta | 1091324 | 2016 | [12 empty] | 0.93 | HYDRO-V1 | HYDRO-V1 | HYDRO-V1 | HYDRO-V1 | HYDRO-V1
CHL | Chile | QUELLON II |  | CHL0000087 | 7 | -43.0913 | -73.6143 | Oil |  |  |  |  | SAGESA | EnergÃ­a Abierta | http://energiaabierta.cl/electricidad/ | EnergÃ­a Abierta | 1091322 | 2016 | [12 empty] | 4.09 | HYDRO-V1 | HYDRO-V1 | HYDRO-V1 | HYDRO-V1 | HYDRO-V1
CHL | Chile | CHILOE |  | CHL0000082 | 9 | -43.0914 | -73.6155 | Oil |  |  |  |  | ELEKTRAGEN | EnergÃ­a Abierta | http://energiaabierta.cl/electricidad/ | EnergÃ­a Abierta | 1091253 | 2016 | [12 empty] | 5.26 | NO-ESTIMATION | NO-ESTIMATION | NO-ESTIMATION | NO-ESTIMATION | CAPACITY-FACTOR-V1
CHN | China | Coloane A |  | WRI1061063 | 271 | 22.1400 | 113.5800 | Oil |  |  |  |  | Companhia de Electricidade de Macau | Companhia de Electricidade de Macau | http://www.cem-macau.com/Generation |  | 1012507 | [13 empty] | 329.93 | NO-ESTIMATION | NO-ESTIMATION | NO-ESTIMATION | NO-ESTIMATION | CAPACITY-FACTOR-V1
CHN | China | Penny's Bay |  | WRI1061060 | 300 | 22.3200 | 114.0400 | Oil |  |  |  | 1992.0 | CLP Group | CLP Group | https://www.clp.com.hk/en/about-clp/power-generation/infrastructure-and-fuel-mix/pennys-bay-power-station |  | 1021281 | [13 empty] | 365.23 | NO-ESTIMATION | NO-ESTIMATION | NO-ESTIMATION | NO-ESTIMATION | CAPACITY-FACTOR-V1
CHN | China | Penny's Bay Oil |  | WRI1029828 | 300 | 22.3200 | 114.0400 | Oil | [5 empty] | Castle Peak Power Company Limited (CAPCO) | https://www.clp.com.hk |  | 1021281 | [13 empty] | 365.23 | NO-ESTIMATION | NO-ESTIMATION | NO-ESTIMATION | NO-ESTIMATION | CAPACITY-FACTOR-V1
CHN | China | Shunde Oil |  | WRI1029832 | 278 | 22.7900 | 113.1800 | Oil | [5 empty] | Shunde Sheng Power Plant Ã‚ Co Ltd | http://globalenergyobservatory.org/geoid/42392 |  | 1028795 | [13 empty] | 338.45 | SOLAR-V1-NO-AGE | SOLAR-V1-NO-AGE | SOLAR-V1-NO-AGE | SOLAR-V1-NO-AGE | SOLAR-V1-NO-AGE
CHN | China | Wuhan - Zhuankou Oil |  | WRI1029835 | 180 | 30.4700 | 114.2000 | Oil | [5 empty] | Wuhan Economic & Technological Development Zone (WEDZ) | http://www.wedz.gov.cn |  | 1077176 | [13 empty] | 219.14 | SOLAR-V1-NO-AGE | SOLAR-V1-NO-AGE | SOLAR-V1-NO-AGE | SOLAR-V1-NO-AGE | SOLAR-V1-NO-AGE
CMR | Cameroon | Limbe |  | WRI1023035 | 10.62 | 4.0167 | 9.2000 | Oil | [5 empty] | African Development Bank Group | http://powerafrica.opendataforafrica.org | Power Africa | 1029279 | [13 empty] | 68.02 | SOLAR-V1-NO-AGE | SOLAR-V1-NO-AGE | SOLAR-V1-NO-AGE | SOLAR-V1-NO-AGE | SOLAR-V1-NO-AGE
CMR | Cameroon | Douala Bassa |  | WRI1023030 | 14.14 | 4.0500 | 9.7000 | Oil | [5 empty] | African Development Bank Group | http://powerafrica.opendataforafrica.org | Power Africa | 1029271 | [13 empty] | 90.57 | NO-ESTIMATION | NO-ESTIMATION | NO-ESTIMATION | NO-ESTIMATION | CAPACITY-FACTOR-V1
CMR | Cameroon | Bafoussam |  | WRI1023028 | 10.62 | 5.4667 | 10.4167 | Oil | [5 empty] | African Development Bank Group | http://powerafrica.opendataforafrica.org | Power Africa | 1029269 | [13 empty] | 68.02 | NO-ESTIMATION | NO-ESTIMATION | NO-ESTIMATION | NO-ESTIMATION | CAPACITY-FACTOR-V1
CMR | Cameroon | Garoua |  | WRI1023032 | 16 | 9.3000 | 13.4000 | Oil | [5 empty] | African Development Bank Group | http://powerafrica.opendataforafrica.org | Power Africa | 1029276 | [13 empty] | 102.49 | NO-ESTIMATION | NO-ESTIMATION | NO-ESTIMATION | NO-ESTIMATION | CAPACITY-FACTOR-V1
COD | Democratic Republic of the Congo | Pointe-Noire |  | WRI1023507 | 13.24 | -4.7947 | 11.8461 | Oil | [5 empty] | African Development Bank Group | http://powerafrica.opendataforafrica.org | KTH | [14 empty] | 2.08 | NO-ESTIMATION | NO-ESTIMATION | NO-ESTIMATION | NO-ESTIMATION | CAPACITY-FACTOR-V1
COG | Congo | Loango |  | WRI1023148 | 45.3 | -2.9872 | 12.0608 | Oil | [5 empty] | African Development Bank Group | http://powerafrica.opendataforafrica.org | Power Africa | [14 empty] | 66.53 | NO-ESTIMATION | NO-ESTIMATION | NO-ESTIMATION | NO-ESTIMATION | CAPACITY-FACTOR-V1
COG | Congo | Mpila |  | WRI1023152 | 25.6 | -4.2496 | 15.3025 | Oil | [5 empty] | African Development Bank Group | http://powerafrica.opendataforafrica.org | Power Africa | 1057642 | [13 empty] | 37.6 | NO-ESTIMATION | NO-ESTIMATION | NO-ESTIMATION | NO-ESTIMATION | CAPACITY-FACTOR-V1
COL | Colombia | Cartagena |  | WRI1018562 | 188 | 10.3555 | -75.5109 | Oil |  |  |  |  | ENDESA | ProColombia | http://www.cc.lu/fileadmin/user_upload/cc.lu/Manifestations/20150701_Mexico_Colombia_Mission/01___Electric_Power_Generation_in_Colombia_-_2015.pdf | GEODB | 1031234 | [13 empty] | 770.66 | SOLAR-V1-NO-AGE | SOLAR-V1-NO-AGE | SOLAR-V1-NO-AGE | SOLAR-V1-NO-AGE | SOLAR-V1-NO-AGE
CPV | Cape Verde | Palmarejo |  | WRI1023038 | 66.23 | 14.9000 | -23.5500 | Oil | [5 empty] | African Development Bank Group | http://powerafrica.opendataforafrica.org | Power Africa | 1057159 | [14 empty] | NO-ESTIMATION | NO-ESTIMATION | NO-ESTIMATION | NO-ESTIMATION | CAPACITY-FACTOR-V1
CPV | Cape Verde | Praia |  | WRI1023040 | 10 | 14.9280 | -23.5450 | Oil | [5 empty] | ECOREX | http://www.ecowrex.org/resources/energy_generators?title_field_value=&&&&&items_per_page=20&page=5 | Power Africa | 1015815 | [14 empty] | NO-ESTIMATION | NO-ESTIMATION | NO-ESTIMATION | NO-ESTIMATION | CAPACITY-FACTOR-V1
CPV | Cape Verde | Palmeira Electra |  | WRI1023039 | 11.575 | 16.7667 | -22.9833 | Oil | [5 empty] | African Development Bank Group | http://powerafrica.opendataforafrica.org | Power Africa | 1015812 | [14 empty] | HYDRO-V1 | HYDRO-V1 | HYDRO-V1 | HYDRO-V1 | HYDRO-V1
CRI | Costa Rica | Garabito ICE Power Plant Costa Rica |  | GEODB0046175 | 200 | 10.0444 | -84.7601 | Oil | [5 empty] | GEODB | http://globalenergyobservatory.org | GEODB | 1056346 | 2017 | [12 empty] | 12.74 | NO-ESTIMATION | NO-ESTIMATION | NO-ESTIMATION | NO-ESTIMATION | NO-ESTIMATION
CRI | Costa Rica | Moin I Power Plant Costa Rica |  | GEODB0043629 | 32 | 9.9924 | -83.0999 | Oil | [5 empty] | GEODB | http://globalenergyobservatory.org | GEODB | 1019555 | 2017 | [12 empty] | 2.03 | HYDRO-V1 | HYDRO-V1 | HYDRO-V1 | HYDRO-V1 | HYDRO-V1
CRI | Costa Rica | Moin II and III Power Plant Costa Rica |  | GEODB0043628 | 234.45 | 9.9935 | -83.1000 | Oil | [5 empty] | GEODB | http://globalenergyobservatory.org | GEODB | 1019555 | 2017 | [12 empty] | 14.93 | HYDRO-V1 | HYDRO-V1 | HYDRO-V1 | HYDRO-V1 | HYDRO-V1
CUB | Cuba | Antonio Maceo (rente) Powerplant |  | WRI1002018 | 450 | 19.9945 | -75.8706 | Oil |  |  |  |  | UniÃ³n ElÃ©ctrica | Republic of Cuba Power Sector Infrastructure Assesment | http://ctp.iccas.miami.edu/Appendices/Appendix_D_Power/Powerpoint_for_Cereijo_2010a.pdf | WRI | 1032368 | [13 empty] | 1439.72 | HYDRO-V1 | HYDRO-V1 | HYDRO-V1 | HYDRO-V1 | HYDRO-V1
CUB | Cuba | Eg Punta Gorda Powerplant |  | WRI1002024 | 174.6 | 20.6377 | -74.8811 | Oil |  |  |  |  | Grupo Electrogeno | Association for the Study of the Cuban Economy | http://www.ascecuba.org/c/wp-content/uploads/2014/09/v18-cereijo.pdf | WRI | 1079437 | [13 empty] | 558.61 | NO-ESTIMATION | NO-ESTIMATION | NO-ESTIMATION | NO-ESTIMATION | WIND-V1
CUB | Cuba | Lidio Perez (felton) Powerplant |  | WRI1002020 | 500 | 20.7408 | -75.6550 | Oil |  |  |  |  | UniÃ³n ElÃ©ctrica | Republic of Cuba Power Sector Infrastructure Assesment | http://ctp.iccas.miami.edu/Appendices/Appendix_D_Power/Powerpoint_for_Cereijo_2010a.pdf | WRI | 1032372 | [13 empty] | 1599.69 | SOLAR-V1-NO-AGE | SOLAR-V1-NO-AGE | SOLAR-V1-NO-AGE | SOLAR-V1-NO-AGE | SOLAR-V1-NO-AGE
CUB | Cuba | 10 De Octubre (nuevitas) Powerplant |  | WRI1002017 | 280 | 21.5656 | -77.2711 | Oil |  |  |  |  | UniÃ³n ElÃ©ctrica | Republic of Cuba Power Sector Infrastructure Assesment | http://ctp.iccas.miami.edu/Appendices/Appendix_D_Power/Powerpoint_for_Cereijo_2010a.pdf | WRI | 1032380 | [13 empty] | 895.82 | NO-ESTIMATION | NO-ESTIMATION | NO-ESTIMATION | NO-ESTIMATION | CAPACITY-FACTOR-V1
CUB | Cuba | Carlos De Cespedes Powerplant |  | WRI1002019 | 382 | 22.1589 | -80.4552 | Oil |  |  |  |  | UniÃ³n ElÃ©ctrica | Republic of Cuba Power Sector Infrastructure Assesment | http://ctp.iccas.miami.edu/Appendices/Appendix_D_Power/Powerpoint_for_Cereijo_2010a.pdf | WRI | 1032369 | [13 empty] | 1222.16 | NO-ESTIMATION | NO-ESTIMATION | NO-ESTIMATION | NO-ESTIMATION | NO-ESTIMATION
CUB | Cuba | MÃ¡ximo GÃ³mez (Mariel) |  | WRI1002016 | 450 | 23.0200 | -82.7502 | Oil |  |  |  |  | UniÃ³n ElÃ©ctrica | Republic of Cuba Power Sector Infrastructure Assesment | http://ctp.iccas.miami.edu/Appendices/Appendix_D_Power/Powerpoint_for_Cereijo_2010a.pdf | WRI | 1041460 | [13 empty] | 1439.72 | NO-ESTIMATION | NO-ESTIMATION | NO-ESTIMATION | NO-ESTIMATION | NO-ESTIMATION
CUB | Cuba | Antonio Guiteras Powerplant |  | WRI1002015 | 330 | 23.0687 | -81.5379 | Oil |  |  |  |  | UniÃ³n ElÃ©ctrica | Republic of Cuba Power Sector Infrastructure Assesment | http://ctp.iccas.miami.edu/Appendices/Appendix_D_Power/Powerpoint_for_Cereijo_2010a.pdf | WRI | 1032367 | [13 empty] | 1055.79 | NO-ESTIMATION | NO-ESTIMATION | NO-ESTIMATION | NO-ESTIMATION | CAPACITY-FACTOR-V1
CUB | Cuba | Havana TPP |  | WRI1022464 | 500 | 23.1235 | -82.4120 | Oil | [5 empty] | Technoprom | http://www.tpe.ru/upload/iblock/3e4/THERMAL%20POWER%20PLANT.pdf | WRI | [14 empty] | 1599.69 | NO-ESTIMATION | NO-ESTIMATION | NO-ESTIMATION | NO-ESTIMATION | CAPACITY-FACTOR-V1
CUB | Cuba | Santa Cruz |  | WRI1002022 | 300 | 23.1592 | -81.9538 | Oil |  |  |  |  | UniÃ³n ElÃ©ctrica | Republic of Cuba Power Sector Infrastructure Assesment | http://ctp.iccas.miami.edu/Appendices/Appendix_D_Power/Powerpoint_for_Cereijo_2010a.pdf | WRI | 1038378 | [13 empty] | 959.81 | NO-ESTIMATION | NO-ESTIMATION | NO-ESTIMATION | NO-ESTIMATION | WIND-V1
CYP | Cyprus | Moni Power Station Cyprus |  | GEODB0045554 | 140 | 34.7106 | 33.1825 | Oil | [5 empty] | GEODB | http://globalenergyobservatory.org | GEODB | 1014194 | 2017 | [12 empty] | 364.74 | HYDRO-V1 | HYDRO-V1 | HYDRO-V1 | HYDRO-V1 | HYDRO-V1
CYP | Cyprus | Dhekelia Power Plant Cyprus |  | GEODB0045553 | 460 | 34.9809 | 33.7439 | Oil | [5 empty] | GEODB | http://globalenergyobservatory.org | GEODB |  | 2017 | [12 empty] | 1198.44 | NO-ESTIMATION | NO-ESTIMATION | NO-ESTIMATION | NO-ESTIMATION | CAPACITY-FACTOR-V1
DEU | Germany | SKW Diesel |  | WRI1006049 | 10.5 | 47.6835 | 10.3191 | Oil |  |  |  | 1978.0 | AllgÃ¤uer ÃƒÅ“berlandwerk GmbH | Open Power System Data | http://data.open-power-system-data.org/ | Open Power System Data | 1116241 | [13 empty] | 15.67 | NO-ESTIMATION | NO-ESTIMATION | NO-ESTIMATION | NO-ESTIMATION | CAPACITY-FACTOR-V1
DEU | Germany | SKW Natural Gasturbine |  | WRI1006050 | 24 | 47.6835 | 10.3191 | Oil |  |  |  | 1988.0 | AllgÃ¤uer ÃƒÅ“berlandwerk GmbH | Open Power System Data | http://data.open-power-system-data.org/ | Open Power System Data | [14 empty] | 35.83 | NO-ESTIMATION | NO-ESTIMATION | NO-ESTIMATION | NO-ESTIMATION | CAPACITY-FACTOR-V1
DEU | Germany | Kraftwerk Hausham |  | WRI1005882 | 92.8 | 47.7524 | 11.8398 | Oil |  |  |  | 1982.0 | Peissenberger Kraftwerksgesellschaft mbH Kraftwerk Hausham | Open Power System Data | http://data.open-power-system-data.org/ | Open Power System Data | 1025366 | [13 empty] | 138.54 | NO-ESTIMATION | NO-ESTIMATION | NO-ESTIMATION | NO-ESTIMATION | CAPACITY-FACTOR-V1
DEU | Germany | DKW Leinau |  | WRI1005634 | 11.4 | 47.9125 | 10.6117 | Oil |  |  |  |  | Vereinigte Wertach-ElektrizitÃ¤tswerke GmbH | Open Power System Data | http://data.open-power-system-data.org/ | Open Power System Data | 1116486 | [13 empty] | 17.01 | NO-ESTIMATION | NO-ESTIMATION | NO-ESTIMATION | NO-ESTIMATION | CAPACITY-FACTOR-V1
DEU | Germany | DKW Nord |  | WRI1005635 | 11.4 | 48.0627 | 10.4866 | Oil |  |  |  | 1988.0 | Vereinigte Wertach-ElektrizitÃ¤tswerke GmbH | Open Power System Data | http://data.open-power-system-data.org/ | Open Power System Data | 1032943 | [13 empty] | 17.01 | NO-ESTIMATION | NO-ESTIMATION | NO-ESTIMATION | NO-ESTIMATION | CAPACITY-FACTOR-V1
DEU | Germany | Kraftwerk Walheim |  | WRI1005897 | 136 | 49.0175 | 9.1574 | Oil |  |  |  | 1981.0 | EnBW Energie Baden-WÃ¼rttemberg AG | Open Power System Data | http://data.open-power-system-data.org/ | Open Power System Data | 1023745 |  |  |  | 24.942 | 17.855 | 30.68 |  |  | JRC-PPDB-OPEN |  |  |  |  | 203.04 | NO-ESTIMATION | NO-ESTIMATION | NO-ESTIMATION | NO-ESTIMATION | CAPACITY-FACTOR-V1
DEU | Germany | MiRO |  | WRI1005947 | 70 | 49.0608 | 8.3244 | Oil |  |  |  | 1995.0 | Mineraloelraffinerie Oberrhein GmbH & Co. KG | Open Power System Data | http://data.open-power-system-data.org/ | Open Power System Data | 1098409 | [13 empty] | 104.5 | NO-ESTIMATION | NO-ESTIMATION | NO-ESTIMATION | NO-ESTIMATION | NO-ESTIMATION
DEU | Germany | Kraftwerk Fulda |  | WRI1005880 | 24.8 | 50.5664 | 9.6861 | Oil |  |  |  | 2011.0 | RhÃ¶nEnergie Fulda GmbH | Open Power System Data | http://data.open-power-system-data.org/ | Open Power System Data | [14 empty] | 37.02 | NO-ESTIMATION | NO-ESTIMATION | NO-ESTIMATION | NO-ESTIMATION | CAPACITY-FACTOR-V1
DEU | Germany | Kraftwerk |  | WRI1005873 | 66.3 | 50.8305 | 6.9594 | Oil |  |  |  | 1962.0 | Basell Polyolefine GmbH | Open Power System Data | http://data.open-power-system-data.org/ | Open Power System Data | [14 empty] | 98.98 | NO-ESTIMATION | NO-ESTIMATION | NO-ESTIMATION | NO-ESTIMATION | CAPACITY-FACTOR-V1
DEU | Germany | Raffineriekraftwerk KÃ¶ln Godorf |  | WRI1006013 | 80 | 50.8548 | 6.9808 | Oil |  |  |  | 2004.0 | Steag GmbH | Open Power System Data | http://data.open-power-system-data.org/ | Open Power System Data | [14 empty] | 119.43 | NO-ESTIMATION | NO-ESTIMATION | NO-ESTIMATION | NO-ESTIMATION | CAPACITY-FACTOR-V1
DEU | Germany | Spitzenlastkraftwerk Sermuth |  | WRI1006053 | 17 | 51.1614 | 12.7815 | Oil |  |  |  | 1995.0 | envia THERM GmbH | Open Power System Data | http://data.open-power-system-data.org/ | Open Power System Data | 1115897 | [13 empty] | 25.38 | HYDRO-V1 | HYDRO-V1 | HYDRO-V1 | HYDRO-V1 | HYDRO-V1
DEU | Germany | Spitzenlastanlage Barmen |  | WRI1006051 | 60 | 51.2689 | 7.2003 | Oil |  |  |  | 2008.0 | WSW Energie & Wasser AG | Open Power System Data | http://data.open-power-system-data.org/ | Open Power System Data | [14 empty] | 89.57 | NO-ESTIMATION | NO-ESTIMATION | NO-ESTIMATION | NO-ESTIMATION | NO-ESTIMATION
DEU | Germany | Spitzenlastkraftwerk GroÃŸkayna |  | WRI1006052 | 120 | 51.2919 | 11.9465 | Oil |  |  |  | 1994.0 | envia THERM GmbH | Open Power System Data | http://data.open-power-system-data.org/ | Open Power System Data | [14 empty] | 179.15 | NO-ESTIMATION | NO-ESTIMATION | NO-ESTIMATION | NO-ESTIMATION | CAPACITY-FACTOR-V1
DEU | Germany | Raffineriekraftwerk |  | WRI1006012 | 92.5 | 51.2998 | 12.0193 | Oil |  |  |  | 1997.0 | TOTAL Raffinerie Mitteldeutschland GmbH | Open Power System Data | http://data.open-power-system-data.org/ | Open Power System Data | [14 empty] | 138.09 | HYDRO-V1 | HYDRO-V1 | HYDRO-V1 | HYDRO-V1 | HYDRO-V1
DEU | Germany | Wilmersdorf |  | WRI1006145 | 828 | 52.4816 | 13.3076 | Oil |  |  |  | 1977.0 | Vattenfall Europe WÃ¤rme AG | Open Power System Data | http://data.open-power-system-data.org/ | Open Power System Data | 1010997 | [13 empty] | 1236.17 | NO-ESTIMATION | NO-ESTIMATION | NO-ESTIMATION | NO-ESTIMATION | NO-ESTIMATION
DEU | Germany | Moabit (Oil) |  | WRI1005951 | 51 | 52.5374 | 13.3461 | Oil |  |  |  | 1971.0 | Vattenfall Europe WÃ¤rme Aktiengesellschaft | Open Power System Data | http://data.open-power-system-data.org/ | Open Power System Data | 1010990 | [13 empty] | 76.14 | NO-ESTIMATION | NO-ESTIMATION | NO-ESTIMATION | NO-ESTIMATION | WIND-V1
DEU | Germany | IKS PCK Schwedt |  | WRI1005835 | 333.5 | 53.0982 | 14.2345 | Oil |  |  |  |  | PCK Raffinerie GmbH | Open Power System Data | http://data.open-power-system-data.org/ | Open Power System Data | 1024660 |  |  |  | 1653.142 | 1526.708 | 1575.758 |  |  | JRC-PPDB-OPEN |  |  |  |  | 497.9 | NO-ESTIMATION | NO-ESTIMATION | NO-ESTIMATION | NO-ESTIMATION | NO-ESTIMATION
DEU | Germany | KW MittelsbÃ¼ren |  | WRI1005912 | 198 | 53.1289 | 8.6852 | Oil |  |  |  |  | swb Erzeugung GmbH & Co. KG | Open Power System Data | http://data.open-power-system-data.org/ | Open Power System Data |  |  |  |  | 960.014 | 1068.632 | 856.677 |  |  | JRC-PPDB-OPEN |  |  |  |  | 295.6 | HYDRO-V1 | HYDRO-V1 | HYDRO-V1 | HYDRO-V1 | HYDRO-V1
DEU | Germany | EEV |  | WRI1005647 | 38 | 53.4852 | 9.9696 | Oil |  |  |  | 1993.0 | Shell Deutschland Oil GmbH | Open Power System Data | http://data.open-power-system-data.org/ | Open Power System Data | [14 empty] | 56.73 | NO-ESTIMATION | NO-ESTIMATION | NO-ESTIMATION | NO-ESTIMATION | CAPACITY-FACTOR-V1
DEU | Germany | Wilhelmshaven (Oil) |  | WRI1006144 | 56 | 53.5658 | 8.1462 | Oil |  |  |  | 1973.0 | E.ON Kraftwerke GmbH | Open Power System Data | http://data.open-power-system-data.org/ | Open Power System Data | 1025806 | [13 empty] | 83.6 | NO-ESTIMATION | NO-ESTIMATION | NO-ESTIMATION | NO-ESTIMATION | CAPACITY-FACTOR-V1
DEU | Germany | Wedel |  | WRI1006131 | 101 | 53.5663 | 9.7285 | Oil |  |  |  | 1972.0 | Vattenfall Europe Generation AG | Open Power System Data | http://data.open-power-system-data.org/ | Open Power System Data |  |  |  |  | 1175.047 | 1137.825 | 913.382 |  |  | JRC-PPDB-OPEN |  |  |  |  | 150.78 | NO-ESTIMATION | NO-ESTIMATION | NO-ESTIMATION | NO-ESTIMATION | CAPACITY-FACTOR-V1
DEU | Germany | BrunsbÃ¼ttel |  | WRI1005622 | 254 | 53.8925 | 9.2011 | Oil |  |  |  | 1973.0 | Vattenfall Europe Generation AG | Open Power System Data | http://data.open-power-system-data.org/ | Open Power System Data | [14 empty] | 379.21 | NO-ESTIMATION | NO-ESTIMATION | NO-ESTIMATION | NO-ESTIMATION | SOLAR-V1
DEU | Germany | Itzehoe |  | WRI1005850 | 88 | 53.9664 | 9.4495 | Oil |  |  |  | 1972.0 | E.ON Kraftwerke GmbH | Open Power System Data | http://data.open-power-system-data.org/ | Open Power System Data | [14 empty] | 131.38 | HYDRO-V1 | HYDRO-V1 | HYDRO-V1 | HYDRO-V1 | HYDRO-V1
DEU | Germany | Audorf |  | WRI1005578 | 87 | 54.2907 | 9.7228 | Oil |  |  |  | 1973.0 | E.ON Kraftwerke GmbH | Open Power System Data | http://data.open-power-system-data.org/ | Open Power System Data | 1025773 | [13 empty] | 129.88 | NO-ESTIMATION | NO-ESTIMATION | NO-ESTIMATION | NO-ESTIMATION | CAPACITY-FACTOR-V1
DJI | Djibouti | Boulaos |  | WRI1023066 | 107.332 | 11.5759 | 43.1569 | Oil | [5 empty] | African Development Bank Group | http://powerafrica.opendataforafrica.org | WRI | 1015181 | [14 empty] | NO-ESTIMATION | NO-ESTIMATION | NO-ESTIMATION | NO-ESTIMATION | NO-ESTIMATION
DNK | Denmark | Kyndbyvaerket |  | WRI1022030 | 664 | 55.8134 | 11.8792 | Oil | [5 empty] | ENTSOE | https://transparency.entsoe.eu/generation/r2/installedCapacityPerProductionUnit/show | GEODB | 1028932 |  |  |  | 12.86 | 11.588 | 7.864 |  |  | JRC-PPDB-OPEN |  |  |  |  | 174.67 | SOLAR-V1-NO-AGE | SOLAR-V1-NO-AGE | SOLAR-V1-NO-AGE | SOLAR-V1-NO-AGE | SOLAR-V1-NO-AGE
DOM | Dominican Republic | Monte Rio |  | WRI1001986 | 100.1 | 18.3507 | -70.8332 | Oil |  |  |  |  | PVDC | National Interconnected System of the Dominican Republic | http://www.oc.org.do/INFORMES/Administrativos/InformeAnual.aspx | WRI | [14 empty] | 344.1 | SOLAR-V1-NO-AGE | SOLAR-V1-NO-AGE | SOLAR-V1-NO-AGE | SOLAR-V1-NO-AGE | SOLAR-V1-NO-AGE
DOM | Dominican Republic | Haina TG |  | WRI1001998 | 184.9 | 18.4240 | -70.0209 | Oil |  |  |  |  | EGE-Haina | National Interconnected System of the Dominican Republic | http://www.oc.org.do/INFORMES/Administrativos/InformeAnual.aspx | WRI | [14 empty] | 635.62 | NO-ESTIMATION | NO-ESTIMATION | NO-ESTIMATION | SOLAR-V1 | SOLAR-V1
DOM | Dominican Republic | Metaldom |  | WRI1001980 | 42 | 18.4361 | -69.9470 | Oil |  |  |  |  | EGE-Haina | National Interconnected System of the Dominican Republic | http://www.oc.org.do/INFORMES/Administrativos/InformeAnual.aspx | WRI | 1034518 | [13 empty] | 144.38 | HYDRO-V1 | HYDRO-V1 | HYDRO-V1 | HYDRO-V1 | HYDRO-V1
DOM | Dominican Republic | Sultana del Este |  | WRI1001990 | 85 | 18.4515 | -69.3172 | Oil |  |  |  |  | EGE-Haina | National Interconnected System of the Dominican Republic | http://www.oc.org.do/INFORMES/Administrativos/InformeAnual.aspx | WRI | 1050398 | [13 empty] | 292.19 | NO-ESTIMATION | NO-ESTIMATION | NO-ESTIMATION | NO-ESTIMATION | CAPACITY-FACTOR-V1
DOM | Dominican Republic | Quisqueya 2 |  | WRI1001994 | 430 | 18.4931 | -69.3509 | Oil |  |  |  |  | EGE-Haina | National Interconnected System of the Dominican Republic | http://www.oc.org.do/INFORMES/Administrativos/InformeAnual.aspx | WRI | [14 empty] | 1478.18 | NO-ESTIMATION | NO-ESTIMATION | NO-ESTIMATION | NO-ESTIMATION | CAPACITY-FACTOR-V1
ECU | Ecuador | Gualberto Hernandez |  | WRI1018607 | 34.32 | -0.2299 | -78.5250 | Oil |  |  |  |  | EEQ SA | Agencia de Regulacion y Control de Electricidad | http://www.regulacionelectrica.gob.ec/wp-content/uploads/downloads/2015/12/vol1-Resumen-Ejecutivo-PME-2013-2022.pdf | CARMA | 1015875 |  | 142.15 | [6 empty] | Agencia de Regulacion y Control de Electricidad |  |  |  |  | 70.36 | NO-ESTIMATION | NO-ESTIMATION | NO-ESTIMATION | NO-ESTIMATION | NO-ESTIMATION
ECU | Ecuador | Central Termica Trinitaria |  | WRI1018598 | 133 | -2.2519 | -79.9100 | Oil |  |  |  | 1994.0 | Electroguayas | Agencia de Regulacion y Control de Electricidad | http://www.regulacionelectrica.gob.ec/wp-content/uploads/downloads/2015/12/vol1-Resumen-Ejecutivo-PME-2013-2022.pdf | WRI | 1019601 |  | 629.48 | [6 empty] | Agencia de Regulacion y Control de Electricidad |  |  |  |  | 272.68 | HYDRO-V1 | HYDRO-V1 | HYDRO-V1 | HYDRO-V1 | HYDRO-V1
ECU | Ecuador | Catamayo |  | WRI1018595 | 19.74 | -3.9833 | -79.3500 | Oil |  |  |  |  | Regional Sur | Agencia de Regulacion y Control de Electricidad | http://www.regulacionelectrica.gob.ec/wp-content/uploads/downloads/2015/12/vol1-Resumen-Ejecutivo-PME-2013-2022.pdf | CARMA | 1015888 |  | 10.0 | [6 empty] | Agencia de Regulacion y Control de Electricidad |  |  |  |  | 40.47 | NO-ESTIMATION | NO-ESTIMATION | NO-ESTIMATION | NO-ESTIMATION | CAPACITY-FACTOR-V1
ECU | Ecuador | Miraflores |  | WRI1018615 | 52.3 | 0.0333 | -78.1500 | Oil | Gas |  |  |  | Termoesmeraldas | Agencia de Regulacion y Control de Electricidad | http://www.regulacionelectrica.gob.ec/wp-content/uploads/downloads/2015/12/vol1-Resumen-Ejecutivo-PME-2013-2022.pdf | CARMA | 1015864 |  | 58.0 | [6 empty] | Agencia de Regulacion y Control de Electricidad |  |  |  |  | 107.22 | NO-ESTIMATION | NO-ESTIMATION | NO-ESTIMATION | NO-ESTIMATION | CAPACITY-FACTOR-V1
ECU | Ecuador | Esmeraldas |  | WRI1018604 | 132.5 | 0.9266 | -79.6878 | Oil |  |  |  |  | Termoesmeraldas | Agencia de Regulacion y Control de Electricidad | http://www.regulacionelectrica.gob.ec/wp-content/uploads/downloads/2015/12/vol1-Resumen-Ejecutivo-PME-2013-2022.pdf | WRI | 1019576 |  | 755.35 | [6 empty] | Agencia de Regulacion y Control de Electricidad |  |  |  |  | 271.66 | HYDRO-V1 | HYDRO-V1 | HYDRO-V1 | HYDRO-V1 | HYDRO-V1
ECU | Ecuador | Esmeraldas II |  | WRI1022989 | 96 | 0.9349 | -79.6914 | Oil |  |  |  | 2014.0 | CELEC EP | Ministerio de Electricidad y Energia Renovable | http://www.energia.gob.ec/esmeraldas/ | WRI | 1019576 | [13 empty] | 196.82 | NO-ESTIMATION | NO-ESTIMATION | NO-ESTIMATION | NO-ESTIMATION | CAPACITY-FACTOR-V1
EGY | Egypt | Hurghada |  | WRI1000086 | 143 | 27.1220 | 33.8200 | Oil | [5 empty] | Egyptian Electricity Holding Company | http://www.moee.gov.eg/english_new/report.aspx | GEODB | 1014121 |  |  | 129.0 | [5 empty] | Egyptian Electricity Holding Company | [5 empty] | NO-ESTIMATION | NO-ESTIMATION | WIND-V1 | WIND-V1 | WIND-V1
EGY | Egypt | Assiut |  | WRI1000104 | 90 | 27.1757 | 31.2013 | Oil | [5 empty] | Egyptian Electricity Holding Company | http://www.moee.gov.eg/english_new/report.aspx | GEODB | 1014101 | [14 empty] | NO-ESTIMATION | NO-ESTIMATION | NO-ESTIMATION | NO-ESTIMATION | CAPACITY-FACTOR-V1
EGY | Egypt | Walidia |  | WRI1000102 | 600 | 27.2111 | 31.1614 | Oil | [5 empty] | Egyptian Electricity Holding Company | http://www.moee.gov.eg/english_new/report.aspx | GEODB | 1014140 |  |  | 3510.0 | [5 empty] | Egyptian Electricity Holding Company | [5 empty] | NO-ESTIMATION | NO-ESTIMATION | NO-ESTIMATION | NO-ESTIMATION | CAPACITY-FACTOR-V1
EGY | Egypt | Sharm El-Sheikh |  | WRI1000085 | 144 | 27.8773 | 34.3048 | Oil | [5 empty] | Egyptian Electricity Holding Company | http://www.moee.gov.eg/english_new/report.aspx | GEODB | 1014131 |  |  | 48.0 | [5 empty] | Egyptian Electricity Holding Company | [5 empty] | NO-ESTIMATION | NO-ESTIMATION | NO-ESTIMATION | NO-ESTIMATION | CAPACITY-FACTOR-V1
EGY | Egypt | Karmouz |  | WRI1000098 | 23 | 31.1760 | 29.9140 | Oil |  |  |  | 1980.0 |  | Egyptian Electricity Holding Company | http://www.moee.gov.eg/english_new/report.aspx | GEODB | 1014125 |  |  | 7.0 | [5 empty] | Egyptian Electricity Holding Company | [5 empty] | HYDRO-V1 | HYDRO-V1 | HYDRO-V1 | HYDRO-V1 | HYDRO-V1
ERI | Eritrea | Beleza |  | WRI1023070 | 33.1 | 15.4211 | 38.9221 | Oil | [5 empty] | African Development Bank Group | http://powerafrica.opendataforafrica.org | WRI | 1016616 | [13 empty] | 65.02 | NO-ESTIMATION | NO-ESTIMATION | NO-ESTIMATION | WIND-V1 | WIND-V1
ERI | Eritrea | Massawa |  | WRI1023071 | 100.09 | 15.5786 | 39.4422 | Oil | [5 empty] | African Development Bank Group | http://powerafrica.opendataforafrica.org | WRI | [14 empty] | 196.63 | SOLAR-V1-NO-AGE | SOLAR-V1-NO-AGE | SOLAR-V1-NO-AGE | SOLAR-V1-NO-AGE | SOLAR-V1-NO-AGE
ESH | Western Sahara | Dakhla IC Power Plant Western Sahara |  | GEODB0042583 | 23.4 | 23.6816 | -15.9594 | Oil | [5 empty] | GEODB | http://globalenergyobservatory.org | GEODB | 1044902 | 2017 | [13 empty] | NO-ESTIMATION | NO-ESTIMATION | NO-ESTIMATION | NO-ESTIMATION | CAPACITY-FACTOR-V1
ESP | Spain | BARRANCO DE TIRAJANA 7 VAPOR 3 (CC1) |  | WRI1006230 | 646.26 | 27.8045 | -15.4387 | Oil | Gas |  |  | 2008.0 | UNION ELECTRICA DE CANARIAS GENERACION S.A.U. | Red ElÃ©ctrica de EspaÃ±a | http://www.ree.es/en/statistical-data-of-spanish-electrical-system/annual-report/preliminary-report-spanish-electricity-system-2015 | WRI | 1032398 | [13 empty] | 1346.49 | NO-ESTIMATION | NO-ESTIMATION | NO-ESTIMATION | NO-ESTIMATION | CAPACITY-FACTOR-V1
ESP | Spain | JINAMAR 10 GAS 2 |  | WRI1006564 | 234.46 | 28.0424 | -15.4114 | Oil |  |  |  | 1989.0 | UNION ELECTRICA DE CANARIAS GENERACION S.A.U. | Red ElÃ©ctrica de EspaÃ±a | http://www.ree.es/en/statistical-data-of-spanish-electrical-system/annual-report/preliminary-report-spanish-electricity-system-2015 | CARMA | 1032393 | [13 empty] | 488.5 | NO-ESTIMATION | NO-ESTIMATION | NO-ESTIMATION | NO-ESTIMATION | CAPACITY-FACTOR-V1
ESP | Spain | GRANADILLA 1 GAS 1 |  | WRI1006506 | 693.34 | 28.0863 | -16.4939 | Oil | Gas |  |  | 1990.0 | UNION ELECTRICA DE CANARIAS GENERACION S.A.U. | Red ElÃ©ctrica de EspaÃ±a | http://www.ree.es/en/statistical-data-of-spanish-electrical-system/annual-report/preliminary-report-spanish-electricity-system-2015 | WRI | 1032390 | [13 empty] | 1444.58 | HYDRO-V1 | HYDRO-V1 | HYDRO-V1 | HYDRO-V1 | HYDRO-V1
ESP | Spain | ARONA 1 GAS 1 |  | WRI1006207 | 43.2 | 28.0996 | -16.6810 | Oil |  |  |  | 2003.0 | UNION ELECTRICA DE CANARIAS GENERACION S.A.U. | Red ElÃ©ctrica de EspaÃ±a | http://www.ree.es/en/statistical-data-of-spanish-electrical-system/annual-report/preliminary-report-spanish-electricity-system-2015 | CARMA | 1078740 | [13 empty] | 90 | NO-ESTIMATION | NO-ESTIMATION | NO-ESTIMATION | NO-ESTIMATION | NO-ESTIMATION
ESP | Spain | GUIA DE ISORA GAS 1 |  | WRI1006524 | 43.1 | 28.2115 | -16.7795 | Oil |  |  |  | 2006.0 | UNELCO | Red ElÃ©ctrica de EspaÃ±a | http://www.ree.es/en/statistical-data-of-spanish-electrical-system/annual-report/preliminary-report-spanish-electricity-system-2015 | CARMA | 1062139 | [13 empty] | 89.79 | HYDRO-V1 | HYDRO-V1 | HYDRO-V1 | HYDRO-V1 | HYDRO-V1
ESP | Spain | CANDELARIA 9 VAPOR 5 |  | WRI1006302 | 153.94 | 28.3548 | -16.3727 | Oil |  |  |  | 1979.0 | UNION ELECTRICA DE CANARIAS GENERACION S.A.U. | Red ElÃ©ctrica de EspaÃ±a | http://www.ree.es/en/statistical-data-of-spanish-electrical-system/annual-report/preliminary-report-spanish-electricity-system-2015 | CARMA | 1032387 | [13 empty] | 320.73 | SOLAR-V1-NO-AGE | SOLAR-V1-NO-AGE | SOLAR-V1-NO-AGE | SOLAR-V1-NO-AGE | SOLAR-V1-NO-AGE
ESP | Spain | LAS SALINAS 12 DIESEL 9 |  | WRI1006611 | 72.11 | 28.5004 | -13.8627 | Oil |  |  |  | 2005.0 | UNION ELECTRICA DE CANARIAS GENERACION S.A.U. | Red ElÃ©ctrica de EspaÃ±a | http://www.ree.es/en/statistical-data-of-spanish-electrical-system/annual-report/preliminary-report-spanish-electricity-system-2015 | CARMA | 1032394 | [13 empty] | 150.24 | HYDRO-V1 | HYDRO-V1 | HYDRO-V1 | HYDRO-V1 | HYDRO-V1
ESP | Spain | LAS SALINAS 8 GAS 2 |  | WRI1006615 | 51.25 | 28.5004 | -13.8627 | Oil |  |  |  | 2000.0 | UNION ELECTRICA DE CANARIAS GENERACION S.A.U. | Red ElÃ©ctrica de EspaÃ±a | http://www.ree.es/en/statistical-data-of-spanish-electrical-system/annual-report/preliminary-report-spanish-electricity-system-2015 | CARMA | 1032394 | [13 empty] | 106.77 | HYDRO-V1 | HYDRO-V1 | HYDRO-V1 | HYDRO-V1 | HYDRO-V1
ESP | Spain | LAS SALINAS 9 (GAS MOVIL 1) |  | WRI1006617 | 11.74 | 28.5004 | -13.8627 | Oil |  |  |  | 1988.0 | UNION ELECTRICA DE CANARIAS GENERACION S.A.U. | Red ElÃ©ctrica de EspaÃ±a | http://www.ree.es/en/statistical-data-of-spanish-electrical-system/annual-report/preliminary-report-spanish-electricity-system-2015 | CARMA | 1032394 | [13 empty] | 24.46 | SOLAR-V1-NO-AGE | SOLAR-V1-NO-AGE | SOLAR-V1-NO-AGE | SOLAR-V1-NO-AGE | SOLAR-V1-NO-AGE
ESP | Spain | LOS GUINCHOS 15 GAS MOVIL 2 |  | WRI1006642 | 67.3 | 28.6538 | -17.7867 | Oil |  |  |  | 2006.0 | UNION ELECTRICA DE CANARIAS GENERACION S.A.U. | Red ElÃ©ctrica de EspaÃ±a | http://www.ree.es/en/statistical-data-of-spanish-electrical-system/annual-report/preliminary-report-spanish-electricity-system-2015 | CARMA | 1032396 | [13 empty] | 140.22 | HYDRO-V1 | HYDRO-V1 | HYDRO-V1 | HYDRO-V1 | HYDRO-V1
ESP | Spain | PUNTA GRANDE 19 DIESEL 11 |  | WRI1007826 | 184.95 | 28.9630 | -13.5477 | Oil |  |  |  | 2013.0 | UNION ELECTRICA DE CANARIAS GENERACION S.A.U. | Red ElÃ©ctrica de EspaÃ±a | http://www.ree.es/en/statistical-data-of-spanish-electrical-system/annual-report/preliminary-report-spanish-electricity-system-2015 | CARMA | 1032397 | [13 empty] | 385.34 | SOLAR-V1-NO-AGE | SOLAR-V1-NO-AGE | SOLAR-V1-NO-AGE | SOLAR-V1-NO-AGE | SOLAR-V1-NO-AGE
ESP | Spain | MELILLA 13 |  | WRI1006672 | 46.9 | 35.2900 | -2.9400 | Oil |  |  |  | 2008.0 | ENDESA GENERACION S.A. | Red ElÃ©ctrica de EspaÃ±a | http://www.ree.es/en/statistical-data-of-spanish-electrical-system/annual-report/preliminary-report-spanish-electricity-system-2015 | CARMA | 1015717 | [13 empty] | 97.71 | HYDRO-V1 | HYDRO-V1 | HYDRO-V1 | HYDRO-V1 | HYDRO-V1
ESP | Spain | CEUTA GRUPO 13 |  | WRI1006343 | 48.7 | 35.8900 | -5.3500 | Oil |  |  |  | 2011.0 | ENDESA GENERACION S.A. | Red ElÃ©ctrica de EspaÃ±a | http://www.ree.es/en/statistical-data-of-spanish-electrical-system/annual-report/preliminary-report-spanish-electricity-system-2015 | CARMA | 1015707 | [13 empty] | 101.46 | HYDRO-V1 | HYDRO-V1 | HYDRO-V1 | HYDRO-V1 | HYDRO-V1
ESP | Spain | CEUTA 9 G-9 |  | WRI1006342 | 11.5 | 35.8900 | -5.3500 | Oil |  |  |  | 2001.0 | ENDESA GENERACION S.A. | Red ElÃ©ctrica de EspaÃ±a | http://www.ree.es/en/statistical-data-of-spanish-electrical-system/annual-report/preliminary-report-spanish-electricity-system-2015 | CARMA | [14 empty] | 23.96 | HYDRO-V1 | HYDRO-V1 | HYDRO-V1 | HYDRO-V1 | HYDRO-V1
ESP | Spain | CT ESCOMBRERAS 5 |  | WRI1006406 | 537.28 | 37.5645 | -0.9513 | Oil |  |  |  | 1968.0 | IBERDROLA GENERACION S.A. | Red ElÃ©ctrica de EspaÃ±a | http://www.ree.es/en/statistical-data-of-spanish-electrical-system/annual-report/preliminary-report-spanish-electricity-system-2015 | WRI | 1019142 | [13 empty] | 1119.42 | NO-ESTIMATION | NO-ESTIMATION | NO-ESTIMATION | NO-ESTIMATION | CAPACITY-FACTOR-V1
ESP | Spain | COGENERACION REPSOL |  | WRI1006381 | 40.83 | 38.6871 | -4.1073 | Oil |  |  |  | 1994.0 | REPSOL PETROLEO S.A. | Red ElÃ©ctrica de EspaÃ±a | http://www.ree.es/en/statistical-data-of-spanish-electrical-system/annual-report/preliminary-report-spanish-electricity-system-2015 | CARMA | [14 empty] | 85.06 | NO-ESTIMATION | NO-ESTIMATION | NO-ESTIMATION | NO-ESTIMATION | CAPACITY-FACTOR-V1
ESP | Spain | ENEMANSA |  | WRI1006456 | 16 | 39.2379 | -3.4233 | Oil |  |  |  |  | ENEMANSA | Red ElÃ©ctrica de EspaÃ±a | http://www.ree.es/en/statistical-data-of-spanish-electrical-system/annual-report/preliminary-report-spanish-electricity-system-2015 | CARMA | 1044240 | [13 empty] | 33.33 | NO-ESTIMATION | NO-ESTIMATION | NO-ESTIMATION | NO-ESTIMATION | NO-ESTIMATION
ESP | Spain | SON REUS 3 TURBINA DE GAS N 3 |  | WRI1007932 | 563.75 | 39.6500 | 2.6807 | Oil | Gas |  |  | 2000.0 | GAS Y ELECTRICIDAD GENERACION S.A.U | Red ElÃ©ctrica de EspaÃ±a | http://www.ree.es/en/statistical-data-of-spanish-electrical-system/annual-report/preliminary-report-spanish-electricity-system-2015 | WRI | 1046533 | [13 empty] | 1174.57 | NO-ESTIMATION | NO-ESTIMATION | NO-ESTIMATION | NO-ESTIMATION | NO-ESTIMATION
ESP | Spain | MAHON 10 BURMEISTER N 2 |  | WRI1006655 | 195.2 | 39.8964 | 4.2597 | Oil |  |  |  | 1991.0 | GAS Y ELECTRICIDAD GENERACION S.A.U | Red ElÃ©ctrica de EspaÃ±a | http://www.ree.es/en/statistical-data-of-spanish-electrical-system/annual-report/preliminary-report-spanish-electricity-system-2015 | CARMA | 1017460 | [13 empty] | 406.7 | NO-ESTIMATION | NO-ESTIMATION | NO-ESTIMATION | NO-ESTIMATION | NO-ESTIMATION
ESP | Spain | CG NUFRI-1 |  | WRI1006345 | 13.56 | 41.6333 | 0.9000 | Oil |  |  |  | 2011.0 | NUFRI SAT 1596 | Red ElÃ©ctrica de EspaÃ±a | http://www.ree.es/en/statistical-data-of-spanish-electrical-system/annual-report/preliminary-report-spanish-electricity-system-2015 | CARMA | [14 empty] | 28.25 | HYDRO-V1 | HYDRO-V1 | HYDRO-V1 | HYDRO-V1 | HYDRO-V1
ESP | Spain | BOINERSA |  | WRI1006265 | 24.6 | 42.6500 | -8.9000 | Oil |  |  |  | 2011.0 | BOIRO ENERGIA S.A. | Red ElÃ©ctrica de EspaÃ±a | http://www.ree.es/en/statistical-data-of-spanish-electrical-system/annual-report/preliminary-report-spanish-electricity-system-2015 | CARMA | 1054434 | [13 empty] | 51.25 | NO-ESTIMATION | NO-ESTIMATION | NO-ESTIMATION | NO-ESTIMATION | NO-ESTIMATION
ESP | Spain | VETEJAR |  | WRI1008027 | 12.9 | 42.7020 | 0.7956 | Oil |  |  |  | 2010.0 | VAPOR Y ELECTRICIDAD EL TEJAR S.L. | Red ElÃ©ctrica de EspaÃ±a | http://www.ree.es/en/statistical-data-of-spanish-electrical-system/annual-report/preliminary-report-spanish-electricity-system-2015 | CARMA | 1037103 | [13 empty] | 26.87 | HYDRO-V1 | HYDRO-V1 | HYDRO-V1 | HYDRO-V1 | HYDRO-V1
ESP | Spain | ENERGYWORKS CARBALLO S.L. |  | WRI1006460 | 13.18 | 43.2130 | -8.6910 | Oil |  |  |  | 2012.0 | ENERGYWORKS CARBALLO S.L. | Red ElÃ©ctrica de EspaÃ±a | http://www.ree.es/en/statistical-data-of-spanish-electrical-system/annual-report/preliminary-report-spanish-electricity-system-2015 | CARMA | [14 empty] | 27.46 | NO-ESTIMATION | NO-ESTIMATION | NO-ESTIMATION | NO-ESTIMATION | NO-ESTIMATION
ESP | Spain | PAPELERA ROMANI |  | WRI1007290 | 18.801 | 43.3000 | -7.5833 | Oil |  |  |  | 1999.0 | ROFEICA ENERGIA S.A. | Red ElÃ©ctrica de EspaÃ±a | http://www.ree.es/en/statistical-data-of-spanish-electrical-system/annual-report/preliminary-report-spanish-electricity-system-2015 | CARMA | [14 empty] | 39.17 | HYDRO-V1 | HYDRO-V1 | HYDRO-V1 | HYDRO-V1 | HYDRO-V1
ESP | Spain | CT SANTURCE 2 |  | WRI1006409 | 897.02 | 43.3400 | -3.0539 | Oil |  |  |  | 1972.0 | IBERDROLA GENERACION S.A. | Red ElÃ©ctrica de EspaÃ±a | http://www.ree.es/en/statistical-data-of-spanish-electrical-system/annual-report/preliminary-report-spanish-electricity-system-2015 | GEODB | 1019245 | [13 empty] | 1868.95 | NO-ESTIMATION | NO-ESTIMATION | NO-ESTIMATION | NO-ESTIMATION | NO-ESTIMATION
ESP | Spain | FORESTAL DEL ATLANTICO |  | WRI1006483 | 24.8 | 43.4604 | -8.2551 | Oil |  |  |  | 2012.0 | FORESTAL DEL ATLANTICO S.A. | Red ElÃ©ctrica de EspaÃ±a | http://www.ree.es/en/statistical-data-of-spanish-electrical-system/annual-report/preliminary-report-spanish-electricity-system-2015 | CARMA | 1074236 | [13 empty] | 51.67 | HYDRO-V1 | HYDRO-V1 | HYDRO-V1 | HYDRO-V1 | HYDRO-V1
EST | Estonia | Eesti Elektrijaam |  | WRI1022393 | 1369 | 59.2748 | 27.9046 | Oil | [5 empty] | ENTSOE | https://transparency.entsoe.eu/generation/r2/installedCapacityPerProductionUnit/show | GEODB | 1014066 |  |  |  | 6339.861 | 6827.209 | 7302.561 |  |  | JRC-PPDB-OPEN |  |  |  |  | 79.24 | HYDRO-V1 | HYDRO-V1 | HYDRO-V1 | HYDRO-V1 | HYDRO-V1
EST | Estonia | Balti Eleketrijaam |  | WRI1022392 | 472 | 59.3533 | 28.1185 | Oil | [5 empty] | ENTSOE | https://transparency.entsoe.eu/generation/r2/installedCapacityPerProductionUnit/show | GEODB |  |  |  |  | 1380.237 | 1579.12 | 1575.939 |  |  | JRC-PPDB-OPEN |  |  |  |  | 27.32 | NO-ESTIMATION | NO-ESTIMATION | NO-ESTIMATION | NO-ESTIMATION | NO-ESTIMATION
FIN | Finland | Kellosaari |  | WRI1002386 | 118 | 60.1695 | 24.9354 | Oil |  |  |  |  | Helsingin Energia | Finnish Energy Authority | http://www.energiavirasto.fi/en/voimalaitosrekisteri | CARMA | 1018284 | [13 empty] | 14.83 | NO-ESTIMATION | NO-ESTIMATION | NO-ESTIMATION | NO-ESTIMATION | NO-ESTIMATION
FIN | Finland | Porvoo |  | WRI1002500 | 76 | 60.3067 | 25.5506 | Oil | Gas |  |  |  | Neste Oil Oy | Finnish Energy Authority | http://www.energiavirasto.fi/en/voimalaitosrekisteri | CARMA | [14 empty] | 9.55 | NO-ESTIMATION | NO-ESTIMATION | NO-ESTIMATION | NO-ESTIMATION | NO-ESTIMATION
FIN | Finland | Porvoo Tolkkinen |  | WRI1002503 | 40 | 60.3923 | 25.6651 | Oil |  |  |  |  | Fingrid Oyj | Finnish Energy Authority | http://www.energiavirasto.fi/en/voimalaitosrekisteri | CARMA | [14 empty] | 5.03 | HYDRO-V1 | HYDRO-V1 | HYDRO-V1 | HYDRO-V1 | HYDRO-V1
FIN | Finland | Forssa kt |  | WRI1002631 | 332.6 | 60.7905 | 23.5866 | Oil |  |  |  |  | Fingrid Oyj | Nord Pool | https://umm.nordpoolspot.com/infra/stations/510 | WRI | [5 empty] | 6.213 | 2.093 |  |  | JRC-PPDB-OPEN |  |  |  |  | 41.82 | HYDRO-V1 | HYDRO-V1 | HYDRO-V1 | HYDRO-V1 | HYDRO-V1
FIN | Finland | Uusikaupunki |  | WRI1002569 | 14.2 | 60.8004 | 21.4084 | Oil |  |  |  |  | Yara Suomi Oy | Finnish Energy Authority | http://www.energiavirasto.fi/en/voimalaitosrekisteri | CARMA | 1020700 | [13 empty] | 1.78 | HYDRO-V1 | HYDRO-V1 | HYDRO-V1 | NO-ESTIMATION | CAPACITY-FACTOR-V1
FIN | Finland | Sopenkorpi |  | WRI1002540 | 14.5 | 60.9827 | 25.6615 | Oil |  |  |  |  | Lahti Energia Oy | Finnish Energy Authority | http://www.energiavirasto.fi/en/voimalaitosrekisteri | CARMA | 1021762 | [13 empty] | 1.82 | HYDRO-V1 | HYDRO-V1 | HYDRO-V1 | HYDRO-V1 | HYDRO-V1
FIN | Finland | Vanaja kt 1 |  | WRI1002574 | 50 | 60.9960 | 24.4643 | Oil |  |  |  |  | Fingrid Oyj | Finnish Energy Authority | http://www.energiavirasto.fi/en/voimalaitosrekisteri | CARMA | [14 empty] | 6.28 | NO-ESTIMATION | NO-ESTIMATION | NO-ESTIMATION | NO-ESTIMATION | CAPACITY-FACTOR-V1
FIN | Finland | Harjavalta |  | WRI1002330 | 6.3 | 61.3167 | 22.1333 | Oil |  |  |  |  | Suomen Teollisuuden Energiapalvelut - STEP Oy | Finnish Energy Authority | http://www.energiavirasto.fi/en/voimalaitosrekisteri | CARMA | 1025083 | [13 empty] | 0.79 | HYDRO-V1 | HYDRO-V1 | HYDRO-V1 | HYDRO-V1 | HYDRO-V1
FIN | Finland | Koskensaari |  | WRI1002410 | 1.2 | 61.7667 | 28.7667 | Oil |  |  |  |  | Helsingin Rauta Oy | Finnish Energy Authority | http://www.energiavirasto.fi/en/voimalaitosrekisteri | CARMA | 1021264 | [13 empty] | 0.15 | HYDRO-V1 | HYDRO-V1 | HYDRO-V1 | HYDRO-V1 | HYDRO-V1
FIN | Finland | Huutokoski kt |  | WRI1002343 | 180 | 62.9000 | 29.4000 | Oil |  |  |  |  | Fingrid Oyj | Finnish Energy Authority | http://www.energiavirasto.fi/en/voimalaitosrekisteri | CARMA | [14 empty] | 22.63 | HYDRO-V1 | HYDRO-V1 | HYDRO-V1 | HYDRO-V1 | HYDRO-V1
FIN | Finland | Vaskiluoto kt |  | WRI1002580 | 26 | 63.0453 | 21.7863 | Oil |  |  |  |  | Fingrid Oyj | Finnish Energy Authority | http://www.energiavirasto.fi/en/voimalaitosrekisteri | CARMA | 1032742 | [13 empty] | 3.26 | NO-ESTIMATION | NO-ESTIMATION | NO-ESTIMATION | NO-ESTIMATION | CAPACITY-FACTOR-V1
FJI | Fiji | Waiyevo |  | WRI1061477 | 3 | -16.7844 | -179.9777 | Oil |  |  |  |  | Fiji Electricity Authority | Fiji Electricity Authority | http://www.energyandinfrastructure.com/sections/profiles1/408-fiji-electricity-authority | WRI | [15 empty] | HYDRO-V1 | HYDRO-V1 | HYDRO-V1 | HYDRO-V1 | HYDRO-V1
FJI | Fiji | Vuda |  | WRI1061457 | 20 | -17.6806 | 177.4304 | Oil |  |  |  | 1999.0 | Fiji Electricity Authority | Fiji Electricity Authority | http://www.energyandinfrastructure.com/sections/profiles1/408-fiji-electricity-authority | WRI | 1017015 | [14 empty] | HYDRO-V1 | HYDRO-V1 | HYDRO-V1 | HYDRO-V1 | HYDRO-V1
FJI | Fiji | Levuka Power Station |  | WRI1061473 | 2.98 | -17.6845 | 178.8359 | Oil |  |  |  |  | Fiji Electricity Authority | Fiji Electricity Authority | http://www.energyandinfrastructure.com/sections/profiles1/408-fiji-electricity-authority | WRI | 1017007 | [14 empty] | NO-ESTIMATION | NO-ESTIMATION | NO-ESTIMATION | NO-ESTIMATION | CAPACITY-FACTOR-V1
FJI | Fiji | Kinoya |  | WRI1061458 | 48 | -18.1127 | 178.4799 | Oil |  |  |  | 2015.0 | Fiji Electricity Authority | Fiji Electricity Authority | http://www.energyandinfrastructure.com/sections/profiles1/408-fiji-electricity-authority | WRI | 1017003 | [14 empty] | HYDRO-V1 | HYDRO-V1 | HYDRO-V1 | HYDRO-V1 | HYDRO-V1
FRA | France | CORDEMAIS |  | WRI1002712 | 1370 | 47.2754 | -1.8767 | Oil | [5 empty] | RTE Transmission Operator | http://clients.rte-france.com/lang/an/visiteurs/vie/prod/parc_reference.jsp | WRI | 1014742 |  |  |  | 504.992 | 1437.337 |  |  |  | JRC-PPDB-OPEN |  |  |  |  | 1465.37 | HYDRO-V1 | HYDRO-V1 | HYDRO-V1 | HYDRO-V1 | HYDRO-V1
FRA | France | BRENNILIS |  | WRI1002699 | 304 | 48.3567 | -3.8706 | Oil | [5 empty] | RTE Transmission Operator | http://clients.rte-france.com/lang/an/visiteurs/vie/prod/parc_reference.jsp | GEODB | 1014685 |  |  |  | 8.125 | 6.717 | 31.197 |  |  | JRC-PPDB-OPEN |  |  |  |  | 325.16 | NO-ESTIMATION | NO-ESTIMATION | NO-ESTIMATION | NO-ESTIMATION | CAPACITY-FACTOR-V1
FRA | France | DIRINON |  | WRI1002721 | 170 | 48.3900 | -4.2600 | Oil | [5 empty] | RTE Transmission Operator | http://clients.rte-france.com/lang/an/visiteurs/vie/prod/parc_reference.jsp | GEODB | 1014752 |  |  |  | 17.597 | 18.178 | 29.789 |  |  | JRC-PPDB-OPEN |  |  |  |  | 181.83 | NO-ESTIMATION | NO-ESTIMATION | NO-ESTIMATION | NO-ESTIMATION | CAPACITY-FACTOR-V1
FRA | France | ARRIGHI |  | WRI1002687 | 254 | 48.7872 | 2.4033 | Oil | [5 empty] | RTE Transmission Operator | http://clients.rte-france.com/lang/an/visiteurs/vie/prod/parc_reference.jsp | CARMA | 1014623 |  |  |  | 9.619 | 6.998 | 35.608 |  |  | JRC-PPDB-OPEN |  |  |  |  | 271.68 | NO-ESTIMATION | NO-ESTIMATION | NO-ESTIMATION | NO-ESTIMATION | CAPACITY-FACTOR-V1
FRA | France | PORCHEVILLE |  | WRI1002757 | 2290 | 48.9692 | 1.7588 | Oil | [5 empty] | RTE Transmission Operator | http://clients.rte-france.com/lang/an/visiteurs/vie/prod/parc_reference.jsp | GEODB |  |  |  |  | 95.593 |  |  |  |  | JRC-PPDB-OPEN |  |  |  |  | 2449.42 | HYDRO-V1 | HYDRO-V1 | HYDRO-V1 | HYDRO-V1 | HYDRO-V1
GAB | Gabon | Rabi |  | WRI1023076 | 15.51 | -1.9000 | 9.4833 | Oil | [5 empty] | African Development Bank Group | http://powerafrica.opendataforafrica.org | Power Africa | 1028598 | [13 empty] | 17.51 | SOLAR-V1-NO-AGE | SOLAR-V1-NO-AGE | SOLAR-V1-NO-AGE | SOLAR-V1-NO-AGE | SOLAR-V1-NO-AGE
GBR | United Kingdom | Indian Queens |  | GBR1000150 | 140 | 50.3955 | -4.8996 | Oil |  |  |  |  | ENGIE | Department for Business Energy & Industrial Strategy | https://www.gov.uk/government/collections/digest-of-uk-energy-statistics-dukes | GEODB | 1013643 | [13 empty] | 75.99 | NO-ESTIMATION | NO-ESTIMATION | NO-ESTIMATION | NO-ESTIMATION | CAPACITY-FACTOR-V1
GBR | United Kingdom | Chickerell |  | GBR1000442 | 45 | 50.6114 | -2.4533 | Oil |  |  |  |  | Scottish and Southern: Thermal | Department for Business Energy & Industrial Strategy | https://www.gov.uk/government/collections/digest-of-uk-energy-statistics-dukes | CARMA | 1039113 | [13 empty] | 24.42 | HYDRO-V1 | HYDRO-V1 | HYDRO-V1 | HYDRO-V1 | HYDRO-V1
GBR | United Kingdom | Five Oaks |  | GBR0001581 | 8.7 | 51.0595 | -0.4460 | Oil |  |  |  |  | John Laing Ltd | UK Renewable Energy Planning Database | https://www.gov.uk/government/collections/renewable-energy-planning-data | UK Renewable Energy Planning Database | 1098017 | [13 empty] | 4.72 | SOLAR-V1-NO-AGE | SOLAR-V1-NO-AGE | SOLAR-V1-NO-AGE | SOLAR-V1-NO-AGE | SOLAR-V1-NO-AGE
GBR | United Kingdom | Thatcham |  | GBR1000444 | 8.7 | 51.4037 | -1.2605 | Oil |  |  |  |  | Scottish and Southern: Thermal | Department for Business Energy & Industrial Strategy | https://www.gov.uk/government/collections/digest-of-uk-energy-statistics-dukes | CARMA | 1044696 | [13 empty] | 4.72 | SOLAR-V1 | SOLAR-V1 | SOLAR-V1 | SOLAR-V1 | SOLAR-V1
GBR | United Kingdom | Burghfield |  | GBR1000441 | 45 | 51.4563 | -0.9711 | Oil |  |  |  |  | Scottish and Southern: Thermal | Department for Business Energy & Industrial Strategy | https://www.gov.uk/government/collections/digest-of-uk-energy-statistics-dukes | CARMA | 1039112 | [13 empty] | 24.42 | NO-ESTIMATION | NO-ESTIMATION | NO-ESTIMATION | NO-ESTIMATION | CAPACITY-FACTOR-V1
GBR | United Kingdom | Bowmore |  | GBR1000412 | 6 | 56.1833 | -2.5667 | Oil |  |  |  |  | Scottish and Southern: Island Generation | Department for Business Energy & Industrial Strategy | https://www.gov.uk/government/collections/digest-of-uk-energy-statistics-dukes | CARMA | 1028285 | [13 empty] | 3.25 | HYDRO-V1 | HYDRO-V1 | HYDRO-V1 | HYDRO-V1 | HYDRO-V1
GBR | United Kingdom | Tiree |  | GBR1000417 | 3 | 56.4992 | -6.8692 | Oil |  |  |  |  | Scottish and Southern: Island Generation | Department for Business Energy & Industrial Strategy | https://www.gov.uk/government/collections/digest-of-uk-energy-statistics-dukes | CARMA | 1028353 | [13 empty] | 1.62 | HYDRO-V1 | HYDRO-V1 | HYDRO-V1 | HYDRO-V1 | HYDRO-V1
GBR | United Kingdom | Loch Carnan South Uist |  | GBR1000415 | 9 | 57.2500 | -7.3500 | Oil |  |  |  |  | Scottish and Southern: Island Generation | Department for Business Energy & Industrial Strategy | https://www.gov.uk/government/collections/digest-of-uk-energy-statistics-dukes | CARMA | 1028322 | [13 empty] | 4.88 | SOLAR-V1-NO-AGE | SOLAR-V1-NO-AGE | SOLAR-V1-NO-AGE | SOLAR-V1-NO-AGE | SOLAR-V1-NO-AGE
GBR | United Kingdom | Stornoway |  | GBR1000416 | 24 | 58.2092 | -6.3865 | Oil |  |  |  |  | Scottish and Southern: Island Generation | Department for Business Energy & Industrial Strategy | https://www.gov.uk/government/collections/digest-of-uk-energy-statistics-dukes | CARMA | 1028350 | [13 empty] | 13.02 | NO-ESTIMATION | NO-ESTIMATION | NO-ESTIMATION | NO-ESTIMATION | CAPACITY-FACTOR-V1
GBR | United Kingdom | Kirkwall |  | GBR1000413 | 16 | 58.9848 | -2.9587 | Oil |  |  |  |  | Scottish and Southern: Island Generation | Department for Business Energy & Industrial Strategy | https://www.gov.uk/government/collections/digest-of-uk-energy-statistics-dukes | CARMA | 1028317 | [13 empty] | 8.68 | HYDRO-V1 | HYDRO-V1 | HYDRO-V1 | HYDRO-V1 | HYDRO-V1
GBR | United Kingdom | Lerwick |  | GBR1000414 | 67 | 60.1545 | -1.1494 | Oil |  |  |  |  | Scottish and Southern: Island Generation | Department for Business Energy & Industrial Strategy | https://www.gov.uk/government/collections/digest-of-uk-energy-statistics-dukes | CARMA | 1028320 | [13 empty] | 36.36 | SOLAR-V1-NO-AGE | SOLAR-V1-NO-AGE | SOLAR-V1-NO-AGE | SOLAR-V1-NO-AGE | SOLAR-V1-NO-AGE
GIN | Guinea | Kamsar |  | WRI1023084 | 26.28 | 10.6667 | -14.6000 | Oil | [5 empty] | African Development Bank Group | http://powerafrica.opendataforafrica.org | Power Africa | 1013223¦1085384 | [14 empty] | HYDRO-V1 | HYDRO-V1 | HYDRO-V1 | HYDRO-V1 | HYDRO-V1
GIN | Guinea | Sangaredi |  | WRI1023085 | 16.57 | 11.0970 | -13.7900 | Oil | [5 empty] | African Development Bank Group | http://powerafrica.opendataforafrica.org | Power Africa | 1013224 | [14 empty] | NO-ESTIMATION | NO-ESTIMATION | NO-ESTIMATION | NO-ESTIMATION | CAPACITY-FACTOR-V1
GIN | Guinea | Tombo |  | WRI1023087 | 49.25 | 9.5092 | -13.7122 | Oil | [5 empty] | African Development Bank Group | http://powerafrica.opendataforafrica.org | Power Africa | 1016559 | [14 empty] | SOLAR-V1-NO-AGE | SOLAR-V1-NO-AGE | SOLAR-V1-NO-AGE | SOLAR-V1-NO-AGE | SOLAR-V1-NO-AGE
GMB | Gambia | Kotu |  | WRI1023193 | 41.4 | 13.4542 | -16.6961 | Oil | [5 empty] | African Development Bank Group | http://powerafrica.opendataforafrica.org | Power Africa | 1017398 | [14 empty] | NO-ESTIMATION | NO-ESTIMATION | NO-ESTIMATION | NO-ESTIMATION | CAPACITY-FACTOR-V1
GMB | Gambia | Banjul |  | WRI1023192 | 29 | 13.4689 | -16.6241 | Oil | [5 empty] | African Development Bank Group | http://powerafrica.opendataforafrica.org | Power Africa | [15 empty] | NO-ESTIMATION | NO-ESTIMATION | NO-ESTIMATION | NO-ESTIMATION | CAPACITY-FACTOR-V1
GNB | Guinea-Bissau | Bissau |  | WRI1023078 | 18.237 | 11.8833 | -15.6333 | Oil | [5 empty] | African Development Bank Group | http://powerafrica.opendataforafrica.org | Power Africa | 1013706 | [14 empty] | HYDRO-V1 | HYDRO-V1 | HYDRO-V1 | HYDRO-V1 | HYDRO-V1
GRC | Greece | Atherinolakkos |  | WRI1061072 | 102 | 35.0038 | 26.1397 | Oil |  |  |  |  | Public Power Company of Greece | Public Power Corporation of Greece | https://www.dei.gr/Default.aspx?t=MapStation.aspx&id=170&nt=124&lang=2 | GEODB | 1055344 | [13 empty] | 207.99 | HYDRO-V1 | HYDRO-V1 | HYDRO-V1 | HYDRO-V1 | HYDRO-V1
GRC | Greece | Linoperamata |  | WRI1061071 | 193 | 35.3400 | 25.0523 | Oil |  |  |  |  | Public Power Company of Greece | Public Power Corporation of Greece | https://www.dei.gr/Default.aspx?t=MapStation.aspx&id=170&nt=124&lang=2 | GEODB | 1026336 | [13 empty] | 393.55 | HYDRO-V1 | HYDRO-V1 | HYDRO-V1 | HYDRO-V1 | HYDRO-V1
GRC | Greece | South Rhodes Power Plant |  | WRI1023514 | 206 | 36.3789 | 28.0186 | Oil |  |  |  |  | Public Power Company of Greece | Public Power Corporation of Greece | https://www.dei.gr/Default.aspx?t=MapStation.aspx&id=155&nt=124&lang=2 | GEODB | [14 empty] | 420.06 | HYDRO-V1 | HYDRO-V1 | HYDRO-V1 | HYDRO-V1 | HYDRO-V1
GTM | Guatemala | Poliwatt |  | WRI1061435 | 129.4 | 13.9200 | -90.7860 | Oil |  |  |  | 2000.0 |  | Guatemala Energy Data Visualization Center at Universidad Rafael Landivar | http://incyt.org/indicadores/#1495159742418-0490dafa-25d5 | Guatemala Energy Data Visualization Center at Universidad Rafael Landivar | [5 empty] | 0.0 |  |  |  | Guatemala Energy Data Visualization Center at Universidad Rafael Landivar |  |  |  |  | 56.96 | HYDRO-V1 | HYDRO-V1 | HYDRO-V1 | HYDRO-V1 | HYDRO-V1
GTM | Guatemala | Puerto Quetzal Power |  | WRI1061436 | 59 | 13.9200 | -90.7860 | Oil | [5 empty] | Guatemala Energy Data Visualization Center at Universidad Rafael Landivar | http://incyt.org/indicadores/#1495159742418-0490dafa-25d5 | Guatemala Energy Data Visualization Center at Universidad Rafael Landivar | [5 empty] | 86.2 |  |  |  | Guatemala Energy Data Visualization Center at Universidad Rafael Landivar |  |  |  |  | 25.97 | HYDRO-V1 | HYDRO-V1 | HYDRO-V1 | HYDRO-V1 | HYDRO-V1
GTM | Guatemala | Arizona Vapor |  | WRI1061414 | 170 | 13.9600 | -90.7980 | Oil |  |  |  | 2008.0 |  | Guatemala Energy Data Visualization Center at Universidad Rafael Landivar | http://incyt.org/indicadores/#1495159742418-0490dafa-25d5 | Guatemala Energy Data Visualization Center at Universidad Rafael Landivar | 1041531 |  |  |  |  | 4.1 |  |  |  | Guatemala Energy Data Visualization Center at Universidad Rafael Landivar |  |  |  |  | 74.84 | HYDRO-V1 | HYDRO-V1 | HYDRO-V1 | HYDRO-V1 | HYDRO-V1
GTM | Guatemala | GENOSA |  | WRI1061432 | 18.6 | 13.9600 | -90.8100 | Oil |  |  |  | 2013.0 |  | Guatemala Energy Data Visualization Center at Universidad Rafael Landivar | http://incyt.org/indicadores/#1495159742418-0490dafa-25d5 | Guatemala Energy Data Visualization Center at Universidad Rafael Landivar | [5 empty] | 5.3 |  |  |  | Guatemala Energy Data Visualization Center at Universidad Rafael Landivar |  |  |  |  | 8.18 | NO-ESTIMATION | NO-ESTIMATION | NO-ESTIMATION | NO-ESTIMATION | CAPACITY-FACTOR-V1
GTM | Guatemala | SIDEGUA |  | WRI1061437 | 44 | 14.2400 | -90.8170 | Oil | [5 empty] | Guatemala Energy Data Visualization Center at Universidad Rafael Landivar | http://incyt.org/indicadores/#1495159742418-0490dafa-25d5 | Guatemala Energy Data Visualization Center at Universidad Rafael Landivar | 1019435 |  |  |  |  | 0.0 |  |  |  | Guatemala Energy Data Visualization Center at Universidad Rafael Landivar |  |  |  |  | 19.37 | NO-ESTIMATION | NO-ESTIMATION | NO-ESTIMATION | NO-ESTIMATION | SOLAR-V1
GTM | Guatemala | Tampa |  | WRI1061420 | 80 | 14.2500 | -90.8070 | Oil | [5 empty] | Guatemala Energy Data Visualization Center at Universidad Rafael Landivar | http://incyt.org/indicadores/#1495159742418-0490dafa-25d5 | Guatemala Energy Data Visualization Center at Universidad Rafael Landivar | [5 empty] | 0.0 |  |  |  | Guatemala Energy Data Visualization Center at Universidad Rafael Landivar |  |  |  |  | 35.22 | NO-ESTIMATION | NO-ESTIMATION | NO-ESTIMATION | NO-ESTIMATION | CAPACITY-FACTOR-V1
GTM | Guatemala | Escuintla Gas 3 |  | WRI1061423 | 35 | 14.2600 | -90.7970 | Oil | [5 empty] | Guatemala Energy Data Visualization Center at Universidad Rafael Landivar | http://incyt.org/indicadores/#1495159742418-0490dafa-25d5 | Guatemala Energy Data Visualization Center at Universidad Rafael Landivar | 1019612 |  |  |  |  | 0.08 |  |  |  | Guatemala Energy Data Visualization Center at Universidad Rafael Landivar |  |  |  |  | 15.4 | NO-ESTIMATION | NO-ESTIMATION | NO-ESTIMATION | NO-ESTIMATION | CAPACITY-FACTOR-V1
GTM | Guatemala | Escuintla Gas 5 |  | WRI1061421 | 41.9 | 14.2600 | -90.7980 | Oil |  |  |  | 1985.0 |  | Guatemala Energy Data Visualization Center at Universidad Rafael Landivar | http://incyt.org/indicadores/#1495159742418-0490dafa-25d5 | Guatemala Energy Data Visualization Center at Universidad Rafael Landivar | 1019612 |  |  |  |  | 0.07 |  |  |  | Guatemala Energy Data Visualization Center at Universidad Rafael Landivar |  |  |  |  | 18.44 | NO-ESTIMATION | NO-ESTIMATION | NO-ESTIMATION | NO-ESTIMATION | CAPACITY-FACTOR-V1
GTM | Guatemala | Stewart & Stevenson |  | WRI1061422 | 51 | 14.2600 | -90.7990 | Oil |  |  |  | 1995.0 |  | Guatemala Energy Data Visualization Center at Universidad Rafael Landivar | http://incyt.org/indicadores/#1495159742418-0490dafa-25d5 | Guatemala Energy Data Visualization Center at Universidad Rafael Landivar | [5 empty] | 0.0 |  |  |  | Guatemala Energy Data Visualization Center at Universidad Rafael Landivar |  |  |  |  | 22.45 | HYDRO-V1 | HYDRO-V1 | HYDRO-V1 | HYDRO-V1 | HYDRO-V1
GTM | Guatemala | Las Palmas |  | WRI1061434 | 89 | 14.2700 | -90.8030 | Oil |  |  |  | 1998.0 |  | Guatemala Energy Data Visualization Center at Universidad Rafael Landivar | http://incyt.org/indicadores/#1495159742418-0490dafa-25d5 | Guatemala Energy Data Visualization Center at Universidad Rafael Landivar | 1037897 |  |  |  |  | 99.5 |  |  |  | Guatemala Energy Data Visualization Center at Universidad Rafael Landivar |  |  |  |  | 39.18 | NO-ESTIMATION | NO-ESTIMATION | NO-ESTIMATION | NO-ESTIMATION | CAPACITY-FACTOR-V1
GTM | Guatemala | DARSA |  | WRI1061426 | 5 | 14.3300 | -91.0100 | Oil |  |  |  | 2013.0 |  | Guatemala Energy Data Visualization Center at Universidad Rafael Landivar | http://incyt.org/indicadores/#1495159742418-0490dafa-25d5 | Guatemala Energy Data Visualization Center at Universidad Rafael Landivar | [5 empty] | 0.0 |  |  |  | Guatemala Energy Data Visualization Center at Universidad Rafael Landivar |  |  |  |  | 2.2 | NO-ESTIMATION | NO-ESTIMATION | NO-ESTIMATION | NO-ESTIMATION | CAPACITY-FACTOR-V1
GTM | Guatemala | Laguna Gas 2 |  | WRI1061424 | 26 | 14.4600 | -90.5820 | Oil | [5 empty] | Guatemala Energy Data Visualization Center at Universidad Rafael Landivar | http://incyt.org/indicadores/#1495159742418-0490dafa-25d5 | Guatemala Energy Data Visualization Center at Universidad Rafael Landivar | 1015663 |  |  |  |  | 0.54 |  |  |  | Guatemala Energy Data Visualization Center at Universidad Rafael Landivar |  |  |  |  | 11.44 | HYDRO-V1 | HYDRO-V1 | HYDRO-V1 | HYDRO-V1 | HYDRO-V1
GTM | Guatemala | Laguna Gas 1 |  | WRI1061425 | 17 | 14.4600 | -90.5830 | Oil | [5 empty] | Guatemala Energy Data Visualization Center at Universidad Rafael Landivar | http://incyt.org/indicadores/#1495159742418-0490dafa-25d5 | Guatemala Energy Data Visualization Center at Universidad Rafael Landivar | 1015663 |  |  |  |  | 10.0 |  |  |  | Guatemala Energy Data Visualization Center at Universidad Rafael Landivar |  |  |  |  | 7.48 | HYDRO-V1 | HYDRO-V1 | HYDRO-V1 | HYDRO-V1 | HYDRO-V1
GTM | Guatemala | Electrogeneracion |  | WRI1061428 | 15.8 | 14.4600 | -90.6360 | Oil |  |  |  | 2003.0 |  | Guatemala Energy Data Visualization Center at Universidad Rafael Landivar | http://incyt.org/indicadores/#1495159742418-0490dafa-25d5 | Guatemala Energy Data Visualization Center at Universidad Rafael Landivar | 1084568 |  |  |  |  | 36.4 |  |  |  | Guatemala Energy Data Visualization Center at Universidad Rafael Landivar |  |  |  |  | 6.95 | NO-ESTIMATION | NO-ESTIMATION | NO-ESTIMATION | NO-ESTIMATION | CAPACITY-FACTOR-V1
GTM | Guatemala | Industria Textiles Del Lago |  | WRI1061433 | 70 | 14.4600 | -90.6370 | Oil | [5 empty] | Guatemala Energy Data Visualization Center at Universidad Rafael Landivar | http://incyt.org/indicadores/#1495159742418-0490dafa-25d5 | Guatemala Energy Data Visualization Center at Universidad Rafael Landivar | 1051767 |  |  |  |  | 149.7 |  |  |  | Guatemala Energy Data Visualization Center at Universidad Rafael Landivar |  |  |  |  | 30.81 | NO-ESTIMATION | NO-ESTIMATION | NO-ESTIMATION | NO-ESTIMATION | CAPACITY-FACTOR-V1
GTM | Guatemala | GECSA |  | WRI1061429 | 53.5 | 14.6600 | -90.8320 | Oil |  |  |  | 2007.0 |  | Guatemala Energy Data Visualization Center at Universidad Rafael Landivar | http://incyt.org/indicadores/#1495159742418-0490dafa-25d5 | Guatemala Energy Data Visualization Center at Universidad Rafael Landivar | 1079579 |  |  |  |  | 0.0 |  |  |  | Guatemala Energy Data Visualization Center at Universidad Rafael Landivar |  |  |  |  | 23.55 | SOLAR-V1-NO-AGE | SOLAR-V1-NO-AGE | SOLAR-V1-NO-AGE | SOLAR-V1-NO-AGE | SOLAR-V1-NO-AGE
GTM | Guatemala | Generadora Progreso |  | WRI1061430 | 22 | 14.8200 | -90.2890 | Oil | [5 empty] | Guatemala Energy Data Visualization Center at Universidad Rafael Landivar | http://incyt.org/indicadores/#1495159742418-0490dafa-25d5 | Guatemala Energy Data Visualization Center at Universidad Rafael Landivar | 1011751 |  |  |  |  | 0.0 |  |  |  | Guatemala Energy Data Visualization Center at Universidad Rafael Landivar |  |  |  |  | 9.68 | NO-ESTIMATION | NO-ESTIMATION | NO-ESTIMATION | NO-ESTIMATION | CAPACITY-FACTOR-V1
GTM | Guatemala | Electro Generacion Cristal Bunker |  | WRI1061427 | 10 | 15.5300 | -89.3360 | Oil |  |  |  | 1905.0 |  | Guatemala Energy Data Visualization Center at Universidad Rafael Landivar | http://incyt.org/indicadores/#1495159742418-0490dafa-25d5 | Guatemala Energy Data Visualization Center at Universidad Rafael Landivar | 1066064 |  |  |  |  | 0.0 |  |  |  | Guatemala Energy Data Visualization Center at Universidad Rafael Landivar |  |  |  |  | 4.4 | HYDRO-V1 | HYDRO-V1 | HYDRO-V1 | HYDRO-V1 | HYDRO-V1
GTM | Guatemala | GENOR |  | WRI1061431 | 46.2 | 15.6900 | -88.5760 | Oil |  |  |  | 1998.0 |  | Guatemala Energy Data Visualization Center at Universidad Rafael Landivar | http://incyt.org/indicadores/#1495159742418-0490dafa-25d5 | Guatemala Energy Data Visualization Center at Universidad Rafael Landivar | 1017873 |  |  |  |  | 160.9 |  |  |  | Guatemala Energy Data Visualization Center at Universidad Rafael Landivar |  |  |  |  | 20.33 | NO-ESTIMATION | NO-ESTIMATION | NO-ESTIMATION | NO-ESTIMATION | NO-ESTIMATION
GUF | French Guiana | DÃ©grad des Cannes |  | WRI1023509 | 40 | 4.8626 | -52.2748 | Oil |  |  |  |  | Ã‰lectricitÃ© de France | EDF Guiana | https://www.edf.gf/edf-en-guyane/les-engagements-edf-en-guyane/sites-de-production-et-reseau | WRI | 1013998 | [14 empty] | HYDRO-V1 | HYDRO-V1 | HYDRO-V1 | HYDRO-V1 | HYDRO-V1
GUY | Guyana | Versailles Power Station |  | WRI1022996 | 22 | 6.7891 | -58.1893 | Oil |  |  |  |  | Guyana Power & Light | Guyana Power and Light | http://www.gplinc.net/sites/default/files/Uploaded%20Files/D&E%20Programme%202013%20-%202017%20-%20F.pdf | WRI | [15 empty] | NO-ESTIMATION | NO-ESTIMATION | NO-ESTIMATION | NO-ESTIMATION | CAPACITY-FACTOR-V1
GUY | Guyana | Vreed en Hoop |  | WRI1022998 | 26 | 6.8090 | -58.1790 | Oil |  |  |  |  | Guyana Power & Light | Guyana Power and Light | http://www.gplinc.net/sites/default/files/Uploaded%20Files/D&E%20Programme%202013%20-%202017%20-%20F.pdf | WRI | 1113462 | [14 empty] | NO-ESTIMATION | NO-ESTIMATION | NO-ESTIMATION | NO-ESTIMATION | CAPACITY-FACTOR-V1
GUY | Guyana | Kingston 1 |  | WRI1022994 | 22 | 6.8136 | -58.1649 | Oil |  |  |  |  | Guyana Power & Light | Guyana Power and Light | http://www.gplinc.net/sites/default/files/Uploaded%20Files/D&E%20Programme%202013%20-%202017%20-%20F.pdf | WRI | [15 empty] | NO-ESTIMATION | NO-ESTIMATION | NO-ESTIMATION | NO-ESTIMATION | CAPACITY-FACTOR-V1
GUY | Guyana | Kingston 11 |  | WRI1022995 | 36.3 | 6.8228 | -58.1654 | Oil |  |  |  |  | Guyana Power & Light | Guyana Power and Light | http://www.gplinc.net/sites/default/files/Uploaded%20Files/D&E%20Programme%202013%20-%202017%20-%20F.pdf | WRI | 1084372 | [14 empty] | NO-ESTIMATION | NO-ESTIMATION | NO-ESTIMATION | NO-ESTIMATION | CAPACITY-FACTOR-V1
HND | Honduras | Lufussa II |  | WRI1029351 | 80 | 13.4043 | -87.3205 | Oil |  |  |  |  | Empresa Nacional De Energia Electrica | Empresa Nacional De Energia Electrica | http://www.enee.hn/index.php/centrales-hidroelectricas/85-descripcion-ch | WRI | [14 empty] | 267.85 | NO-ESTIMATION | NO-ESTIMATION | NO-ESTIMATION | NO-ESTIMATION | SOLAR-V1
HND | Honduras | Lufussa III |  | WRI1029352 | 231 | 13.4047 | -87.3269 | Oil |  |  |  |  | Empresa Nacional De Energia Electrica | Empresa Nacional De Energia Electrica | http://www.enee.hn/index.php/centrales-hidroelectricas/85-descripcion-ch | WRI | [14 empty] | 773.42 | NO-ESTIMATION | NO-ESTIMATION | NO-ESTIMATION | NO-ESTIMATION | CAPACITY-FACTOR-V1
HND | Honduras | ENERSA Choloma |  | WRI1029353 | 371 | 15.5971 | -87.9369 | Oil |  |  |  |  | Empresa Nacional De Energia Electrica | Empresa Nacional De Energia Electrica | http://www.enee.hn/index.php/centrales-hidroelectricas/85-descripcion-ch | WRI | 1059094 | [13 empty] | 1242.16 | NO-ESTIMATION | NO-ESTIMATION | NO-ESTIMATION | NO-ESTIMATION | SOLAR-V1
HND | Honduras | EMCE |  | WRI1029349 | 26.6 | 15.5998 | -87.9368 | Oil |  |  |  |  | Empresa Nacional De Energia Electrica | Empresa Nacional De Energia Electrica | http://www.enee.hn/index.php/centrales-hidroelectricas/85-descripcion-ch | WRI | 1052844 | [13 empty] | 89.06 | NO-ESTIMATION | NO-ESTIMATION | NO-ESTIMATION | NO-ESTIMATION | CAPACITY-FACTOR-V1
HND | Honduras | ELCOSA |  | WRI1029350 | 80 | 15.8557 | -87.9558 | Oil |  |  |  |  | Empresa Nacional De Energia Electrica | Empresa Nacional De Energia Electrica | http://www.enee.hn/index.php/centrales-hidroelectricas/85-descripcion-ch | GEODB | [14 empty] | 267.85 | SOLAR-V1-NO-AGE | SOLAR-V1-NO-AGE | SOLAR-V1-NO-AGE | SOLAR-V1-NO-AGE | SOLAR-V1-NO-AGE
HRV | Croatia | Rijeka Thermal Power Plant Croatia |  | GEODB0044822 | 320 | 45.2862 | 14.5207 | Oil | [5 empty] | GEODB | http://globalenergyobservatory.org | GEODB | 1018876 | 2017 | [12 empty] | 82.2 | SOLAR-V1-NO-AGE | SOLAR-V1-NO-AGE | SOLAR-V1-NO-AGE | SOLAR-V1-NO-AGE | SOLAR-V1-NO-AGE
HRV | Croatia | Sisak Thermal Power Plant Croatia |  | GEODB0044821 | 420 | 45.4538 | 16.4144 | Oil | [5 empty] | GEODB | http://globalenergyobservatory.org | GEODB | 1018879 | 2017 | [12 empty] | 107.89 | SOLAR-V1-NO-AGE | SOLAR-V1-NO-AGE | SOLAR-V1-NO-AGE | SOLAR-V1-NO-AGE | SOLAR-V1-NO-AGE
HUN | Hungary | LÅ‘rinci GÃ¡zturbinÃ¡s ErÅ‘mÅ± |  | WRI1020254 | 170 | 47.7164 | 19.6778 | Oil | [5 empty] | ENTSOE | https://transparency.entsoe.eu/generation/r2/installedCapacityPerProductionUnit/show | GEODB |  |  |  |  | 4.96 | 2.513 | 4.098 |  |  | JRC-PPDB-OPEN |  |  |  |  | 55.03 | NO-ESTIMATION | NO-ESTIMATION | NO-ESTIMATION | NO-ESTIMATION | SOLAR-V1
IDN | Indonesia | Silae |  | WRI1001015 | 43.7 | -0.8917 | 119.8707 | Oil |  |  |  |  | PLN-Nth & Ctrl Sulawesi & Gorontalo Reg Unit | Indonesia Power Generation | https://repit.wordpress.com/ | CARMA | 1026112 | [13 empty] | 78.88 | SOLAR-V1-NO-AGE | SOLAR-V1-NO-AGE | SOLAR-V1-NO-AGE | SOLAR-V1-NO-AGE | SOLAR-V1-NO-AGE
IDN | Indonesia | Talang Padang |  | WRI1001023 | 12.5 | -0.9492 | 100.3543 | Oil |  |  |  |  | PLN-South Sumatera Generation Unit | Indonesia Power Generation | https://repit.wordpress.com/ | CARMA | 1093596 | [13 empty] | 22.56 | NO-ESTIMATION | NO-ESTIMATION | NO-ESTIMATION | NO-ESTIMATION | CAPACITY-FACTOR-V1
IDN | Indonesia | Minahasa - rental |  | WRI1000791 | 35 | -1.4789 | 122.3858 | Oil |  |  |  |  | PLN - rental | Indonesia Power Generation | https://repit.wordpress.com/ | CARMA | 1026100 | [13 empty] | 63.17 | NO-ESTIMATION | NO-ESTIMATION | NO-ESTIMATION | NO-ESTIMATION | SOLAR-V1
IDN | Indonesia | Tenau Kupang |  | WRI1001033 | 34.73 | -10.1667 | 123.5833 | Oil |  |  |  |  | PLN - East Nusa Tenggara Regional Unit/NTT | Indonesia Power Generation | https://repit.wordpress.com/ | CARMA | 1026086 | [13 empty] | 62.69 | SOLAR-V1-NO-AGE | SOLAR-V1-NO-AGE | SOLAR-V1-NO-AGE | SOLAR-V1-NO-AGE | SOLAR-V1-NO-AGE
IDN | Indonesia | Suppa - Pare pare |  | WRI1001020 | 60 | -4.0135 | 119.6255 | Oil |  |  |  |  | PT. Makasar Power (Alsons Power Holdings Corp + Toyota Tsusho Corp/Tomen + Singapore Power) | Indonesia Power Generation | https://repit.wordpress.com/ | CARMA | 1026118 | [13 empty] | 108.3 | NO-ESTIMATION | NO-ESTIMATION | NO-ESTIMATION | NO-ESTIMATION | CAPACITY-FACTOR-V1
IDN | Indonesia | Tello |  | WRI1001031 | 50.092 | -5.1400 | 119.4221 | Oil |  |  |  |  | PLN-South&South East Sulawesi Regional Unit | Indonesia Power Generation | https://repit.wordpress.com/ | CARMA | 1026174 | [13 empty] | 90.42 | NO-ESTIMATION | NO-ESTIMATION | NO-ESTIMATION | NO-ESTIMATION | CAPACITY-FACTOR-V1
IDN | Indonesia | Tegineneng |  | WRI1001028 | 28.2 | -5.6015 | 104.7988 | Oil |  |  |  |  | PLN-South Sumatera Generation Unit | Indonesia Power Generation | https://repit.wordpress.com/ | CARMA | 1026165 | [13 empty] | 50.9 | NO-ESTIMATION | NO-ESTIMATION | NO-ESTIMATION | NO-ESTIMATION | SOLAR-V1
IDN | Indonesia | Gunung Malang |  | WRI1000758 | 25.536 | -6.7409 | 106.6730 | Oil |  |  |  |  | PLN-East Kalimantan Regional Unit | Indonesia Power Generation | https://repit.wordpress.com/ | WRI | [14 empty] | 46.09 | NO-ESTIMATION | NO-ESTIMATION | NO-ESTIMATION | NO-ESTIMATION | CAPACITY-FACTOR-V1
IDN | Indonesia | Pemaron BOO |  | WRI1000802 | 45 | -8.1189 | 115.0887 | Oil |  |  |  |  | PT. Cogindo DayaBersama - rental | Indonesia Power Generation | https://repit.wordpress.com/ | CARMA | 1054581 | [13 empty] | 81.23 | NO-ESTIMATION | NO-ESTIMATION | NO-ESTIMATION | NO-ESTIMATION | CAPACITY-FACTOR-V1
IDN | Indonesia | Ampenan |  | WRI1000736 | 56.284 | -8.5667 | 116.0667 | Oil |  |  |  |  | PLN - West Nusa Tenggara Regional Unit/NTB | Indonesia Power Generation | https://repit.wordpress.com/ | CARMA | 1026032 | [13 empty] | 101.59 | NO-ESTIMATION | NO-ESTIMATION | NO-ESTIMATION | NO-ESTIMATION | SOLAR-V1
IDN | Indonesia | Pesanggaran |  | WRI1000803 | 75.78 | -8.7157 | 115.2140 | Oil |  |  |  |  | INDONESIA POWER UNIT | Indonesia Power Generation | https://repit.wordpress.com/ | CARMA | 1026037 | [13 empty] | 136.79 | NO-ESTIMATION | NO-ESTIMATION | NO-ESTIMATION | NO-ESTIMATION | CAPACITY-FACTOR-V1
IDN | Indonesia | Pesanggaran BOO |  | WRI1000804 | 75 | -8.7157 | 115.2140 | Oil |  |  |  |  | Anggreko International - rental | Indonesia Power Generation | https://repit.wordpress.com/ | CARMA | 1026037 | [13 empty] | 135.38 | NO-ESTIMATION | NO-ESTIMATION | NO-ESTIMATION | NO-ESTIMATION | SOLAR-V1
IDN | Indonesia | Pesanggaran BOT |  | WRI1000805 | 51 | -8.7157 | 115.2140 | Oil |  |  |  |  | Anggreko International - rental | Indonesia Power Generation | https://repit.wordpress.com/ | CARMA | 1026037 | [13 empty] | 92.06 | NO-ESTIMATION | NO-ESTIMATION | NO-ESTIMATION | NO-ESTIMATION | SOLAR-V1
IDN | Indonesia | Kayu Merah - Ternate |  | WRI1000769 | 21.084 | 0.8000 | 127.4000 | Oil |  |  |  |  | PLN - Maluku Regional Unit | Indonesia Power Generation | https://repit.wordpress.com/ | CARMA | 1093482 | [13 empty] | 38.05 | HYDRO-V1 | HYDRO-V1 | HYDRO-V1 | HYDRO-V1 | HYDRO-V1
IDN | Indonesia | Kendari - Rental |  | WRI1000771 | 36.3 | 1.0591 | 120.7980 | Oil |  |  |  |  | PLN - Rental | Indonesia Power Generation | https://repit.wordpress.com/ | CARMA | 1026082 | [13 empty] | 65.52 | NO-ESTIMATION | NO-ESTIMATION | NO-ESTIMATION | NO-ESTIMATION | SOLAR-V1
IDN | Indonesia | Bitung - Menado |  | WRI1000746 | 56.62 | 1.4451 | 125.1824 | Oil |  |  |  |  | PLN-Nth & Ctrl Sulawesi & Gorontalo Reg Unit | Indonesia Power Generation | https://repit.wordpress.com/ | CARMA | [14 empty] | 102.2 | SOLAR-V1-NO-AGE | SOLAR-V1-NO-AGE | SOLAR-V1-NO-AGE | SOLAR-V1-NO-AGE | SOLAR-V1-NO-AGE
IND | India | KOJIKODE DG |  | IND0000202 | 96 | 11.2054 | 75.8067 | Oil |  |  |  | 1999 |  | Central Electricity Authority | http://www.cea.nic.in/ | WRI | 1039489 | 2019 |  | 194.11479 | 133.4064 | 36.34044 | 0.74653 | 2.9836 |  | Central Electricity Authority |  |  |  |  | 476.01 | NO-ESTIMATION | NO-ESTIMATION | NO-ESTIMATION | NO-ESTIMATION | CAPACITY-FACTOR-V1
IND | India | SAMALPATTI DG |  | IND0000389 | 105.7 | 12.2995 | 78.4038 | Oil |  |  |  | 2001 |  | Central Electricity Authority | http://www.cea.nic.in/ | WRI | 1045793 | 2019 |  | 223.650436183 | 37.56064325 | 0.0 |  | 0.0 |  | Central Electricity Authority |  |  |  |  | 524.11 | NO-ESTIMATION | NO-ESTIMATION | NO-ESTIMATION | NO-ESTIMATION | CAPACITY-FACTOR-V1
IND | India | KASARGODE DG |  | IND0000186 | 21.84 | 12.4837 | 74.9929 | Oil |  |  |  | 1998 |  | Central Electricity Authority | http://www.cea.nic.in/ | WRI |  | 2019 | [12 empty] | 108.29 | SOLAR-V1-NO-AGE | SOLAR-V1-NO-AGE | SOLAR-V1-NO-AGE | SOLAR-V1-NO-AGE | SOLAR-V1-NO-AGE
IND | India | YELHANKA (DG) |  | IND0000512 | 106.6 | 13.1156 | 77.5838 | Oil |  |  |  | 1993 |  | Central Electricity Authority | http://www.cea.nic.in/ | WRI |  | 2019 |  | 0.0 | 0.0 | 0.0 |  | 0.0 |  | Central Electricity Authority |  |  |  |  | 528.57 | SOLAR-V1-NO-AGE | SOLAR-V1-NO-AGE | SOLAR-V1-NO-AGE | SOLAR-V1-NO-AGE | SOLAR-V1-NO-AGE
IND | India | MUMBAI JINDAL |  | WRI1020014 | 25.2 | 18.5309 | 72.9465 | Oil |  |  |  |  | Jsw Steel ltd | Jsw Steel ltd | http://www.jsw.in/ | WRI | 1020136 | [13 empty] | 124.95 | SOLAR-V1-NO-AGE | SOLAR-V1-NO-AGE | SOLAR-V1-NO-AGE | SOLAR-V1-NO-AGE | SOLAR-V1-NO-AGE
IND | India | DOLVI ISPAT |  | WRI1019953 | 67.6 | 18.6900 | 73.0390 | Oil |  |  |  |  | Jsw Steel ltd | Jsw Steel ltd | http://www.jsw.in/ | WRI | 1046220 | [13 empty] | 335.19 | NO-ESTIMATION | NO-ESTIMATION | NO-ESTIMATION | NO-ESTIMATION | CAPACITY-FACTOR-V1
IND | India | NAGOTHANE COMPLEX |  | WRI1019973 | 78.9 | 18.8829 | 73.1862 | Oil |  |  |  |  | Reliance Reliance petrochemicals | Reliance Petrochemicals | http://www.ril.com/OurBusinesses/Petrochemicals.aspx | WRI | 1019446 | [13 empty] | 391.22 | HYDRO-V1 | HYDRO-V1 | HYDRO-V1 | HYDRO-V1 | HYDRO-V1
IND | India | LODHIVALI |  | WRI1019964 | 40 | 18.9002 | 73.2032 | Oil |  |  |  |  | Tata Co ltd | Tata Co ltd | http://www.tatapower.com/ | WRI | 1086815 | [13 empty] | 198.34 | NO-ESTIMATION | NO-ESTIMATION | NO-ESTIMATION | NO-ESTIMATION | CAPACITY-FACTOR-V1
IND | India | TROMBAY |  | IND0000462 | 500 | 19.0004 | 72.8983 | Oil | Gas |  |  | 1990 |  | Central Electricity Authority | http://www.cea.nic.in/ | WRI | 1031024 | 2019 |  | 770.18 | 15.0 | 0.0 | 0.0 | 0.0 |  | Central Electricity Authority |  |  |  |  | 2479.26 | NO-ESTIMATION | NO-ESTIMATION | NO-ESTIMATION | NO-ESTIMATION | CAPACITY-FACTOR-V1
IND | India | TROMBAY_Oil |  | IND0000465 | 150 | 19.0004 | 72.8983 | Oil | Gas |  |  | 1965 |  | Central Electricity Authority | http://www.cea.nic.in/ | WRI | 1031024 | 2019 |  | 0.0 | 0.0 | 0.0 |  | 0.0 |  | Central Electricity Authority |  |  |  |  | 743.77 | NO-ESTIMATION | NO-ESTIMATION | NO-ESTIMATION | NO-ESTIMATION | CAPACITY-FACTOR-V1
IND | India | MAHUL REFINERY |  | WRI1019967 | 22 | 19.0162 | 72.8963 | Oil |  |  |  |  | Bharat Corp ltd | Bharat Corp ltd | https://bharatpetroleum.com/ | WRI | 1058538 | [13 empty] | 109.08 | NO-ESTIMATION | NO-ESTIMATION | NO-ESTIMATION | NO-ESTIMATION | CAPACITY-FACTOR-V1
IND | India | THANE PLANT |  | WRI1019990 | 22.5 | 19.0875 | 73.0258 | Oil |  |  |  |  | Nocil Nocil rubber | Nocil Nocil rubber | http://www.nocil.com/ | WRI | 1023666 | [13 empty] | 111.56 | NO-ESTIMATION | NO-ESTIMATION | NO-ESTIMATION | NO-ESTIMATION | CAPACITY-FACTOR-V1
IND | India | DIGHE WORKS |  | WRI1019951 | 22 | 19.1896 | 73.0040 | Oil |  |  |  |  | Mukand Mukand ltd | Mukand Mukand ltd | http://www.mukand.com/ | WRI | 1051810 | [13 empty] | 109.08 | SOLAR-V1-NO-AGE | SOLAR-V1-NO-AGE | SOLAR-V1-NO-AGE | SOLAR-V1-NO-AGE | SOLAR-V1-NO-AGE
IND | India | BUTIBORI PLANT |  | WRI1019946 | 81.5 | 20.9225 | 78.9535 | Oil |  |  |  |  | Indo Synthetics ltd | Indo Synthetics ltd | http://www.indoramaindia.com/ | WRI | 1019458 | [13 empty] | 404.12 | SOLAR-V1-NO-AGE | SOLAR-V1-NO-AGE | SOLAR-V1-NO-AGE | SOLAR-V1-NO-AGE | SOLAR-V1-NO-AGE
IND | India | PAMPORE GT |  | IND0000319 | 175 | 34.0040 | 74.9175 | Oil |  |  |  | 1992 |  | Central Electricity Authority | http://www.cea.nic.in/ | WRI |  | 2019 |  | 0.0 | 0.0 | 0.0 | 0.0 | 0.0 |  | Central Electricity Authority |  |  |  |  | 867.74 | NO-ESTIMATION | NO-ESTIMATION | NO-ESTIMATION | NO-ESTIMATION | CAPACITY-FACTOR-V1
IND | India | SAMAYANALLUR DG |  | IND0000390 | 106 | 9.9751 | 78.0445 | Oil |  |  |  | 2001 |  | Central Electricity Authority | http://www.cea.nic.in/ | WRI | 1041557 | 2019 |  | 243.634 | 39.954 | 11.308044 |  | 0.0 |  | Central Electricity Authority |  |  |  |  | 525.6 | NO-ESTIMATION | NO-ESTIMATION | NO-ESTIMATION | NO-ESTIMATION | CAPACITY-FACTOR-V1
IND | India | BRAMHAPURAM DG |  | IND0000067 | 60 | 9.9975 | 76.3744 | Oil |  |  |  | 1997 |  | Central Electricity Authority | http://www.cea.nic.in/ | WRI | 1020759 | 2019 |  | 8.1158 | 12.8899 | 5.1171 | 0.42576879557282254 | 0.26376 |  | Central Electricity Authority |  |  |  |  | 297.51 | NO-ESTIMATION | NO-ESTIMATION | NO-ESTIMATION | NO-ESTIMATION | CAPACITY-FACTOR-V1
IRL | Ireland | Great Island |  | WRI1002824 | 216 | 52.2793 | -6.9935 | Oil |  |  |  |  | Endesa | All Island Project | http://www.allislandproject.org/en/market_decision_documents.aspx?article=151a9561-cef9-47f2-9f48-21f6c62cef55 | GEODB | [14 empty] | 37.14 | NO-ESTIMATION | NO-ESTIMATION | NO-ESTIMATION | NO-ESTIMATION | CAPACITY-FACTOR-V1
IRL | Ireland | Tarbert |  | WRI1002839 | 488 | 52.5893 | -9.3632 | Oil |  |  |  |  | Endesa | All Island Project | http://www.allislandproject.org/en/market_decision_documents.aspx?article=151a9561-cef9-47f2-9f48-21f6c62cef75 | GEODB | 1015322 | [13 empty] | 83.92 | NO-ESTIMATION | NO-ESTIMATION | NO-ESTIMATION | NO-ESTIMATION | CAPACITY-FACTOR-V1
IRL | Ireland | Edenderry |  | WRI1002822 | 117.6 | 53.2902 | -7.0845 | Oil |  |  |  |  | Edenderry | All Island Project | http://www.allislandproject.org/en/market_decision_documents.aspx?article=151a9561-cef9-47f2-9f48-21f6c62cef40 | GEODB | 1016767 |  |  |  | 762.407 |  |  |  |  | JRC-PPDB-OPEN |  |  |  |  | 20.22 | SOLAR-V1-NO-AGE | SOLAR-V1-NO-AGE | SOLAR-V1-NO-AGE | SOLAR-V1-NO-AGE | SOLAR-V1-NO-AGE
IRL | Ireland | Cushaling |  | WRI1002820 | 116 | 53.2926 | -7.0866 | Oil |  |  |  |  | Edenderry | All Island Project | http://www.allislandproject.org/en/market_decision_documents.aspx?article=151a9561-cef9-47f2-9f48-21f6c62cef101 | GEODB | 1083895 | [13 empty] | 19.95 | NO-ESTIMATION | NO-ESTIMATION | NO-ESTIMATION | NO-ESTIMATION | CAPACITY-FACTOR-V1
IRL | Ireland | Rhode |  | WRI1002837 | 104 | 53.3594 | -7.2130 | Oil |  |  |  |  | Endesa | All Island Project | http://www.allislandproject.org/en/market_decision_documents.aspx?article=151a9561-cef9-47f2-9f48-21f6c62cef73 | GEODB | 1077719 | [13 empty] | 17.88 | NO-ESTIMATION | NO-ESTIMATION | NO-ESTIMATION | NO-ESTIMATION | CAPACITY-FACTOR-V1
IRL | Ireland | Tawnaghmore |  | WRI1002840 | 104 | 54.1934 | -9.2206 | Oil |  |  |  |  | Endesa | All Island Project | http://www.allislandproject.org/en/market_decision_documents.aspx?article=151a9561-cef9-47f2-9f48-21f6c62cef83 | GEODB | 1061090 | [13 empty] | 17.88 | NO-ESTIMATION | NO-ESTIMATION | NO-ESTIMATION | NO-ESTIMATION | CAPACITY-FACTOR-V1
IRN | Iran | Chahbahar (Kenarak) |  | WRI1008126 | 64 | 25.2919 | 60.6430 | Oil |  |  |  | 1978.0 |  | TAVANIR | http://www2.tavanir.org.ir/info/stat87/sanatlhtml/Links/j14%20-1/main.htm | CARMA | 1031063 | [13 empty] | 176.41 | NO-ESTIMATION | NO-ESTIMATION | NO-ESTIMATION | NO-ESTIMATION | CAPACITY-FACTOR-V1
IRN | Iran | Bandar Abbas |  | WRI1008119 | 1280 | 27.1467 | 56.1153 | Oil | [5 empty] | TAVANIR | http://www2.tavanir.org.ir/info/stat87/sanatlhtml/Links/j14%20-1/main.htm | GEODB | 1031055 | [13 empty] | 3528.3 | NO-ESTIMATION | NO-ESTIMATION | NO-ESTIMATION | NO-ESTIMATION | CAPACITY-FACTOR-V1
IRN | Iran | Asalooyeh |  | WRI1008117 | 50 | 27.4866 | 52.6590 | Oil |  |  |  | 2007.0 |  | TAVANIR | http://www2.tavanir.org.ir/info/stat87/sanatlhtml/Links/j14%20-1/main.htm | GEODB | [14 empty] | 137.82 | HYDRO-V1 | HYDRO-V1 | HYDRO-V1 | HYDRO-V1 | HYDRO-V1
IRN | Iran | Ghaen |  | WRI1008137 | 73.5 | 28.2013 | 58.4917 | Oil | [5 empty] | TAVANIR | http://www2.tavanir.org.ir/info/stat87/sanatlhtml/Links/j14%20-1/main.htm | CARMA | 1031071 | [13 empty] | 202.6 | NO-ESTIMATION | NO-ESTIMATION | NO-ESTIMATION | NO-ESTIMATION | CAPACITY-FACTOR-V1
IRN | Iran | Farg Darab |  | WRI1008133 | 4 | 28.7519 | 54.5444 | Oil |  |  |  | 2002.0 |  | TAVANIR | http://www2.tavanir.org.ir/info/stat87/sanatlhtml/Links/j14%20-1/main.htm | CARMA | 1064955 | [13 empty] | 11.02 | NO-ESTIMATION | NO-ESTIMATION | NO-ESTIMATION | NO-ESTIMATION | CAPACITY-FACTOR-V1
IRN | Iran | Zahedan |  | WRI1008207 | 100 | 29.4770 | 60.8070 | Oil | [5 empty] | TAVANIR | http://www2.tavanir.org.ir/info/stat87/sanatlhtml/Links/j14%20-1/main.htm | GEODB | 1031116 | [13 empty] | 275.64 | NO-ESTIMATION | NO-ESTIMATION | NO-ESTIMATION | NO-ESTIMATION | CAPACITY-FACTOR-V1
IRN | Iran | Zarand |  | WRI1008208 | 60 | 30.8127 | 56.5640 | Oil |  |  |  | 1973.0 |  | TAVANIR | http://www2.tavanir.org.ir/info/stat87/sanatlhtml/Links/j14%20-1/main.htm | CARMA | 1031117 | [13 empty] | 165.38 | NO-ESTIMATION | NO-ESTIMATION | NO-ESTIMATION | NO-ESTIMATION | CAPACITY-FACTOR-V1
IRN | Iran | Ahwaz (ramiin) |  | WRI1008114 | 1903 | 31.5027 | 48.8830 | Oil | [5 empty] | TAVANIR | http://www2.tavanir.org.ir/info/stat87/sanatlhtml/Links/j14%20-1/main.htm | GEODB | 1031051 | [13 empty] | 5245.6 | NO-ESTIMATION | NO-ESTIMATION | NO-ESTIMATION | NO-ESTIMATION | CAPACITY-FACTOR-V1
IRN | Iran | Shahid Zanbagh (Yazd) |  | WRI1008188 | 97 | 31.8972 | 54.3675 | Oil | [5 empty] | TAVANIR | http://www2.tavanir.org.ir/info/stat87/sanatlhtml/Links/j14%20-1/main.htm | CARMA | 1031114 | [13 empty] | 267.37 | HYDRO-V1 | HYDRO-V1 | HYDRO-V1 | HYDRO-V1 | HYDRO-V1
IRN | Iran | Shahid M. Montazeri |  | WRI1008184 | 1600 | 32.7952 | 51.4959 | Oil | [5 empty] | TAVANIR | http://www2.tavanir.org.ir/info/stat87/sanatlhtml/Links/j14%20-1/main.htm | WRI | 1031067 | [13 empty] | 4410.38 | NO-ESTIMATION | NO-ESTIMATION | NO-ESTIMATION | NO-ESTIMATION | CAPACITY-FACTOR-V1
IRN | Iran | Shazand |  | WRI1008190 | 1300 | 34.0000 | 49.5000 | Oil | [5 empty] | TAVANIR | http://www2.tavanir.org.ir/info/stat87/sanatlhtml/Links/j14%20-1/main.htm | GEODB | 1031053 | [13 empty] | 3583.43 | NO-ESTIMATION | NO-ESTIMATION | NO-ESTIMATION | NO-ESTIMATION | SOLAR-V1
IRN | Iran | Bistoon |  | WRI1008122 | 640 | 34.3468 | 47.3575 | Oil |  |  |  | 1995.0 |  | TAVANIR | http://www2.tavanir.org.ir/info/stat87/sanatlhtml/Links/j14%20-1/main.htm | GEODB | 1031060 | [13 empty] | 1764.15 | NO-ESTIMATION | NO-ESTIMATION | NO-ESTIMATION | NO-ESTIMATION | SOLAR-V1
IRN | Iran | Shahid Mofateh |  | WRI1008185 | 100 | 35.1280 | 48.8520 | Oil | [5 empty] | TAVANIR | http://www2.tavanir.org.ir/info/stat87/sanatlhtml/Links/j14%20-1/main.htm | GEODB | [14 empty] | 275.64 | NO-ESTIMATION | NO-ESTIMATION | NO-ESTIMATION | NO-ESTIMATION | CAPACITY-FACTOR-V1
IRN | Iran | Besat |  | WRI1008121 | 247.5 | 35.6423 | 51.4273 | Oil | [5 empty] | TAVANIR | http://www2.tavanir.org.ir/info/stat87/sanatlhtml/Links/j14%20-1/main.htm | GEODB | [14 empty] | 682.23 | SOLAR-V1-NO-AGE | SOLAR-V1-NO-AGE | SOLAR-V1-NO-AGE | SOLAR-V1-NO-AGE | SOLAR-V1-NO-AGE
IRN | Iran | Sahid Montazere Ghaem |  | WRI1008179 | 626 | 35.7300 | 51.0000 | Oil | [5 empty] | TAVANIR | http://www2.tavanir.org.ir/info/stat87/sanatlhtml/Links/j14%20-1/main.htm | GEODB | [14 empty] | 1725.56 | SOLAR-V1-NO-AGE | SOLAR-V1-NO-AGE | SOLAR-V1-NO-AGE | SOLAR-V1-NO-AGE | SOLAR-V1-NO-AGE
IRN | Iran | Neka (Shahid Salimi) |  | WRI1008169 | 1779.6 | 36.8387 | 53.2593 | Oil | [5 empty] | TAVANIR | http://www2.tavanir.org.ir/info/stat87/sanatlhtml/Links/j14%20-1/main.htm | GEODB | [14 empty] | 4905.45 | SOLAR-V1-NO-AGE | SOLAR-V1-NO-AGE | SOLAR-V1-NO-AGE | SOLAR-V1-NO-AGE | SOLAR-V1-NO-AGE
IRN | Iran | Sahand |  | WRI1008178 | 650 | 37.4240 | 46.0130 | Oil | [5 empty] | TAVANIR | http://www2.tavanir.org.ir/info/stat87/sanatlhtml/Links/j14%20-1/main.htm | GEODB | 1044283 | [13 empty] | 1791.71 | NO-ESTIMATION | NO-ESTIMATION | NO-ESTIMATION | NO-ESTIMATION | NO-ESTIMATION
IRN | Iran | Tabriz |  | WRI1008196 | 736 | 38.0800 | 46.2919 | Oil | [5 empty] | TAVANIR | http://caspianbarrel.org/?p=35513 | CARMA | [14 empty] | 2028.77 | NO-ESTIMATION | NO-ESTIMATION | NO-ESTIMATION | NO-ESTIMATION | CAPACITY-FACTOR-V1
IRQ | Iraq | Al-Hartha |  | WRI1008715 | 800 | 30.6787 | 47.7515 | Oil |  |  |  | 1979.0 | Iraq's Ministry of Electricity | Siemens | http://www.energy.siemens.com/hq/pool/hq/automation/automation-control-pg/sppa-t3000/documents/secure-power-supply-iraq-sppa-t3000-e.pdf.pdf | WRI | 1030237 | [13 empty] | 3251.4 | HYDRO-V1 | HYDRO-V1 | HYDRO-V1 | HYDRO-V1 | HYDRO-V1
IRQ | Iraq | Al-Mussaib |  | WRI1008710 | 1280 | 32.8407 | 44.2749 | Oil |  |  |  | 2013.0 | Iraq's Ministry of Electricity | Iraq Business News | http://www.iraq-businessnews.com/2012/04/24/siemens-wins-al-mussaib-power-plant-contract/ | WRI | 1030227 | [13 empty] | 5202.24 | NO-ESTIMATION | NO-ESTIMATION | NO-ESTIMATION | NO-ESTIMATION | CAPACITY-FACTOR-V1
IRQ | Iraq | Doura |  | WRI1008711 | 640 | 33.2602 | 44.3751 | Oil |  |  |  |  | Iraq's Ministry of Electricity | Power and Technology Magazine | http://www.power-technology.com/features/feature2045/ | WRI | 1030233 | [13 empty] | 2601.12 | NO-ESTIMATION | NO-ESTIMATION | NO-ESTIMATION | NO-ESTIMATION | CAPACITY-FACTOR-V1
IRQ | Iraq | Al-Quds |  | WRI1008706 | 500 | 33.4898 | 44.3616 | Oil |  |  |  |  | Iraq's Ministry of Electricity | World Bank | http://siteresources.worldbank.org/IRFFI/64168382-1092418978875/20266695/Iraq-Electricity-PID.pdf | WRI | [14 empty] | 2032.12 | NO-ESTIMATION | NO-ESTIMATION | NO-ESTIMATION | NO-ESTIMATION | CAPACITY-FACTOR-V1
IRQ | Iraq | Baiji |  | WRI1008713 | 720 | 35.0375 | 43.5582 | Oil |  |  |  |  | Iraq's Ministry of Electricity | Power Engineering International | http://www.powerengineeringint.com/articles/2014/06/iraqi-power-plant-under-government-control.html | WRI | [14 empty] | 2926.26 | NO-ESTIMATION | NO-ESTIMATION | NO-ESTIMATION | NO-ESTIMATION | CAPACITY-FACTOR-V1
IRQ | Iraq | Al-Shemal |  | WRI1008714 | 2100 | 36.0547 | 43.2961 | Oil | Gas |  |  | 1988.0 | Ministry for Industry and Minerals | Serbia Construction | http://www.serbiaconstruction.com/projects/al-shemal-thermo-electric-power-plant/ | WRI | [14 empty] | 8534.93 | NO-ESTIMATION | NO-ESTIMATION | NO-ESTIMATION | NO-ESTIMATION | CAPACITY-FACTOR-V1
ITA | Italy | AUGUSTA C.LE |  | WRI1002849 | 210 | 37.2083 | 15.1778 | Oil |  |  |  | 1959.0 | ENEL | ENEL | https://www.futur-e.enel.it/cs/Satellite?blobcol=urldata&blobheader=application%2Fpdf&blobheadername1=Content-Disposition&blobheadername2=MDT-Type&blobheadervalue1=inline%3B+filename%3Daugusta-eng.pdf&blobheadervalue2=abinary%3B+charset%3DUTF-8&blobkey=id&blobtable=MungoBlobs&blobwhere=1445864757502&ssbinary=true | CARMA | 1015930 | [13 empty] | 310.73 | NO-ESTIMATION | NO-ESTIMATION | NO-ESTIMATION | NO-ESTIMATION | CAPACITY-FACTOR-V1
ITA | Italy | PORTO EMPEDOCLE C.LE |  | WRI1002925 | 140 | 37.3123 | 13.5071 | Oil |  |  |  |  | ENEL | Power Plants at Risk of Shutting Down | http://www.italy24.ilsole24ore.com/pdf2010/Editrice/ILSOLE24ORE/QUOTIDIANO_INSIDE_ITALY/Online/_Oggetti_Correlati/Documenti/2014/10/23/20141023_Power.pdf | CARMA | 1016115 |  |  |  | 0.0 |  |  |  |  | ENTSOE |  |  |  |  | 207.15 | NO-ESTIMATION | NO-ESTIMATION | NO-ESTIMATION | NO-ESTIMATION | CAPACITY-FACTOR-V1
ITA | Italy | SAN FILIPPO DEL MELA |  | WRI1002947 | 866 | 38.2049 | 15.2818 | Oil |  |  |  |  | Edipower | Edipower | https://web.archive.org/web/20150316075708/http://www.edipower.it/centrale_di_sanfilippo.htm | GEODB | 1016154 |  |  |  | 2181.092 | 1247.744 | 1300.073 |  |  | JRC-PPDB-OPEN |  |  |  |  | 1281.4 | SOLAR-V1-NO-AGE | SOLAR-V1-NO-AGE | SOLAR-V1-NO-AGE | SOLAR-V1-NO-AGE | SOLAR-V1-NO-AGE
ITA | Italy | Portoscuso |  | WRI1002926 | 320 | 39.2047 | 8.3789 | Oil |  |  |  | 1973.0 | ENEL | ENEL | https://www.futur-e.enel.it/cs/Satellite?blobcol=urldata&blobheader=application%2Fpdf&blobheadername1=Content-Disposition&blobheadername2=MDT-Type&blobheadervalue1=inline%3B+filename%3Dportoscuso-eng.pdf&blobheadervalue2=abinary%3B+charset%3DUTF-8&blobkey=id&blobtable=MungoBlobs&blobwhere=1445864757450&ssbinary=true | CARMA | 1016058 |  |  |  | 0.0 |  |  |  |  | ENTSOE |  |  |  |  | 473.49 | SOLAR-V1-NO-AGE | SOLAR-V1-NO-AGE | SOLAR-V1-NO-AGE | SOLAR-V1-NO-AGE | SOLAR-V1-NO-AGE
ITA | Italy | ASSEMINI |  | WRI1002848 | 177 | 39.2269 | 8.9972 | Oil |  |  |  | 1992.0 | Italy Ministry of Economy and Finance | ENEL | https://www.futur-e.enel.it/cs/Satellite?blobcol=urldata&blobheader=application%2Fpdf&blobheadername1=Content-Disposition&blobheadername2=MDT-Type&blobheadervalue1=inline%3B+filename%3Dassemini-eng.pdf&blobheadervalue2=abinary%3B+charset%3DUTF-8&blobkey=id&blobtable=MungoBlobs&blobwhere=1445864757474&ssbinary=true | CARMA | 1015929 | [13 empty] | 261.9 | NO-ESTIMATION | NO-ESTIMATION | NO-ESTIMATION | NO-ESTIMATION | SOLAR-V1
ITA | Italy | ROSSANO TE |  | WRI1002939 | 1200 | 39.6218 | 16.6084 | Oil | [5 empty] | ENEL | https://www.futur-e.enel.it/cs/Satellite?blobcol=urldata&blobheader=application%2Fpdf&blobheadername1=Content-Disposition&blobheadername2=MDT-Type&blobheadervalue1=inline%3B+filename%3Drossano-eng.pdf&blobheadervalue2=abinary%3B+charset%3DUTF-8&blobkey=id&blobtable=MungoBlobs&blobwhere=1445864757481&ssbinary=true | GEODB |  |  |  |  | 0.0 | 3.288 | 4.584 |  |  | JRC-PPDB-OPEN |  |  |  |  | 1775.61 | SOLAR-V1-NO-AGE | SOLAR-V1-NO-AGE | SOLAR-V1-NO-AGE | SOLAR-V1-NO-AGE | SOLAR-V1-NO-AGE
ITA | Italy | PIOMBINO TERMICA |  | WRI1002920 | 1280 | 42.9565 | 10.6034 | Oil |  |  |  |  | ENEL | ENEL | https://www.futur-e.enel.it/cs/Satellite?blobcol=urldata&blobheader=application%2Fpdf&blobheadername1=Content-Disposition&blobheadername2=MDT-Type&blobheadervalue1=inline%3B+filename%3Dpiombino-eng.pdf&blobheadervalue2=abinary%3B+charset%3DUTF-8&blobkey=id&blobtable=MungoBlobs&blobwhere=1445864757443&ssbinary=true | GEODB | [14 empty] | 1893.98 | NO-ESTIMATION | NO-ESTIMATION | NO-ESTIMATION | NO-ESTIMATION | CAPACITY-FACTOR-V1
ITA | Italy | LIVORNO MARZOCCO |  | WRI1002906 | 310 | 43.5673 | 10.3100 | Oil |  |  |  | 1965.0 | ENEL | ENEL | https://www.futur-e.enel.it/cs/Satellite?blobcol=urldata&blobheader=application%2Fpdf&blobheadername1=Content-Disposition&blobheadername2=MDT-Type&blobheadervalue1=inline%3B+filename%3Dlivorno-eng.pdf&blobheadervalue2=abinary%3B+charset%3DUTF-8&blobkey=id&blobtable=MungoBlobs&blobwhere=1445864757397&ssbinary=true | GEODB | 1016051 |  |  |  | 457.298 | 603.866 | 679.742 |  |  | JRC-PPDB-OPEN |  |  |  |  | 458.69 | SOLAR-V1-NO-AGE | SOLAR-V1-NO-AGE | SOLAR-V1-NO-AGE | SOLAR-V1-NO-AGE | SOLAR-V1-NO-AGE
ITA | Italy | PORTO TOLLE |  | WRI1002927 | 2640 | 44.9569 | 12.4883 | Oil |  |  |  |  | ENEL | Reuters | http://uk.reuters.com/article/enel-portotolle-conversion-idUKLDE7661B620110707 | GEODB | 1015944 | [13 empty] | 3906.34 | HYDRO-V1 | HYDRO-V1 | HYDRO-V1 | HYDRO-V1 | HYDRO-V1
ITA | Italy | TURBIGO |  | WRI1002973 | 1569 | 45.5201 | 8.7422 | Oil |  |  |  |  | Edipower | Edipower | https://web.archive.org/web/20110909235851/http://www.edipower.org/centrali/turbigo.asp | GEODB |  |  |  |  | 1617.071 | 1944.406 | 1271.599 |  |  | JRC-PPDB-OPEN |  |  |  |  | 2321.61 | NO-ESTIMATION | NO-ESTIMATION | NO-ESTIMATION | NO-ESTIMATION | CAPACITY-FACTOR-V1
ITA | Italy | LAMARMORA |  | WRI1002898 | 116.7 | 45.5248 | 10.2273 | Oil | [5 empty] | A2A | http://www.a2a.eu/en/plants_networks/cogeneration/lamarmora.html | CARMA | 1010422 |  |  |  | 142.856 | 160.014 | 108.947 |  |  | JRC-PPDB-OPEN |  |  |  |  | 172.67 | SOLAR-V1-NO-AGE | SOLAR-V1-NO-AGE | SOLAR-V1-NO-AGE | SOLAR-V1-NO-AGE | SOLAR-V1-NO-AGE
JAM | Jamaica | Old Harbour |  | WRI1023917 | 347.5 | 17.9006 | -77.1071 | Oil |  |  |  |  | Jamaica Public Service Company | Jamaica Public Service Company | https://www.jpsco.com/about-jps/how-we-serve-you/ | WRI | 1020001 | [13 empty] | 1052.8 | NO-ESTIMATION | NO-ESTIMATION | NO-ESTIMATION | NO-ESTIMATION | CAPACITY-FACTOR-V1
JAM | Jamaica | Rockfort |  | WRI1023921 | 64 | 17.9701 | -76.7519 | Oil |  |  |  | 1997.0 | Jamaica Private Power Company | Jamaica Public Service Company | https://www.jpsco.com/about-jps/how-we-serve-you/ | WRI | 1019993 | [13 empty] | 193.89 | NO-ESTIMATION | NO-ESTIMATION | NO-ESTIMATION | NO-ESTIMATION | SOLAR-V1
JAM | Jamaica | West Kingston |  | WRI1023920 | 65 | 17.9731 | -76.8057 | Oil |  |  |  | 2013.0 | Jamaica Energy Partners | Jamaica Energy Partners | http://www.jamenergy.com/index.php/projects/kingston | WRI | 1083166 | [13 empty] | 196.92 | NO-ESTIMATION | NO-ESTIMATION | NO-ESTIMATION | NO-ESTIMATION | SOLAR-V1
JAM | Jamaica | Hunts Bay |  | WRI1023918 | 122.5 | 17.9750 | -76.8176 | Oil |  |  |  | 1992.0 | Jamaica Public Service Company | Jamaica Public Service Company | https://www.jpsco.com/about-jps/how-we-serve-you/ | WRI | 1019996 | [13 empty] | 371.13 | NO-ESTIMATION | NO-ESTIMATION | NO-ESTIMATION | NO-ESTIMATION | SOLAR-V1
JOR | Jordan | Hussein Thermal Power Plant Jordan |  | GEODB0003620 | 382 | 32.1190 | 36.1250 | Oil | [5 empty] | GEODB | http://globalenergyobservatory.org | GEODB | 1020190 | 2017 | [12 empty] | 967.31 | NO-ESTIMATION | NO-ESTIMATION | NO-ESTIMATION | NO-ESTIMATION | CAPACITY-FACTOR-V1
JPN | Japan | Sendai |  | WRI1000668 | 1000 | 31.8579 | 130.1997 | Oil |  |  |  |  | Kyushu | Japanese Electric Power Information Center | https://www.jepic.or.jp/en/ | GEODB | 1021667 | [13 empty] | 1671.98 | SOLAR-V1-NO-AGE | SOLAR-V1-NO-AGE | SOLAR-V1-NO-AGE | SOLAR-V1-NO-AGE | SOLAR-V1-NO-AGE
JPN | Japan | Buzen |  | WRI1000667 | 1000 | 33.6261 | 131.1202 | Oil |  |  |  |  | Kyushu | Japanese Electric Power Information Center | https://www.jepic.or.jp/en/ | GEODB | 1021598 | [13 empty] | 1671.98 | NO-ESTIMATION | NO-ESTIMATION | NO-ESTIMATION | NO-ESTIMATION | CAPACITY-FACTOR-V1
JPN | Japan | Gobo |  | WRI1000650 | 1800 | 33.8600 | 135.1531 | Oil |  |  |  |  | Kansai | Japanese Electric Power Information Center | https://www.jepic.or.jp/en/ | GEODB | 1020392 | [13 empty] | 3009.57 | NO-ESTIMATION | NO-ESTIMATION | NO-ESTIMATION | NO-ESTIMATION | CAPACITY-FACTOR-V1
JPN | Japan | Anan |  | WRI1000663 | 1245 | 33.8787 | 134.6534 | Oil |  |  |  |  | Shikoku | Japanese Electric Power Information Center | https://www.jepic.or.jp/en/ | GEODB | 1028649 | [13 empty] | 2081.61 | SOLAR-V1-NO-AGE | SOLAR-V1-NO-AGE | SOLAR-V1-NO-AGE | SOLAR-V1-NO-AGE | SOLAR-V1-NO-AGE
JPN | Japan | Mishima Mill (Taio) |  | WRI1020079 | 500 | 33.9898 | 133.5516 | Oil |  |  |  |  | Daio Paper Company | Daio Paper Corporation | http://www.daio-paper.co.jp/en/company/base/index.html | WRI | 1030747 | [13 empty] | 835.99 | NO-ESTIMATION | NO-ESTIMATION | NO-ESTIMATION | NO-ESTIMATION | CAPACITY-FACTOR-V1
JPN | Japan | Owase Mita |  | WRI1020062 | 875 | 34.0670 | 136.2070 | Oil |  |  |  |  | Chubu | Chubu Electric Power Company | http://www.chuden.co.jp/english/resource/corporate/facilities_map_2015.pdf | GEODB | 1012327 | [13 empty] | 1462.98 | NO-ESTIMATION | NO-ESTIMATION | NO-ESTIMATION | NO-ESTIMATION | CAPACITY-FACTOR-V1
JPN | Japan | Kainan |  | WRI1000648 | 2100 | 34.1520 | 135.1876 | Oil |  |  |  |  | Kansai | Japanese Electric Power Information Center | https://www.jepic.or.jp/en/ | GEODB | 1020408 | [13 empty] | 3511.16 | NO-ESTIMATION | NO-ESTIMATION | NO-ESTIMATION | NO-ESTIMATION | SOLAR-V1
JPN | Japan | Tanagawa Daini |  | WRI1000655 | 1200 | 34.3216 | 135.1281 | Oil |  |  |  |  | Kansai | Japanese Electric Power Information Center | https://www.jepic.or.jp/en/ | GEODB | [14 empty] | 2006.38 | NO-ESTIMATION | NO-ESTIMATION | NO-ESTIMATION | NO-ESTIMATION | CAPACITY-FACTOR-V1
JPN | Japan | Sakaide |  | WRI1000662 | 1500 | 34.3419 | 133.8442 | Oil | Gas |  |  |  | Shikoku | Japanese Electric Power Information Center | https://www.jepic.or.jp/en/ | GEODB | 1028680 | [13 empty] | 2507.97 | NO-ESTIMATION | NO-ESTIMATION | NO-ESTIMATION | NO-ESTIMATION | SOLAR-V1
JPN | Japan | Tamashima |  | WRI1000659 | 1200 | 34.5144 | 133.6873 | Oil |  |  |  |  | Chugoku | Japanese Electric Power Information Center | https://www.jepic.or.jp/en/ | GEODB | 1012440 | [13 empty] | 2006.38 | NO-ESTIMATION | NO-ESTIMATION | NO-ESTIMATION | NO-ESTIMATION | CAPACITY-FACTOR-V1
JPN | Japan | Atsumi |  | WRI1000640 | 1900 | 34.6536 | 137.0665 | Oil |  |  |  |  | Chubu | Japanese Electric Power Information Center | https://www.jepic.or.jp/en/ | GEODB | 1012253 | [13 empty] | 3176.76 | HYDRO-V1 | HYDRO-V1 | HYDRO-V1 | HYDRO-V1 | HYDRO-V1
JPN | Japan | Ako |  | WRI1000656 | 1200 | 34.7413 | 134.3786 | Oil |  |  |  |  | Kansai | Japanese Electric Power Information Center | https://www.jepic.or.jp/en/ | GEODB | 1020384 | [13 empty] | 2006.38 | NO-ESTIMATION | NO-ESTIMATION | NO-ESTIMATION | NO-ESTIMATION | NO-ESTIMATION
JPN | Japan | Aioi |  | WRI1000657 | 1125 | 34.7742 | 134.4568 | Oil |  |  |  |  | Kansai | Japanese Electric Power Information Center | https://www.jepic.or.jp/en/ | GEODB | 1020382 | [13 empty] | 1880.98 | HYDRO-V1 | HYDRO-V1 | HYDRO-V1 | HYDRO-V1 | HYDRO-V1
JPN | Japan | Taketoyo |  | WRI1000644 | 1125 | 34.8244 | 136.9238 | Oil |  |  |  |  | Chubu | Japanese Electric Power Information Center | https://www.jepic.or.jp/en/ | GEODB | 1012353 | [13 empty] | 1880.98 | NO-ESTIMATION | NO-ESTIMATION | NO-ESTIMATION | NO-ESTIMATION | CAPACITY-FACTOR-V1
JPN | Japan | Chita |  | WRI1000638 | 3966 | 34.9867 | 136.8436 | Oil |  |  |  |  | Chubu | Japanese Electric Power Information Center | https://www.jepic.or.jp/en/ | GEODB | 1012254 | [13 empty] | 6631.08 | HYDRO-V1 | HYDRO-V1 | HYDRO-V1 | HYDRO-V1 | HYDRO-V1
JPN | Japan | Nishi Nagoya |  | WRI1000643 | 1190 | 35.0326 | 136.8303 | Oil | Gas |  |  |  | Chubu | Japanese Electric Power Information Center | https://www.jepic.or.jp/en/ | GEODB | [14 empty] | 1989.66 | NO-ESTIMATION | NO-ESTIMATION | NO-ESTIMATION | NO-ESTIMATION | CAPACITY-FACTOR-V1
JPN | Japan | Yokosuka |  | WRI1000628 | 2274 | 35.2148 | 139.7173 | Oil |  |  |  |  | Tokyo | Japanese Electric Power Information Center | https://www.jepic.or.jp/en/ | GEODB | 1031747 | [13 empty] | 3802.09 | HYDRO-V1 | HYDRO-V1 | HYDRO-V1 | HYDRO-V1 | HYDRO-V1
JPN | Japan | Kani Mill |  | WRI1020086 | 70 | 35.4211 | 137.0224 | Oil |  |  |  | 2001.0 | Daio Paper Company | Daio Paper Corporation | http://www.daio-paper.co.jp/en/company/base/index.html | WRI | [14 empty] | 117.03 | HYDRO-V1 | HYDRO-V1 | HYDRO-V1 | HYDRO-V1 | HYDRO-V1
JPN | Japan | Yokohama |  | WRI1000626 | 3325 | 35.4768 | 139.6790 | Oil |  |  |  |  | Tokyo | Japanese Electric Power Information Center | https://www.jepic.or.jp/en/ | GEODB | 1031746 | [13 empty] | 5559.34 | NO-ESTIMATION | NO-ESTIMATION | NO-ESTIMATION | NO-ESTIMATION | CAPACITY-FACTOR-V1
JPN | Japan | Anegasaki |  | WRI1000625 | 3600 | 35.4845 | 140.0172 | Oil |  |  |  |  | Tokyo | Japanese Electric Power Information Center | https://www.jepic.or.jp/en/ | GEODB | 1031619 | [13 empty] | 6019.14 | NO-ESTIMATION | NO-ESTIMATION | NO-ESTIMATION | NO-ESTIMATION | CAPACITY-FACTOR-V1
JPN | Japan | Ohi |  | WRI1000634 | 1050 | 35.6146 | 139.7567 | Oil |  |  |  |  | Tokyo | Japanese Electric Power Information Center | https://www.jepic.or.jp/en/ | GEODB | [14 empty] | 1755.58 | NO-ESTIMATION | NO-ESTIMATION | NO-ESTIMATION | NO-ESTIMATION | CAPACITY-FACTOR-V1
JPN | Japan | Kashima Kita |  | WRI1020073 | 650 | 35.9030 | 140.6878 | Oil | Gas |  |  | 1981.0 | KASHIMA-KITA ELEC POWER CORP | Mitsubishi | http://www.m-kagaku.co.jp/kashima/ | WRI | 1020589 | [13 empty] | 1086.78 | NO-ESTIMATION | NO-ESTIMATION | NO-ESTIMATION | NO-ESTIMATION | NO-ESTIMATION
JPN | Japan | Kashima |  | WRI1000622 | 4400 | 35.9409 | 140.6888 | Oil |  |  |  |  | Tokyo | Japanese Electric Power Information Center | https://www.jepic.or.jp/en/ | GEODB | 1031663 | [13 empty] | 7356.72 | NO-ESTIMATION | NO-ESTIMATION | NO-ESTIMATION | NO-ESTIMATION | CAPACITY-FACTOR-V1
JPN | Japan | Hirono |  | WRI1000623 | 4400 | 37.2351 | 141.0162 | Oil | Coal |  |  |  | Tokyo | Japanese Electric Power Information Center | https://www.jepic.or.jp/en/ | WRI | 1031644 | [13 empty] | 7356.72 | NO-ESTIMATION | NO-ESTIMATION | NO-ESTIMATION | NO-ESTIMATION | CAPACITY-FACTOR-V1
JPN | Japan | Akita |  | WRI1000619 | 1300 | 39.7839 | 140.0487 | Oil |  |  |  |  | Tohoku | Japanese Electric Power Information Center | https://www.jepic.or.jp/en/ | GEODB | 1028868 | [13 empty] | 2173.57 | NO-ESTIMATION | NO-ESTIMATION | NO-ESTIMATION | NO-ESTIMATION | CAPACITY-FACTOR-V1
JPN | Japan | Hachinohe Taiheiyo |  | WRI1020084 | 125.2 | 40.5353 | 141.5019 | Oil |  |  |  |  | TAIHEIYO (PACIFIC) METALS | Pacific Metals | https://www.pacific-metals.co.jp/corporate/index.html | WRI | 1030742 | [13 empty] | 209.33 | NO-ESTIMATION | NO-ESTIMATION | NO-ESTIMATION | NO-ESTIMATION | CAPACITY-FACTOR-V1
KEN | Kenya | Iberafrica I & II (Nairobi south diesel PP) |  | WRI1061216 | 109 | -1.2431 | 36.8905 | Oil |  |  |  |  | Iberafrica Power Ltd. | GPG | [17 empty] | NO-ESTIMATION | NO-ESTIMATION | NO-ESTIMATION | NO-ESTIMATION | CAPACITY-FACTOR-V1
KEN | Kenya | Rabai |  | WRI1061214 | 90 | -3.9334 | 39.5626 | Oil |  |  |  | 2009.0 | Rabai Power Company | BWSC | http://www.bwsc.com/Rabai-Power-Plant--Kenya.aspx?ID=208 | WRI | 1068345 | [13 empty] | 178.73 | NO-ESTIMATION | NO-ESTIMATION | NO-ESTIMATION | NO-ESTIMATION | CAPACITY-FACTOR-V1
KEN | Kenya | Kipevu II (Tsavo) |  | WRI1000051 | 74.5 | -4.0379 | 39.6333 | Oil |  |  |  | 2001.0 | Tsavo Power Company | Wartsila | http://www.wartsila.com/resources/customer-references/view/kipevu-ii-iii-kenya | GEODB | 1046028 | [13 empty] | 147.95 | NO-ESTIMATION | NO-ESTIMATION | NO-ESTIMATION | NO-ESTIMATION | NO-ESTIMATION
KEN | Kenya | Kipevu III |  | WRI1000052 | 120 | -4.0379 | 39.6333 | Oil |  |  |  | 1999.0 | Kenya Electric Generating Company | Kenya Electricity Generating Company | http://www.kengen.co.ke/?q=content/thermal-power-plant | GEODB | 1077885 | [13 empty] | 238.31 | NO-ESTIMATION | NO-ESTIMATION | NO-ESTIMATION | NO-ESTIMATION | CAPACITY-FACTOR-V1
KEN | Kenya | Kipevu I |  | WRI1000050 | 74 | -4.0400 | 39.6380 | Oil |  |  |  | 2011.0 | Kenya Electric Generating Company | Kenya Electricity Generating Company | http://www.kengen.co.ke/?q=content/thermal-power-plant | GEODB | 1020728 | [13 empty] | 146.96 | NO-ESTIMATION | NO-ESTIMATION | NO-ESTIMATION | NO-ESTIMATION | CAPACITY-FACTOR-V1
KEN | Kenya | Thika |  | WRI1061223 | 88 | 1.0605 | 37.0508 | Oil |  |  |  | 2012.0 | Thika Power Ltd | MAN Power plants | http://powerplants.man.eu/references/projects/thika-power-plant | WRI | 1084747 | [13 empty] | 174.76 | NO-ESTIMATION | NO-ESTIMATION | NO-ESTIMATION | NO-ESTIMATION | CAPACITY-FACTOR-V1
KGZ | Kyrgyzstan | Osh CHP Power Plant Kyrgyzstan |  | GEODB0041763 | 50 | 40.5718 | 72.8040 | Oil | [5 empty] | GEODB | http://globalenergyobservatory.org | GEODB | 1021577 | 2017 | [13 empty] | NO-ESTIMATION | NO-ESTIMATION | NO-ESTIMATION | NO-ESTIMATION | CAPACITY-FACTOR-V1
KHM | Cambodia | Sihanoukville Diesel |  | WRI1026846 | 5 | 10.6124 | 103.6287 | Oil |  |  |  | 1998.0 | ElectricitÃ© du Cambodge | Wartsila | http://www.wartsila.com/media/news/26-05-2004-wartsila-power-for-cambodian-ipp | WRI | 1015180 | [13 empty] | 4.82 | NO-ESTIMATION | NO-ESTIMATION | NO-ESTIMATION | NO-ESTIMATION | CAPACITY-FACTOR-V1
KHM | Cambodia | Khmer Electric Power Diesel Power Plant |  | WRI1026844 | 30 | 11.5238 | 104.8730 | Oil |  |  |  | 2005.0 | Khmer Electrical Power Company Ltd. | Wartsila | http://www.wartsila.com/media/news/26-05-2004-wartsila-power-for-cambodian-ipp | WRI | [14 empty] | 28.95 | NO-ESTIMATION | NO-ESTIMATION | NO-ESTIMATION | NO-ESTIMATION | NO-ESTIMATION
KHM | Cambodia | Phnom Penh Diesel |  | WRI1026845 | 18.6 | 11.5904 | 104.9153 | Oil |  |  |  | 1996.0 | ElectricitÃ© du Cambodge | Wartsila | http://www.wartsila.com/media/news/26-05-2004-wartsila-power-for-cambodian-ipp | WRI | [14 empty] | 17.95 | NO-ESTIMATION | NO-ESTIMATION | NO-ESTIMATION | NO-ESTIMATION | CAPACITY-FACTOR-V1
KOR | South Korea | Jeju |  | WRI1000193 | 255 | 33.5352 | 126.5961 | Oil |  |  |  |  | Korea Midland Power (KOMIPO) | KOMIPO | http://komipo.en.ec21.com/Oil_power_plants--487304_487314.html | GEODB | [14 empty] | 529.49 | NO-ESTIMATION | NO-ESTIMATION | NO-ESTIMATION | NO-ESTIMATION | CAPACITY-FACTOR-V1
KOR | South Korea | Ulsan |  | WRI1000209 | 3000 | 35.4754 | 129.3812 | Oil |  |  |  |  | Korea East West Power | KEWP | http://www.ewp.co.kr/eng/main/main.asp | GEODB | [14 empty] | 6229.36 | NO-ESTIMATION | NO-ESTIMATION | NO-ESTIMATION | NO-ESTIMATION | CAPACITY-FACTOR-V1
KOR | South Korea | Pyeongtaek |  | WRI1000197 | 1400 | 37.0041 | 126.7946 | Oil |  |  |  |  | Korea Western Power | KWP | https://www.iwest.co.kr/eng/sub.asp?mid=1280&act=abou0603 | GEODB | 1021172 | [13 empty] | 2907.03 | NO-ESTIMATION | NO-ESTIMATION | NO-ESTIMATION | NO-ESTIMATION | CAPACITY-FACTOR-V1
LBN | Lebanon | Sour |  | WRI1023667 | 35 | 33.2761 | 35.2289 | Oil |  |  |  | 1996.0 |  | Arab Union of Electricity | https://www.google.com/url?sa=t&rct=j&q=&esrc=s&source=web&cd=1&cad=rja&uact=8&ved=0ahUKEwjK2LCH27rQAhWi4IMKHaveBssQFggbMAA&url=http%3A%2F%2Fwww.auptde.org%2FNewsDetails.aspx%3Flang%3Den%26NID%3D283&usg=AFQjCNEkUcc5GeGitCkuTTJR3QTQZU1lMg&sig2=4btV4UcwDLWqm3YlUx2keg&bvm=bv.139250283 d.eWE | WRI | [15 empty] | NO-ESTIMATION | NO-ESTIMATION | NO-ESTIMATION | NO-ESTIMATION | CAPACITY-FACTOR-V1
LBN | Lebanon | Jieh 1 |  | WRI1023664 | 347.5 | 33.6475 | 35.3996 | Oil |  |  |  | 1971.0 |  | Arab Union of Electricity | https://www.google.com/url?sa=t&rct=j&q=&esrc=s&source=web&cd=1&cad=rja&uact=8&ved=0ahUKEwjK2LCH27rQAhWi4IMKHaveBssQFggbMAA&url=http%3A%2F%2Fwww.auptde.org%2FNewsDetails.aspx%3Flang%3Den%26NID%3D283&usg=AFQjCNEkUcc5GeGitCkuTTJR3QTQZU1lMg&sig2=4btV4UcwDLWqm3YlUx2keg&bvm=bv.139250283 d.eWE | WRI | 1015156 | [14 empty] | NO-ESTIMATION | NO-ESTIMATION | NO-ESTIMATION | NO-ESTIMATION | NO-ESTIMATION
LBN | Lebanon | Zouk 1 |  | WRI1023663 | 642.8 | 33.9690 | 35.6040 | Oil |  |  |  | 1984.0 |  | Arab Union of Electricity | https://www.google.com/url?sa=t&rct=j&q=&esrc=s&source=web&cd=1&cad=rja&uact=8&ved=0ahUKEwjK2LCH27rQAhWi4IMKHaveBssQFggbMAA&url=http%3A%2F%2Fwww.auptde.org%2FNewsDetails.aspx%3Flang%3Den%26NID%3D283&usg=AFQjCNEkUcc5GeGitCkuTTJR3QTQZU1lMg&sig2=4btV4UcwDLWqm3YlUx2keg&bvm=bv.139250283 d.eWE | GEODB | [15 empty] | NO-ESTIMATION | NO-ESTIMATION | NO-ESTIMATION | NO-ESTIMATION | CAPACITY-FACTOR-V1
LBN | Lebanon | Baalback |  | WRI1023666 | 35 | 34.0209 | 36.1919 | Oil |  |  |  | 1996.0 |  | Arab Union of Electricity | https://www.google.com/url?sa=t&rct=j&q=&esrc=s&source=web&cd=1&cad=rja&uact=8&ved=0ahUKEwjK2LCH27rQAhWi4IMKHaveBssQFggbMAA&url=http%3A%2F%2Fwww.auptde.org%2FNewsDetails.aspx%3Flang%3Den%26NID%3D283&usg=AFQjCNEkUcc5GeGitCkuTTJR3QTQZU1lMg&sig2=4btV4UcwDLWqm3YlUx2keg&bvm=bv.139250283 d.eWE | WRI | [15 empty] | NO-ESTIMATION | NO-ESTIMATION | NO-ESTIMATION | NO-ESTIMATION | CAPACITY-FACTOR-V1
LBN | Lebanon | Hreishi |  | WRI1023665 | 70 | 34.3795 | 35.7584 | Oil |  |  |  | 1983.0 |  | Arab Union of Electricity | https://www.google.com/url?sa=t&rct=j&q=&esrc=s&source=web&cd=1&cad=rja&uact=8&ved=0ahUKEwjK2LCH27rQAhWi4IMKHaveBssQFggbMAA&url=http%3A%2F%2Fwww.auptde.org%2FNewsDetails.aspx%3Flang%3Den%26NID%3D283&usg=AFQjCNEkUcc5GeGitCkuTTJR3QTQZU1lMg&sig2=4btV4UcwDLWqm3YlUx2keg&bvm=bv.139250283 d.eWE | WRI | [15 empty] | NO-ESTIMATION | NO-ESTIMATION | NO-ESTIMATION | NO-ESTIMATION | NO-ESTIMATION
LBR | Liberia | Luke Lec |  | WRI1023089 | 13.3 | 6.3500 | -10.7833 | Oil | [5 empty] | African Development Bank Group | http://powerafrica.opendataforafrica.org | Power Africa | [15 empty] | NO-ESTIMATION | NO-ESTIMATION | NO-ESTIMATION | NO-ESTIMATION | CAPACITY-FACTOR-V1
LBY | Libya | Tobruk Steam Station |  | WRI1023830 | 65 | 32.0582 | 23.9814 | Oil |  |  |  | 1985.0 | General Electricity Company of Libya | Arab Union of Electricity | http://www.auptde.org/PublicationsFile.aspx?lang=en&CID=855 | WRI | 1015276 | [13 empty] | 174.44 | NO-ESTIMATION | NO-ESTIMATION | NO-ESTIMATION | NO-ESTIMATION | CAPACITY-FACTOR-V1
LBY | Libya | Derna Steam Station |  | WRI1023829 | 65 | 32.7810 | 22.5874 | Oil |  |  |  | 1985.0 | General Electricity Company of Libya | Arab Union of Electricity | http://www.auptde.org/PublicationsFile.aspx?lang=en&CID=855 | GEODB | [14 empty] | 174.44 | NO-ESTIMATION | NO-ESTIMATION | NO-ESTIMATION | NO-ESTIMATION | CAPACITY-FACTOR-V1
LBY | Libya | West Tripoli |  | WRI1023828 | 185 | 32.8251 | 12.9739 | Oil |  |  |  | 1976.0 | General Electricity Company of Libya | Arab Union of Electricity | http://www.auptde.org/PublicationsFile.aspx?lang=en&CID=855 | GEODB | 1015280 | [13 empty] | 496.5 | NO-ESTIMATION | NO-ESTIMATION | NO-ESTIMATION | NO-ESTIMATION | CAPACITY-FACTOR-V1
LKA | Sri Lanka | CEB Kelantitissa |  | WRI1030436 | 382 | 6.9522 | 79.8789 | Oil |  |  |  | 1982.0 | Ceylon Electricity Board | Ceylon Electricity Board | http://www.ceb.lk/knowledge-center/#tab-1442494805846-7-1 | WRI | [14 empty] | 1777.38 | NO-ESTIMATION | NO-ESTIMATION | NO-ESTIMATION | NO-ESTIMATION | CAPACITY-FACTOR-V1
LKA | Sri Lanka | Sojitz Kelanitissa |  | WRI1030437 | 168 | 6.9523 | 79.8789 | Oil |  |  |  | 2005.0 | Sojitz Corporation | Ceylon Electricity Board | http://www.ceb.lk/knowledge-center/#tab-1442494805846-7-1 | WRI | 1012082 | [13 empty] | 781.67 | NO-ESTIMATION | NO-ESTIMATION | NO-ESTIMATION | NO-ESTIMATION | CAPACITY-FACTOR-V1
LKA | Sri Lanka | Colombo Port |  | WRI1030442 | 60 | 6.9533 | 79.8558 | Oil |  |  |  |  | Ceylon Electricity Board | Ceylon Electricity Board | http://www.ceb.lk/knowledge-center/#tab-1442494805846-7-1 | WRI | 1039867 | [13 empty] | 279.17 | NO-ESTIMATION | NO-ESTIMATION | NO-ESTIMATION | NO-ESTIMATION | NO-ESTIMATION
LKA | Sri Lanka | Asia Power Sapugaskanda |  | WRI1030443 | 51 | 6.9561 | 79.9483 | Oil |  |  |  |  | Ceylon Electricity Board | Ceylon Electricity Board | http://www.ceb.lk/knowledge-center/#tab-1442494805846-7-1 | WRI | 1010411 | [13 empty] | 237.29 | NO-ESTIMATION | NO-ESTIMATION | NO-ESTIMATION | NO-ESTIMATION | CAPACITY-FACTOR-V1
LKA | Sri Lanka | Lakdhanavi |  | WRI1030447 | 24 | 6.9573 | 79.9526 | Oil |  |  |  |  | Ceylon Electricity Board | Ceylon Electricity Board | http://www.ceb.lk/knowledge-center/#tab-1442494805846-7-1 | WRI | [14 empty] | 111.66 | NO-ESTIMATION | NO-ESTIMATION | NO-ESTIMATION | NO-ESTIMATION | CAPACITY-FACTOR-V1
LKA | Sri Lanka | Sapugaskanda |  | WRI1030439 | 160 | 6.9610 | 79.9608 | Oil |  |  |  | 1984.0 | Ceylon Electricity Board | Ceylon Electricity Board | http://www.ceb.lk/knowledge-center/#tab-1442494805846-7-1 | WRI | 1012088 | [13 empty] | 744.45 | NO-ESTIMATION | NO-ESTIMATION | NO-ESTIMATION | NO-ESTIMATION | CAPACITY-FACTOR-V1
LKA | Sri Lanka | Yugadanavi |  | WRI1030438 | 300 | 7.0122 | 79.8740 | Oil |  |  |  | 2007.0 | Ceylon Electricity Board | Ceylon Electricity Board | http://www.ceb.lk/knowledge-center/#tab-1442494805846-7-1 | WRI | 1053869 | [13 empty] | 1395.85 | NO-ESTIMATION | NO-ESTIMATION | NO-ESTIMATION | NO-ESTIMATION | NO-ESTIMATION
LKA | Sri Lanka | Northern Power |  | WRI1030444 | 36 | 9.7387 | 80.0346 | Oil |  |  |  |  | Ceylon Electricity Board | Ceylon Electricity Board | http://www.ceb.lk/knowledge-center/#tab-1442494805846-7-1 | WRI | [14 empty] | 167.5 | NO-ESTIMATION | NO-ESTIMATION | NO-ESTIMATION | NO-ESTIMATION | CAPACITY-FACTOR-V1
LKA | Sri Lanka | Uthuru Janani |  | WRI1030448 | 24 | 9.7411 | 80.0333 | Oil |  |  |  |  | Ceylon Electricity Board | Ceylon Electricity Board | http://www.ceb.lk/knowledge-center/#tab-1442494805846-7-1 | WRI | [14 empty] | 111.66 | NO-ESTIMATION | NO-ESTIMATION | NO-ESTIMATION | NO-ESTIMATION | NO-ESTIMATION
MAR | Morocco | Dakhla IC Power Plant Western Sahara |  | WRI1061199 | 23.4 | 23.6816 | -15.9594 | Oil |  |  |  | 2002.0 |  | GEODB | http://globalenergyobservatory.org/geoid/42583 | GEODB | [14 empty] | 46.54 | NO-ESTIMATION | NO-ESTIMATION | NO-ESTIMATION | NO-ESTIMATION | NO-ESTIMATION
MAR | Morocco | Centrale Diesel de Tantan |  | WRI1023679 | 116.9 | 28.4690 | -11.3390 | Oil |  |  |  | 2009.0 | Office National de l'Electricite (ONE) | Arab Union of Electricity | http://www.auptde.org/NewsDetails.aspx?lang=en&NID=283 | GEODB | [14 empty] | 232.5 | NO-ESTIMATION | NO-ESTIMATION | NO-ESTIMATION | NO-ESTIMATION | CAPACITY-FACTOR-V1
MAR | Morocco | Centrale Turbine a' Gaz de Tit-Me (Casablanca) |  | WRI1023685 | 198 | 33.5410 | -7.5020 | Oil |  |  |  | 1994.0 | Office National de lâ€™ElectricitÃ© (ONE) | Arab Union of Electricity | http://www.auptde.org/NewsDetails.aspx?lang=en&NID=283 | GEODB | 1024685 | [13 empty] | 393.81 | NO-ESTIMATION | NO-ESTIMATION | NO-ESTIMATION | NO-ESTIMATION | CAPACITY-FACTOR-V1
MAR | Morocco | Central Termique de Kenitra |  | WRI1023676 | 300 | 34.2860 | -6.5618 | Oil |  |  |  | 1979.0 | Office National de l\'Electricite (ONE) | Arab Union of Electricity | http://www.auptde.org/NewsDetails.aspx?lang=en&NID=283 | GEODB | 1024697 | [13 empty] | 596.68 | NO-ESTIMATION | NO-ESTIMATION | NO-ESTIMATION | NO-ESTIMATION | CAPACITY-FACTOR-V1
MAR | Morocco | Centrale Turbine a` Gaz de Tetouan |  | WRI1023688 | 139 | 35.5699 | -5.4633 | Oil |  |  |  | 1975.0 | Office National de lâ€™ElectricitÃ© (ONE) | Arab Union of Electricity | http://www.auptde.org/NewsDetails.aspx?lang=en&NID=283 | GEODB | 1024708 | [13 empty] | 276.46 | NO-ESTIMATION | NO-ESTIMATION | NO-ESTIMATION | NO-ESTIMATION | NO-ESTIMATION
MDG | Madagascar | Majunga |  | WRI1023100 | 13 | -15.7020 | 46.4027 | Oil | [5 empty] | African Development Bank Group | http://powerafrica.opendataforafrica.org | Power Africa | [15 empty] | NO-ESTIMATION | NO-ESTIMATION | NO-ESTIMATION | NO-ESTIMATION | CAPACITY-FACTOR-V1
MDG | Madagascar | Mandroseza |  | WRI1023099 | 40 | -18.8491 | 47.4807 | Oil | [5 empty] | African Development Bank Group | http://powerafrica.opendataforafrica.org | Power Africa | 1067276 | [14 empty] | NO-ESTIMATION | NO-ESTIMATION | NO-ESTIMATION | NO-ESTIMATION | NO-ESTIMATION
MDG | Madagascar | Ambohimanambola |  | WRI1023092 | 19.71 | -19.8000 | 46.6167 | Oil | [5 empty] | African Development Bank Group | http://powerafrica.opendataforafrica.org | Power Africa | 1020142 | [14 empty] | NO-ESTIMATION | NO-ESTIMATION | NO-ESTIMATION | NO-ESTIMATION | CAPACITY-FACTOR-V1
MEX | Mexico | Manuel Ãlvarez Moreno (Manzanillo) |  | MEX0001770 | 1300 | 19.0278 | -104.3192 | Oil |  |  |  |  | CFE | CFE-CENACE | http://base.energia.gob.mx/nacei/Archivos/3%20P%C3%A1gina%20Datos%20de%20Infraestructura/Ingl%C3%A9s/PowerPlantsAllGE100MW_NorthAmerica_201606.xlsx | North American Cooperation on Energy Information and ComisiÃ³n Reguladora de EnergÃ­a |  | 2016 | [12 empty] | 3137.07 | NO-ESTIMATION | NO-ESTIMATION | NO-ESTIMATION | NO-ESTIMATION | CAPACITY-FACTOR-V1
MEX | Mexico | Lerma (Campeche) |  | MEX0001849 | 112.5 | 19.7956 | -90.6128 | Oil |  |  |  |  | CFE | CFE-CENACE | http://base.energia.gob.mx/nacei/Archivos/3%20P%C3%A1gina%20Datos%20de%20Infraestructura/Ingl%C3%A9s/PowerPlantsAllGE100MW_NorthAmerica_201606.xlsx | North American Cooperation on Energy Information and ComisiÃ³n Reguladora de EnergÃ­a | 1013093 | 2016 | [12 empty] | 271.47 | NO-ESTIMATION | NO-ESTIMATION | NO-ESTIMATION | NO-ESTIMATION | CAPACITY-FACTOR-V1
MEX | Mexico | Francisco PÃ©rez RÃ­os (Tula) |  | MEX0001767 | 1605.6 | 20.0545 | -99.2764 | Oil |  |  |  |  | CFE | CFE-CENACE | http://base.energia.gob.mx/nacei/Archivos/3%20P%C3%A1gina%20Datos%20de%20Infraestructura/Ingl%C3%A9s/PowerPlantsAllGE100MW_NorthAmerica_201606.xlsx | North American Cooperation on Energy Information and ComisiÃ³n Reguladora de EnergÃ­a |  | 2016 | [12 empty] | 3874.52 | NO-ESTIMATION | NO-ESTIMATION | NO-ESTIMATION | NO-ESTIMATION | NO-ESTIMATION
MEX | Mexico | Poza Rica |  | MEX0001847 | 117 | 20.5264 | -97.4903 | Oil |  |  |  |  | CFE | CFE-CENACE | http://base.energia.gob.mx/nacei/Archivos/3%20P%C3%A1gina%20Datos%20de%20Infraestructura/Ingl%C3%A9s/PowerPlantsAllGE100MW_NorthAmerica_201606.xlsx | North American Cooperation on Energy Information and ComisiÃ³n Reguladora de EnergÃ­a | 1013124 | 2016 | [12 empty] | 282.33 | NO-ESTIMATION | NO-ESTIMATION | NO-ESTIMATION | NO-ESTIMATION | NO-ESTIMATION
MEX | Mexico | Salamanca |  | MEX0001786 | 550 | 20.5694 | -101.1712 | Oil |  |  |  |  | CFE | CFE-CENACE | http://base.energia.gob.mx/nacei/Archivos/3%20P%C3%A1gina%20Datos%20de%20Infraestructura/Ingl%C3%A9s/PowerPlantsAllGE100MW_NorthAmerica_201606.xlsx | North American Cooperation on Energy Information and ComisiÃ³n Reguladora de EnergÃ­a | 1013136 | 2016 | [12 empty] | 1327.22 | NO-ESTIMATION | NO-ESTIMATION | NO-ESTIMATION | NO-ESTIMATION | CAPACITY-FACTOR-V1
MEX | Mexico | MÃ©rida II |  | MEX0001836 | 168 | 20.9270 | -89.6878 | Oil |  |  |  |  | CFE | CFE-CENACE | http://base.energia.gob.mx/nacei/Archivos/3%20P%C3%A1gina%20Datos%20de%20Infraestructura/Ingl%C3%A9s/PowerPlantsAllGE100MW_NorthAmerica_201606.xlsx | North American Cooperation on Energy Information and ComisiÃ³n Reguladora de EnergÃ­a | 1013101 | 2016 | [12 empty] | 405.4 | NO-ESTIMATION | NO-ESTIMATION | NO-ESTIMATION | NO-ESTIMATION | CAPACITY-FACTOR-V1
MEX | Mexico | Adolfo LÃ³pez Mateos (Tuxpan) |  | MEX0001766 | 2100 | 21.0151 | -97.3334 | Oil |  |  |  |  | CFE | CFE-CENACE | http://base.energia.gob.mx/nacei/Archivos/3%20P%C3%A1gina%20Datos%20de%20Infraestructura/Ingl%C3%A9s/PowerPlantsAllGE100MW_NorthAmerica_201606.xlsx | North American Cooperation on Energy Information and ComisiÃ³n Reguladora de EnergÃ­a |  | 2016 | [12 empty] | 5067.57 | NO-ESTIMATION | NO-ESTIMATION | NO-ESTIMATION | NO-ESTIMATION | CAPACITY-FACTOR-V1
MEX | Mexico | CancÃºn |  | MEX0001852 | 102 | 21.0690 | -86.8467 | Oil |  |  |  |  | CFE | CFE-CENACE | http://base.energia.gob.mx/nacei/Archivos/3%20P%C3%A1gina%20Datos%20de%20Infraestructura/Ingl%C3%A9s/PowerPlantsAllGE100MW_NorthAmerica_201606.xlsx | North American Cooperation on Energy Information and ComisiÃ³n Reguladora de EnergÃ­a | 1013023 | 2016 | [12 empty] | 246.13 | NO-ESTIMATION | NO-ESTIMATION | NO-ESTIMATION | NO-ESTIMATION | CAPACITY-FACTOR-V1
MEX | Mexico | Villa de Reyes |  | MEX0001780 | 700 | 21.8322 | -100.9344 | Oil |  |  |  |  | CFE | CFE-CENACE | http://base.energia.gob.mx/nacei/Archivos/3%20P%C3%A1gina%20Datos%20de%20Infraestructura/Ingl%C3%A9s/PowerPlantsAllGE100MW_NorthAmerica_201606.xlsx | North American Cooperation on Energy Information and ComisiÃ³n Reguladora de EnergÃ­a | 1013143 | 2016 | [12 empty] | 1689.19 | NO-ESTIMATION | NO-ESTIMATION | NO-ESTIMATION | NO-ESTIMATION | NO-ESTIMATION
MEX | Mexico | TermoelÃ©ctrica PeÃ±oles |  | MEX0001823 | 290 | 22.0694 | -98.8469 | Oil |  |  |  |  | TermoelÃ©ctrica PeÃ±oles S. De R. L. De C. V. | CFE-CENACE | http://base.energia.gob.mx/nacei/Archivos/3%20P%C3%A1gina%20Datos%20de%20Infraestructura/Ingl%C3%A9s/PowerPlantsAllGE100MW_NorthAmerica_201606.xlsx | North American Cooperation on Energy Information and ComisiÃ³n Reguladora de EnergÃ­a |  | 2016 | [12 empty] | 699.8 | NO-ESTIMATION | NO-ESTIMATION | NO-ESTIMATION | NO-ESTIMATION | CAPACITY-FACTOR-V1
MEX | Mexico | TermoelÃ©ctrica del Golfo |  | MEX0001822 | 290 | 22.0694 | -98.8469 | Oil |  |  |  |  | TermoelÃ©ctrica Del Golfo S. De R. L. De C. V. | CFE-CENACE | http://base.energia.gob.mx/nacei/Archivos/3%20P%C3%A1gina%20Datos%20de%20Infraestructura/Ingl%C3%A9s/PowerPlantsAllGE100MW_NorthAmerica_201606.xlsx | North American Cooperation on Energy Information and ComisiÃ³n Reguladora de EnergÃ­a |  | 2016 | [12 empty] | 699.8 | NO-ESTIMATION | NO-ESTIMATION | NO-ESTIMATION | NO-ESTIMATION | CAPACITY-FACTOR-V1
MEX | Mexico | Altamira |  | MEX0001776 | 500 | 22.4351 | -98.0081 | Oil |  |  |  |  | CFE | CFE-CENACE | http://base.energia.gob.mx/nacei/Archivos/3%20P%C3%A1gina%20Datos%20de%20Infraestructura/Ingl%C3%A9s/PowerPlantsAllGE100MW_NorthAmerica_201606.xlsx | North American Cooperation on Energy Information and ComisiÃ³n Reguladora de EnergÃ­a | 1013008 | 2016 | [12 empty] | 1206.56 | NO-ESTIMATION | NO-ESTIMATION | NO-ESTIMATION | NO-ESTIMATION | CAPACITY-FACTOR-V1
MEX | Mexico | JosÃ© Aceves Pozos (MazatlÃ¡n II) |  | MEX0001785 | 616 | 23.1901 | -106.3558 | Oil |  |  |  |  | CFE | CFE-CENACE | http://base.energia.gob.mx/nacei/Archivos/3%20P%C3%A1gina%20Datos%20de%20Infraestructura/Ingl%C3%A9s/PowerPlantsAllGE100MW_NorthAmerica_201606.xlsx | North American Cooperation on Energy Information and ComisiÃ³n Reguladora de EnergÃ­a |  | 2016 | [12 empty] | 1486.48 | NO-ESTIMATION | NO-ESTIMATION | NO-ESTIMATION | NO-ESTIMATION | CAPACITY-FACTOR-V1
MEX | Mexico | Punta Prieta II |  | MEX0001850 | 112.5 | 24.2233 | -110.3093 | Oil |  |  |  |  | CFE | CFE-CENACE | http://base.energia.gob.mx/nacei/Archivos/3%20P%C3%A1gina%20Datos%20de%20Infraestructura/Ingl%C3%A9s/PowerPlantsAllGE100MW_NorthAmerica_201606.xlsx | North American Cooperation on Energy Information and ComisiÃ³n Reguladora de EnergÃ­a | 1013131 | 2016 | [12 empty] | 271.47 | WIND-V1 | WIND-V1 | WIND-V1 | WIND-V1 | WIND-V1
MEX | Mexico | Gral. AgustÃ­n Olachea A. (Puerto San Carlos) |  | MEX0001851 | 104.1 | 24.8147 | -112.0916 | Oil |  |  |  |  | CFE | CFE-CENACE | http://base.energia.gob.mx/nacei/Archivos/3%20P%C3%A1gina%20Datos%20de%20Infraestructura/Ingl%C3%A9s/PowerPlantsAllGE100MW_NorthAmerica_201606.xlsx | North American Cooperation on Energy Information and ComisiÃ³n Reguladora de EnergÃ­a | 1013113 | 2016 | [12 empty] | 251.2 | NO-ESTIMATION | NO-ESTIMATION | NO-ESTIMATION | WIND-V1 | WIND-V1
MEX | Mexico | Guadalupe Victoria (Lerdo) |  | MEX0001815 | 320 | 25.4943 | -103.5704 | Oil |  |  |  |  | CFE | CFE-CENACE | http://base.energia.gob.mx/nacei/Archivos/3%20P%C3%A1gina%20Datos%20de%20Infraestructura/Ingl%C3%A9s/PowerPlantsAllGE100MW_NorthAmerica_201606.xlsx | North American Cooperation on Energy Information and ComisiÃ³n Reguladora de EnergÃ­a | 1013063 | 2016 | [12 empty] | 772.2 | WIND-V1 | WIND-V1 | WIND-V1 | WIND-V1 | WIND-V1
MEX | Mexico | Juan de Dios BÃ¡tiz Paredes (Topolobampo) |  | MEX0001817 | 320 | 25.6079 | -109.0515 | Oil |  |  |  |  | CFE | CFE-CENACE | http://base.energia.gob.mx/nacei/Archivos/3%20P%C3%A1gina%20Datos%20de%20Infraestructura/Ingl%C3%A9s/PowerPlantsAllGE100MW_NorthAmerica_201606.xlsx | North American Cooperation on Energy Information and ComisiÃ³n Reguladora de EnergÃ­a | 1013167 | 2016 | [12 empty] | 772.2 | NO-ESTIMATION | NO-ESTIMATION | NO-ESTIMATION | NO-ESTIMATION | WIND-V1
MEX | Mexico | Carlos RodrÃ­guez Rivero (Guaymas II) |  | MEX0001802 | 484 | 27.9370 | -110.8628 | Oil |  |  |  |  | CFE | CFE-CENACE | http://base.energia.gob.mx/nacei/Archivos/3%20P%C3%A1gina%20Datos%20de%20Infraestructura/Ingl%C3%A9s/PowerPlantsAllGE100MW_NorthAmerica_201606.xlsx | North American Cooperation on Energy Information and ComisiÃ³n Reguladora de EnergÃ­a | 1013064 | 2016 | [12 empty] | 1167.95 | WIND-V1 | WIND-V1 | WIND-V1 | WIND-V1 | WIND-V1
MEX | Mexico | Francisco Villa |  | MEX0001819 | 300 | 28.1662 | -105.4435 | Oil |  |  |  |  | CFE | CFE-CENACE | http://base.energia.gob.mx/nacei/Archivos/3%20P%C3%A1gina%20Datos%20de%20Infraestructura/Ingl%C3%A9s/PowerPlantsAllGE100MW_NorthAmerica_201606.xlsx | North American Cooperation on Energy Information and ComisiÃ³n Reguladora de EnergÃ­a | 1013058 | 2016 | [12 empty] | 723.93 | NO-ESTIMATION | NO-ESTIMATION | NO-ESTIMATION | WIND-V1 | WIND-V1
MEX | Mexico | Puerto Libertad |  | MEX0001783 | 632 | 29.9068 | -112.6930 | Oil |  |  |  |  | CFE | CFE-CENACE | http://base.energia.gob.mx/nacei/Archivos/3%20P%C3%A1gina%20Datos%20de%20Infraestructura/Ingl%C3%A9s/PowerPlantsAllGE100MW_NorthAmerica_201606.xlsx | North American Cooperation on Energy Information and ComisiÃ³n Reguladora de EnergÃ­a | 1013130 | 2016 | [12 empty] | 1525.09 | WIND-V1 | WIND-V1 | WIND-V1 | WIND-V1 | WIND-V1
MEX | Mexico | Benito JuÃ¡rez (Samalayuca) |  | MEX0001818 | 316 | 31.3314 | -106.4860 | Oil |  |  |  |  | CFE | CFE-CENACE | http://base.energia.gob.mx/nacei/Archivos/3%20P%C3%A1gina%20Datos%20de%20Infraestructura/Ingl%C3%A9s/PowerPlantsAllGE100MW_NorthAmerica_201606.xlsx | North American Cooperation on Energy Information and ComisiÃ³n Reguladora de EnergÃ­a | 1013137 | 2016 | [12 empty] | 762.54 | WIND-V1 | WIND-V1 | WIND-V1 | WIND-V1 | WIND-V1
MEX | Mexico | Presidente JuÃ¡rez (Rosarito) (Vapor) |  | MEX0001816 | 320 | 32.3698 | -117.0685 | Oil |  |  |  |  | CFE | CFE-CENACE | http://base.energia.gob.mx/nacei/Archivos/3%20P%C3%A1gina%20Datos%20de%20Infraestructura/Ingl%C3%A9s/PowerPlantsAllGE100MW_NorthAmerica_201606.xlsx | North American Cooperation on Energy Information and ComisiÃ³n Reguladora de EnergÃ­a |  | 2016 | [12 empty] | 772.2 | NO-ESTIMATION | WIND-V1 | WIND-V1 | WIND-V1 | WIND-V1
MEX | Mexico | Baja California Sur I |  | MEX0001845 | 162.7 | 32.6024 | -115.6276 | Oil |  |  |  |  | CFE | CFE-CENACE | http://base.energia.gob.mx/nacei/Archivos/3%20P%C3%A1gina%20Datos%20de%20Infraestructura/Ingl%C3%A9s/PowerPlantsAllGE100MW_NorthAmerica_201606.xlsx | North American Cooperation on Energy Information and ComisiÃ³n Reguladora de EnergÃ­a | 1090531 | 2016 | [12 empty] | 392.61 | NO-ESTIMATION | NO-ESTIMATION | NO-ESTIMATION | WIND-V1 | WIND-V1
MRT | Mauritania | Nouakchott (Thermal) |  | WRI1023109 | 51.804 | 18.0460 | -15.9748 | Oil | [5 empty] | African Development Bank Group | http://powerafrica.opendataforafrica.org | WRI | 1029266 | [14 empty] | NO-ESTIMATION | NO-ESTIMATION | WIND-V1 | WIND-V1 | WIND-V1
MRT | Mauritania | Zouerate |  | WRI1023110 | 14.4 | 22.7231 | -12.4840 | Oil | [5 empty] | African Development Bank Group | http://powerafrica.opendataforafrica.org | WRI | 1029231 | [14 empty] | WIND-V1 | WIND-V1 | WIND-V1 | WIND-V1 | WIND-V1
MRT | Mauritania | Guelbs El Rhein |  | WRI1023106 | 66.6 | 22.8767 | -12.3020 | Oil | [5 empty] | African Development Bank Group | http://powerafrica.opendataforafrica.org | WRI | 1029229 | [14 empty] | NO-ESTIMATION | NO-ESTIMATION | SOLAR-V1 | SOLAR-V1 | SOLAR-V1
MUS | Mauritius | Fort George |  | WRI1023117 | 137.424 | -20.1457 | 57.4928 | Oil | [5 empty] | African Development Bank Group | http://powerafrica.opendataforafrica.org | Power Africa | 1011885 | [13 empty] | 355 | NO-ESTIMATION | NO-ESTIMATION | NO-ESTIMATION | SOLAR-V1 | SOLAR-V1
MUS | Mauritius | Fort William Ceb |  | WRI1023119 | 150 | -20.1522 | 57.4783 | Oil | [5 empty] | African Development Bank Group | http://powerafrica.opendataforafrica.org | Power Africa | [14 empty] | 387.49 | NO-ESTIMATION | NO-ESTIMATION | NO-ESTIMATION | SOLAR-V1 | SOLAR-V1
MUS | Mauritius | Fort Victoria |  | WRI1023118 | 50.38 | -20.1634 | 57.4770 | Oil | [5 empty] | African Development Bank Group | http://powerafrica.opendataforafrica.org | Power Africa | 1011886¦1086569 | [13 empty] | 130.14 | NO-ESTIMATION | NO-ESTIMATION | SOLAR-V1 | SOLAR-V1 | SOLAR-V1
MUS | Mauritius | Nicolay |  | WRI1023125 | 84.64 | -20.1667 | 57.5250 | Oil | [5 empty] | African Development Bank Group | http://powerafrica.opendataforafrica.org | Power Africa | 1042002 | [13 empty] | 218.64 | NO-ESTIMATION | NO-ESTIMATION | SOLAR-V1 | SOLAR-V1 | SOLAR-V1
MUS | Mauritius | St Louis |  | WRI1023127 | 76.992 | -20.1700 | 57.5000 | Oil | [5 empty] | African Development Bank Group | http://powerafrica.opendataforafrica.org | Power Africa | [14 empty] | 198.89 | NO-ESTIMATION | NO-ESTIMATION | NO-ESTIMATION | SOLAR-V1 | SOLAR-V1
MYS | Malaysia | Tawau Power Station (SESB) |  | WRI1000274 | 64 | 4.2826 | 117.8880 | Oil | [5 empty] | Penisular Malaysia Electricity Supply Company | http://www.st.gov.my/index.php/component/k2/item/606-peninsular-malaysia-electricity-supply-industry-outlook-2014.html | GEODB | 1027722 | [13 empty] | 30.29 | NO-ESTIMATION | NO-ESTIMATION | NO-ESTIMATION | SOLAR-V1 | SOLAR-V1
MYS | Malaysia | Serudong Power |  | WRI1000275 | 36 | 4.2826 | 117.8890 | Oil | [5 empty] | Penisular Malaysia Electricity Supply Company | http://www.st.gov.my/index.php/component/k2/item/606-peninsular-malaysia-electricity-supply-industry-outlook-2014.html | GEODB | [14 empty] | 17.04 | SOLAR-V1 | SOLAR-V1 | SOLAR-V1 | SOLAR-V1 | SOLAR-V1
MYS | Malaysia | Sandakan Power Corporation(IPP) |  | WRI1000265 | 34 | 5.8124 | 118.0642 | Oil | [5 empty] | Penisular Malaysia Electricity Supply Company | http://www.st.gov.my/index.php/component/k2/item/606-peninsular-malaysia-electricity-supply-industry-outlook-2014.html | GEODB | 1047114 | [13 empty] | 16.09 | NO-ESTIMATION | NO-ESTIMATION | NO-ESTIMATION | NO-ESTIMATION | CAPACITY-FACTOR-V1
MYS | Malaysia | Melawa (SESB) |  | WRI1000260 | 44 | 6.0887 | 116.1574 | Oil | [5 empty] | Penisular Malaysia Electricity Supply Company | http://www.st.gov.my/index.php/component/k2/item/606-peninsular-malaysia-electricity-supply-industry-outlook-2014.html | GEODB | 1010320 | [13 empty] | 20.83 | WIND-V1 | WIND-V1 | WIND-V1 | WIND-V1 | WIND-V1
NAM | Namibia | Langer-Heinrich |  | WRI1023138 | 10 | -22.8138 | 15.3248 | Oil | [5 empty] | African Development Bank Group | http://powerafrica.opendataforafrica.org | Power Africa | 1077508 | [13 empty] | 0 | NO-ESTIMATION | NO-ESTIMATION | NO-ESTIMATION | NO-ESTIMATION | CAPACITY-FACTOR-V1
NAM | Namibia | Anixas |  | WRI1023132 | 24.3 | -22.9575 | 14.5053 | Oil | [5 empty] | African Development Bank Group | http://powerafrica.opendataforafrica.org | Power Africa | 1086230 | [13 empty] | 0 | WIND-V1 | WIND-V1 | WIND-V1 | WIND-V1 | WIND-V1
NAM | Namibia | Paratus (Walvis) |  | WRI1023131 | 25.6 | -22.9575 | 14.5053 | Oil | [5 empty] | African Development Bank Group | http://powerafrica.opendataforafrica.org | Power Africa | 1023339 | [13 empty] | 0 | NO-ESTIMATION | NO-ESTIMATION | NO-ESTIMATION | WIND-V1 | WIND-V1
NER | Niger | Niamey |  | WRI1023143 | 27.5 | 13.5200 | 2.1200 | Oil | [5 empty] | African Development Bank Group | http://powerafrica.opendataforafrica.org | Power Africa | 1029308 | [13 empty] | 51.23 | WIND-V1 | WIND-V1 | WIND-V1 | WIND-V1 | WIND-V1
NER | Niger | Goudel |  | WRI1023142 | 14.58 | 13.5333 | 2.0667 | Oil | [5 empty] | African Development Bank Group | http://powerafrica.opendataforafrica.org | Power Africa | 1029307 | [13 empty] | 27.16 | NO-ESTIMATION | NO-ESTIMATION | WIND-V1 | WIND-V1 | WIND-V1
NER | Niger | Soraz |  | WRI1023144 | 54 | 14.1888 | 8.7859 | Oil | [5 empty] | African Development Bank Group | http://powerafrica.opendataforafrica.org | Power Africa | [14 empty] | 100.6 | WIND-V1 | WIND-V1 | WIND-V1 | WIND-V1 | WIND-V1
NER | Niger | Arlit Mine |  | WRI1023140 | 14.52 | 18.8167 | 7.3333 | Oil | [5 empty] | African Development Bank Group | http://powerafrica.opendataforafrica.org | Power Africa | 1029371 | [13 empty] | 27.05 | WIND-V1 | WIND-V1 | WIND-V1 | WIND-V1 | WIND-V1
NER | Niger | D'akouta Mine |  | WRI1023141 | 12 | 18.8167 | 7.3333 | Oil | [5 empty] | African Development Bank Group | http://powerafrica.opendataforafrica.org | Power Africa | 1013200 | [13 empty] | 22.35 | NO-ESTIMATION | NO-ESTIMATION | WIND-V1 | WIND-V1 | WIND-V1
NIC | Nicaragua | ALBANISA Che Guevara II IV V (Masaya) IC Power Plant Nicaragua |  | GEODB0043604 | 61.2 | 12.0144 | -86.0860 | Oil | [5 empty] | GEODB | http://globalenergyobservatory.org | GEODB |  | 2017 | [12 empty] | 157.63 | WIND-V1 | WIND-V1 | WIND-V1 | WIND-V1 | WIND-V1
NIC | Nicaragua | ENEL Managua Thermal Power Plant Nicaragua |  | GEODB0043593 | 57.4 | 12.1542 | -86.2577 | Oil | [5 empty] | GEODB | http://globalenergyobservatory.org | GEODB | 1019638 | 2017 | [12 empty] | 147.84 | NO-ESTIMATION | NO-ESTIMATION | NO-ESTIMATION | WIND-V1 | WIND-V1
NIC | Nicaragua | ALBANISA Che Guevara III (Managua) IC Power Plant Nicaragua |  | GEODB0043603 | 20.4 | 12.1542 | -86.2582 | Oil | [5 empty] | GEODB | http://globalenergyobservatory.org | GEODB | 1079226 | 2017 | [12 empty] | 52.54 | WIND-V1 | WIND-V1 | WIND-V1 | WIND-V1 | WIND-V1
NIC | Nicaragua | Tipitapa IC Power Plant Nicaragua |  | GEODB0043598 | 51 | 12.1698 | -86.1052 | Oil | [5 empty] | GEODB | http://globalenergyobservatory.org | GEODB | 1039717 | 2017 | [12 empty] | 131.35 | WIND-V1 | WIND-V1 | WIND-V1 | WIND-V1 | WIND-V1
NIC | Nicaragua | CENSA Amfels IC Poqwer Plant Nicaragua |  | GEODB0043601 | 64 | 12.1857 | -86.7473 | Oil | [5 empty] | GEODB | http://globalenergyobservatory.org | GEODB | 1016924 | 2017 | [12 empty] | 164.84 | WIND-V1 | WIND-V1 | WIND-V1 | WIND-V1 | WIND-V1
NIC | Nicaragua | ALBANISA Che Guevara VI VII (Nagarote) IC Power Plant Nicaragua |  | GEODB0043605 | 54.4 | 12.2803 | -86.5768 | Oil | [5 empty] | GEODB | http://globalenergyobservatory.org | GEODB |  | 2017 | [12 empty] | 140.11 | WIND-V1 | WIND-V1 | WIND-V1 | WIND-V1 | WIND-V1
NIC | Nicaragua | ALBANISA Che Guevara VIII (Leon) IC Power Plant Nicaragua |  | GEODB0043606 | 27.2 | 12.4702 | -86.8849 | Oil | [5 empty] | GEODB | http://globalenergyobservatory.org | GEODB | 1087210 | 2017 | [12 empty] | 70.05 | WIND-V1 | WIND-V1 | WIND-V1 | WIND-V1 | WIND-V1
NIC | Nicaragua | Corinto Barge IC Power Plant Nicaragua |  | GEODB0043597 | 71 | 12.4883 | -87.1673 | Oil | [5 empty] | GEODB | http://globalenergyobservatory.org | GEODB | 1043527 | 2017 | [12 empty] | 182.87 | WIND-V1 | WIND-V1 | WIND-V1 | WIND-V1 | WIND-V1
NZL | New Zealand | Whirinaki |  | WRI1000337 | 155 | -39.3829 | 176.8875 | Oil |  |  |  | 2011.0 | Contact Energy | Contact Energy | https://contact.co.nz/corporate/about/our-company/powerstations | GEODB | 1057923 | [13 empty] | 4.87 | NO-ESTIMATION | NO-ESTIMATION | NO-ESTIMATION | NO-ESTIMATION | WIND-V1
PAK | Pakistan | Bin Qasim |  | WRI1001624 | 1260 | 24.7844 | 67.3604 | Oil |  |  |  |  | Karachi Electric Supply Company (KESC) | Islamabad Chamber of Commerce and Industry | http://icci.com.pk/data/downloads/63/1293619048_1.pdf | GEODB | 1020510 | [13 empty] | 5934.54 | WIND-V1 | WIND-V1 | WIND-V1 | WIND-V1 | WIND-V1
PAK | Pakistan | Gul Ahmed Energy Ltd. (GAEL) |  | WRI1001632 | 136 | 24.8496 | 67.1471 | Oil |  |  |  | 1997.0 | IPP | Private Power and Infrastructure Board | http://ppib.gov.pk/N_commissioned_ipps.htm | GEODB | [14 empty] | 640.55 | WIND-V1 | WIND-V1 | WIND-V1 | WIND-V1 | WIND-V1
PAK | Pakistan | Hub Power Project |  | WRI1001627 | 1292 | 24.9057 | 66.6946 | Oil |  |  |  | 1977.0 | Hub Power Company | Private Power and Infrastructure Board | http://ppib.gov.pk/N_commissioned_ipps.htm | GEODB | [14 empty] | 6085.26 | NO-ESTIMATION | NO-ESTIMATION | NO-ESTIMATION | NO-ESTIMATION | WIND-V1
PAK | Pakistan | Hub Power Project- Narowal |  | WRI1001647 | 220 | 24.9057 | 66.6946 | Oil |  |  |  | 2011.0 | IPP | Private Power and Infrastructure Board | http://ppib.gov.pk/N_commissioned_ipps.htm | GEODB | 1069520 | [13 empty] | 1036.19 | NO-ESTIMATION | NO-ESTIMATION | WIND-V1 | WIND-V1 | WIND-V1
PAK | Pakistan | Tapal Energy Limited Karachi |  | WRI1001640 | 126 | 24.9997 | 66.9072 | Oil |  |  |  | 1977.0 | IPP | Private Power and Infrastructure Board | http://ppib.gov.pk/N_commissioned_ipps.htm | GEODB | 1031010 | [13 empty] | 593.45 | NO-ESTIMATION | NO-ESTIMATION | NO-ESTIMATION | NO-ESTIMATION | CAPACITY-FACTOR-V1
PAK | Pakistan | Pak Gen (Pvt) Limited |  | WRI1001629 | 365 | 30.1721 | 70.9929 | Oil |  |  |  | 1998.0 | IPP | Private Power and Infrastructure Board | http://ppib.gov.pk/N_commissioned_ipps.htm | GEODB | 1009786 | [13 empty] | 1719.13 | WIND-V1 | WIND-V1 | WIND-V1 | WIND-V1 | WIND-V1
PAK | Pakistan | AES Lalpir Ltd. Mahmood Kot Muzaffargarh |  | WRI1001628 | 362 | 30.1725 | 70.9930 | Oil |  |  |  | 1997.0 | IPP | Private Power and Infrastructure Board | http://ppib.gov.pk/N_commissioned_ipps.htm | GEODB | [14 empty] | 1705 | WIND-V1 | WIND-V1 | WIND-V1 | WIND-V1 | WIND-V1
PAK | Pakistan | Piranghaib Multan |  | WRI1001669 | 192 | 30.2150 | 71.5492 | Oil |  |  |  |  | Government RPP | Islamabad Chamber of Commerce and Industry | http://icci.com.pk/data/downloads/63/1293619048_1.pdf | CARMA | [14 empty] | 904.31 | WIND-V1 | WIND-V1 | WIND-V1 | WIND-V1 | WIND-V1
PAK | Pakistan | Nishat Chunian Limited |  | WRI1001650 | 200 | 31.1389 | 73.9125 | Oil |  |  |  | 2010.0 | IPP | Private Power and Infrastructure Board | http://ppib.gov.pk/N_commissioned_ipps.htm | CARMA | 1074917 | [13 empty] | 941.99 | NO-ESTIMATION | NO-ESTIMATION | NO-ESTIMATION | WIND-V1 | WIND-V1
PAK | Pakistan | Nishat Power Limited |  | WRI1001649 | 200 | 31.1389 | 73.9125 | Oil |  |  |  | 2010.0 | IPP | Private Power and Infrastructure Board | http://ppib.gov.pk/N_commissioned_ipps.htm | CARMA | 1072721 | [13 empty] | 941.99 | NO-ESTIMATION | NO-ESTIMATION | WIND-V1 | WIND-V1 | WIND-V1
PAK | Pakistan | Kohinoor Energy Limited |  | WRI1001635 | 131 | 31.2629 | 74.1871 | Oil |  |  |  | 1997.0 | IPP | Private Power and Infrastructure Board | http://ppib.gov.pk/N_commissioned_ipps.htm | GEODB | 1021027 | [13 empty] | 617 | NO-ESTIMATION | NO-ESTIMATION | NO-ESTIMATION | NO-ESTIMATION | CAPACITY-FACTOR-V1
PAK | Pakistan | Southern Electric Power Company |  | WRI1001639 | 135 | 31.2911 | 74.2489 | Oil |  |  |  | 1999.0 | IPP | Private Power and Infrastructure Board | http://ppib.gov.pk/N_commissioned_ipps.htm | GEODB | [14 empty] | 635.84 | NO-ESTIMATION | NO-ESTIMATION | NO-ESTIMATION | WIND-V1 | WIND-V1
PAK | Pakistan | Japan Power Company Lahore |  | WRI1001634 | 120 | 31.3255 | 74.2617 | Oil |  |  |  | 2000.0 | IPP | Private Power and Infrastructure Board | http://ppib.gov.pk/N_commissioned_ipps.htm | GEODB | [14 empty] | 565.19 | WIND-V1 | WIND-V1 | WIND-V1 | WIND-V1 | WIND-V1
PAK | Pakistan | Saba Power Company Sheikhupura |  | WRI1001638 | 114 | 31.7322 | 73.8752 | Oil |  |  |  | 1999.0 | IPP | Private Power and Infrastructure Board | http://ppib.gov.pk/N_commissioned_ipps.htm | GEODB | 1012930 | [13 empty] | 536.93 | WIND-V1 | WIND-V1 | WIND-V1 | WIND-V1 | WIND-V1
PAN | Panama | PanAm IC Power Plant Panama |  | GEODB0043556 | 96 | 8.9091 | -79.7809 | Oil | [5 empty] | GEODB | http://globalenergyobservatory.org | GEODB |  | 2017 | [12 empty] | 292.33 | NO-ESTIMATION | WIND-V1 | WIND-V1 | WIND-V1 | WIND-V1
PAN | Panama | ACP Miraflores IC Power Plant Panama |  | GEODB0043554 | 54 | 9.0003 | -79.5907 | Oil | [5 empty] | GEODB | http://globalenergyobservatory.org | GEODB | 1025157 | 2017 | [12 empty] | 164.43 | WIND-V1 | WIND-V1 | WIND-V1 | WIND-V1 | WIND-V1
PAN | Panama | ACP Miraflores 3 and 4 Thermal Power Plant Panama |  | GEODB0043557 | 59 | 9.0012 | -79.5909 | Oil | [5 empty] | GEODB | http://globalenergyobservatory.org | GEODB | 1025157 | 2017 | [12 empty] | 179.66 | WIND-V1 | WIND-V1 | WIND-V1 | WIND-V1 | WIND-V1
PAN | Panama | Pedregal Pacora Power Plant Panama |  | GEODB0043523 | 53.4 | 9.1053 | -79.2729 | Oil | [5 empty] | GEODB | http://globalenergyobservatory.org | GEODB | 1053799 | 2017 | [12 empty] | 162.6 | WIND-V1 | WIND-V1 | WIND-V1 | WIND-V1 | WIND-V1
PHL | Philippines | CEBU DPP (Salcon) |  | WRI1001938 | 43.4 | 10.2185 | 123.7577 | Oil | [5 empty] | Philippines Department of Energy | https://www.doe.gov.ph/list-existing-power-plants | GEODB | [14 empty] | 33.43 | WIND-V1 | WIND-V1 | WIND-V1 | WIND-V1 | WIND-V1
PHL | Philippines | Calumangan DPP |  | WRI1023893 | 23 | 10.5810 | 122.8878 | Oil |  |  |  | 2016.0 | Central Negros Power Reliability Inc. | Philippines Department of Energy | https://www.doe.gov.ph/list-existing-power-plants | WRI | [14 empty] | 17.71 | WIND-V1 | WIND-V1 | WIND-V1 | WIND-V1 | WIND-V1
PHL | Philippines | GUIMARAS POWER |  | WRI1001936 | 3.4 | 10.6584 | 122.5963 | Oil | [5 empty] | Philippines Department of Energy | https://www.doe.gov.ph/list-existing-power-plants | CARMA | 1061438 | [13 empty] | 2.61 | WIND-V1 | WIND-V1 | WIND-V1 | WIND-V1 | WIND-V1
PHL | Philippines | PB 101 |  | WRI1001931 | 32 | 11.5301 | 122.3975 | Oil | [5 empty] | Philippines Department of Energy | https://www.doe.gov.ph/list-existing-power-plants | CARMA | [14 empty] | 24.65 | WIND-V1 | WIND-V1 | WIND-V1 | WIND-V1 | WIND-V1
PHL | Philippines | MALAYA |  | WRI1001883 | 650 | 14.3959 | 121.3337 | Oil | [5 empty] | Philippines Department of Energy | https://www.doe.gov.ph/list-existing-power-plants | GEODB | 1023523 | [13 empty] | 500.77 | WIND-V1 | WIND-V1 | WIND-V1 | WIND-V1 | WIND-V1
PHL | Philippines | LIMAY CCGT |  | WRI1001884 | 620 | 14.5434 | 120.5987 | Oil | [5 empty] | Philippines Department of Energy | https://www.doe.gov.ph/list-existing-power-plants | GEODB | [14 empty] | 477.66 | WIND-V1 | WIND-V1 | WIND-V1 | WIND-V1 | WIND-V1
PHL | Philippines | SUBIC DPP |  | WRI1001877 | 116 | 14.8800 | 120.2343 | Oil | [5 empty] | Philippines Department of Energy | https://www.doe.gov.ph/list-existing-power-plants | CARMA | 1016537 | [13 empty] | 89.36 | HYDRO-V1 | HYDRO-V1 | HYDRO-V1 | HYDRO-V1 | HYDRO-V1
PHL | Philippines | CALIBU DPP |  | WRI1001912 | 30 | 15.1114 | 120.6053 | Oil | [5 empty] | Philippines Department of Energy | https://www.doe.gov.ph/list-existing-power-plants | CARMA | 1064229 | [13 empty] | 23.11 | NO-ESTIMATION | NO-ESTIMATION | NO-ESTIMATION | NO-ESTIMATION | CAPACITY-FACTOR-V1
PHL | Philippines | PETERSVILLE DPP |  | WRI1001913 | 9 | 15.1500 | 120.5833 | Oil | [5 empty] | Philippines Department of Energy | https://www.doe.gov.ph/list-existing-power-plants | CARMA | 1010181 | [13 empty] | 6.93 | NO-ESTIMATION | NO-ESTIMATION | NO-ESTIMATION | NO-ESTIMATION | CAPACITY-FACTOR-V1
PHL | Philippines | BAUANG DPP |  | WRI1001879 | 235.2 | 16.4907 | 120.3261 | Oil | [5 empty] | Philippines Department of Energy | https://www.doe.gov.ph/list-existing-power-plants | GEODB | 1010796 | [13 empty] | 181.2 | HYDRO-V1 | HYDRO-V1 | HYDRO-V1 | HYDRO-V1 | HYDRO-V1
PHL | Philippines | SPPC |  | WRI1001950 | 59 | 6.1018 | 125.2905 | Oil | [5 empty] | Philippines Department of Energy | https://www.doe.gov.ph/list-existing-power-plants | CARMA | 1046858 | [13 empty] | 45.45 | HYDRO-V1 | HYDRO-V1 | HYDRO-V1 | HYDRO-V1 | HYDRO-V1
PHL | Philippines | WMPC |  | WRI1001954 | 113 | 7.0694 | 122.2014 | Oil | [5 empty] | Philippines Department of Energy | https://www.doe.gov.ph/list-existing-power-plants | CARMA | 1033310 | [13 empty] | 87.05 | HYDRO-V1 | HYDRO-V1 | HYDRO-V1 | HYDRO-V1 | HYDRO-V1
PHL | Philippines | BAJADA DPP |  | WRI1001966 | 58.7 | 7.0731 | 125.6128 | Oil | [5 empty] | Philippines Department of Energy | https://www.doe.gov.ph/list-existing-power-plants | CARMA | [14 empty] | 45.22 | HYDRO-V1 | HYDRO-V1 | HYDRO-V1 | HYDRO-V1 | HYDRO-V1
PHL | Philippines | PB 104 |  | WRI1001951 | 32 | 7.0731 | 125.6128 | Oil | [5 empty] | Philippines Department of Energy | https://www.doe.gov.ph/list-existing-power-plants | CARMA | [14 empty] | 24.65 | NO-ESTIMATION | NO-ESTIMATION | NO-ESTIMATION | NO-ESTIMATION | CAPACITY-FACTOR-V1
PHL | Philippines | COTABATO LIGHT |  | WRI1001965 | 10 | 7.2236 | 124.2464 | Oil | [5 empty] | Philippines Department of Energy | https://www.doe.gov.ph/list-existing-power-plants | CARMA | 1013380 | [13 empty] | 7.7 | NO-ESTIMATION | NO-ESTIMATION | NO-ESTIMATION | NO-ESTIMATION | CAPACITY-FACTOR-V1
PHL | Philippines | PACERM-1 |  | WRI1030491 | 10.5 | 8.5577 | 124.5080 | Oil |  |  |  | 2016.0 | PACERM-1 Energy Corporation | Philippines Department of Energy | https://www.doe.gov.ph/list-existing-power-plants | WRI | [14 empty] | 8.08 | NO-ESTIMATION | NO-ESTIMATION | NO-ESTIMATION | NO-ESTIMATION | CAPACITY-FACTOR-V1
PHL | Philippines | NAC DPP |  | WRI1030490 | 10.9 | 9.7189 | 125.5081 | Oil |  |  |  | 2017.0 | Nickel Asia Corporation | Philippines Department of Energy | https://www.doe.gov.ph/list-existing-power-plants | WRI | [14 empty] | 8.39 | NO-ESTIMATION | NO-ESTIMATION | NO-ESTIMATION | NO-ESTIMATION | CAPACITY-FACTOR-V1
PNG | Papua New Guinea | Ulagunan |  | WRI1022422 | 8.4 | -4.3557 | 152.2454 | Oil |  |  |  |  | PNG Power Limited | PNG Power Limited | http://www.pngpower.com.pg/pdfs/PNG-Power-Info-Booklet-2016.pdf | WRI | [15 empty] | NO-ESTIMATION | NO-ESTIMATION | NO-ESTIMATION | NO-ESTIMATION | CAPACITY-FACTOR-V1
PNG | Papua New Guinea | Ok Tedi |  | WRI1022432 | 45 | -5.2095 | 141.1827 | Oil |  |  |  |  | OK Tedi Mining | OK Tedi Mining | http://www.oktedi.com/our-operations | WRI | [15 empty] | NO-ESTIMATION | NO-ESTIMATION | NO-ESTIMATION | NO-ESTIMATION | CAPACITY-FACTOR-V1
PNG | Papua New Guinea | Tabubil |  | WRI1022433 | 16 | -5.2773 | 141.2323 | Oil |  |  |  |  | OK Tedi Mining | OK Tedi Mining | http://www.oktedi.com/our-operations | WRI | 1024752 | [14 empty] | HYDRO-V1 | HYDRO-V1 | HYDRO-V1 | HYDRO-V1 | HYDRO-V1
PNG | Papua New Guinea | Porgera |  | WRI1022429 | 13 | -5.4655 | 143.1095 | Oil |  |  |  |  | Barrick Mining | Barrick | http://www.barrick.com/operations/papua-new-guinea/porgera/ | WRI | 1022270 | [14 empty] | HYDRO-V1 | HYDRO-V1 | HYDRO-V1 | HYDRO-V1 | HYDRO-V1
PNG | Papua New Guinea | Lae |  | WRI1022435 | 30 | -6.7380 | 146.9912 | Oil |  |  |  |  | Daewoo International | Lahmeyer India | http://www.lahmeyer.in/30-mw-lae-diesel-power-plant-papua-new-guinea/ | WRI | 1025264 | [14 empty] | NO-ESTIMATION | NO-ESTIMATION | NO-ESTIMATION | NO-ESTIMATION | CAPACITY-FACTOR-V1
PNG | Papua New Guinea | Tolkuma |  | WRI1023819 | 3.5 | -8.5659 | 147.1383 | Oil |  |  |  |  | Petromin Mining | Petromin | http://www.petrominpng.com.pg/assets.html | WRI | [15 empty] | NO-ESTIMATION | NO-ESTIMATION | NO-ESTIMATION | NO-ESTIMATION | CAPACITY-FACTOR-V1
PNG | Papua New Guinea | Kanudi |  | WRI1022418 | 24 | -9.4318 | 147.1428 | Oil |  |  |  | 1999.0 | PNG Power Limited | PNG Power Limited | http://www.pngpower.com.pg/pdfs/PNG-Power-Info-Booklet-2016.pdf | WRI | 1025259 | [14 empty] | HYDRO-V1 | HYDRO-V1 | HYDRO-V1 | HYDRO-V1 | HYDRO-V1
POL | Poland | EC Bielsko-PÃ³Å‚noc 2 |  | WRI1061515 | 55 | 49.8733 | 19.0309 | Oil | Coal |  |  | 1997.0 | PKE S.A. | Tauron CiepÅ‚o | http://www.tauron-cieplo.pl/O-Nas/obszary-wytwarzania/Strony/zw-bielsko-biala.aspx | University of DÄ…browa GÃ³rnicza | [14 empty] | 217.31 | NO-ESTIMATION | NO-ESTIMATION | NO-ESTIMATION | NO-ESTIMATION | CAPACITY-FACTOR-V1
POL | Poland | EC PKN Orlen |  | WRI1019054 | 600 | 52.5843 | 19.6879 | Oil |  |  |  | 2018.0 | PKN Orlen | ENTSOE | https://transparency.entsoe.eu/generation/r2/installedCapacityPerProductionUnit/show | University of DÄ…browa GÃ³rnicza |  |  |  |  | 569.113 |  |  |  |  | ENTSOE |  |  |  |  | 2370.72 | HYDRO-V1 | HYDRO-V1 | HYDRO-V1 | HYDRO-V1 | HYDRO-V1
RUS | Russia | Novikovskaya Diesel Power Plant |  | WRI1061801 | 4.8 | 46.3680 | 143.3530 | Oil |  |  |  |  | JSC "SAKHALINENERGO" | EnergyBase (RUS) | https://energybase.ru/power-plant/DES_Novikovskaya | EnergyBase (RUS) | [14 empty] | 8.66 | NO-ESTIMATION | NO-ESTIMATION | NO-ESTIMATION | NO-ESTIMATION | CAPACITY-FACTOR-V1
RUS | Russia | Ozernovskaya Diesel Power Plant |  | WRI1061704 | 1.57 | 51.4914 | 156.5064 | Oil |  |  |  |  | PJSC "RusHydro" | EnergyBase (RUS) | https://energybase.ru/power-plant/DES_Ozernovo | EnergyBase (RUS) | [14 empty] | 2.83 | NO-ESTIMATION | NO-ESTIMATION | NO-ESTIMATION | NO-ESTIMATION | CAPACITY-FACTOR-V1
RUS | Russia | Svetlovskaya GRES-2 |  | WRI1061839 | 20.8 | 54.6644 | 20.1241 | Oil |  |  |  |  | OAO Kaliningrad Generation Company | EnergyBase (RUS) | https://energybase.ru/power-plant/Svetlovskaya_TPP-2 | EnergyBase (RUS) | [14 empty] | 37.53 | NO-ESTIMATION | NO-ESTIMATION | NO-ESTIMATION | NO-ESTIMATION | CAPACITY-FACTOR-V1
RUS | Russia | Ivanovo TPP-1 |  | WRI1061748 | 12 | 57.0325 | 40.9411 | Oil |  |  |  | 1928.0 | Ivanovo branch of PJSC "T Plus" | EnergyBase (RUS) | https://energybase.ru/power-plant/Ivanovo_CHP-1 | EnergyBase (RUS) | [14 empty] | 21.65 | HYDRO-V1 | HYDRO-V1 | HYDRO-V1 | HYDRO-V1 | HYDRO-V1
RUS | Russia | DAL about Valaam |  | WRI1061717 | 2 | 61.3950 | 30.9483 | Oil |  |  |  |  | PJSC "TGC-1" | EnergyBase (RUS) | https://energybase.ru/power-plant/DES_island_Valaam | EnergyBase (RUS) | [14 empty] | 3.6 | WIND-V1 | WIND-V1 | WIND-V1 | WIND-V1 | WIND-V1
RUS | Russia | Diesel power station â„–2 of JSC "Salekhardenergo" |  | WRI1062126 | 12.5 | 66.5527 | 66.5811 | Oil |  |  |  |  | Salekhardenergo JSC | EnergyBase (RUS) | https://energybase.ru/power-plant/diesel-pp-2-slenergo | EnergyBase (RUS) | [14 empty] | 22.55 | HYDRO-V1 | HYDRO-V1 | HYDRO-V1 | HYDRO-V1 | HYDRO-V1
RUS | Russia | Diesel power station â„–1 of JSC "Salekhardenergo" |  | WRI1062125 | 33.4 | 66.5567 | 66.5757 | Oil |  |  |  |  | Salekhardenergo JSC | EnergyBase (RUS) | https://energybase.ru/power-plant/diesel-pp-1-slenergo | EnergyBase (RUS) | [14 empty] | 60.27 | NO-ESTIMATION | NO-ESTIMATION | NO-ESTIMATION | NO-ESTIMATION | CAPACITY-FACTOR-V1
RUS | Russia | Murmansk TEZ |  | WRI1061648 | 12 | 68.9581 | 33.0592 | Oil |  |  |  | 1934.0 | PJSC "TGC-1" | EnergyBase (RUS) | https://energybase.ru/power-plant/Murmanskaya_CHP | EnergyBase (RUS) | [14 empty] | 21.65 | HYDRO-V1 | HYDRO-V1 | HYDRO-V1 | HYDRO-V1 | HYDRO-V1
RWA | Rwanda | Jabana 2 |  | WRI1061146 | 20 | -1.8820 | 30.0740 | Oil |  |  |  | 2009.0 | Rwanda Energy Group Limited (REG) Government of Rwanda | REG | http://reg.rw/index.php/media-centre/download/2-uncategorised/232-power-plant-status-on-february-01-2015 | KTH | 1069575 | [14 empty] | HYDRO-V1 | HYDRO-V1 | HYDRO-V1 | HYDRO-V1 | HYDRO-V1
RWA | Rwanda | Jabana 1 |  | WRI1061145 | 7.8 | -1.8910 | 30.0660 | Oil |  |  |  | 2005.0 | Rwanda Energy Group Limited (REG) Government of Rwanda | REG | http://reg.rw/index.php/media-centre/download/2-uncategorised/232-power-plant-status-on-february-01-2015 | KTH | 1069575 | [14 empty] | NO-ESTIMATION | NO-ESTIMATION | NO-ESTIMATION | NO-ESTIMATION | CAPACITY-FACTOR-V1
SAU | Saudi Arabia | JAZAN |  | WRI1030658 | 1520.9 | 16.9400 | 42.6330 | Oil |  |  |  | 2016.0 | Saudi Electricity Company (SEC) | ECRA | http://www.ecra.gov.sa/en-us/DataAndStatistics/NationalRecord/StationCapacities/Pages/Home.aspx | WRI | [14 empty] | 4093.73 | NO-ESTIMATION | NO-ESTIMATION | NO-ESTIMATION | NO-ESTIMATION | CAPACITY-FACTOR-V1
SAU | Saudi Arabia | SHAROURA |  | WRI1030706 | 261.52 | 17.3300 | 47.0930 | Oil |  |  |  | 2014.0 | Saudi Electricity Company (SEC) | ECRA | http://www.ecra.gov.sa/en-us/DataAndStatistics/NationalRecord/StationCapacities/Pages/Home.aspx | WRI | 1028188 | [13 empty] | 703.92 | NO-ESTIMATION | NO-ESTIMATION | NO-ESTIMATION | NO-ESTIMATION | NO-ESTIMATION
SAU | Saudi Arabia | NAJRAN |  | WRI1030678 | 486.97 | 17.6000 | 44.3370 | Oil |  |  |  | 2013.0 | Saudi Electricity Company (SEC) | ECRA | http://www.ecra.gov.sa/en-us/DataAndStatistics/NationalRecord/StationCapacities/Pages/Home.aspx | WRI | 1028186 | [13 empty] | 1310.75 | NO-ESTIMATION | NO-ESTIMATION | NO-ESTIMATION | NO-ESTIMATION | CAPACITY-FACTOR-V1
SAU | Saudi Arabia | SHUAIBA (SWCC) |  | WRI1030709 | 910.8 | 17.6600 | 42.0630 | Oil |  |  |  | 2000.0 | Saline Water Conversion Corporation (SWCC) | ECRA | http://www.ecra.gov.sa/en-us/DataAndStatistics/NationalRecord/StationCapacities/Pages/Home.aspx | WRI | [14 empty] | 2451.55 | NO-ESTIMATION | NO-ESTIMATION | NO-ESTIMATION | NO-ESTIMATION | CAPACITY-FACTOR-V1
SAU | Saudi Arabia | SHUQAIQ IWPP |  | WRI1030710 | 1020 | 17.6600 | 42.0770 | Oil |  |  |  | 2010.0 | Shuqiaq Water and Electricity Company | ECRA | http://www.ecra.gov.sa/en-us/DataAndStatistics/NationalRecord/StationCapacities/Pages/Home.aspx | WRI | 1063701 | [13 empty] | 2745.48 | NO-ESTIMATION | NO-ESTIMATION | NO-ESTIMATION | NO-ESTIMATION | CAPACITY-FACTOR-V1
SAU | Saudi Arabia | ASIR |  | WRI1030645 | 695.82 | 18.2500 | 42.5780 | Oil |  |  |  | 2006.0 | Saudi Electricity Company (SEC) | ECRA | http://www.ecra.gov.sa/en-us/DataAndStatistics/NationalRecord/StationCapacities/Pages/Home.aspx | WRI | 1028180 | [13 empty] | 1872.9 | HYDRO-V1 | HYDRO-V1 | HYDRO-V1 | HYDRO-V1 | HYDRO-V1
SAU | Saudi Arabia | TIHAMA |  | WRI1030717 | 742.75 | 19.1000 | 41.1560 | Oil |  |  |  | 2008.0 | Saudi Electricity Company (SEC) | ECRA | http://www.ecra.gov.sa/en-us/DataAndStatistics/NationalRecord/StationCapacities/Pages/Home.aspx | WRI | 1028190 | [13 empty] | 1999.22 | HYDRO-V1 | HYDRO-V1 | HYDRO-V1 | HYDRO-V1 | HYDRO-V1
SAU | Saudi Arabia | BISHA |  | WRI1030648 | 364.6 | 19.9900 | 42.3930 | Oil |  |  |  | 2006.0 | Saudi Electricity Company (SEC) | ECRA | http://www.ecra.gov.sa/en-us/DataAndStatistics/NationalRecord/StationCapacities/Pages/Home.aspx | WRI | [14 empty] | 981.37 | NO-ESTIMATION | NO-ESTIMATION | NO-ESTIMATION | NO-ESTIMATION | CAPACITY-FACTOR-V1
SAU | Saudi Arabia | ALBAHA |  | WRI1030639 | 81.03 | 20.0900 | 41.4390 | Oil |  |  |  | 1983.0 | Saudi Electricity Company (SEC) | ECRA | http://www.ecra.gov.sa/en-us/DataAndStatistics/NationalRecord/StationCapacities/Pages/Home.aspx | WRI | 1028179 | [13 empty] | 218.1 | NO-ESTIMATION | NO-ESTIMATION | NO-ESTIMATION | NO-ESTIMATION | CAPACITY-FACTOR-V1
SAU | Saudi Arabia | SHAIBA |  | WRI1030704 | 1190.7 | 20.6300 | 39.5520 | Oil |  |  |  | 2009.0 | Shuaibah Water and Electricity Company | ECRA | http://www.ecra.gov.sa/en-us/DataAndStatistics/NationalRecord/StationCapacities/Pages/Home.aspx | WRI | [14 empty] | 3204.94 | HYDRO-V1 | HYDRO-V1 | HYDRO-V1 | HYDRO-V1 | HYDRO-V1
SAU | Saudi Arabia | SHAIBA (SEC) |  | WRI1030705 | 6794 | 20.6300 | 39.5550 | Oil |  |  |  | 2013.0 | Saudi Electricity Company (SEC) | ECRA | http://www.ecra.gov.sa/en-us/DataAndStatistics/NationalRecord/StationCapacities/Pages/Home.aspx | WRI | 1041696 | [13 empty] | 18287.07 | HYDRO-V1 | HYDRO-V1 | HYDRO-V1 | HYDRO-V1 | HYDRO-V1
SAU | Saudi Arabia | JEDDAH SOUTH |  | WRI1030662 | 2892 | 21.2100 | 39.1770 | Oil |  |  |  | 2016.0 | Saudi Electricity Company (SEC) | ECRA | http://www.ecra.gov.sa/en-us/DataAndStatistics/NationalRecord/StationCapacities/Pages/Home.aspx | WRI | 1079062 | [13 empty] | 7784.25 | HYDRO-V1 | HYDRO-V1 | HYDRO-V1 | HYDRO-V1 | HYDRO-V1
SAU | Saudi Arabia | TAIF |  | WRI1030716 | 126.6 | 21.2800 | 40.4070 | Oil |  |  |  | 1981.0 | Saudi Electricity Company (SEC) | ECRA | http://www.ecra.gov.sa/en-us/DataAndStatistics/NationalRecord/StationCapacities/Pages/Home.aspx | WRI | 1028195 | [13 empty] | 340.76 | NO-ESTIMATION | NO-ESTIMATION | NO-ESTIMATION | NO-ESTIMATION | CAPACITY-FACTOR-V1
SAU | Saudi Arabia | JEDDAH NO.3 |  | WRI1030661 | 1808 | 21.4300 | 39.2050 | Oil |  |  |  | 2005.0 | Saudi Electricity Company (SEC) | ECRA | http://www.ecra.gov.sa/en-us/DataAndStatistics/NationalRecord/StationCapacities/Pages/Home.aspx | WRI | 1028201 | [13 empty] | 4866.5 | HYDRO-V1 | HYDRO-V1 | HYDRO-V1 | HYDRO-V1 | HYDRO-V1
SAU | Saudi Arabia | JEDDAH NO.2 |  | WRI1030660 | 157.9 | 21.4500 | 39.1860 | Oil |  |  |  | 1978.0 | Saudi Electricity Company (SEC) | ECRA | http://www.ecra.gov.sa/en-us/DataAndStatistics/NationalRecord/StationCapacities/Pages/Home.aspx | WRI | 1028200 | [13 empty] | 425.01 | HYDRO-V1 | HYDRO-V1 | HYDRO-V1 | HYDRO-V1 | HYDRO-V1
SAU | Saudi Arabia | MAKKAH |  | WRI1030675 | 795.6 | 21.4700 | 39.7990 | Oil |  |  |  | 1982.0 | Saudi Electricity Company (SEC) | ECRA | http://www.ecra.gov.sa/en-us/DataAndStatistics/NationalRecord/StationCapacities/Pages/Home.aspx | WRI | 1028208 | [13 empty] | 2141.47 | NO-ESTIMATION | NO-ESTIMATION | NO-ESTIMATION | NO-ESTIMATION | CAPACITY-FACTOR-V1
SAU | Saudi Arabia | JEDDAH (SWCC) |  | WRI1030659 | 931 | 21.5500 | 39.1180 | Oil |  |  |  | 1981.0 | Saline Water Conversion Corporation (SWCC) | ECRA | http://www.ecra.gov.sa/en-us/DataAndStatistics/NationalRecord/StationCapacities/Pages/Home.aspx | WRI | 1027864 | [13 empty] | 2505.92 | HYDRO-V1 | HYDRO-V1 | HYDRO-V1 | HYDRO-V1 | HYDRO-V1
SAU | Saudi Arabia | LAYLA |  | WRI1030672 | 102 | 22.3100 | 46.6620 | Oil |  |  |  | 1987.0 | Saudi Electricity Company (SEC) | ECRA | http://www.ecra.gov.sa/en-us/DataAndStatistics/NationalRecord/StationCapacities/Pages/Home.aspx | WRI | 1028153 | [13 empty] | 274.54 | NO-ESTIMATION | NO-ESTIMATION | NO-ESTIMATION | NO-ESTIMATION | CAPACITY-FACTOR-V1
SAU | Saudi Arabia | RABEC P/P |  | WRI1030696 | 1320 | 22.6500 | 39.0680 | Oil |  |  |  | 2013.0 | Rabigh Electric Company | ECRA | http://www.ecra.gov.sa/en-us/DataAndStatistics/NationalRecord/StationCapacities/Pages/Home.aspx | WRI | 1071670 | [13 empty] | 3552.97 | HYDRO-V1 | HYDRO-V1 | HYDRO-V1 | HYDRO-V1 | HYDRO-V1
SAU | Saudi Arabia | RABIGH |  | WRI1030697 | 4348.3 | 22.6600 | 39.0330 | Oil |  |  |  | 2010.0 | Saudi Electricity Company (SEC) | ECRA | http://www.ecra.gov.sa/en-us/DataAndStatistics/NationalRecord/StationCapacities/Pages/Home.aspx | WRI | 1028210 | [13 empty] | 11704.1 | NO-ESTIMATION | NO-ESTIMATION | NO-ESTIMATION | NO-ESTIMATION | CAPACITY-FACTOR-V1
SAU | Saudi Arabia | RABIGH-2 |  | WRI1030726 | 2800 | 22.6700 | 39.0370 | Oil |  |  |  | 2014.0 | Saudi Electricity Company (SEC) | ECRA | http://www.ecra.gov.sa/en-us/DataAndStatistics/NationalRecord/StationCapacities/Pages/Home.aspx | WRI | 1083799 | [13 empty] | 7536.62 | HYDRO-V1 | HYDRO-V1 | HYDRO-V1 | HYDRO-V1 | HYDRO-V1
SAU | Saudi Arabia | RABIGH IWSPP |  | WRI1030698 | 840 | 22.7100 | 39.0210 | Oil |  |  |  | 2016.0 | Rabigh Arabian Water and Electricity Company | ECRA | http://www.ecra.gov.sa/en-us/DataAndStatistics/NationalRecord/StationCapacities/Pages/Home.aspx | WRI | [14 empty] | 2260.98 | NO-ESTIMATION | NO-ESTIMATION | NO-ESTIMATION | NO-ESTIMATION | CAPACITY-FACTOR-V1
SAU | Saudi Arabia | YANBU (SWCC) |  | WRI1030723 | 519.8 | 23.8600 | 38.3830 | Oil |  |  |  | 1998.0 | Saline Water Conversion Corporation (SWCC) | ECRA | http://www.ecra.gov.sa/en-us/DataAndStatistics/NationalRecord/StationCapacities/Pages/Home.aspx | WRI | 1027866 | [13 empty] | 1399.12 | HYDRO-V1 | HYDRO-V1 | HYDRO-V1 | HYDRO-V1 | HYDRO-V1
SAU | Saudi Arabia | YANBU PLANT 2 |  | WRI1030725 | 825 | 23.8700 | 38.3660 | Oil |  |  |  | 2016.0 | Power and Water Utility Company for Jubail and Yanbu (MARAFIQ) | ECRA | http://www.ecra.gov.sa/en-us/DataAndStatistics/NationalRecord/StationCapacities/Pages/Home.aspx | WRI | 1070899 | [13 empty] | 2220.61 | NO-ESTIMATION | NO-ESTIMATION | NO-ESTIMATION | NO-ESTIMATION | CAPACITY-FACTOR-V1
SAU | Saudi Arabia | YANBU PLANT |  | WRI1030724 | 865.8 | 23.9700 | 38.2190 | Oil | Gas |  |  | 2013.0 | Power and Water Utility Company for Jubail and Yanbu (MARAFIQ) | ECRA | http://www.ecra.gov.sa/en-us/DataAndStatistics/NationalRecord/StationCapacities/Pages/Home.aspx | WRI | 1033604 | [13 empty] | 2330.43 | HYDRO-V1 | HYDRO-V1 | HYDRO-V1 | HYDRO-V1 | HYDRO-V1
SAU | Saudi Arabia | YANBU (SEC) |  | WRI1030722 | 54.3 | 24.1200 | 38.1180 | Oil |  |  |  | 1983.0 | Saudi Electricity Company (SEC) | ECRA | http://www.ecra.gov.sa/en-us/DataAndStatistics/NationalRecord/StationCapacities/Pages/Home.aspx | WRI | 1028215 | [13 empty] | 146.15 | HYDRO-V1 | HYDRO-V1 | HYDRO-V1 | HYDRO-V1 | HYDRO-V1
SAU | Saudi Arabia | Riyadh 10 |  | WRI1030682 | 3160.61 | 24.4100 | 47.0130 | Oil |  |  |  | 2016.0 | Saudi Electricity Company (SEC) | ECRA | http://www.ecra.gov.sa/en-us/DataAndStatistics/NationalRecord/StationCapacities/Pages/Home.aspx | WRI | 1047712 | [13 empty] | 8507.26 | HYDRO-V1 | HYDRO-V1 | HYDRO-V1 | HYDRO-V1 | HYDRO-V1
SAU | Saudi Arabia | MADINAH - 1 |  | WRI1030673 | 60.2 | 24.5300 | 39.6760 | Oil |  |  |  | 2015.0 | Saudi Electricity Company (SEC) | ECRA | http://www.ecra.gov.sa/en-us/DataAndStatistics/NationalRecord/StationCapacities/Pages/Home.aspx | WRI | 1028204 | [13 empty] | 162.03 | WIND-V1 | WIND-V1 | WIND-V1 | WIND-V1 | WIND-V1
SAU | Saudi Arabia | MADINAH - 2 |  | WRI1030674 | 270.1 | 24.5300 | 39.6760 | Oil |  |  |  | 1998.0 | Saudi Electricity Company (SEC) | ECRA | http://www.ecra.gov.sa/en-us/DataAndStatistics/NationalRecord/StationCapacities/Pages/Home.aspx | WRI | 1028205 | [13 empty] | 727.01 | NO-ESTIMATION | NO-ESTIMATION | NO-ESTIMATION | NO-ESTIMATION | SOLAR-V1
SAU | Saudi Arabia | Power Station (Paper Factory) |  | WRI1030681 | 15.6 | 24.5300 | 46.8600 | Oil |  |  |  | 2007.0 | Obeikan Paper Industries Company | ECRA | http://www.ecra.gov.sa/en-us/DataAndStatistics/NationalRecord/StationCapacities/Pages/Home.aspx | WRI | [14 empty] | 41.98 | NO-ESTIMATION | NO-ESTIMATION | NO-ESTIMATION | NO-ESTIMATION | CAPACITY-FACTOR-V1
SAU | Saudi Arabia | Riyadh 4 |  | WRI1030686 | 336.6 | 24.6500 | 46.6710 | Oil |  |  |  | 1978.0 | Saudi Electricity Company (SEC) | ECRA | http://www.ecra.gov.sa/en-us/DataAndStatistics/NationalRecord/StationCapacities/Pages/Home.aspx | WRI | 1073623 | [13 empty] | 906 | WIND-V1 | WIND-V1 | WIND-V1 | WIND-V1 | WIND-V1
SAU | Saudi Arabia | Riyadh 3 |  | WRI1030685 | 70 | 24.6500 | 46.7280 | Oil |  |  |  | 1972.0 | Saudi Electricity Company (SEC) | ECRA | http://www.ecra.gov.sa/en-us/DataAndStatistics/NationalRecord/StationCapacities/Pages/Home.aspx | WRI | [14 empty] | 188.41 | NO-ESTIMATION | SOLAR-V1 | SOLAR-V1 | SOLAR-V1 | SOLAR-V1
SAU | Saudi Arabia | Riyadh 5 |  | WRI1030687 | 608 | 24.7600 | 46.5920 | Oil |  |  |  | 1982.0 | Saudi Electricity Company (SEC) | ECRA | http://www.ecra.gov.sa/en-us/DataAndStatistics/NationalRecord/StationCapacities/Pages/Home.aspx | WRI | 1028155 | [13 empty] | 1636.52 | NO-ESTIMATION | SOLAR-V1 | SOLAR-V1 | SOLAR-V1 | SOLAR-V1
SAU | Saudi Arabia | Riyadh 11 |  | WRI1030683 | 1756 | 24.7900 | 45.6270 | Oil |  |  |  | 2013.0 | Durmah Electric Company | ECRA | http://www.ecra.gov.sa/en-us/DataAndStatistics/NationalRecord/StationCapacities/Pages/Home.aspx | WRI | 1077304 | [13 empty] | 4726.53 | HYDRO-V1 | HYDRO-V1 | HYDRO-V1 | HYDRO-V1 | HYDRO-V1
SAU | Saudi Arabia | Riyadh 9 |  | WRI1030690 | 3616.6 | 24.9500 | 47.0650 | Oil | Gas |  |  | 2008.0 | Saudi Electricity Company (SEC) | ECRA | http://www.ecra.gov.sa/en-us/DataAndStatistics/NationalRecord/StationCapacities/Pages/Home.aspx | WRI | [14 empty] | 9734.62 | WIND-V1 | WIND-V1 | WIND-V1 | WIND-V1 | WIND-V1
SAU | Saudi Arabia | Hofuf |  | WRI1030657 | 189 | 25.3100 | 49.3430 | Oil | Gas |  |  | 2008.0 | Saudi Cement Company | ECRA | http://www.ecra.gov.sa/en-us/DataAndStatistics/NationalRecord/StationCapacities/Pages/Home.aspx | WRI | 1028115 | [13 empty] | 508.72 | NO-ESTIMATION | SOLAR-V1 | SOLAR-V1 | SOLAR-V1 | SOLAR-V1
SAU | Saudi Arabia | Alkhobar |  | WRI1030641 | 1188.8 | 26.1800 | 50.2090 | Oil | Gas |  |  | 1999.0 | Saline Water Conversion Corporation (SWCC) | ECRA | http://www.ecra.gov.sa/en-us/DataAndStatistics/NationalRecord/StationCapacities/Pages/Home.aspx | WRI | 1027861 | [13 empty] | 3199.83 | WIND-V1 | WIND-V1 | WIND-V1 | WIND-V1 | WIND-V1
SAU | Saudi Arabia | QASSIM CENTRAL |  | WRI1030692 | 1610.68 | 26.2000 | 44.0150 | Oil |  |  |  | 2012.0 | Saudi Electricity Company (SEC) | ECRA | http://www.ecra.gov.sa/en-us/DataAndStatistics/NationalRecord/StationCapacities/Pages/Home.aspx | WRI | 1028149 | [13 empty] | 4335.38 | SOLAR-V1-NO-AGE | SOLAR-V1-NO-AGE | SOLAR-V1-NO-AGE | SOLAR-V1-NO-AGE | SOLAR-V1-NO-AGE
SAU | Saudi Arabia | AL WAJH |  | WRI1030638 | 263.4 | 26.2300 | 36.4870 | Oil |  |  |  | 2013.0 | Saudi Electricity Company (SEC) | ECRA | http://www.ecra.gov.sa/en-us/DataAndStatistics/NationalRecord/StationCapacities/Pages/Home.aspx | WRI | 1028197 | [13 empty] | 708.98 | WIND-V1 | WIND-V1 | WIND-V1 | WIND-V1 | WIND-V1
SAU | Saudi Arabia | BURAIDAH |  | WRI1030649 | 104.5 | 26.4000 | 43.9440 | Oil |  |  |  | 1982.0 | Saudi Electricity Company (SEC) | ECRA | http://www.ecra.gov.sa/en-us/DataAndStatistics/NationalRecord/StationCapacities/Pages/Home.aspx | WRI | [14 empty] | 281.27 | WIND-V1 | WIND-V1 | WIND-V1 | WIND-V1 | WIND-V1
SAU | Saudi Arabia | DUBA |  | WRI1030651 | 185 | 27.3700 | 35.6590 | Oil |  |  |  | 1989.0 | Saudi Electricity Company (SEC) | ECRA | http://www.ecra.gov.sa/en-us/DataAndStatistics/NationalRecord/StationCapacities/Pages/Home.aspx | WRI | [14 empty] | 497.95 | WIND-V1 | WIND-V1 | WIND-V1 | WIND-V1 | WIND-V1
SAU | Saudi Arabia | HAIL2 |  | WRI1030655 | 794.25 | 27.4600 | 41.7420 | Oil |  |  |  | 2012.0 | Saudi Electricity Company (SEC) | ECRA | http://www.ecra.gov.sa/en-us/DataAndStatistics/NationalRecord/StationCapacities/Pages/Home.aspx | WRI | [14 empty] | 2137.84 | HYDRO-V1 | HYDRO-V1 | HYDRO-V1 | HYDRO-V1 | HYDRO-V1
SAU | Saudi Arabia | HAIL1 |  | WRI1030654 | 48.4 | 27.4700 | 41.7420 | Oil |  |  |  | 1983.0 | Saudi Electricity Company (SEC) | ECRA | http://www.ecra.gov.sa/en-us/DataAndStatistics/NationalRecord/StationCapacities/Pages/Home.aspx | WRI | 1030721 | [13 empty] | 130.27 | WIND-V1 | WIND-V1 | WIND-V1 | WIND-V1 | WIND-V1
SAU | Saudi Arabia | QAISUMAH |  | WRI1030691 | 143.8 | 28.3500 | 46.0490 | Oil |  |  |  | 1985.0 | Saudi Electricity Company (SEC) | ECRA | http://www.ecra.gov.sa/en-us/DataAndStatistics/NationalRecord/StationCapacities/Pages/Home.aspx | WRI | [14 empty] | 387.05 | HYDRO-V1 | HYDRO-V1 | HYDRO-V1 | HYDRO-V1 | HYDRO-V1
SAU | Saudi Arabia | TABUK-3 |  | WRI1030714 | 20 | 28.4700 | 36.5170 | Oil |  |  |  | 2016.0 | Saudi Electricity Company (SEC) | ECRA | http://www.ecra.gov.sa/en-us/DataAndStatistics/NationalRecord/StationCapacities/Pages/Home.aspx | WRI | 1030726 | [13 empty] | 53.83 | WIND-V1 | WIND-V1 | WIND-V1 | WIND-V1 | WIND-V1
SAU | Saudi Arabia | TABUK-1 |  | WRI1030712 | 102 | 28.4700 | 36.5190 | Oil |  |  |  | 1982.0 | Saudi Electricity Company (SEC) | ECRA | http://www.ecra.gov.sa/en-us/DataAndStatistics/NationalRecord/StationCapacities/Pages/Home.aspx | WRI | 1030724 | [13 empty] | 274.54 | WIND-V1 | WIND-V1 | WIND-V1 | WIND-V1 | WIND-V1
SAU | Saudi Arabia | TABUK-2 |  | WRI1030713 | 985.4 | 28.4700 | 36.5210 | Oil |  |  |  | 2013.0 | Saudi Electricity Company (SEC) | ECRA | http://www.ecra.gov.sa/en-us/DataAndStatistics/NationalRecord/StationCapacities/Pages/Home.aspx | WRI | 1030725 | [13 empty] | 2652.35 | WIND-V1 | WIND-V1 | WIND-V1 | WIND-V1 | WIND-V1
SAU | Saudi Arabia | TABUK-4 |  | WRI1030715 | 20 | 28.4700 | 36.5220 | Oil |  |  |  | 2016.0 | Saudi Electricity Company (SEC) | ECRA | http://www.ecra.gov.sa/en-us/DataAndStatistics/NationalRecord/StationCapacities/Pages/Home.aspx | WRI | [14 empty] | 53.83 | WIND-V1 | WIND-V1 | WIND-V1 | WIND-V1 | WIND-V1
SAU | Saudi Arabia | RAFHA |  | WRI1030699 | 305.6 | 29.6200 | 43.5260 | Oil |  |  |  | 2016.0 | Saudi Electricity Company (SEC) | ECRA | http://www.ecra.gov.sa/en-us/DataAndStatistics/NationalRecord/StationCapacities/Pages/Home.aspx | WRI | 1026476 | [13 empty] | 822.56 | WIND-V1 | WIND-V1 | WIND-V1 | WIND-V1 | WIND-V1
SAU | Saudi Arabia | AL-JOUF |  | WRI1030640 | 348 | 29.7800 | 40.0120 | Oil |  |  |  | 2012.0 | Saudi Electricity Company (SEC) | ECRA | http://www.ecra.gov.sa/en-us/DataAndStatistics/NationalRecord/StationCapacities/Pages/Home.aspx | WRI | 1009994 | [13 empty] | 936.69 | WIND-V1 | WIND-V1 | WIND-V1 | WIND-V1 | WIND-V1
SAU | Saudi Arabia | TABARJAL |  | WRI1030711 | 103.2 | 30.4600 | 38.2140 | Oil |  |  |  | 2002.0 | Saudi Electricity Company (SEC) | ECRA | http://www.ecra.gov.sa/en-us/DataAndStatistics/NationalRecord/StationCapacities/Pages/Home.aspx | WRI | 1030723 | [13 empty] | 277.77 | WIND-V1 | WIND-V1 | WIND-V1 | WIND-V1 | WIND-V1
SAU | Saudi Arabia | ARAR |  | WRI1030644 | 408.6 | 30.9300 | 41.0560 | Oil |  |  |  | 2015.0 | Saudi Electricity Company (SEC) | ECRA | http://www.ecra.gov.sa/en-us/DataAndStatistics/NationalRecord/StationCapacities/Pages/Home.aspx | WRI | [14 empty] | 1099.8 | WIND-V1 | WIND-V1 | WIND-V1 | WIND-V1 | WIND-V1
SAU | Saudi Arabia | AL-QURAYYAT |  | WRI1030642 | 532.7 | 31.2600 | 37.4240 | Oil |  |  |  | 2016.0 | Saudi Electricity Company (SEC) | ECRA | http://www.ecra.gov.sa/en-us/DataAndStatistics/NationalRecord/StationCapacities/Pages/Home.aspx | WRI | 1009996¦1009997 | [13 empty] | 1433.84 | NO-ESTIMATION | NO-ESTIMATION | WIND-V1 | WIND-V1 | WIND-V1
SDN | Sudan | Nyala |  | WRI1023180 | 15.5 | 12.0500 | 24.8833 | Oil | [5 empty] | African Development Bank Group | http://powerafrica.opendataforafrica.org | Power Africa | 1023380 | [13 empty] | 50.19 | HYDRO-V1 | HYDRO-V1 | HYDRO-V1 | HYDRO-V1 | HYDRO-V1
SDN | Sudan | Rahad |  | WRI1023182 | 12.6 | 12.7167 | 30.6500 | Oil | [5 empty] | African Development Bank Group | http://powerafrica.opendataforafrica.org | Power Africa | [14 empty] | 40.8 | HYDRO-V1 | HYDRO-V1 | HYDRO-V1 | HYDRO-V1 | HYDRO-V1
SDN | Sudan | El Obeid |  | WRI1023170 | 14.3 | 13.1833 | 30.2167 | Oil | [5 empty] | African Development Bank Group | http://powerafrica.opendataforafrica.org | Power Africa | 1023371 | [13 empty] | 46.31 | WIND-V1 | WIND-V1 | WIND-V1 | WIND-V1 | WIND-V1
SDN | Sudan | Kenana |  | WRI1023172 | 50 | 14.0333 | 33.1667 | Oil | [5 empty] | African Development Bank Group | http://powerafrica.opendataforafrica.org | Power Africa | [14 empty] | 161.92 | HYDRO-V1 | HYDRO-V1 | HYDRO-V1 | HYDRO-V1 | HYDRO-V1
SDN | Sudan | Kilo-X Dit |  | WRI1023175 | 260 | 15.5881 | 32.5342 | Oil | [5 empty] | African Development Bank Group | http://powerafrica.opendataforafrica.org | Power Africa | 1053103 | [13 empty] | 842 | WIND-V1 | WIND-V1 | WIND-V1 | WIND-V1 | WIND-V1
SDN | Sudan | Kilo-X Nec |  | WRI1023176 | 33.5 | 15.6482 | 32.5630 | Oil | [5 empty] | African Development Bank Group | http://powerafrica.opendataforafrica.org | Power Africa | [14 empty] | 108.48 | NO-ESTIMATION | NO-ESTIMATION | NO-ESTIMATION | NO-ESTIMATION | CAPACITY-FACTOR-V1
SDN | Sudan | Khartoum North |  | WRI1023173 | 351 | 15.6500 | 32.5630 | Oil | [5 empty] | African Development Bank Group | http://powerafrica.opendataforafrica.org | Power Africa | [14 empty] | 1136.7 | WIND-V1 | WIND-V1 | WIND-V1 | WIND-V1 | WIND-V1
SDN | Sudan | Atbara |  | WRI1023168 | 15.1 | 17.7000 | 34.0000 | Oil | [5 empty] | African Development Bank Group | http://powerafrica.opendataforafrica.org | Power Africa | 1023372 | [13 empty] | 48.9 | SOLAR-V1 | SOLAR-V1 | SOLAR-V1 | SOLAR-V1 | SOLAR-V1
SDN | Sudan | Port Sudan |  | WRI1023181 | 38.1 | 19.6158 | 37.2164 | Oil | [5 empty] | African Development Bank Group | http://powerafrica.opendataforafrica.org | Power Africa | 1023381 | [13 empty] | 123.38 | HYDRO-V1 | HYDRO-V1 | HYDRO-V1 | HYDRO-V1 | HYDRO-V1
SDN | Sudan | Kuku |  | WRI1023177 | 23 | 5.8864 | 31.6856 | Oil | [5 empty] | African Development Bank Group | http://powerafrica.opendataforafrica.org | Power Africa | [14 empty] | 74.48 | WIND-V1 | WIND-V1 | WIND-V1 | WIND-V1 | WIND-V1
SEN | Senegal | Boutoute |  | WRI1023162 | 19 | 12.5819 | -16.2782 | Oil | [5 empty] | African Development Bank Group | http://powerafrica.opendataforafrica.org | Power Africa | 1037522 | [13 empty] | 75.42 | WIND-V1 | WIND-V1 | WIND-V1 | WIND-V1 | WIND-V1
SEN | Senegal | Kaolack |  | WRI1023159 | 15.36 | 14.1500 | -16.0667 | Oil | [5 empty] | African Development Bank Group | http://powerafrica.opendataforafrica.org | Power Africa | [14 empty] | 60.97 | WIND-V1 | WIND-V1 | WIND-V1 | WIND-V1 | WIND-V1
SEN | Senegal | Bel-Air |  | WRI1023157 | 98.6 | 14.7170 | -17.4780 | Oil | [5 empty] | African Development Bank Group | http://powerafrica.opendataforafrica.org | Power Africa | 1015198 | [13 empty] | 391.43 | HYDRO-V1 | HYDRO-V1 | HYDRO-V1 | HYDRO-V1 | HYDRO-V1
SEN | Senegal | Saint-Louis |  | WRI1023160 | 10.5 | 16.0333 | -16.5000 | Oil | [5 empty] | African Development Bank Group | http://powerafrica.opendataforafrica.org | Power Africa | 1015203 | [13 empty] | 41.68 | WIND-V1 | WIND-V1 | WIND-V1 | WIND-V1 | WIND-V1
SEN | Senegal | Cap Des Biches |  | WRI1023158 | 327 | 17.7197 | -17.2996 | Oil | [5 empty] | African Development Bank Group | http://powerafrica.opendataforafrica.org | Power Africa | 1041573 | [13 empty] | 1298.18 | WIND-V1 | WIND-V1 | WIND-V1 | WIND-V1 | WIND-V1
SGP | Singapore | PowerSeraya Pulau Seraya Oil Power Station Singapore |  | GEODB0004961 | 2250 | 1.2800 | 103.7270 | Oil | [5 empty] | GEODB | http://globalenergyobservatory.org | GEODB | 1025750 | 2017 | [12 empty] | 219.18 | HYDRO-V1 | HYDRO-V1 | HYDRO-V1 | HYDRO-V1 | HYDRO-V1
SGP | Singapore | Tuas Oil Power Station Singapore |  | GEODB0005796 | 1200 | 1.2896 | 103.6397 | Oil | [5 empty] | GEODB | http://globalenergyobservatory.org | GEODB | 1032064 | 2017 | [12 empty] | 116.89 | SOLAR-V1 | SOLAR-V1 | SOLAR-V1 | SOLAR-V1 | SOLAR-V1
SGP | Singapore | Senoko Thermal Power Station Singapore |  | GEODB0003827 | 500 | 1.4640 | 103.7976 | Oil | [5 empty] | GEODB | http://globalenergyobservatory.org | GEODB | 1025695 | 2017 | [12 empty] | 48.7 | NO-ESTIMATION | NO-ESTIMATION | NO-ESTIMATION | NO-ESTIMATION | CAPACITY-FACTOR-V1
SLE | Sierra Leone | Bonthe Works |  | WRI1023164 | 23 | 7.7675 | -12.2931 | Oil |  |  |  |  | Sierra Rutile Limited | Sierra Rutile | http://www.sierra-rutile.com/existing-operations.aspx | Power Africa | 1028847 | [14 empty] | NO-ESTIMATION | NO-ESTIMATION | NO-ESTIMATION | NO-ESTIMATION | CAPACITY-FACTOR-V1
SLE | Sierra Leone | Kingtom |  | WRI1023166 | 53 | 8.4929 | -13.2474 | Oil | [5 empty] | African Development Bank Group | http://powerafrica.opendataforafrica.org | Power Africa | 1023442 | [14 empty] | WIND-V1 | WIND-V1 | WIND-V1 | WIND-V1 | WIND-V1
SLV | El Salvador | Acajutla Thermal Power Plant El Salvador |  | GEODB0043614 | 324 | 13.5834 | -89.8239 | Oil | [5 empty] | GEODB | http://globalenergyobservatory.org | GEODB | 1012980 | 2017 | [12 empty] | 570.54 | WIND-V1 | WIND-V1 | WIND-V1 | WIND-V1 | WIND-V1
SLV | El Salvador | Nejapa IC Power Plant El Salvador |  | GEODB0043612 | 151.2 | 13.7778 | -89.2013 | Oil | [5 empty] | GEODB | http://globalenergyobservatory.org | GEODB | 1012928 | 2017 | [12 empty] | 266.25 | WIND-V1 | WIND-V1 | WIND-V1 | WIND-V1 | WIND-V1
SWE | Sweden | Stenungsund |  | WRI1029980 | 840 | 58.0863 | 11.8435 | Oil | [5 empty] | Nord Pool | https://www.nordpoolspot.com/globalassets/download-center/tso/generation-capacity_sweden_larger-than-100mw-per-unit_17122014.pd | WRI | [5 empty] | 10.499 | 10.512 |  |  | JRC-PPDB-OPEN |  |  |  |  | 85.38 | NO-ESTIMATION | WIND-V1 | WIND-V1 | WIND-V1 | WIND-V1
SYR | Syrian Arab Republic | Teshreen (Tishrin) Thermal Power Project Syria |  | GEODB0041666 | 400 | 33.4186 | 36.6861 | Oil | [5 empty] | GEODB | http://globalenergyobservatory.org | GEODB | 1016718 | 2017 | [12 empty] | 1919.9 | WIND-V1 | WIND-V1 | WIND-V1 | WIND-V1 | WIND-V1
SYR | Syrian Arab Republic | Homs Refinery Cogen Power Plant Syria |  | GEODB0041672 | 64 | 34.7184 | 36.6326 | Oil | [5 empty] | GEODB | http://globalenergyobservatory.org | GEODB | 1017594 | 2017 | [12 empty] | 307.18 | NO-ESTIMATION | NO-ESTIMATION | SOLAR-V1 | SOLAR-V1 | SOLAR-V1
SYR | Syrian Arab Republic | Al-Zara Thermal Power Plant Syria |  | GEODB0041655 | 660 | 34.9590 | 36.6610 | Oil | [5 empty] | GEODB | http://globalenergyobservatory.org | GEODB | 1016706 | 2017 | [12 empty] | 3167.84 | NO-ESTIMATION | NO-ESTIMATION | NO-ESTIMATION | NO-ESTIMATION | CAPACITY-FACTOR-V1
SYR | Syrian Arab Republic | Banias Thermal Power Plant Syria |  | GEODB0041657 | 680 | 35.1715 | 35.9270 | Oil | [5 empty] | GEODB | http://globalenergyobservatory.org | GEODB | 1016709 | 2017 | [12 empty] | 3263.84 | HYDRO-V1 | HYDRO-V1 | HYDRO-V1 | HYDRO-V1 | HYDRO-V1
SYR | Syrian Arab Republic | Banias (Baniyas) Refinery Thermal Power Plant |  | GEODB0041673 | 48 | 35.2132 | 35.9650 | Oil | [5 empty] | GEODB | http://globalenergyobservatory.org | GEODB |  | 2017 | [12 empty] | 230.38 | WIND-V1 | WIND-V1 | WIND-V1 | WIND-V1 | WIND-V1
SYR | Syrian Arab Republic | Mehardeh Thermal Power Plant Syria |  | GEODB0041656 | 630 | 35.2630 | 36.5850 | Oil | [5 empty] | GEODB | http://globalenergyobservatory.org | GEODB | 1016712 | 2017 | [12 empty] | 3023.85 | NO-ESTIMATION | NO-ESTIMATION | WIND-V1 | WIND-V1 | WIND-V1
SYR | Syrian Arab Republic | Aleppo Thermal Power Plant Syria |  | GEODB0041658 | 1065 | 36.1763 | 37.4370 | Oil | [5 empty] | GEODB | http://globalenergyobservatory.org | GEODB | 1016707 | 2017 | [12 empty] | 5111.75 | WIND-V1 | WIND-V1 | WIND-V1 | WIND-V1 | WIND-V1
TGO | Togo | Lome |  | WRI1023196 | 101.214 | 6.1700 | 1.3500 | Oil | [5 empty] | African Development Bank Group | http://powerafrica.opendataforafrica.org | Power Africa | 1071953 | [13 empty] | 9.22 | HYDRO-V1 | HYDRO-V1 | HYDRO-V1 | HYDRO-V1 | HYDRO-V1
TJK | Tajikistan | Yavan |  | WRI1000361 | 180 | 38.2960 | 68.9320 | Oil |  |  |  | 1969.0 | Barki Tojik | Energy Charter Secretariat | http://www.energycharter.org/fileadmin/DocumentsMedia/IDEER/IDEER-Tajikistan_2013_en.pdf | GEODB | [15 empty] | WIND-V1 | WIND-V1 | WIND-V1 | WIND-V1 | WIND-V1
TJK | Tajikistan | Dushanbe |  | WRI1000360 | 430 | 38.6106 | 68.7726 | Oil | Coal |  |  |  | Barki Tojik | Energy Charter Secretariat | http://www.energycharter.org/fileadmin/DocumentsMedia/IDEER/IDEER-Tajikistan_2013_en.pdf | WRI | 1104845 | [14 empty] | WIND-V1 | WIND-V1 | WIND-V1 | WIND-V1 | WIND-V1
TKM | Turkmenistan | Mary Thermal Power Plant Turkmenistan |  | GEODB0041742 | 1685 | 37.5000 | 61.8417 | Oil | [5 empty] | GEODB | http://globalenergyobservatory.org | GEODB | 1032228 | 2017 | [12 empty] | 0 | HYDRO-V1 | HYDRO-V1 | HYDRO-V1 | HYDRO-V1 | HYDRO-V1
TKM | Turkmenistan | Turkmenbashi Heat and Power Plant Turkmenistan |  | GEODB0041745 | 590 | 40.0101 | 52.9255 | Oil | [5 empty] | GEODB | http://globalenergyobservatory.org | GEODB | 1032227 | 2017 | [12 empty] | 0 | WIND-V1 | WIND-V1 | WIND-V1 | WIND-V1 | WIND-V1
TTO | Trinidad and Tobago | Port of Spain |  | WRI1002026 | 260 | 10.6565 | -61.5182 | Oil | Gas |  |  |  | Power Generation Company of Trinidad and Tobago | Power Generation Company of Trinidad and Tobago | http://www.powergen.co.tt/Power/Port-of-Spain | WRI | 1025688 | [13 empty] | 666.4 | WIND-V1 | WIND-V1 | WIND-V1 | WIND-V1 | WIND-V1
TTO | Trinidad and Tobago | Scarborough |  | WRI1002030 | 11 | 11.1847 | -60.7378 | Oil |  |  |  |  | Power Generation Company of Trinidad and Tobago | Trinidad and Tobago Energy Agency | http://www.energy.gov.tt/our-business/electric-power/ | WRI | 1025689 | [13 empty] | 28.19 | WIND-V1 | WIND-V1 | WIND-V1 | WIND-V1 | WIND-V1
TUR | Turkey | EÃœAS AmbarlÄ± FO Sant. Istanbul |  | WRI1018692 | 630 | 40.9787 | 28.6993 | Oil | [5 empty] | Enerji Atlasi | http://www.enerjiatlasi.com/cesitli/ | WRI | [14 empty] | 347.9 | WIND-V1 | WIND-V1 | WIND-V1 | WIND-V1 | WIND-V1
TUR | Turkey | Samsun1-2 |  | WRI1018699 | 162.6 | 41.2408 | 36.4570 | Oil | [5 empty] | Enerji Atlasi | http://www.enerjiatlasi.com/cesitli/ | WRI | [14 empty] | 89.79 | HYDRO-V1 | HYDRO-V1 | HYDRO-V1 | HYDRO-V1 | HYDRO-V1
TUR | Turkey | EÃœAS Hopa Termik Sant. Artvin |  | WRI1018693 | 50 | 41.4193 | 41.4393 | Oil | [5 empty] | Enerji Atlasi | http://www.enerjiatlasi.com/cesitli/ | GEODB | 1032157 | [13 empty] | 27.61 | HYDRO-V1 | HYDRO-V1 | HYDRO-V1 | HYDRO-V1 | HYDRO-V1
TWN | Taiwan | Hsiehho |  | WRI1000368 | 2000 | 25.1572 | 121.7398 | Oil | [5 empty] | Bureau of Ministry Energy and Economic Affairs | https://web3.moeaboe.gov.tw/ECW/english/content/SubMenu.aspx?menu_id=1537 | GEODB | [14 empty] | 4264.88 | HYDRO-V1 | HYDRO-V1 | HYDRO-V1 | HYDRO-V1 | HYDRO-V1
TZA | Tanzania | IPTL Tanzania |  | WRI1019877 | 100 | -6.6741 | 39.1873 | Oil |  |  |  |  | IPPs | Ministry of Energy and Minerals | http://www.tanesco.co.tz/index.php/media1/downloads/reports/investment-report/22-power-system-master-plan-2012-update | GEODB | 1038118 | [13 empty] | 250.09 | HYDRO-V1 | HYDRO-V1 | HYDRO-V1 | HYDRO-V1 | HYDRO-V1
UGA | Uganda | Lugogo Substation |  | WRI1023207 | 50 | 0.3580 | 32.6940 | Oil | [5 empty] | African Development Bank Group | http://powerafrica.opendataforafrica.org | Power Africa | 1063046 | [14 empty] | NO-ESTIMATION | NO-ESTIMATION | NO-ESTIMATION | NO-ESTIMATION | CAPACITY-FACTOR-V1
URY | Uruguay | SAN GREGORIO |  | URY0000894 | 1.44 | -32.6135 | -55.8344 | Oil | [5 empty] | La AdministraciÃ³n Nacional de Usinas y Trasmisiones ElÃ©ctricas (Uruguay) | https://www.ute.com.uy/SgePublico/mapa.aspx | La AdministraciÃ³n Nacional de Usinas y Trasmisiones ElÃ©ctricas (Uruguay) |  | 2018 | [12 empty] | 0.21 | WIND-V1 | WIND-V1 | WIND-V1 | WIND-V1 | WIND-V1
URY | Uruguay | TURBINA RÃO BRANCO |  | URY0000891 | 4.3 | -32.6576 | -53.3357 | Oil | [5 empty] | La AdministraciÃ³n Nacional de Usinas y Trasmisiones ElÃ©ctricas (Uruguay) | https://www.ute.com.uy/SgePublico/mapa.aspx | La AdministraciÃ³n Nacional de Usinas y Trasmisiones ElÃ©ctricas (Uruguay) |  | 2018 | [12 empty] | 0.64 | HYDRO-V1 | HYDRO-V1 | HYDRO-V1 | HYDRO-V1 | HYDRO-V1
URY | Uruguay | PUNTA DEL TIGRE A |  | URY0000824 | 300 | -34.7500 | -56.5422 | Oil | [5 empty] | La AdministraciÃ³n Nacional de Usinas y Trasmisiones ElÃ©ctricas (Uruguay) | https://www.ute.com.uy/SgePublico/mapa.aspx | La AdministraciÃ³n Nacional de Usinas y Trasmisiones ElÃ©ctricas (Uruguay) |  | 2018 | [12 empty] | 44.79 | HYDRO-V1 | HYDRO-V1 | HYDRO-V1 | HYDRO-V1 | HYDRO-V1
URY | Uruguay | MOTORES CENTRAL BATLLE |  | URY0000820 | 80 | -34.8861 | -56.1977 | Oil | [5 empty] | La AdministraciÃ³n Nacional de Usinas y Trasmisiones ElÃ©ctricas (Uruguay) | https://www.ute.com.uy/SgePublico/mapa.aspx | La AdministraciÃ³n Nacional de Usinas y Trasmisiones ElÃ©ctricas (Uruguay) | 1009691 | 2018 | [12 empty] | 11.94 | WIND-V1 | WIND-V1 | WIND-V1 | WIND-V1 | WIND-V1
USA | United States of America | Dededo CT 1 |  | WRI1029193 | 72.4 | 13.4170 | 144.6869 | Oil |  |  |  | 1992.0 | Guam Power Authority | Guam Power Authority | http://www.guampowerauthority.com/gpa_authority/generation/gpa_generation_mix.php | WRI | [14 empty] | 42.43 | WIND-V1 | WIND-V1 | WIND-V1 | WIND-V1 | WIND-V1
USA | United States of America | Piti 8 (MEC) |  | WRI1029192 | 128 | 13.4624 | 144.6903 | Oil |  |  |  | 1999.0 | Guam Power Authority | Guam Power Authority | http://www.guampowerauthority.com/gpa_authority/generation/gpa_generation_mix.php | WRI | [14 empty] | 75.01 | WIND-V1 | WIND-V1 | WIND-V1 | WIND-V1 | WIND-V1
USA | United States of America | Cabras 1 |  | WRI1029191 | 212 | 13.4638 | 144.6862 | Oil |  |  |  | 1974.0 | Guam Power Authority | Guam Power Authority | http://www.guampowerauthority.com/gpa_authority/generation/gpa_generation_mix.php | WRI | [14 empty] | 124.24 | WIND-V1 | WIND-V1 | WIND-V1 | WIND-V1 | WIND-V1
USA | United States of America | Marbo CT |  | WRI1029194 | 16 | 13.5129 | 144.8720 | Oil |  |  |  | 1993.0 | Guam Power Authority | Guam Power Authority | http://www.guampowerauthority.com/gpa_authority/generation/gpa_generation_mix.php | WRI | [14 empty] | 9.37 | WIND-V1 | WIND-V1 | WIND-V1 | WIND-V1 | WIND-V1
USA | United States of America | Yigo CT |  | WRI1029195 | 21 | 13.5243 | 144.8999 | Oil |  |  |  | 1993.0 | Guam Power Authority | Guam Power Authority | http://www.guampowerauthority.com/gpa_authority/generation/gpa_generation_mix.php | WRI | [14 empty] | 12.3 | WIND-V1 | WIND-V1 | WIND-V1 | WIND-V1 | WIND-V1
USA | United States of America | Tanguisson 1 (PRUVIENT) |  | WRI1029197 | 53 | 13.5415 | 144.8082 | Oil |  |  |  | 1976.0 | Guam Power Authority | Guam Power Authority | http://www.guampowerauthority.com/gpa_authority/generation/gpa_generation_mix.php | WRI | [14 empty] | 31.06 | NO-ESTIMATION | NO-ESTIMATION | SOLAR-V1 | SOLAR-V1 | SOLAR-V1
USA | United States of America | Aguirre |  | WRI1026809 | 1492 | 17.9519 | -66.2308 | Oil |  |  |  | 1975.0 | PREPA | PREPA | http://www.prepa.com/aguirre.asp | WRI | 30928 | [13 empty] | 874.43 | WIND-V1 | WIND-V1 | WIND-V1 | WIND-V1 | WIND-V1
USA | United States of America | Costa Sur |  | WRI1026811 | 990 | 18.0003 | -66.7534 | Oil |  |  |  | 1962.0 | PREPA | PREPA | http://www.prepa.com/costasur.asp | WRI | 30934 | [13 empty] | 580.21 | WIND-V1 | WIND-V1 | WIND-V1 | WIND-V1 | WIND-V1
USA | United States of America | Vieques EPP |  | WRI1028006 | 6 | 18.1429 | -65.4440 | Oil | [5 empty] | CEPR | http://energia.pr.gov/datos/plantas/ | WRI | 49079 | [13 empty] | 3.51 | WIND-V1 | WIND-V1 | WIND-V1 | WIND-V1 | WIND-V1
USA | United States of America | San Juan CC |  | WRI1026816 | 864 | 18.4270 | -66.1045 | Oil |  |  |  | 2009.0 | PREPA | PREPA | http://www.prepa.com/sanjuan.asp | WRI | 30947 | [13 empty] | 506.37 | WIND-V1 | WIND-V1 | WIND-V1 | WIND-V1 | WIND-V1
USA | United States of America | Palo Seco |  | WRI1026814 | 602 | 18.4553 | -66.1486 | Oil |  |  |  | 1960.0 | PREPA | PREPA | http://www.prepa.com/PALOSECO.ASP | WRI | 30942 | [13 empty] | 352.81 | HYDRO-V1 | HYDRO-V1 | HYDRO-V1 | HYDRO-V1 | HYDRO-V1
USA | United States of America | Cambalache |  | WRI1026810 | 247.5 | 18.4691 | -66.6968 | Oil |  |  |  |  | PREPA | PREPA | http://www.prepa.com/AEEES2_ENG.ASP | WRI | 30930 | [13 empty] | 145.05 | HYDRO-V1 | HYDRO-V1 | HYDRO-V1 | HYDRO-V1 | HYDRO-V1
USA | United States of America | Puna |  | USA0007130 | 39.1 | 19.6316 | -155.0313 | Oil |  |  |  | 1990.4143222506395 | Hawaii Electric Light Co Inc | U.S. Energy Information Administration | http://www.eia.gov/electricity/data/browser/ | U.S. Energy Information Administration | 21886 | 2019 | 83.155 | 44.998000000000005 | 20.686999999999998 | 16.06 | 19.294 | 40.22 | 62.075 | U.S. Energy Information Administration |  |  |  |  | 22.91 | NO-ESTIMATION | NO-ESTIMATION | NO-ESTIMATION | NO-ESTIMATION | SOLAR-V1
USA | United States of America | W H Hill |  | USA0000772 | 37.1 | 19.7041 | -155.0607 | Oil |  |  |  | 1971.579514824798 | Hawaii Electric Light Co Inc | U.S. Energy Information Administration | http://www.eia.gov/electricity/data/browser/ | U.S. Energy Information Administration | 21888 | 2019 | 0.0 | 0.0 | 0.0 | 0.0 | 0.0 | 0.0 | 172.345 | U.S. Energy Information Administration |  |  |  |  | 21.74 | WIND-V1 | WIND-V1 | WIND-V1 | WIND-V1 | WIND-V1
USA | United States of America | Kanoelehua |  | USA0000769 | 21 | 19.7052 | -155.0625 | Oil |  |  |  | 1965.8095238095239 | Hawaii Electric Light Co Inc | U.S. Energy Information Administration | http://www.eia.gov/electricity/data/browser/ | U.S. Energy Information Administration | 21879 | 2019 | 1.972 | 1.164 | 1.266 | 0.756 | 0.20900000000000002 | 0.72 | 0.898 | U.S. Energy Information Administration |  |  |  |  | 12.3 | HYDRO-V1 | HYDRO-V1 | HYDRO-V1 | HYDRO-V1 | HYDRO-V1
USA | United States of America | Keahole |  | USA0008083 | 89.1 | 19.7317 | -156.0283 | Oil |  |  |  | 2000.4758698092032 | Hawaii Electric Light Co Inc | U.S. Energy Information Administration | http://www.eia.gov/electricity/data/browser/ | U.S. Energy Information Administration | 21877 | 2019 | 260.68 | 301.712 | 288.227 | 303.20900000000006 | 318.99100000000004 | 348.713 | 301.881 | U.S. Energy Information Administration |  |  |  |  | 52.21 | HYDRO-V1 | HYDRO-V1 | HYDRO-V1 | HYDRO-V1 | HYDRO-V1
USA | United States of America | Waimea |  | USA0000768 | 7.5 | 20.0252 | -155.6955 | Oil |  |  |  | 1971.6666666666667 | Hawaii Electric Light Co Inc | U.S. Energy Information Administration | http://www.eia.gov/electricity/data/browser/ | U.S. Energy Information Administration | 21889 | 2019 | 4.071 | 3.021 | 2.802 | 1.798 | 1.037 | 0.915 | 0.964 | U.S. Energy Information Administration |  |  |  |  | 4.39 | HYDRO-V1 | HYDRO-V1 | HYDRO-V1 | HYDRO-V1 | HYDRO-V1
USA | United States of America | Hamakua Energy Plant |  | USA0055369 | 66 | 20.0939 | -155.4711 | Oil | Other |  |  | 2000.0 | Hamakua Energy LLC | U.S. Energy Information Administration | http://www.eia.gov/electricity/data/browser/ | U.S. Energy Information Administration | 19587 | 2019 | 170.398935 | 182.295004 | 224.28400399999998 | 131.16000000000003 | 145.07100000000003 | 264.003997 | 402.285 | U.S. Energy Information Administration |  |  |  |  | 38.68 | NO-ESTIMATION | NO-ESTIMATION | SOLAR-V1 | SOLAR-V1 | SOLAR-V1
USA | United States of America | Hana Substation |  | USA0056055 | 2 | 20.7658 | -155.9961 | Oil |  |  |  | 2001.0 | Maui Electric Co Ltd | U.S. Energy Information Administration | http://www.eia.gov/electricity/data/browser/ | U.S. Energy Information Administration | 56849 | 2019 | 0.073 | 0.032 | 0.187 | 0.073 | 0.113 | 0.049 | 0.125 | U.S. Energy Information Administration |  |  |  |  | 1.17 | HYDRO-V1 | HYDRO-V1 | HYDRO-V1 | HYDRO-V1 | HYDRO-V1
USA | United States of America | Miki Basin |  | USA0007264 | 10.4 | 20.7900 | -156.9342 | Oil |  |  |  | 1992.538461538462 | Maui Electric Co Ltd | U.S. Energy Information Administration | http://www.eia.gov/electricity/data/browser/ | U.S. Energy Information Administration | 25784 | 2019 | 20.97 | 20.206 | 23.81 | 29.069 | 28.22 | 28.731 | 31.226 | U.S. Energy Information Administration |  |  |  |  | 6.09 | SOLAR-V1 | SOLAR-V1 | SOLAR-V1 | SOLAR-V1 | SOLAR-V1
USA | United States of America | Maalaea |  | USA0006504 | 229.8 | 20.8012 | -156.4930 | Oil |  |  |  | 1989.9943429068762 | Maui Electric Co Ltd | U.S. Energy Information Administration | http://www.eia.gov/electricity/data/browser/ | U.S. Energy Information Administration | 25782 | 2019 | 726.7420000000001 | 679.423 | 721.6210000000001 | 704.3889999999999 | 693.6560000000001 | 676.1610000000001 | 701.217 | U.S. Energy Information Administration |  |  |  |  | 134.68 | WIND-V1 | WIND-V1 | WIND-V1 | WIND-V1 | WIND-V1
USA | United States of America | Kahului |  | USA0006056 | 34 | 20.8969 | -156.4627 | Oil |  |  |  | 1956.9411764705883 | Maui Electric Co Ltd | U.S. Energy Information Administration | http://www.eia.gov/electricity/data/browser/ | U.S. Energy Information Administration | 25777 | 2019 | 0.0 | 0.0 | 0.0 | 0.0 | 0.0 | 0.0 | 162.612 | U.S. Energy Information Administration |  |  |  |  | 19.92 | WIND-V1 | WIND-V1 | WIND-V1 | WIND-V1 | WIND-V1
USA | United States of America | Palaau Power Hybrid |  | USA0000792 | 17.1 | 21.1060 | -157.0647 | Oil | Storage |  |  | 1992.918128654971 | Maui Electric Co Ltd | U.S. Energy Information Administration | http://www.eia.gov/electricity/data/browser/ | U.S. Energy Information Administration |  | 2019 | 32.126000000000005 | 31.830000000000002 | 0.0 | 0.0 | 0.0 | 0.0 | 32.425 | U.S. Energy Information Administration |  |  |  |  | 10.02 | HYDRO-V1 | HYDRO-V1 | HYDRO-V1 | HYDRO-V1 | HYDRO-V1
USA | United States of America | Kalaeloa Cogen Plant |  | USA0054646 | 299.4 | 21.3021 | -158.0963 | Oil |  |  |  | 1990.2037408149633 | Kalaeloa Partners LP | U.S. Energy Information Administration | http://www.eia.gov/electricity/data/browser/ | U.S. Energy Information Administration | 12225 | 2019 | 1414.84004 | 1309.5759990000001 | 1367.8000339999999 | 1295.415998 | 1329.8970000000002 | 1280.514997 | 1261.302 | U.S. Energy Information Administration |  |  |  |  | 175.47 | WIND-V1 | WIND-V1 | WIND-V1 | WIND-V1 | WIND-V1
USA | United States of America | Campbell Industrial Park |  | USA0056329 | 113 | 21.3025 | -158.1017 | Oil | Other |  |  | 2009.0 | Hawaiian Electric Co Inc | U.S. Energy Information Administration | http://www.eia.gov/electricity/data/browser/ | U.S. Energy Information Administration | 60978 | 2019 | 0.0 | 0.0 | 0.0 | 0.0 | 0.0 | 34.207 | 99.232 | U.S. Energy Information Administration |  |  |  |  | 66.22 | WIND-V1 | WIND-V1 | WIND-V1 | WIND-V1 | WIND-V1
USA | United States of America | Tesoro Hawaii |  | USA0010093 | 20 | 21.3032 | -158.0914 | Oil |  |  |  | 1983.0 | PAR Petroleum | U.S. Energy Information Administration | http://www.eia.gov/electricity/data/browser/ | U.S. Energy Information Administration |  | 2019 | 91.44968000000001 | 147.088204 | 149.52938199999997 | 146.095462 | 156.52069600000002 | 153.47878 | 166.1796 | U.S. Energy Information Administration |  |  |  |  | 11.72 | WIND-V1 | WIND-V1 | WIND-V1 | WIND-V1 | WIND-V1
USA | United States of America | Hawaii Cogen |  | USA0010194 | 12.2 | 21.3117 | -158.1139 | Oil | Gas |  |  | 1995.5081967213116 | Island Energy Services | U.S. Energy Information Administration | http://www.eia.gov/electricity/data/browser/ | U.S. Energy Information Administration |  | 2019 | 0.0 | 0.0 | 0.0 | 0.0 | 0.0 | 0.0 | 46.472 | U.S. Energy Information Administration |  |  |  |  | 7.15 | HYDRO-V1 | HYDRO-V1 | HYDRO-V1 | HYDRO-V1 | HYDRO-V1
USA | United States of America | Kahe |  | USA0000765 | 609.7 | 21.3564 | -158.1289 | Oil |  |  |  | 1972.098409053633 | Hawaiian Electric Co Inc | U.S. Energy Information Administration | http://www.eia.gov/electricity/data/browser/ | U.S. Energy Information Administration | 21898 | 2019 | 0.0 | 0.0 | 0.0 | 0.0 | 0.0 | 0.0 | 2336.309 | U.S. Energy Information Administration |  |  |  |  | 357.33 | NO-ESTIMATION | NO-ESTIMATION | SOLAR-V1 | SOLAR-V1 | SOLAR-V1
USA | United States of America | Waiau |  | USA0000766 | 474.6 | 21.3890 | -157.9615 | Oil |  |  |  | 1963.007796038769 | Hawaiian Electric Co Inc | U.S. Energy Information Administration | http://www.eia.gov/electricity/data/browser/ | U.S. Energy Information Administration | 21900 | 2019 | 1035.919 | 1044.924 | 1191.0293000000001 | 912.9350000000001 | 912.198 | 983.895 | 1002.196 | U.S. Energy Information Administration |  |  |  |  | 278.15 | WIND-V1 | WIND-V1 | WIND-V1 | WIND-V1 | WIND-V1
USA | United States of America | Port Allen (HI) |  | USA0006474 | 99.5 | 21.8996 | -159.5850 | Oil | Other |  |  | 1979.24824120603 | Kauai Island Utility Cooperative | U.S. Energy Information Administration | http://www.eia.gov/electricity/data/browser/ | U.S. Energy Information Administration | 16377 | 2019 | 191.568 | 166.35100000000003 | 147.47000000000003 | 112.717 | 105.61800000000001 | 108.824 | 71.323 | U.S. Energy Information Administration |  |  |  |  | 58.31 | SOLAR-V1 | SOLAR-V1 | SOLAR-V1 | SOLAR-V1 | SOLAR-V1
USA | United States of America | Stock Island |  | USA0006584 | 126.5 | 24.5633 | -81.7342 | Oil |  |  |  | 1996.4822134387355 | Utility Board of Key West City | U.S. Energy Information Administration | http://www.eia.gov/electricity/data/browser/ | U.S. Energy Information Administration | 24046 | 2019 | 1.764 | 3.093 | 3.616 | 1.336 | 1.3850000000000002 | 2.141 | 2.729 | U.S. Energy Information Administration |  |  |  |  | 74.13 | HYDRO-V1 | HYDRO-V1 | HYDRO-V1 | HYDRO-V1 | HYDRO-V1
USA | United States of America | Marathon Generating Plant |  | USA0000696 | 11 | 24.7108 | -81.0927 | Oil |  |  |  | 1995.6818181818182 | Florida Keys El Coop Assn Inc | U.S. Energy Information Administration | http://www.eia.gov/electricity/data/browser/ | U.S. Energy Information Administration | 20255 | 2019 | -0.378 | -0.28 | -0.22 | -0.131 | -0.331 | -1.23 | -0.26 | U.S. Energy Information Administration |  |  |  |  | 6.44 | WIND-V1 | WIND-V1 | WIND-V1 | WIND-V1 | WIND-V1
USA | United States of America | Avon Park |  | USA0000624 | 67.4 | 27.5794 | -81.4928 | Oil | Gas |  |  | 1969.0 | Duke Energy Florida LLC | U.S. Energy Information Administration | http://www.eia.gov/electricity/data/browser/ | U.S. Energy Information Administration | 20294 | 2019 | 0.348 | 2.4999999999999996 | 6.182 | 5.140000000000001 | 5.231999999999999 | 0.9019999999999999 | 3.01 | U.S. Energy Information Administration |  |  |  |  | 39.5 | HYDRO-V1 | HYDRO-V1 | HYDRO-V1 | HYDRO-V1 | HYDRO-V1
USA | United States of America | Manatee |  | USA0006042 | 2951.2 | 27.6058 | -82.3456 | Oil | Gas |  |  | 1988.618595825427 | Florida Power & Light Co | U.S. Energy Information Administration | http://www.eia.gov/electricity/data/browser/ | U.S. Energy Information Administration | 20269 | 2019 | 0.0 | 0.0 | 0.0 | 0.0 | 0.0 | 0.0 | 10424.615 | U.S. Energy Information Administration |  |  |  |  | 1729.63 | WIND-V1 | WIND-V1 | WIND-V1 | WIND-V1 | WIND-V1
USA | United States of America | Bayboro |  | USA0000627 | 226.8 | 27.7581 | -82.6353 | Oil |  |  |  | 1973.0 | Duke Energy Florida LLC | U.S. Energy Information Administration | http://www.eia.gov/electricity/data/browser/ | U.S. Energy Information Administration | 20292 | 2019 | 4.59 | 6.281 | 9.346 | 2.548 | 2.726 | 7.901 | 3.292 | U.S. Energy Information Administration |  |  |  |  | 132.92 | HYDRO-V1 | HYDRO-V1 | HYDRO-V1 | HYDRO-V1 | HYDRO-V1
USA | United States of America | Winston |  | USA0007997 | 50 | 28.0274 | -82.0164 | Oil |  |  |  | 2002.0 | City of Lakeland - (FL) | U.S. Energy Information Administration | http://www.eia.gov/electricity/data/browser/ | U.S. Energy Information Administration | 50016 | 2019 | 0.318 | 0.064 | 0.3 | 0.0 | 0.0 | 0.0 | 0 | U.S. Energy Information Administration |  |  |  |  | 29.3 | WIND-V1 | WIND-V1 | WIND-V1 | WIND-V1 | WIND-V1
USA | United States of America | DeBary |  | USA0006046 | 748 | 28.9039 | -81.3323 | Oil | Gas |  |  | 1984.855614973262 | Duke Energy Florida LLC | U.S. Energy Information Administration | http://www.eia.gov/electricity/data/browser/ | U.S. Energy Information Administration | 20299 | 2019 | 37.665000000000006 | 72.183 | 115.335001 | 155.279 | 127.905005 | 48.978 | 135.423 | U.S. Energy Information Administration |  |  |  |  | 438.38 | WIND-V1 | WIND-V1 | WIND-V1 | WIND-V1 | WIND-V1
USA | United States of America | Field Street |  | USA0007954 | 48 | 29.0213 | -80.9949 | Oil |  |  |  | 2001.0 | New Smyrna Beach Utilities Commission | U.S. Energy Information Administration | http://www.eia.gov/electricity/data/browser/ | U.S. Energy Information Administration | 50468 | 2019 | 2.275 | 0.265 | 0.001 | -0.10200000000000001 | -0.106 | -0.092 | -0.15 | U.S. Energy Information Administration |  |  |  |  | 28.13 | WIND-V1 | WIND-V1 | WIND-V1 | WIND-V1 | WIND-V1
USA | United States of America | Rayne |  | USA0001456 | 8.2 | 30.2346 | -92.2722 | Oil |  |  |  | 1969.0 | Louisiana Energy & Power Authority | U.S. Energy Information Administration | http://www.eia.gov/electricity/data/browser/ | U.S. Energy Information Administration | 31152 | 2019 | 0.004 | 0.004 | 0.0 | 0.007 | 0.001 | 0.0 | 0 | U.S. Energy Information Administration |  |  |  |  | 4.8 | WIND-V1 | WIND-V1 | WIND-V1 | WIND-V1 | WIND-V1
USA | United States of America | Naval Submarine Base Kings Bay |  | USA0054239 | 30 | 30.7917 | -81.5333 | Oil |  |  |  | 1987.8333333333333 | Kings Bay Naval Base | U.S. Energy Information Administration | http://www.eia.gov/electricity/data/browser/ | U.S. Energy Information Administration | 47801 | 2019 | 1.2 | 2.44706 | 2.862 | 1.496 | 2.107 | 4.37472 | 2.9002 | U.S. Energy Information Administration |  |  |  |  | 17.58 | WIND-V1 | WIND-V1 | WIND-V1 | WIND-V1 | WIND-V1
USA | United States of America | South Georgia Medical Center |  | USA0054848 | 5.5 | 30.8625 | -83.2894 | Oil |  |  |  | 2010.7454545454543 | Lowndes County Hospital Authority | U.S. Energy Information Administration | http://www.eia.gov/electricity/data/browser/ | U.S. Energy Information Administration | 48701 | 2019 | 0.0 | 0.0 | 0.0 | 0.0 | 0.0 | 0.0 | 0 | U.S. Energy Information Administration |  |  |  |  | 3.22 | WIND-V1 | WIND-V1 | WIND-V1 | WIND-V1 | WIND-V1
USA | United States of America | Walton Bainbridge Power Facility |  | USA0056015 | 80 | 30.9110 | -84.5473 | Oil |  |  |  | 2000.0 | Walton Bainbridge LLC | U.S. Energy Information Administration | http://www.eia.gov/electricity/data/browser/ | U.S. Energy Information Administration |  | 2019 | 0.233 | 0.316 | 0.281 | 0.737 | 0.065 | 1.036 | 0 | U.S. Energy Information Administration |  |  |  |  | 46.88 | NO-ESTIMATION | NO-ESTIMATION | NO-ESTIMATION | NO-ESTIMATION | NO-ESTIMATION
USA | United States of America | Valdosta Water Treatment Plant |  | USA0054839 | 3.4 | 30.9136 | -83.2529 | Oil |  |  |  | 2000.5 | Valdosta City of | U.S. Energy Information Administration | http://www.eia.gov/electricity/data/browser/ | U.S. Energy Information Administration |  | 2019 | 0.0 | 0.0 | 0.0 | 0.0 | 0.0 | 0.0 | 0 | U.S. Energy Information Administration |  |  |  |  | 1.99 | NO-ESTIMATION | NO-ESTIMATION | NO-ESTIMATION | NO-ESTIMATION | NO-ESTIMATION
USA | United States of America | McManus |  | USA0000715 | 560 | 31.2136 | -81.5462 | Oil |  |  |  | 1972.674642857143 | Georgia Power Co | U.S. Energy Information Administration | http://www.eia.gov/electricity/data/browser/ | U.S. Energy Information Administration | 20988 | 2019 | -2.3720000000000003 | 7.004 | 1.073 | 5.848000000000001 | 10.584000000000001 | 9.821 | 9.635 | U.S. Energy Information Administration |  |  |  |  | 328.2 | NO-ESTIMATION | NO-ESTIMATION | NO-ESTIMATION | NO-ESTIMATION | NO-ESTIMATION
USA | United States of America | Crestwood Dothan |  | USA0054985 | 8.6 | 31.2624 | -85.4027 | Oil |  |  |  | 1998.9767441860467 | Crestwood Corp | U.S. Energy Information Administration | http://www.eia.gov/electricity/data/browser/ | U.S. Energy Information Administration | 18527 | 2019 | 0.741 | 0.724 | 0.876 | 0.6950000000000001 | 0.423 | 0.773 | 0.979 | U.S. Energy Information Administration |  |  |  |  | 5.04 | NO-ESTIMATION | NO-ESTIMATION | NO-ESTIMATION | NO-ESTIMATION | NO-ESTIMATION
USA | United States of America | Douglas |  | USA0000114 | 26.1 | 31.3641 | -109.5538 | Oil |  |  |  | 1972.0 | Arizona Public Service Co | U.S. Energy Information Administration | http://www.eia.gov/electricity/data/browser/ | U.S. Energy Information Administration |  | 2019 | 0.163 | 0.289 | 0.397 | 0.084 | 0.292 | 0.14100000000000001 | 0.059 | U.S. Energy Information Administration |  |  |  |  | 15.29 | NO-ESTIMATION | NO-ESTIMATION | NO-ESTIMATION | NO-ESTIMATION | NO-ESTIMATION
USA | United States of America | Tenet Hospital |  | USA0050241 | 4.2 | 31.7697 | -106.5014 | Oil | Gas |  |  | 1986.9999999999998 | Tenet Hospital Ltd | U.S. Energy Information Administration | http://www.eia.gov/electricity/data/browser/ | U.S. Energy Information Administration | 30754 | 2019 | 0.053000000000000005 | 0.014 | 0.167 | 0.079 | 0.044 | 0.013000000000000001 | 0.068 | U.S. Energy Information Administration |  |  |  |  | 2.46 | NO-ESTIMATION | NO-ESTIMATION | NO-ESTIMATION | NO-ESTIMATION | NO-ESTIMATION
USA | United States of America | Boulevard |  | USA0000732 | 15.6 | 32.0411 | -81.1450 | Oil | Gas |  |  | 1970.0 | Georgia Power Co | U.S. Energy Information Administration | http://www.eia.gov/electricity/data/browser/ | U.S. Energy Information Administration | 32179 | 2019 | -0.09100000000000001 | -0.032999999999999995 | 0.171 | 0.005 | -0.008 | 0.043000000000000003 | -0.017 | U.S. Energy Information Administration |  |  |  |  | 9.14 | NO-ESTIMATION | NO-ESTIMATION | NO-ESTIMATION | NO-ESTIMATION | NO-ESTIMATION
USA | United States of America | Hilton Head |  | USA0003318 | 117.9 | 32.2089 | -80.6988 | Oil |  |  |  | 1976.5182357930448 | South Carolina Public Service Authority | U.S. Energy Information Administration | http://www.eia.gov/electricity/data/browser/ | U.S. Energy Information Administration | 33004 | 2019 | -0.152 | 2.632 | 0.316 | -0.302 | 0.031 | 0.86 | 0.196 | U.S. Energy Information Administration |  |  |  |  | 69.09 | NO-ESTIMATION | NO-ESTIMATION | NO-ESTIMATION | NO-ESTIMATION | NO-ESTIMATION
USA | United States of America | Hardeeville |  | USA0003286 | 16.3 | 32.2988 | -81.0739 | Oil |  |  |  | 1968.0 | Dominion Energy South Carolina Inc | U.S. Energy Information Administration | http://www.eia.gov/electricity/data/browser/ | U.S. Energy Information Administration | 32978 | 2019 | 0.003 | 0.004 | 0.006 | 0.0 | 0.0 | 0.0 | 0 | U.S. Energy Information Administration |  |  |  |  | 9.55 | NO-ESTIMATION | NO-ESTIMATION | NO-ESTIMATION | NO-ESTIMATION | NO-ESTIMATION
USA | United States of America | Meridian |  | USA0007719 | 9 | 32.5508 | -88.6067 | Oil |  |  |  | 1998.0 | Tennessee Valley Authority | U.S. Energy Information Administration | http://www.eia.gov/electricity/data/browser/ | U.S. Energy Information Administration | 41318 | 2019 | 0.096 | 0.07200000000000001 | 0.0 | 0.043000000000000003 | 0.011 | 0.039 | 0.008 | U.S. Energy Information Administration |  |  |  |  | 5.27 | NO-ESTIMATION | NO-ESTIMATION | NO-ESTIMATION | NO-ESTIMATION | CAPACITY-FACTOR-V1
USA | United States of America | Freeport McMoRan |  | USA0054734 | 30.4 | 32.6618 | -108.3628 | Oil | Gas |  |  | 1969.8881578947367 | Freeport McMoRan Inc | U.S. Energy Information Administration | http://www.eia.gov/electricity/data/browser/ | U.S. Energy Information Administration |  | 2019 | 0.045 | 0.165 | 0.005 | 0.011 | 0.004 | 0.0 | 0 | U.S. Energy Information Administration |  |  |  |  | 17.81 | SOLAR-V1-NO-AGE | SOLAR-V1-NO-AGE | SOLAR-V1-NO-AGE | SOLAR-V1-NO-AGE | SOLAR-V1-NO-AGE
USA | United States of America | Childrens Hospital |  | USA0010175 | 11.3 | 32.7992 | -117.1517 | Oil | Gas |  |  | 2006.1061946902653 | DTE San Diego COGEN Inc. | U.S. Energy Information Administration | http://www.eia.gov/electricity/data/browser/ | U.S. Energy Information Administration | 16236 | 2019 | 0.97804 | 26.824 | 27.548 | 27.372 | 25.426000000000002 | 26.914 | 26.571 | U.S. Energy Information Administration |  |  |  |  | 6.62 | NO-ESTIMATION | NO-ESTIMATION | SOLAR-V1 | SOLAR-V1 | SOLAR-V1
USA | United States of America | YKK USA Chestney |  | USA0054566 | 1.3 | 32.8061 | -83.5456 | Oil |  |  |  | 1999.230769230769 | YKK USA Inc | U.S. Energy Information Administration | http://www.eia.gov/electricity/data/browser/ | U.S. Energy Information Administration |  | 2019 | 0.0 | 0.0 | 0.0 | 0.0 | 0.0 | 0.0 | 0 | U.S. Energy Information Administration |  |  |  |  | 0.76 | NO-ESTIMATION | NO-ESTIMATION | SOLAR-V1 | SOLAR-V1 | SOLAR-V1
USA | United States of America | State Farm Insur Support Center Central |  | USA0055390 | 10.8 | 32.9192 | -96.9894 | Oil |  |  |  | 1998.0 | State Farm Mutual Auto Ins Co | U.S. Energy Information Administration | http://www.eia.gov/electricity/data/browser/ | U.S. Energy Information Administration |  | 2019 | 0.191 | 0.163 | 0.153 | 0.401 | 0.097 | 0.107 | 0.026 | U.S. Energy Information Administration |  |  |  |  | 6.32 | NO-ESTIMATION | NO-ESTIMATION | SOLAR-V1 | SOLAR-V1 | SOLAR-V1
USA | United States of America | Rockwood |  | USA0007824 | 49.8 | 32.9553 | -115.5364 | Oil | Gas |  |  | 1979.5000000000002 | Imperial Irrigation District | U.S. Energy Information Administration | http://www.eia.gov/electricity/data/browser/ | U.S. Energy Information Administration | 22910 | 2019 | 1.288 | 0.0 | 1.421 | 1.569 | 2.117 | 1.092 | 0.933 | U.S. Energy Information Administration |  |  |  |  | 29.18 | NO-ESTIMATION | NO-ESTIMATION | SOLAR-V1 | SOLAR-V1 | SOLAR-V1
USA | United States of America | Wilson |  | USA0006258 | 317.6 | 33.1377 | -81.7483 | Oil |  |  |  | 1973.0 | Georgia Power Co | U.S. Energy Information Administration | http://www.eia.gov/electricity/data/browser/ | U.S. Energy Information Administration |  | 2019 | 0.21000000000000002 | 2.6870000000000003 | 1.267 | 0.026999999999999996 | 0.8119999999999999 | 4.093 | 0.069 | U.S. Energy Information Administration |  |  |  |  | 186.13 | NO-ESTIMATION | NO-ESTIMATION | SOLAR-V1 | SOLAR-V1 | SOLAR-V1
USA | United States of America | Pebbly Beach Generating Station Hybrid |  | USA0006704 | 12.7 | 33.3331 | -118.3103 | Oil | Gas | Storage |  | 1987.0472440944911 | Southern California Edison Co | U.S. Energy Information Administration | http://www.eia.gov/electricity/data/browser/ | U.S. Energy Information Administration | 33154 | 2019 | 0.0 | 28.224 | 29.099999999999998 | 0.0 | 0.0 | 0.0 | 29.883 | U.S. Energy Information Administration |  |  |  |  | 7.44 | HYDRO-V1 | HYDRO-V1 | HYDRO-V1 | HYDRO-V1 | HYDRO-V1
USA | United States of America | North Road Peak |  | USA0007479 | 14 | 33.5452 | -80.9109 | Oil |  |  |  | 1987.0 | City of Orangeburg - (SC) | U.S. Energy Information Administration | http://www.eia.gov/electricity/data/browser/ | U.S. Energy Information Administration | 29107 | 2019 | 0.001 | -0.8280000000000001 | -0.8180000000000001 | -0.912 | -0.919 | -1.01 | -1.052 | U.S. Energy Information Administration |  |  |  |  | 8.2 | WIND-V1 | WIND-V1 | WIND-V1 | WIND-V1 | WIND-V1
USA | United States of America | Emory Hillandale Hospital |  | USA0056231 | 1.6 | 33.7036 | -84.1494 | Oil |  |  |  | 2005.0 | DeKalb Regional Health System | U.S. Energy Information Administration | http://www.eia.gov/electricity/data/browser/ | U.S. Energy Information Administration | 61953 | 2019 | 0.005 | 0.003 | 0.003 | 0.003 | 0.003 | 0.004 | 0.004 | U.S. Energy Information Administration |  |  |  |  | 0.93 | HYDRO-V1 | HYDRO-V1 | HYDRO-V1 | HYDRO-V1 | HYDRO-V1
USA | United States of America | Myrtle Beach |  | USA0003320 | 111.5 | 33.7083 | -78.9241 | Oil |  |  |  | 1969.8493273542601 | South Carolina Public Service Authority | U.S. Energy Information Administration | http://www.eia.gov/electricity/data/browser/ | U.S. Energy Information Administration | 33007 | 2019 | -0.851 | 0.963 | 0.123 | -0.929 | 0.546 | 0.667 | -0.826 | U.S. Energy Information Administration |  |  |  |  | 65.34 | WIND-V1 | WIND-V1 | WIND-V1 | WIND-V1 | WIND-V1
USA | United States of America | Inforum |  | USA0054290 | 1.3 | 33.7533 | -84.3889 | Oil |  |  |  | 1989.0000000000002 | DCII-250 Williams Street NW LLC | U.S. Energy Information Administration | http://www.eia.gov/electricity/data/browser/ | U.S. Energy Information Administration | 48534 | 2019 | 0.0 | 0.0 | 0.0 | 0.0 | 0.0 | 0.0 | 0 | U.S. Energy Information Administration |  |  |  |  | 0.76 | HYDRO-V1 | HYDRO-V1 | HYDRO-V1 | HYDRO-V1 | HYDRO-V1
USA | United States of America | Georgia Pacific Center |  | USA0054906 | 1.4 | 33.7575 | -84.3869 | Oil |  |  |  | 1982.0 | GP Center Holdings LLC | U.S. Energy Information Administration | http://www.eia.gov/electricity/data/browser/ | U.S. Energy Information Administration | 48697 | 2019 | 0.0 | 0.0 | 0.0 | 0.0 | 0.0 | 0.0 | 0 | U.S. Energy Information Administration |  |  |  |  | 0.82 | WIND-V1 | WIND-V1 | WIND-V1 | WIND-V1 | WIND-V1
USA | United States of America | 191 Peachtree Tower |  | USA0054818 | 2.4 | 33.7583 | -84.3869 | Oil |  |  |  | 1991.0 | Banyan St./GAP 191 Peachtree Owner LLC | U.S. Energy Information Administration | http://www.eia.gov/electricity/data/browser/ | U.S. Energy Information Administration | 48724 | 2019 | 0.0 | 0.0 | 0.0 | 0.0 | 0.0 | 0.0 | 0 | U.S. Energy Information Administration |  |  |  |  | 1.4 | WIND-V1 | WIND-V1 | WIND-V1 | WIND-V1 | WIND-V1
USA | United States of America | CNN Center |  | USA0054323 | 13 | 33.7592 | -84.3950 | Oil |  |  |  | 2000.1923076923076 | Turner Properties Inc | U.S. Energy Information Administration | http://www.eia.gov/electricity/data/browser/ | U.S. Energy Information Administration | 34216 | 2019 | 0.123 | 0.147 | 0.23800000000000002 | 0.147 | 0.225 | 0.092 | 0.3 | U.S. Energy Information Administration |  |  |  |  | 7.61 | NO-ESTIMATION | NO-ESTIMATION | NO-ESTIMATION | SOLAR-V1 | SOLAR-V1
USA | United States of America | Atlanta Gift Mart LP |  | USA0054877 | 1.2 | 33.7611 | -84.3892 | Oil |  |  |  | 1991.0 | Atlanta Gift Mart LP | U.S. Energy Information Administration | http://www.eia.gov/electricity/data/browser/ | U.S. Energy Information Administration | 48521 | 2019 | 0.0 | 0.0 | 0.0 | 0.0 | 0.0 | 0.0 | 0 | U.S. Energy Information Administration |  |  |  |  | 0.7 | HYDRO-V1 | HYDRO-V1 | HYDRO-V1 | HYDRO-V1 | HYDRO-V1
USA | United States of America | Sun Trust Plaza |  | USA0054845 | 2.4 | 33.7625 | -84.3872 | Oil |  |  |  | 1993.9999999999998 | Sun Trust Plaza Associates LLC | U.S. Energy Information Administration | http://www.eia.gov/electricity/data/browser/ | U.S. Energy Information Administration | 48709 | 2019 | 0.03822 | 0.03626 | 0.03822 | 0.03136 | 0.027 | 0.0637 | 0.01764 | U.S. Energy Information Administration |  |  |  |  | 1.4 | HYDRO-V1 | HYDRO-V1 | HYDRO-V1 | HYDRO-V1 | HYDRO-V1
USA | United States of America | Bank of America Plaza |  | USA0055152 | 3 | 33.7708 | -84.3861 | Oil |  |  |  | 1991.0 | BF ATL Realty Services LLC | U.S. Energy Information Administration | http://www.eia.gov/electricity/data/browser/ | U.S. Energy Information Administration | 48559 | 2019 | 0.0 | 0.0 | 0.0 | 0.0 | 0.0 | 0.0 | 0 | U.S. Energy Information Administration |  |  |  |  | 1.75 | HYDRO-V1 | HYDRO-V1 | HYDRO-V1 | HYDRO-V1 | HYDRO-V1
USA | United States of America | Emory Decatur Hospital |  | USA0054830 | 3.9 | 33.7919 | -84.2831 | Oil |  |  |  | 1996.6153846153843 | DeKalb Regional Health System | U.S. Energy Information Administration | http://www.eia.gov/electricity/data/browser/ | U.S. Energy Information Administration | 18187 | 2019 | 0.016 | 0.007 | 0.01 | 0.01 | 0.011 | 0.021 | 0.02 | U.S. Energy Information Administration |  |  |  |  | 2.28 | WIND-V1 | WIND-V1 | WIND-V1 | WIND-V1 | WIND-V1
USA | United States of America | Shepherd Center |  | USA0054813 | 1.7 | 33.8111 | -84.3928 | Oil |  |  |  | 1989.7058823529412 | Shepherd Center | U.S. Energy Information Administration | http://www.eia.gov/electricity/data/browser/ | U.S. Energy Information Administration | 48707 | 2019 | 0.0 | 0.0 | 0.0 | 0.0 | 0.0 | 0.0 | 0 | U.S. Energy Information Administration |  |  |  |  | 0.99 | WIND-V1 | WIND-V1 | WIND-V1 | WIND-V1 | WIND-V1
USA | United States of America | Riverwood 100 Building |  | USA0054816 | 1.1 | 33.8775 | -84.4603 | Oil |  |  |  | 1989.0 | Highwoods Properties | U.S. Energy Information Administration | http://www.eia.gov/electricity/data/browser/ | U.S. Energy Information Administration | 48561 | 2019 | [12 empty] | 0.64 | NO-ESTIMATION | NO-ESTIMATION | SOLAR-V1 | SOLAR-V1 | SOLAR-V1
USA | United States of America | Athens Regional Medical Center |  | USA0055319 | 4.6 | 33.9625 | -83.3981 | Oil |  |  |  | 2003.2173913043482 | Athens Regional Medical Center | U.S. Energy Information Administration | http://www.eia.gov/electricity/data/browser/ | U.S. Energy Information Administration |  | 2019 | 0.0 | 0.0 | 0.0 | 0.0 | 0.0 | 0.0 | 0 | U.S. Energy Information Administration |  |  |  |  | 2.69 | NO-ESTIMATION | SOLAR-V1 | SOLAR-V1 | SOLAR-V1 | SOLAR-V1
USA | United States of America | Vernon |  | USA0007436 | 30 | 33.9986 | -118.2219 | Oil |  |  |  | 1933.0 | City of Vernon | U.S. Energy Information Administration | http://www.eia.gov/electricity/data/browser/ | U.S. Energy Information Administration |  | 2019 | [12 empty] | 17.58 | SOLAR-V1-NO-AGE | SOLAR-V1-NO-AGE | SOLAR-V1-NO-AGE | SOLAR-V1-NO-AGE | SOLAR-V1-NO-AGE
USA | United States of America | Works 4 |  | USA0054364 | 4.9 | 34.0035 | -98.5535 | Oil |  |  |  | 1975.5102040816325 | Vitro Architectural Glass | U.S. Energy Information Administration | http://www.eia.gov/electricity/data/browser/ | U.S. Energy Information Administration |  | 2019 | 0.147 | 0.147 | 0.131 | 0.146 | 0.136 | 0.116 | 0.114 | U.S. Energy Information Administration |  |  |  |  | 2.87 | NO-ESTIMATION | NO-ESTIMATION | SOLAR-V1 | SOLAR-V1 | SOLAR-V1
USA | United States of America | State Farm Support Center East |  | USA0055274 | 10.8 | 34.0860 | -84.2450 | Oil |  |  |  | 1998.0 | State Farm Mutual Auto Ins Co | U.S. Energy Information Administration | http://www.eia.gov/electricity/data/browser/ | U.S. Energy Information Administration |  | 2019 | 0.14400000000000002 | 0.163 | 0.0 | 0.0 | 0.0 | 0.067 | 0.03 | U.S. Energy Information Administration |  |  |  |  | 6.32 | HYDRO-V1 | HYDRO-V1 | HYDRO-V1 | HYDRO-V1 | HYDRO-V1
USA | United States of America | Hewlett Packard Enterprise |  | USA0054457 | 8 | 34.0864 | -84.2677 | Oil |  |  |  | 1995.25 | Hewlett-Packard Company | U.S. Energy Information Administration | http://www.eia.gov/electricity/data/browser/ | U.S. Energy Information Administration |  | 2019 | 0.0 | 0.0 | 0.0 | 0.0 | 0.0 | 0.0 | 0 | U.S. Energy Information Administration |  |  |  |  | 4.68 | HYDRO-V1 | HYDRO-V1 | HYDRO-V1 | HYDRO-V1 | HYDRO-V1
USA | United States of America | Albertville |  | USA0007924 | 4 | 34.3634 | -86.2239 | Oil |  |  |  | 2000.0 | Albertville Municipal Utilities Board | U.S. Energy Information Administration | http://www.eia.gov/electricity/data/browser/ | U.S. Energy Information Administration | 47961 | 2019 | 0.0 | 0.0 | 0.0 | 0.0 | 0.0 | 0.0 | 0 | U.S. Energy Information Administration |  |  |  |  | 2.34 | HYDRO-V1 | HYDRO-V1 | HYDRO-V1 | HYDRO-V1 | HYDRO-V1
USA | United States of America | Honea Path |  | USA0056132 | 2.9 | 34.4413 | -82.3652 | Oil |  |  |  | 2003.0 | Central Electric Power | U.S. Energy Information Administration | http://www.eia.gov/electricity/data/browser/ | U.S. Energy Information Administration |  | 2019 | 0.065 | 0.098 | 0.07200000000000001 | 0.156 | 0.09 | 0.049 | 0.003 | U.S. Energy Information Administration |  |  |  |  | 1.69 | WIND-V1 | WIND-V1 | WIND-V1 | WIND-V1 | WIND-V1
USA | United States of America | Webb Forging |  | USA0007814 | 5.8 | 34.5567 | -81.4919 | Oil |  |  |  | 2003.0 | Central Electric Power | U.S. Energy Information Administration | http://www.eia.gov/electricity/data/browser/ | U.S. Energy Information Administration |  | 2019 | 0.018000000000000002 | 0.07 | 0.099 | 0.171 | 0.045 | 0.04 | 0.005 | U.S. Energy Information Administration |  |  |  |  | 3.39 | NO-ESTIMATION | NO-ESTIMATION | SOLAR-V1 | SOLAR-V1 | SOLAR-V1
USA | United States of America | W H Weatherspoon |  | USA0002716 | 163 | 34.5875 | -78.9755 | Oil |  |  |  | 1970.5128834355826 | Duke Energy Progress - (NC) | U.S. Energy Information Administration | http://www.eia.gov/electricity/data/browser/ | U.S. Energy Information Administration | 15630 | 2019 | 0.0 | 0.0 | 0.0 | 0.0 | 0.0 | 0.0 | -0.118 | U.S. Energy Information Administration |  |  |  |  | 95.53 | HYDRO-V1 | HYDRO-V1 | HYDRO-V1 | HYDRO-V1 | HYDRO-V1
USA | United States of America | Valenite |  | USA0056131 | 2.9 | 34.6572 | -83.0383 | Oil |  |  |  | 2003.0 | Central Electric Power | U.S. Energy Information Administration | http://www.eia.gov/electricity/data/browser/ | U.S. Energy Information Administration |  | 2019 | 0.056 | 0.095 | 0.135 | 0.165 | 0.085 | 0.05 | 0.003 | U.S. Energy Information Administration |  |  |  |  | 1.69 | WIND-V1 | WIND-V1 | WIND-V1 | WIND-V1 | WIND-V1
USA | United States of America | Seneca City of |  | USA0056545 | 10 | 34.6875 | -82.9525 | Oil |  |  |  | 2005.0 | City of Seneca - (SC) | U.S. Energy Information Administration | http://www.eia.gov/electricity/data/browser/ | U.S. Energy Information Administration |  | 2019 | 0.34700000000000003 | 0.272 | 0.648 | 1.9060000000000001 | 1.924 | 1.794 | 1.869 | U.S. Energy Information Administration |  |  |  |  | 5.86 | SOLAR-V1 | SOLAR-V1 | SOLAR-V1 | SOLAR-V1 | SOLAR-V1
USA | United States of America | Bellefonte |  | USA0006150 | 14 | 34.7092 | -85.9278 | Oil |  |  |  | 1999.0 | Tennessee Valley Authority | U.S. Energy Information Administration | http://www.eia.gov/electricity/data/browser/ | U.S. Energy Information Administration |  | 2019 | 0.0 | [6 empty] | U.S. Energy Information Administration |  |  |  |  | 8.2 | SOLAR-V1 | SOLAR-V1 | SOLAR-V1 | SOLAR-V1 | SOLAR-V1
USA | United States of America | City West Diesel Plant |  | USA0057886 | 7.2 | 34.7225 | -81.6469 | Oil |  |  |  | 2011.0 | Lockhart Power Co | U.S. Energy Information Administration | http://www.eia.gov/electricity/data/browser/ | U.S. Energy Information Administration | 69900 | 2019 | 0.338 | 0.44394 | 0.368 | 0.011 | 0.055 | 0.016 | 0.027 | U.S. Energy Information Administration |  |  |  |  | 4.21 | SOLAR-V1 | SOLAR-V1 | SOLAR-V1 | SOLAR-V1 | SOLAR-V1
USA | United States of America | Smithfield Farmland Corp Bladen |  | USA0054823 | 28.5 | 34.7463 | -78.8073 | Oil |  |  |  | 1995.578947368421 | Smithfield Fresh Meats Corp. | U.S. Energy Information Administration | http://www.eia.gov/electricity/data/browser/ | U.S. Energy Information Administration |  | 2019 | 0.045 | 0.216 | 0.218 | 0.101 | 0.189 | 0.356 | 0.087 | U.S. Energy Information Administration |  |  |  |  | 16.7 | WIND-V1 | WIND-V1 | WIND-V1 | WIND-V1 | WIND-V1
USA | United States of America | Central Plant |  | USA0010280 | 4.1 | 34.8718 | -82.3660 | Oil |  |  |  | 1999.9512195121952 | Bob Jones University | U.S. Energy Information Administration | http://www.eia.gov/electricity/data/browser/ | U.S. Energy Information Administration | 14704 | 2019 | 0.004 | 0.0 | 0.0 | 0.0 | 0.01568 | 0.0 | 0 | U.S. Energy Information Administration |  |  |  |  | 2.4 | NO-ESTIMATION | SOLAR-V1 | SOLAR-V1 | SOLAR-V1 | SOLAR-V1
USA | United States of America | Thermal Kem |  | USA0056129 | 2.9 | 34.8894 | -81.0725 | Oil |  |  |  | 2003.0 | Central Electric Power | U.S. Energy Information Administration | http://www.eia.gov/electricity/data/browser/ | U.S. Energy Information Administration |  | 2019 | 0.117 | 0.079 | 0.105 | 0.177 | 0.22 | 0.028 | 0.003 | U.S. Energy Information Administration |  |  |  |  | 1.69 | WIND-V1 | WIND-V1 | WIND-V1 | WIND-V1 | WIND-V1
USA | United States of America | Pacolet Diesel Generation Facility |  | USA0057030 | 5.4 | 34.8986 | -81.7397 | Oil |  |  |  | 2006.9999999999998 | Lockhart Power Co | U.S. Energy Information Administration | http://www.eia.gov/electricity/data/browser/ | U.S. Energy Information Administration | 26457 | 2019 | 0.156 | 0.225 | 0.145 | -0.11800000000000001 | -0.09 | -0.109 | -0.108 | U.S. Energy Information Administration |  |  |  |  | 3.16 | WIND-V1 | WIND-V1 | WIND-V1 | WIND-V1 | WIND-V1
USA | United States of America | Sediver |  | USA0007957 | 2.9 | 34.9653 | -81.1872 | Oil |  |  |  | 2003.0 | Central Electric Power | U.S. Energy Information Administration | http://www.eia.gov/electricity/data/browser/ | U.S. Energy Information Administration | 64438 | 2019 | 0.084 | 0.08 | 0.10200000000000001 | 0.183 | 0.065 | 0.088 | 0.003 | U.S. Energy Information Administration |  |  |  |  | 1.69 | WIND-V1 | WIND-V1 | WIND-V1 | WIND-V1 | WIND-V1
USA | United States of America | Monroe Middle School |  | USA0056343 | 1.8 | 34.9733 | -80.5400 | Oil |  |  |  | 2006.0 | North Carolina Mun Power Agny #1 | U.S. Energy Information Administration | http://www.eia.gov/electricity/data/browser/ | U.S. Energy Information Administration | 57614 | 2019 | 0.047 | 0.011 | -0.026000000000000002 | -0.024 | 0.064 | 0.041 | 0.046 | U.S. Energy Information Administration |  |  |  |  | 1.05 | WIND-V1 | WIND-V1 | WIND-V1 | WIND-V1 | WIND-V1
USA | United States of America | Blewett |  | USA0002707 | 94.6 | 34.9833 | -79.8775 | Oil | Hydro |  |  | 1955.6575052854125 | Duke Energy Progress - (NC) | U.S. Energy Information Administration | http://www.eia.gov/electricity/data/browser/ | U.S. Energy Information Administration | 15606 | 2019 | 149.044 | 119.682 | 99.454 | 72.34200000000001 | 83.84899999999999 | 88.566 | -0.956 | U.S. Energy Information Administration |  |  |  |  | 55.44 | HYDRO-V1 | HYDRO-V1 | HYDRO-V1 | HYDRO-V1 | HYDRO-V1
USA | United States of America | PRC-Desoto Intl/PPG Aerospace |  | USA0058085 | 1.5 | 34.9897 | -118.1506 | Oil |  |  |  | 1999.6666666666667 | PRC-Desoto Intl Corp./PPG | U.S. Energy Information Administration | http://www.eia.gov/electricity/data/browser/ | U.S. Energy Information Administration |  | 2019 | 0.0 | 0.0 | 0.0 | 0.0 | 0.0 | 0.0 | 0 | U.S. Energy Information Administration |  |  |  |  | 0.87 | HYDRO-V1 | HYDRO-V1 | HYDRO-V1 | HYDRO-V1 | HYDRO-V1
USA | United States of America | Murphy-Brown LLC |  | USA0055002 | 2.4 | 34.9944 | -78.1583 | Oil |  |  |  | 1995.0 | Murphy - Brown LLC | U.S. Energy Information Administration | http://www.eia.gov/electricity/data/browser/ | U.S. Energy Information Administration |  | 2019 | 0.002 | 0.005 | -0.013000000000000001 | 0.122 | 0.008 | 0.106 | 0 | U.S. Energy Information Administration |  |  |  |  | 1.4 | HYDRO-V1 | HYDRO-V1 | HYDRO-V1 | HYDRO-V1 | HYDRO-V1
USA | United States of America | Pineville Delivery 2 |  | USA0056345 | 1.8 | 35.0767 | -80.8816 | Oil |  |  |  | 2006.0 | North Carolina Mun Power Agny #1 | U.S. Energy Information Administration | http://www.eia.gov/electricity/data/browser/ | U.S. Energy Information Administration | 57616 | 2019 | -0.034 | -0.025 | -0.029 | -0.033 | -0.025 | -0.043000000000000003 | -0.037 | U.S. Energy Information Administration |  |  |  |  | 1.05 | WIND-V1 | WIND-V1 | WIND-V1 | WIND-V1 | WIND-V1
USA | United States of America | Ocracoke Hybrid |  | USA0006377 | 4 | 35.1094 | -75.9797 | Oil | Storage |  |  | 1997.5 | North Carolina El Member Corp | U.S. Energy Information Administration | http://www.eia.gov/electricity/data/browser/ | U.S. Energy Information Administration | 27954 | 2019 | 0.023 | 0.099 | 0.07200000000000001 | -0.06 | 0.0 | 0.12200000000000001 | 0.132 | U.S. Energy Information Administration |  |  |  |  | 2.34 | WIND-V1 | WIND-V1 | WIND-V1 | WIND-V1 | WIND-V1
USA | United States of America | Spartanburg Water System |  | USA0054675 | 4.3 | 35.1103 | -81.9675 | Oil | Hydro |  |  | 1992.0000000000002 | Spartanburg Commissioners PW | U.S. Energy Information Administration | http://www.eia.gov/electricity/data/browser/ | U.S. Energy Information Administration |  | 2019 | 4.016 | 2.931 | 2.485 | 1.951 | 1.407 | 2.4730000000000003 | 2.5183 | U.S. Energy Information Administration |  |  |  |  | 2.52 | HYDRO-V1 | HYDRO-V1 | HYDRO-V1 | HYDRO-V1 | HYDRO-V1
USA | United States of America | Quay County |  | USA0058125 | 27 | 35.1828 | -103.7311 | Oil |  |  |  | 2013.0 | Southwestern Public Service Co | U.S. Energy Information Administration | http://www.eia.gov/electricity/data/browser/ | U.S. Energy Information Administration |  | 2019 | 0.038 | 0.706 | 0.399 | 0.337 | 0.196 | 0.169 | 0.231 | U.S. Energy Information Administration |  |  |  |  | 15.82 | HYDRO-V1 | HYDRO-V1 | HYDRO-V1 | HYDRO-V1 | HYDRO-V1
USA | United States of America | Buxton |  | USA0002783 | 15 | 35.2672 | -75.5347 | Oil |  |  |  | 1991.0 | North Carolina El Member Corp | U.S. Energy Information Administration | http://www.eia.gov/electricity/data/browser/ | U.S. Energy Information Administration | 27952 | 2019 | 0.149 | 0.526 | 1.169 | -0.006 | 1.174 | 0.192 | 0.549 | U.S. Energy Information Administration |  |  |  |  | 8.79 | NO-ESTIMATION | SOLAR-V1 | SOLAR-V1 | SOLAR-V1 | SOLAR-V1
USA | United States of America | Smithfield Packaged Meats Corp. |  | USA0058575 | 9.2 | 35.2683 | -77.6592 | Oil |  |  |  | 2013.0 | Smithfield Packaged Meats Corp | U.S. Energy Information Administration | http://www.eia.gov/electricity/data/browser/ | U.S. Energy Information Administration |  | 2019 | 0.0686 | 1.3602400000000001 | 1.51214 | 1.6307200000000002 | 1.6111199999999999 | 1.2691 | 1.2858 | U.S. Energy Information Administration |  |  |  |  | 5.39 | HYDRO-V1 | HYDRO-V1 | HYDRO-V1 | HYDRO-V1 | HYDRO-V1
USA | United States of America | Gaston Memorial Hospital |  | USA0057629 | 1.8 | 35.2747 | -81.1383 | Oil |  |  |  | 2006.0 | Gastonia City of | U.S. Energy Information Administration | http://www.eia.gov/electricity/data/browser/ | U.S. Energy Information Administration |  | 2019 | 0.04998 | 0.0441 | 0.10400000000000001 | 0.088 | 0.030000000000000006 | 0.022 | 0.046 | U.S. Energy Information Administration |  |  |  |  | 1.05 | WIND-V1 | WIND-V1 | WIND-V1 | WIND-V1 | WIND-V1
USA | United States of America | Gastonia Tulip Drive |  | USA0056262 | 5.4 | 35.2891 | -81.2052 | Oil |  |  |  | 2004.9999999999998 | North Carolina Mun Power Agny #1 | U.S. Energy Information Administration | http://www.eia.gov/electricity/data/browser/ | U.S. Energy Information Administration |  | 2019 | 0.059000000000000004 | -0.035 | -0.089 | -0.082 | 0.211 | 0.032 | 0.122 | U.S. Energy Information Administration |  |  |  |  | 3.16 | NO-ESTIMATION | WIND-V1 | WIND-V1 | WIND-V1 | WIND-V1
USA | United States of America | Gastonia Prime Power Park |  | USA0056954 | 11.8 | 35.3017 | -81.2092 | Oil |  |  |  | 2011.050847457627 | North Carolina Mun Power Agny #1 | U.S. Energy Information Administration | http://www.eia.gov/electricity/data/browser/ | U.S. Energy Information Administration |  | 2019 | -0.10300000000000001 | 0.009000000000000001 | -0.049 | -0.034 | -0.015 | -0.081 | -0.044 | U.S. Energy Information Administration |  |  |  |  | 6.91 | WIND-V1 | WIND-V1 | WIND-V1 | WIND-V1 | WIND-V1
USA | United States of America | Shelby Toms Street |  | USA0056063 | 1.8 | 35.3036 | -81.5225 | Oil |  |  |  | 2002.0 | North Carolina Mun Power Agny #1 | U.S. Energy Information Administration | http://www.eia.gov/electricity/data/browser/ | U.S. Energy Information Administration | 57032 | 2019 | -0.038 | -0.043000000000000003 | -0.041 | -0.038 | -0.042 | -0.046 | -0.044 | U.S. Energy Information Administration |  |  |  |  | 1.05 | WIND-V1 | WIND-V1 | WIND-V1 | WIND-V1 | WIND-V1
USA | United States of America | Long Creek Waste Water Plant |  | USA0057630 | 5.1 | 35.3119 | -81.1414 | Oil |  |  |  | 1995.0000000000002 | Gastonia City of | U.S. Energy Information Administration | http://www.eia.gov/electricity/data/browser/ | U.S. Energy Information Administration |  | 2019 | 0.1911 | 0.27244 | 0.248 | 0.233 | 0.28200000000000003 | 0.228 | 0.276 | U.S. Energy Information Administration |  |  |  |  | 2.98 | HYDRO-V1 | HYDRO-V1 | HYDRO-V1 | HYDRO-V1 | HYDRO-V1
USA | United States of America | Shelby NC |  | USA0054363 | 4.2 | 35.3264 | -81.6292 | Oil |  |  |  | 1971.9999999999998 | Electric Glass Fiber America LLC. | U.S. Energy Information Administration | http://www.eia.gov/electricity/data/browser/ | U.S. Energy Information Administration |  | 2019 | 0.006 | 0.0 | 0.0 | 0.0 | 0.003 | 0.0 | 0 | U.S. Energy Information Administration |  |  |  |  | 2.46 | WIND-V1 | WIND-V1 | WIND-V1 | WIND-V1 | WIND-V1
USA | United States of America | Bostic Delivery No 2 |  | USA0056547 | 1 | 35.3619 | -81.8344 | Oil |  |  |  | 2007.0 | North Carolina Mun Power Agny #1 | U.S. Energy Information Administration | http://www.eia.gov/electricity/data/browser/ | U.S. Energy Information Administration | 62041 | 2019 | -0.019 | -0.049 | -0.027 | -0.032 | -0.015 | -0.015 | -0.015 | U.S. Energy Information Administration |  |  |  |  | 0.58 | WIND-V1 | WIND-V1 | WIND-V1 | WIND-V1 | WIND-V1
USA | United States of America | Albemarle Hospital Unit |  | USA0056339 | 1.8 | 35.3636 | -80.1939 | Oil |  |  |  | 2006.0 | North Carolina Mun Power Agny #1 | U.S. Energy Information Administration | http://www.eia.gov/electricity/data/browser/ | U.S. Energy Information Administration | 57610 | 2019 | 0.076 | 0.07200000000000001 | 0.066 | 0.081 | 0.10400000000000001 | 0.066 | 0.132 | U.S. Energy Information Administration |  |  |  |  | 1.05 | HYDRO-V1 | HYDRO-V1 | HYDRO-V1 | HYDRO-V1 | HYDRO-V1
USA | United States of America | Cherryville City Hall |  | USA0056340 | 1.8 | 35.3778 | -81.3800 | Oil |  |  |  | 2006.0 | North Carolina Mun Power Agny #1 | U.S. Energy Information Administration | http://www.eia.gov/electricity/data/browser/ | U.S. Energy Information Administration | 57611 | 2019 | 0.054 | 0.054 | 0.05 | 0.05 | 0.063 | 0.034 | 0.063 | U.S. Energy Information Administration |  |  |  |  | 1.05 | NO-ESTIMATION | NO-ESTIMATION | NO-ESTIMATION | SOLAR-V1 | SOLAR-V1
USA | United States of America | Huntersville Delivery No 2 |  | USA0056550 | 2.2 | 35.3832 | -80.8329 | Oil |  |  |  | 2007.0 | North Carolina Mun Power Agny #1 | U.S. Energy Information Administration | http://www.eia.gov/electricity/data/browser/ | U.S. Energy Information Administration | 62045 | 2019 | -0.053 | -0.067 | -0.066 | -0.07 | -0.052000000000000005 | -0.045 | -0.045 | U.S. Energy Information Administration |  |  |  |  | 1.28 | HYDRO-V1 | HYDRO-V1 | HYDRO-V1 | HYDRO-V1 | HYDRO-V1
USA | United States of America | Albemarle Prime Power Park |  | USA0056263 | 3.6 | 35.4072 | -80.1518 | Oil |  |  |  | 2006.0 | North Carolina Mun Power Agny #1 | U.S. Energy Information Administration | http://www.eia.gov/electricity/data/browser/ | U.S. Energy Information Administration | 53738 | 2019 | -0.012 | 0.091 | 0.10300000000000001 | 0.09 | 0.136 | 0.078 | 0.168 | U.S. Energy Information Administration |  |  |  |  | 2.1 | WIND-V1 | WIND-V1 | WIND-V1 | WIND-V1 | WIND-V1
USA | United States of America | Lincolnton High School |  | USA0056341 | 1.8 | 35.4774 | -81.2623 | Oil |  |  |  | 2006.0 | North Carolina Mun Power Agny #1 | U.S. Energy Information Administration | http://www.eia.gov/electricity/data/browser/ | U.S. Energy Information Administration | 57612 | 2019 | 0.042 | 0.039 | 0.051000000000000004 | 0.058 | 0.085 | 0.036000000000000004 | 0.074 | U.S. Energy Information Administration |  |  |  |  | 1.05 | NO-ESTIMATION | NO-ESTIMATION | NO-ESTIMATION | NO-ESTIMATION | CAPACITY-FACTOR-V1
USA | United States of America | Cornelius Delivery No 1 |  | USA0056546 | 2.2 | 35.4833 | -80.8569 | Oil |  |  |  | 2007.0 | North Carolina Mun Power Agny #1 | U.S. Energy Information Administration | http://www.eia.gov/electricity/data/browser/ | U.S. Energy Information Administration | 62042 | 2019 | -0.029 | -0.019 | -0.003 | -0.026000000000000002 | -0.029 | -0.046 | -0.048 | U.S. Energy Information Administration |  |  |  |  | 1.28 | SOLAR-V1 | SOLAR-V1 | SOLAR-V1 | SOLAR-V1 | SOLAR-V1
USA | United States of America | Cana Gas Processing Plant |  | USA0057597 | 7.5 | 35.5331 | -98.1011 | Oil |  |  |  | 2010.6666666666667 | EnLink Midstream Services LLC | U.S. Energy Information Administration | http://www.eia.gov/electricity/data/browser/ | U.S. Energy Information Administration |  | 2019 | 0.40572 | 0.2695 | 1.72774 | 0.66052 | 0.85554 | 1.02606 | 1.4455 | U.S. Energy Information Administration |  |  |  |  | 4.39 | HYDRO-V1 | HYDRO-V1 | HYDRO-V1 | HYDRO-V1 | HYDRO-V1
USA | United States of America | Landis Delivery No 2 |  | USA0056551 | 2.2 | 35.5420 | -80.6123 | Oil |  |  |  | 2007.0 | North Carolina Mun Power Agny #1 | U.S. Energy Information Administration | http://www.eia.gov/electricity/data/browser/ | U.S. Energy Information Administration |  | 2019 | -0.048 | -0.05 | -0.043000000000000003 | -0.048 | -0.044 | -0.043000000000000003 | -0.046 | U.S. Energy Information Administration |  |  |  |  | 1.28 | HYDRO-V1 | HYDRO-V1 | HYDRO-V1 | HYDRO-V1 | HYDRO-V1
USA | United States of America | Maiden Community Center |  | USA0056342 | 1.8 | 35.5772 | -81.2081 | Oil |  |  |  | 2006.0 | North Carolina Mun Power Agny #1 | U.S. Energy Information Administration | http://www.eia.gov/electricity/data/browser/ | U.S. Energy Information Administration | 57613 | 2019 | 0.032 | 0.051000000000000004 | 0.054 | 0.06 | 0.084 | 0.041 | 0.084 | U.S. Energy Information Administration |  |  |  |  | 1.05 | WIND-V1 | WIND-V1 | WIND-V1 | WIND-V1 | WIND-V1
USA | United States of America | DSM Pharmaceuticals |  | USA0054887 | 9.2 | 35.6660 | -77.3574 | Oil | Gas |  |  | 1995.2826086956518 | Patheon Manufacturing Service LLC | U.S. Energy Information Administration | http://www.eia.gov/electricity/data/browser/ | U.S. Energy Information Administration |  | 2019 | 1.561 | 1.5270000000000001 | 1.6189999999999998 | 1.602 | 1.718 | 1.081 | 1.172 | U.S. Energy Information Administration |  |  |  |  | 5.39 | NO-ESTIMATION | NO-ESTIMATION | NO-ESTIMATION | NO-ESTIMATION | CAPACITY-FACTOR-V1
USA | United States of America | Smithfield Packaged Meats Corp. |  | USA0056035 | 2.8 | 35.6943 | -77.9192 | Oil |  |  |  | 2002.0 | Smithfield Packaged Meats Corp. | U.S. Energy Information Administration | http://www.eia.gov/electricity/data/browser/ | U.S. Energy Information Administration |  | 2019 | 0.3479 | 0.154 | 0.321 | 0.343 | 0.364 | 0.318 | 0.31 | U.S. Energy Information Administration |  |  |  |  | 1.64 | WIND-V1 | WIND-V1 | WIND-V1 | WIND-V1 | WIND-V1
USA | United States of America | McMinnville |  | USA0055928 | 24 | 35.7050 | -85.7439 | Oil | Other |  |  | 2001.3333333333333 | McMinnville Electric System | U.S. Energy Information Administration | http://www.eia.gov/electricity/data/browser/ | U.S. Energy Information Administration | 58694 | 2019 | 0.111 | 0.744 | 0.164 | 0.14300000000000002 | 0.268 | 0.986 | 0.125 | U.S. Energy Information Administration |  |  |  |  | 14.06 | WIND-V1 | WIND-V1 | WIND-V1 | WIND-V1 | WIND-V1
USA | United States of America | Osceola (AR) |  | USA0000172 | 1.6 | 35.7054 | -89.9689 | Oil |  |  |  | 1992.0 | City of Osceola - (AR) | U.S. Energy Information Administration | http://www.eia.gov/electricity/data/browser/ | U.S. Energy Information Administration | 29196 | 2019 | 0.0 | 0.0 | 0.0 | 0.0 | 0.0 | 0.0 | 0 | U.S. Energy Information Administration |  |  |  |  | 0.93 | NO-ESTIMATION | NO-ESTIMATION | NO-ESTIMATION | SOLAR-V1 | SOLAR-V1
USA | United States of America | Morganton Parker Road |  | USA0056064 | 1.8 | 35.7208 | -81.6624 | Oil |  |  |  | 2002.0 | North Carolina Mun Power Agny #1 | U.S. Energy Information Administration | http://www.eia.gov/electricity/data/browser/ | U.S. Energy Information Administration | 57033 | 2019 | -0.039 | -0.038 | -0.041 | -0.035 | -0.037 | -0.04 | -0.026 | U.S. Energy Information Administration |  |  |  |  | 1.05 | WIND-V1 | WIND-V1 | WIND-V1 | WIND-V1 | WIND-V1
USA | United States of America | Morganton Station 5 |  | USA0056344 | 1.8 | 35.7290 | -81.7481 | Oil |  |  |  | 2006.0 | North Carolina Mun Power Agny #1 | U.S. Energy Information Administration | http://www.eia.gov/electricity/data/browser/ | U.S. Energy Information Administration | 57615 | 2019 | -0.028 | -0.03 | -0.028 | -0.028 | -0.028 | -0.031 | -0.031 | U.S. Energy Information Administration |  |  |  |  | 1.05 | NO-ESTIMATION | NO-ESTIMATION | NO-ESTIMATION | NO-ESTIMATION | CAPACITY-FACTOR-V1
USA | United States of America | Water Filter Plant #2 |  | USA0055534 | 1.8 | 35.7377 | -81.7278 | Oil |  |  |  | 2013.0 | City of Morganton - (NC) | U.S. Energy Information Administration | http://www.eia.gov/electricity/data/browser/ | U.S. Energy Information Administration |  | 2019 | 0.028 | 0.026000000000000002 | 0.019 | 0.052000000000000005 | 0.05 | 0.026000000000000002 | 0.038 | U.S. Energy Information Administration |  |  |  |  | 1.05 | NO-ESTIMATION | NO-ESTIMATION | NO-ESTIMATION | NO-ESTIMATION | CAPACITY-FACTOR-V1
USA | United States of America | Drexel Operations Center |  | USA0056548 | 2.2 | 35.7481 | -81.6072 | Oil |  |  |  | 2007.0 | North Carolina Mun Power Agny #1 | U.S. Energy Information Administration | http://www.eia.gov/electricity/data/browser/ | U.S. Energy Information Administration | 62043 | 2019 | 0.018000000000000002 | 0.012 | 0.016 | 0.006 | 0.03 | 0.021 | 0.055 | U.S. Energy Information Administration |  |  |  |  | 1.28 | WIND-V1 | WIND-V1 | WIND-V1 | WIND-V1 | WIND-V1
USA | United States of America | Works 53 |  | USA0058046 | 3 | 35.7550 | -80.2778 | Oil |  |  |  | 1975.8 | PPG Ind Fiber Glass Prdcts Inc | U.S. Energy Information Administration | http://www.eia.gov/electricity/data/browser/ | U.S. Energy Information Administration |  | 2019 | 0.0 | 0.046 | 0.032 | 0.066 | 0.004 | 0.013000000000000001 | 0.016 | U.S. Energy Information Administration |  |  |  |  | 1.75 | HYDRO-V1 | HYDRO-V1 | HYDRO-V1 | HYDRO-V1 | HYDRO-V1
USA | United States of America | Lexington |  | USA0056261 | 3.6 | 35.7736 | -80.2594 | Oil |  |  |  | 2005.0 | North Carolina Mun Power Agny #1 | U.S. Energy Information Administration | http://www.eia.gov/electricity/data/browser/ | U.S. Energy Information Administration | 56993 | 2019 | -0.066 | -0.06 | -0.063 | -0.061 | -0.055 | -0.06 | -0.058 | U.S. Energy Information Administration |  |  |  |  | 2.1 | NO-ESTIMATION | NO-ESTIMATION | NO-ESTIMATION | NO-ESTIMATION | CAPACITY-FACTOR-V1
USA | United States of America | Catawba River Pollution Control |  | USA0056553 | 1.3 | 35.7766 | -81.6643 | Oil |  |  |  | 2009.0000000000002 | City of Morganton - (NC) | U.S. Energy Information Administration | http://www.eia.gov/electricity/data/browser/ | U.S. Energy Information Administration | 67602 | 2019 | 0.056 | 0.035 | 0.036000000000000004 | 0.026000000000000002 | 0.012 | 0.004 | 0.005 | U.S. Energy Information Administration |  |  |  |  | 0.76 | WIND-V1 | WIND-V1 | WIND-V1 | WIND-V1 | WIND-V1
USA | United States of America | Granite Falls Walmart |  | USA0056549 | 2.2 | 35.7811 | -81.3928 | Oil |  |  |  | 2007.0 | North Carolina Mun Power Agny #1 | U.S. Energy Information Administration | http://www.eia.gov/electricity/data/browser/ | U.S. Energy Information Administration | 59620 | 2019 | 0.014 | 0.012 | 0.045 | 0.036000000000000004 | 0.077 | 0.019 | 0.044 | U.S. Energy Information Administration |  |  |  |  | 1.28 | SOLAR-V1 | SOLAR-V1 | SOLAR-V1 | SOLAR-V1 | SOLAR-V1
USA | United States of America | Statesville Delivery No 3 |  | USA0056552 | 2.2 | 35.7972 | -80.8542 | Oil |  |  |  | 2007.0 | North Carolina Mun Power Agny #1 | U.S. Energy Information Administration | http://www.eia.gov/electricity/data/browser/ | U.S. Energy Information Administration |  | 2019 | -0.056 | -0.045 | -0.032 | -0.048 | -0.043000000000000003 | -0.045 | -0.046 | U.S. Energy Information Administration |  |  |  |  | 1.28 | WIND-V1 | WIND-V1 | WIND-V1 | WIND-V1 | WIND-V1
USA | United States of America | Statesville Highway 64 |  | USA0056062 | 1.8 | 35.7985 | -80.9427 | Oil |  |  |  | 2002.0 | North Carolina Mun Power Agny #1 | U.S. Energy Information Administration | http://www.eia.gov/electricity/data/browser/ | U.S. Energy Information Administration | 57031 | 2019 | -0.043000000000000003 | -0.048 | -0.044 | -0.047 | -0.045 | -0.043000000000000003 | -0.04 | U.S. Energy Information Administration |  |  |  |  | 1.05 | WIND-V1 | WIND-V1 | WIND-V1 | WIND-V1 | WIND-V1
USA | United States of America | Lexington Health Center |  | USA0056067 | 1.8 | 35.8309 | -80.2422 | Oil |  |  |  | 2002.0 | North Carolina Mun Power Agny #1 | U.S. Energy Information Administration | http://www.eia.gov/electricity/data/browser/ | U.S. Energy Information Administration | 57037 | 2019 | -0.029 | -0.035 | -0.034 | -0.03 | -0.034 | -0.035 | -0.033 | U.S. Energy Information Administration |  |  |  |  | 1.05 | WIND-V1 | WIND-V1 | WIND-V1 | WIND-V1 | WIND-V1
USA | United States of America | High Point Fairfield |  | USA0056059 | 1.8 | 35.9244 | -79.9901 | Oil |  |  |  | 2002.0 | North Carolina Mun Power Agny #1 | U.S. Energy Information Administration | http://www.eia.gov/electricity/data/browser/ | U.S. Energy Information Administration | 57026 | 2019 | -0.044 | -0.048 | -0.047 | -0.046 | -0.045 | -0.043000000000000003 | -0.039 | U.S. Energy Information Administration |  |  |  |  | 1.05 | WIND-V1 | WIND-V1 | WIND-V1 | WIND-V1 | WIND-V1
USA | United States of America | Westside WWTP |  | USA0057608 | 1.8 | 35.9403 | -80.1106 | Oil |  |  |  | 2005.0 | City Of High Point | U.S. Energy Information Administration | http://www.eia.gov/electricity/data/browser/ | U.S. Energy Information Administration |  | 2019 | 0.006 | 0.006 | 0.004 | 0.007 | 0.113 | 0.074 | 0.104 | U.S. Energy Information Administration |  |  |  |  | 1.05 | SOLAR-V1-NO-AGE | SOLAR-V1-NO-AGE | SOLAR-V1-NO-AGE | SOLAR-V1-NO-AGE | SOLAR-V1-NO-AGE
USA | United States of America | Eastside WWTP |  | USA0057606 | 5.4 | 35.9428 | -79.9089 | Oil |  |  |  | 2004.0 | City Of High Point | U.S. Energy Information Administration | http://www.eia.gov/electricity/data/browser/ | U.S. Energy Information Administration |  | 2019 | 0.006 | 0.006 | 0.021 | 0.20500000000000002 | 0.361 | 0.228 | 0.209 | U.S. Energy Information Administration |  |  |  |  | 3.16 | HYDRO-V1 | HYDRO-V1 | HYDRO-V1 | HYDRO-V1 | HYDRO-V1
USA | United States of America | Ward WTP |  | USA0057607 | 2 | 35.9678 | -79.9708 | Oil |  |  |  | 1999.0 | City Of High Point | U.S. Energy Information Administration | http://www.eia.gov/electricity/data/browser/ | U.S. Energy Information Administration |  | 2019 | 0.003 | 0.003 | 0.008 | 0.076 | 0.11800000000000001 | 0.068 | 0.107 | U.S. Energy Information Administration |  |  |  |  | 1.17 | NO-ESTIMATION | WIND-V1 | WIND-V1 | WIND-V1 | WIND-V1
USA | United States of America | High Point POLO |  | USA0057196 | 1.8 | 35.9700 | -79.9600 | Oil |  |  |  | 2007.0 | North Carolina Mun Power Agny #1 | U.S. Energy Information Administration | http://www.eia.gov/electricity/data/browser/ | U.S. Energy Information Administration | 69467 | 2019 | 0.037 | -0.002 | -0.034 | -0.03 | 0.06 | 0.046 | 0.085 | U.S. Energy Information Administration |  |  |  |  | 1.05 | WIND-V1 | WIND-V1 | WIND-V1 | WIND-V1 | WIND-V1
USA | United States of America | Cushing |  | USA0002975 | 24.6 | 35.9826 | -96.7757 | Oil | Gas |  |  | 1966.3455284552847 | City of Cushing - (OK) | U.S. Energy Information Administration | http://www.eia.gov/electricity/data/browser/ | U.S. Energy Information Administration | 17956 | 2019 | 0.015 | 0.45 | 0.208 | 0.1 | 0.08600000000000001 | 0.0 | 0.021 | U.S. Energy Information Administration |  |  |  |  | 14.41 | WIND-V1 | WIND-V1 | WIND-V1 | WIND-V1 | WIND-V1
USA | United States of America | High Point Pump Station Rd |  | USA0056260 | 3.6 | 35.9861 | -79.9497 | Oil |  |  |  | 2005.0 | North Carolina Mun Power Agny #1 | U.S. Energy Information Administration | http://www.eia.gov/electricity/data/browser/ | U.S. Energy Information Administration | 57027 | 2019 | 0.106 | 0.026000000000000002 | -0.048 | -0.024 | 0.14200000000000002 | 0.052000000000000005 | 0.146 | U.S. Energy Information Administration |  |  |  |  | 2.1 | WIND-V1 | WIND-V1 | WIND-V1 | WIND-V1 | WIND-V1
USA | United States of America | CenturyLink Regional HQ |  | USA0054882 | 1 | 36.0205 | -78.5160 | Oil |  |  |  | 1993.0 | CenturyLink Regional HQ | U.S. Energy Information Administration | http://www.eia.gov/electricity/data/browser/ | U.S. Energy Information Administration |  | 2019 | 0.0 | 0.027 | 0.0 | 0.0 | 0.0 | 0.0 | 0 | U.S. Energy Information Administration |  |  |  |  | 0.58 | NO-ESTIMATION | NO-ESTIMATION | SOLAR-V1 | SOLAR-V1 | SOLAR-V1
USA | United States of America | Edenton Generators |  | USA0007429 | 2.4 | 36.0286 | -76.5719 | Oil |  |  |  | 2001.4999999999998 | Town of Edenton - (NC) | U.S. Energy Information Administration | http://www.eia.gov/electricity/data/browser/ | U.S. Energy Information Administration | 19023 | 2019 | 0.0 | 0.077 | 0.221 | 0.191 | 0.259 | 0.095 | 0.135 | U.S. Energy Information Administration |  |  |  |  | 1.4 | SOLAR-V1 | SOLAR-V1 | SOLAR-V1 | SOLAR-V1 | SOLAR-V1
USA | United States of America | Boomer Lake Station |  | USA0003000 | 6 | 36.1438 | -97.0681 | Oil |  |  |  | 2004.0 | Stillwater Utilities Authority | U.S. Energy Information Administration | http://www.eia.gov/electricity/data/browser/ | U.S. Energy Information Administration | 33729 | 2019 | 0.191 | 1.019 | 1.157 | 0.02 | 0.0 | 0.0 | 0.026 | U.S. Energy Information Administration |  |  |  |  | 3.51 | WIND-V1 | WIND-V1 | WIND-V1 | WIND-V1 | WIND-V1
USA | United States of America | Stillwater Water Treatment Plant |  | USA0055987 | 2 | 36.2039 | -97.0739 | Oil |  |  |  | 2003.0 | Stillwater Utilities Authority | U.S. Energy Information Administration | http://www.eia.gov/electricity/data/browser/ | U.S. Energy Information Administration |  | 2019 | 0.01 | 0.023 | 0.007 | 0.007 | 0.0 | 0.0 | 0.01 | U.S. Energy Information Administration |  |  |  |  | 1.17 | WIND-V1 | WIND-V1 | WIND-V1 | WIND-V1 | WIND-V1
USA | United States of America | Mountain Home Energy Center |  | USA0059809 | 6.8 | 36.3096 | -82.3775 | Oil | Waste | Gas |  | 2002.0 | Energy Systems Group LLC | U.S. Energy Information Administration | http://www.eia.gov/electricity/data/browser/ | U.S. Energy Information Administration |  | 2019 |  | 7.343140000000001 | 0.02254 | 2.223 | 14.101 | 14.174 | 17.578 | U.S. Energy Information Administration |  |  |  |  | 3.98 | WIND-V1 | WIND-V1 | WIND-V1 | WIND-V1 | WIND-V1
USA | United States of America | Municipal Light |  | USA0000193 | 7.2 | 36.3858 | -90.1867 | Oil | Gas |  |  | 1964.111111111111 | City of Piggott - (AR) | U.S. Energy Information Administration | http://www.eia.gov/electricity/data/browser/ | U.S. Energy Information Administration |  | 2019 | 0.01 | 0.0 | 0.0 | 0.0 | 0.0 | 0.0 | 0.009 | U.S. Energy Information Administration |  |  |  |  | 4.21 | SOLAR-V1 | SOLAR-V1 | SOLAR-V1 | SOLAR-V1 | SOLAR-V1
USA | United States of America | Rosemary Power Station |  | USA0050555 | 180 | 36.4517 | -77.6594 | Oil |  |  |  | 1990.0 | Virginia Electric & Power Co | U.S. Energy Information Administration | http://www.eia.gov/electricity/data/browser/ | U.S. Energy Information Administration | 35443 | 2019 | 0.0 | 0.0 | 0.0 | 0.0 | 0.0 | 28.278000000000002 | 2.992 | U.S. Energy Information Administration |  |  |  |  | 105.49 | SOLAR-V1 | SOLAR-V1 | SOLAR-V1 | SOLAR-V1 | SOLAR-V1
USA | United States of America | Malden |  | USA0002142 | 15.9 | 36.5531 | -89.9682 | Oil | Gas |  |  | 1978.14465408805 | City of Malden - (MO) | U.S. Energy Information Administration | http://www.eia.gov/electricity/data/browser/ | U.S. Energy Information Administration | 25462 | 2019 | 0.014 | 0.03 | 0.012 | 0.014 | 0.014 | 0.035 | 0.08 | U.S. Energy Information Administration |  |  |  |  | 9.31 | WIND-V1 | WIND-V1 | WIND-V1 | WIND-V1 | WIND-V1
USA | United States of America | Powell Valley |  | USA0007883 | 22 | 36.5748 | -83.0321 | Oil |  |  |  | 2000.0 | Powell Valley Electric Coop | U.S. Energy Information Administration | http://www.eia.gov/electricity/data/browser/ | U.S. Energy Information Administration | 48167 | 2019 | 0.05 | 0.223 | 0.002 | 0.0 | 0.0 | 0.598 | 0.064 | U.S. Energy Information Administration |  |  |  |  | 12.89 | WIND-V1 | WIND-V1 | WIND-V1 | WIND-V1 | WIND-V1
USA | United States of America | Danville Westover Plant |  | USA0056365 | 1.8 | 36.6114 | -79.4631 | Oil |  |  |  | 2005.0 | City of Danville - (VA) | U.S. Energy Information Administration | http://www.eia.gov/electricity/data/browser/ | U.S. Energy Information Administration | 56996 | 2019 | 0.0 |  | 0.0 | 0.0 | 0.075 | 0.126 | 0.082 | U.S. Energy Information Administration |  |  |  |  | 1.05 | WIND-V1 | WIND-V1 | WIND-V1 | WIND-V1 | WIND-V1
USA | United States of America | Danville New Design Plant |  | USA0056363 | 1.8 | 36.6308 | -79.3894 | Oil |  |  |  | 2005.0 | City of Danville - (VA) | U.S. Energy Information Administration | http://www.eia.gov/electricity/data/browser/ | U.S. Energy Information Administration | 56995 | 2019 | 0.0 |  | 0.0 | 0.0 | 0.0 | 0.0 | 0 | U.S. Energy Information Administration |  |  |  |  | 1.05 | NO-ESTIMATION | SOLAR-V1 | SOLAR-V1 | SOLAR-V1 | SOLAR-V1
USA | United States of America | Danville Kentuck Road Plant |  | USA0056364 | 1.8 | 36.6533 | -79.2906 | Oil |  |  |  | 2005.0 | City of Danville - (VA) | U.S. Energy Information Administration | http://www.eia.gov/electricity/data/browser/ | U.S. Energy Information Administration | 56994 | 2019 | 0.0 |  | 0.0 | 0.0 | 0.0 | 0.0 | 0 | U.S. Energy Information Administration |  |  |  |  | 1.05 | HYDRO-V1 | HYDRO-V1 | HYDRO-V1 | HYDRO-V1 | HYDRO-V1
USA | United States of America | Pretlow |  | USA0055953 | 3.2 | 36.6592 | -76.9267 | Oil |  |  |  | 2001.0000000000002 | City of Franklin - (VA) | U.S. Energy Information Administration | http://www.eia.gov/electricity/data/browser/ | U.S. Energy Information Administration | 57048 | 2019 | 0.035 | 0.08600000000000001 | 0.10200000000000001 | 0.031 | 0.013000000000000001 | 0.029 | 0.028 | U.S. Energy Information Administration |  |  |  |  | 1.87 | HYDRO-V1 | HYDRO-V1 | HYDRO-V1 | HYDRO-V1 | HYDRO-V1
USA | United States of America | Pawhuska |  | USA0002995 | 9 | 36.6694 | -96.3474 | Oil |  |  |  | 1959.0222222222224 | City of Pawhuska - (OK) | U.S. Energy Information Administration | http://www.eia.gov/electricity/data/browser/ | U.S. Energy Information Administration | 29767 | 2019 | 0.037 | 0.018000000000000002 | 0.122 | 0.01 | 0.037 | 0.039 | 0.157 | U.S. Energy Information Administration |  |  |  |  | 5.27 | WIND-V1 | WIND-V1 | WIND-V1 | WIND-V1 | WIND-V1
USA | United States of America | Downtown |  | USA0055954 | 3.2 | 36.6803 | -76.9219 | Oil |  |  |  | 1992.0 | City of Franklin - (VA) | U.S. Energy Information Administration | http://www.eia.gov/electricity/data/browser/ | U.S. Energy Information Administration | 57047 | 2019 | 0.038 | 0.084 | 0.105 | 0.032 | 0.021 | 0.048 | 0.062 | U.S. Energy Information Administration |  |  |  |  | 1.87 | WIND-V1 | WIND-V1 | WIND-V1 | WIND-V1 | WIND-V1
USA | United States of America | Vitro Flat Glass LLC |  | USA0058053 | 3.3 | 36.6900 | -119.7200 | Oil |  |  |  | 1992.151515151515 | Vitro Flat Glass LLC | U.S. Energy Information Administration | http://www.eia.gov/electricity/data/browser/ | U.S. Energy Information Administration |  | 2019 | 0.0 | 0.049 | 0.044 | 0.0 | 0.0 | 0.0 | 0 | U.S. Energy Information Administration |  |  |  |  | 1.93 | NO-ESTIMATION | NO-ESTIMATION | SOLAR-V1 | SOLAR-V1 | SOLAR-V1
USA | United States of America | Nottoway Diesel Generating Facility |  | USA0007941 | 4 | 36.6972 | -77.1050 | Oil |  |  |  | 2002.0 | Old Dominion Electric Coop | U.S. Energy Information Administration | http://www.eia.gov/electricity/data/browser/ | U.S. Energy Information Administration |  | 2019 | 0.106 | 0.438 | 0.197 | 0.195 | 0.137 | 0.257 | 0.516 | U.S. Energy Information Administration |  |  |  |  | 2.34 | NO-ESTIMATION | NO-ESTIMATION | SOLAR-V1 | SOLAR-V1 | SOLAR-V1
USA | United States of America | Laverne Diesel Generating Plant |  | USA0056348 | 4 | 36.7106 | -99.8906 | Oil |  |  |  | 2006.0 | Town of Laverne - (OK) | U.S. Energy Information Administration | http://www.eia.gov/electricity/data/browser/ | U.S. Energy Information Administration | 57663 | 2019 | 0.014 | 0.014 | 0.032 | 0.037 | 0.053 | 0.029 | 0.035 | U.S. Energy Information Administration |  |  |  |  | 2.34 | NO-ESTIMATION | NO-ESTIMATION | SOLAR-V1 | SOLAR-V1 | SOLAR-V1
USA | United States of America | Chesapeake |  | USA0003803 | 67.4 | 36.7711 | -76.3019 | Oil |  |  |  | 1968.7255192878342 | Virginia Electric & Power Co | U.S. Energy Information Administration | http://www.eia.gov/electricity/data/browser/ | U.S. Energy Information Administration | 36092 | 2019 | 1550.009968 | 1405.747021 | 0.0 | 0.0 | 0.0 | 0.0 | 0.14 | U.S. Energy Information Administration |  |  |  |  | 39.5 | NO-ESTIMATION | NO-ESTIMATION | SOLAR-V1 | SOLAR-V1 | SOLAR-V1
USA | United States of America | TSGT Mobile Generator #15 |  | USA0057476 | 2 | 36.9340 | -106.9865 | Oil |  |  |  | 2010.0 | Tri-State G & T Assn Inc | U.S. Energy Information Administration | http://www.eia.gov/electricity/data/browser/ | U.S. Energy Information Administration |  | 2019 | 0.029 | 0.0 | [5 empty] | U.S. Energy Information Administration |  |  |  |  | 1.17 | WIND-V1 | WIND-V1 | WIND-V1 | WIND-V1 | WIND-V1
USA | United States of America | IRC Generator Facility |  | USA0056899 | 3 | 36.9708 | -112.5264 | Oil |  |  |  | 1987.0 | Garkane Energy Coop Inc | U.S. Energy Information Administration | http://www.eia.gov/electricity/data/browser/ | U.S. Energy Information Administration |  | 2019 | -0.024 | 0.0 | -0.013000000000000001 | -0.021 | 0.012 | 0.006 | 0 | U.S. Energy Information Administration |  |  |  |  | 1.75 | NO-ESTIMATION | NO-ESTIMATION | NO-ESTIMATION | NO-ESTIMATION | CAPACITY-FACTOR-V1
USA | United States of America | Bloomington Power Plant |  | USA0007767 | 10.2 | 37.0420 | -113.6267 | Oil |  |  |  | 1999.0 | City of St George | U.S. Energy Information Administration | http://www.eia.gov/electricity/data/browser/ | U.S. Energy Information Administration |  | 2019 | 0.393 | 0.08600000000000001 | 0.057 | 0.022 | 0.02 | 0.188 | 0 | U.S. Energy Information Administration |  |  |  |  | 5.97 | WIND-V1 | WIND-V1 | WIND-V1 | WIND-V1 | WIND-V1
USA | United States of America | St George Red Rock |  | USA0007080 | 14 | 37.1137 | -113.5689 | Oil |  |  |  | 1987.0 | City of St George | U.S. Energy Information Administration | http://www.eia.gov/electricity/data/browser/ | U.S. Energy Information Administration | 33477 | 2019 | 0.17400000000000002 | 0.162 | 0.297 | 0.037 | 0.005 | 0.599 | 0.077 | U.S. Energy Information Administration |  |  |  |  | 8.2 | NO-ESTIMATION | NO-ESTIMATION | NO-ESTIMATION | NO-ESTIMATION | CAPACITY-FACTOR-V1
USA | United States of America | Hugoton 2 |  | USA0007011 | 19.2 | 37.1642 | -101.3401 | Oil | Gas |  |  | 1986.5729166666665 | City of Hugoton - (KS) | U.S. Energy Information Administration | http://www.eia.gov/electricity/data/browser/ | U.S. Energy Information Administration | 22481 | 2019 | 0.5790000000000001 | 0.573 | 0.0245 | 0.083 | 0.006999999999999999 | 0.054880000000000005 | 0.12544 | U.S. Energy Information Administration |  |  |  |  | 11.25 | HYDRO-V1 | HYDRO-V1 | HYDRO-V1 | HYDRO-V1 | HYDRO-V1
USA | United States of America | Trinidad (CO) |  | USA0000511 | 9.2 | 37.1790 | -104.4875 | Oil | Gas |  |  | 1985.3695652173917 | City of Trinidad - (CO) | U.S. Energy Information Administration | http://www.eia.gov/electricity/data/browser/ | U.S. Energy Information Administration | 34985 | 2019 | 0.019 | 0.024000000000000004 | 0.0 | 0.0 | 0.0 | 0.0 | 0.047 | U.S. Energy Information Administration |  |  |  |  | 5.39 | WIND-V1 | WIND-V1 | WIND-V1 | WIND-V1 | WIND-V1
USA | United States of America | Boydton Plank Road Cogen Plant |  | USA0054766 | 10.2 | 37.1936 | -77.4672 | Oil | Gas |  |  | 1997.9411764705883 | Dinwiddie Power Inc | U.S. Energy Information Administration | http://www.eia.gov/electricity/data/browser/ | U.S. Energy Information Administration |  | 2019 | 0.0 | 0.056 | 0.26 | 0.094 | 0.159 | 0.495 | 0.133 | U.S. Energy Information Administration |  |  |  |  | 5.97 | WIND-V1 | WIND-V1 | WIND-V1 | WIND-V1 | WIND-V1
USA | United States of America | Ashland |  | USA0001259 | 5.6 | 37.1938 | -99.7631 | Oil | Gas |  |  | 1983.1964285714282 | City of Ashland - (KS) | U.S. Energy Information Administration | http://www.eia.gov/electricity/data/browser/ | U.S. Energy Information Administration | 13605 | 2019 | 0.068 | 0.098 | 0.011 | 0.40800000000000003 | 0.096 | 0.096 | 0.054 | U.S. Energy Information Administration |  |  |  |  | 3.28 | HYDRO-V1 | HYDRO-V1 | HYDRO-V1 | HYDRO-V1 | HYDRO-V1
USA | United States of America | Yorktown |  | USA0003809 | 882 | 37.2144 | -76.4611 | Oil |  |  |  | 1975.0 | Virginia Electric & Power Co | U.S. Energy Information Administration | http://www.eia.gov/electricity/data/browser/ | U.S. Energy Information Administration | 36117 | 2019 | 917.0120010000002 | 1067.509005 | 565.307998 | 480.54000299999996 | 86.57900000000001 | 626.0580030000001 | 61.459 | U.S. Energy Information Administration |  |  |  |  | 516.92 | WIND-V1 | WIND-V1 | WIND-V1 | WIND-V1 | WIND-V1
USA | United States of America | Waste Water Plant Generator |  | USA0056022 | 1.6 | 37.2278 | -96.9897 | Oil |  |  |  | 1993.0 | City of Winfield - (KS) | U.S. Energy Information Administration | http://www.eia.gov/electricity/data/browser/ | U.S. Energy Information Administration |  | 2019 |  | 0.0 | 0.006 | 0.0 | 0.002 | 0.0 | 0 | U.S. Energy Information Administration |  |  |  |  | 0.93 | WIND-V1 | WIND-V1 | WIND-V1 | WIND-V1 | WIND-V1
USA | United States of America | Bayview |  | USA0003782 | 12 | 37.2717 | -75.9682 | Oil |  |  |  | 1963.0 | Calpine Mid-Atlantic Generation LLC | U.S. Energy Information Administration | http://www.eia.gov/electricity/data/browser/ | U.S. Energy Information Administration | 18223 | 2019 | 0.682 | 2.677 | 4.593 | 3.9330000000000003 | 1.619 | 2.949 | 2.586 | U.S. Energy Information Administration |  |  |  |  | 7.03 | WIND-V1 | WIND-V1 | WIND-V1 | WIND-V1 | WIND-V1
USA | United States of America | Oxford (KS) |  | USA0007432 | 5.1 | 37.2758 | -97.1636 | Oil |  |  |  | 2001.6666666666667 | City of Oxford - (KS) | U.S. Energy Information Administration | http://www.eia.gov/electricity/data/browser/ | U.S. Energy Information Administration | 29310 | 2019 | 0.0 | 0.0 | 0.0 | 0.0 | 0.0 | 0.0 | 0 | U.S. Energy Information Administration |  |  |  |  | 2.98 | WIND-V1 | WIND-V1 | WIND-V1 | WIND-V1 | WIND-V1
USA | United States of America | Salem Street Dept |  | USA0056289 | 1.8 | 37.2794 | -80.0447 | Oil |  |  |  | 2005.0 | City of Salem - (VA) | U.S. Energy Information Administration | http://www.eia.gov/electricity/data/browser/ | U.S. Energy Information Administration |  | 2019 | 0.131 | 0.117 | 0.112 | 0.156 | 0.07100000000000001 | 0.12 | 0.139 | U.S. Energy Information Administration |  |  |  |  | 1.05 | HYDRO-V1 | HYDRO-V1 | HYDRO-V1 | HYDRO-V1 | HYDRO-V1
USA | United States of America | Salem Water Plant |  | USA0056288 | 2 | 37.2875 | -80.0771 | Oil |  |  |  | 2003.0 | City of Salem - (VA) | U.S. Energy Information Administration | http://www.eia.gov/electricity/data/browser/ | U.S. Energy Information Administration |  | 2019 | 0.114 | 0.10200000000000001 | 0.10400000000000001 | 0.171 | 0.098 | 0.115 | 0.137 | U.S. Energy Information Administration |  |  |  |  | 1.17 | SOLAR-V1 | SOLAR-V1 | SOLAR-V1 | SOLAR-V1 | SOLAR-V1
USA | United States of America | Salem Electric Department |  | USA0056519 | 1.3 | 37.2894 | -80.0700 | Oil |  |  |  | 2008.0 | City of Salem - (VA) | U.S. Energy Information Administration | http://www.eia.gov/electricity/data/browser/ | U.S. Energy Information Administration |  | 2019 | 0.081 | 0.055 | 0.051000000000000004 | 0.10300000000000001 | 0.066 | 0.077 | 0.086 | U.S. Energy Information Administration |  |  |  |  | 0.76 | HYDRO-V1 | HYDRO-V1 | HYDRO-V1 | HYDRO-V1 | HYDRO-V1
USA | United States of America | Ponton Diesel Generating Facility |  | USA0007940 | 4 | 37.2953 | -77.9862 | Oil |  |  |  | 2003.0 | Old Dominion Electric Coop | U.S. Energy Information Administration | http://www.eia.gov/electricity/data/browser/ | U.S. Energy Information Administration |  | 2019 | 0.029 | 0.429 | 0.188 | 0.212 | 0.045 | 0.166 | 0.398 | U.S. Energy Information Administration |  |  |  |  | 2.34 | WIND-V1 | WIND-V1 | WIND-V1 | WIND-V1 | WIND-V1
USA | United States of America | Orange Street G1 |  | USA0063173 | 1.8 | 37.3321 | -79.5111 | Oil |  |  |  | 2005.0 | Town of Bedford - (VA) | U.S. Energy Information Administration | http://www.eia.gov/electricity/data/browser/ | U.S. Energy Information Administration |  | 2019 | [6 empty] | 0.072 | U.S. Energy Information Administration |  |  |  |  | 1.05 | SOLAR-V1-NO-AGE | SOLAR-V1-NO-AGE | SOLAR-V1-NO-AGE | SOLAR-V1-NO-AGE | SOLAR-V1-NO-AGE
USA | United States of America | CoreSite Real Estate 55 S. Market Street |  | USA0061474 | 8 | 37.3342 | -121.8916 | Oil |  |  |  | 2007.0 | CoreSite Real Estate 55 S. Market Street LLC | U.S. Energy Information Administration | http://www.eia.gov/electricity/data/browser/ | U.S. Energy Information Administration |  | 2019 | [5 empty] | 0.0 | 0 | U.S. Energy Information Administration |  |  |  |  | 4.68 | WIND-V1 | WIND-V1 | WIND-V1 | WIND-V1 | WIND-V1
USA | United States of America | SC 1 Data Center Phase 2 |  | USA0059074 | 92.7 | 37.3617 | -121.9436 | Oil |  |  |  | 2013.8781014023739 | Xeres Ventures LLC | U.S. Energy Information Administration | http://www.eia.gov/electricity/data/browser/ | U.S. Energy Information Administration |  | 2019 | 0.042 | 0.461 | 0.246 | 0.1862 | 0.19552000000000003 | 0.17200000000000001 | 0.23612 | U.S. Energy Information Administration |  |  |  |  | 54.32 | WIND-V1 | WIND-V1 | WIND-V1 | WIND-V1 | WIND-V1
USA | United States of America | CoreSite Real Estate 2901 Coronado L.P. |  | USA0061476 | 10 | 37.3751 | -121.9717 | Oil |  |  |  | 2010.0 | CoreSite Real Estate 2901 Coronado L.P. | U.S. Energy Information Administration | http://www.eia.gov/electricity/data/browser/ | U.S. Energy Information Administration |  | 2019 | [5 empty] | 0.0 | 0 | U.S. Energy Information Administration |  |  |  |  | 5.86 | WIND-V1 | WIND-V1 | WIND-V1 | WIND-V1 | WIND-V1
USA | United States of America | CoreSite Real Estate 2972 Stender L.P. |  | USA0061464 | 12 | 37.3762 | -121.9707 | Oil |  |  |  | 2011.0 | CoreSite Real Estate 2972 Stender L.P. | U.S. Energy Information Administration | http://www.eia.gov/electricity/data/browser/ | U.S. Energy Information Administration |  | 2019 | [5 empty] | 0.0 | 0 | U.S. Energy Information Administration |  |  |  |  | 7.03 | WIND-V1 | WIND-V1 | WIND-V1 | WIND-V1 | WIND-V1
USA | United States of America | CoreSite Real Estate 3032 Coronado L.P. |  | USA0061482 | 30 | 37.3762 | -121.9731 | Oil |  |  |  | 2015.0 | CoreSite Real Estate 3032 Coronado L.P. | U.S. Energy Information Administration | http://www.eia.gov/electricity/data/browser/ | U.S. Energy Information Administration |  | 2019 | [5 empty] | 0.0 | 0 | U.S. Energy Information Administration |  |  |  |  | 17.58 | WIND-V1 | WIND-V1 | WIND-V1 | WIND-V1 | WIND-V1
USA | United States of America | Jackson (MO) |  | USA0002137 | 26.3 | 37.3847 | -89.6606 | Oil | Gas |  |  | 1978.8973384030417 | City of Jackson - (MO) | U.S. Energy Information Administration | http://www.eia.gov/electricity/data/browser/ | U.S. Energy Information Administration | 23455 | 2019 | 0.154 | 0.132 | 0.228 | 0.10300000000000001 | 0.12300000000000001 | 0.14700000000000002 | 0.142 | U.S. Energy Information Administration |  |  |  |  | 15.41 | WIND-V1 | WIND-V1 | WIND-V1 | WIND-V1 | WIND-V1
USA | United States of America | Springfield (CO) |  | USA0008100 | 2.7 | 37.4028 | -102.6217 | Oil | Gas |  |  | 1959.6296296296296 | City of Springfield - (CO) | U.S. Energy Information Administration | http://www.eia.gov/electricity/data/browser/ | U.S. Energy Information Administration | 33394 | 2019 | 0.0 | 0.0 | 0.0 | 0.0 | 0.0 | 0.0 | 0 | U.S. Energy Information Administration |  |  |  |  | 1.58 | WIND-V1 | WIND-V1 | WIND-V1 | WIND-V1 | WIND-V1
USA | United States of America | CoreSite Real Estate 1656 McCarthy L.P. |  | USA0061475 | 5 | 37.4057 | -121.9162 | Oil |  |  |  | 2000.0 | CoreSite Real Estate 1656 McCarthy L.P. | U.S. Energy Information Administration | http://www.eia.gov/electricity/data/browser/ | U.S. Energy Information Administration |  | 2019 |  |  |  |  | 0.036000000000000004 | 0.0 | 0 | U.S. Energy Information Administration |  |  |  |  | 2.93 | NO-ESTIMATION | NO-ESTIMATION | NO-ESTIMATION | NO-ESTIMATION | CAPACITY-FACTOR-V1
USA | United States of America | Mulvane 2 |  | USA0007976 | 9.2 | 37.4908 | -97.2216 | Oil |  |  |  | 2003.0 | City of Mulvane - (KS) | U.S. Energy Information Administration | http://www.eia.gov/electricity/data/browser/ | U.S. Energy Information Administration | 26991 | 2019 | 0.002 | 0.00196 | 0.012740000000000001 | 0.027 | 0.002 | 0.012 | 0.024 | U.S. Energy Information Administration |  |  |  |  | 5.39 | HYDRO-V1 | HYDRO-V1 | HYDRO-V1 | HYDRO-V1 | HYDRO-V1
USA | United States of America | Belle Haven Diesel Generation Facility |  | USA0060234 | 4 | 37.5486 | -75.7908 | Oil |  |  |  | 2002.0 | Old Dominion Electric Coop | U.S. Energy Information Administration | http://www.eia.gov/electricity/data/browser/ | U.S. Energy Information Administration |  | 2019 |  |  | 0.289 | 0.215 | 0.114 | 0.248 | 0.185 | U.S. Energy Information Administration |  |  |  |  | 2.34 | HYDRO-V1 | HYDRO-V1 | HYDRO-V1 | HYDRO-V1 | HYDRO-V1
USA | United States of America | Erie |  | USA0001276 | 4.3 | 37.5668 | -95.2375 | Oil |  |  |  | 1994.0697674418602 | City of Erie - (KS) | U.S. Energy Information Administration | http://www.eia.gov/electricity/data/browser/ | U.S. Energy Information Administration |  | 2019 | 0.035 | 0.015 | 0.013720000000000001 | 0.012740000000000001 | 0.021 | 0.007 | 0.026 | U.S. Energy Information Administration |  |  |  |  | 2.52 | NO-ESTIMATION | NO-ESTIMATION | NO-ESTIMATION | NO-ESTIMATION | CAPACITY-FACTOR-V1
USA | United States of America | Johnson |  | USA0006579 | 6 | 37.5669 | -101.7511 | Oil |  |  |  | 2017.0 | City of Johnson - (KS) | U.S. Energy Information Administration | http://www.eia.gov/electricity/data/browser/ | U.S. Energy Information Administration | 23662 | 2019 | 0.0 | 0.0 | 0.0 | 0.0 | 0.009000000000000001 | 0.085 | 0.04 | U.S. Energy Information Administration |  |  |  |  | 3.51 | SOLAR-V1 | SOLAR-V1 | SOLAR-V1 | SOLAR-V1 | SOLAR-V1
USA | United States of America | Erie Energy Center |  | USA0007766 | 20 | 37.5742 | -95.2372 | Oil |  |  |  | 1999.0 | City of Erie - (KS) | U.S. Energy Information Administration | http://www.eia.gov/electricity/data/browser/ | U.S. Energy Information Administration | 58164 | 2019 | 0.0 | 0.02 | 0.14896 | 0.14014 | 0.111 | 0.377 | 2.834 | U.S. Energy Information Administration |  |  |  |  | 11.72 | WIND-V1 | WIND-V1 | WIND-V1 | WIND-V1 | WIND-V1
USA | United States of America | McClure |  | USA0000151 | 142.4 | 37.6294 | -120.9314 | Oil | Gas |  |  | 1980.5 | Modesto Irrigation District | U.S. Energy Information Administration | http://www.eia.gov/electricity/data/browser/ | U.S. Energy Information Administration | 25315 | 2019 | 3.0460000000000003 | 3.4 | 3.617 | 2.853 | 4.276999999999999 | 2.958 | 2.659 | U.S. Energy Information Administration |  |  |  |  | 83.45 | SOLAR-V1-NO-AGE | SOLAR-V1-NO-AGE | SOLAR-V1-NO-AGE | SOLAR-V1-NO-AGE | SOLAR-V1-NO-AGE
USA | United States of America | Rockville 1 & 2 |  | USA0056692 | 10.8 | 37.7036 | -77.6639 | Oil |  |  |  | 1997.9166666666658 | Industrial Power Generating Company LLC | U.S. Energy Information Administration | http://www.eia.gov/electricity/data/browser/ | U.S. Energy Information Administration |  | 2019 | 0.0 | 0.10200000000000001 | 0.22 | 0.094 | 0.082 | 0.619 | 0.09 | U.S. Energy Information Administration |  |  |  |  | 6.32 | WIND-V1 | WIND-V1 | WIND-V1 | WIND-V1 | WIND-V1
USA | United States of America | Tasley |  | USA0003785 | 27 | 37.7061 | -75.7031 | Oil |  |  |  | 1972.0 | Calpine Mid-Atlantic Generation LLC | U.S. Energy Information Administration | http://www.eia.gov/electricity/data/browser/ | U.S. Energy Information Administration | 18242 | 2019 | 0.308 | 2.709 | 2.432 | 1.575 | 0.654 | 0.768 | 0.656 | U.S. Energy Information Administration |  |  |  |  | 15.82 | HYDRO-V1 | HYDRO-V1 | HYDRO-V1 | HYDRO-V1 | HYDRO-V1
USA | United States of America | Perdue Diesel Generation Facility |  | USA0060235 | 4 | 37.7420 | -75.6560 | Oil |  |  |  | 2002.0 | Old Dominion Electric Coop | U.S. Energy Information Administration | http://www.eia.gov/electricity/data/browser/ | U.S. Energy Information Administration |  | 2019 |  |  | 0.23900000000000002 | 0.225 | 0.116 | 0.20700000000000002 | 0.252 | U.S. Energy Information Administration |  |  |  |  | 2.34 | WIND-V1 | WIND-V1 | WIND-V1 | WIND-V1 | WIND-V1
USA | United States of America | Onancock Diesel Generation Facility |  | USA0060236 | 4 | 37.7454 | -75.7205 | Oil |  |  |  | 2002.0 | Old Dominion Electric Coop | U.S. Energy Information Administration | http://www.eia.gov/electricity/data/browser/ | U.S. Energy Information Administration |  | 2019 |  |  | 0.28400000000000003 | 0.185 | 0.11800000000000001 | 0.193 | 0.249 | U.S. Energy Information Administration |  |  |  |  | 2.34 | HYDRO-V1 | HYDRO-V1 | HYDRO-V1 | HYDRO-V1 | HYDRO-V1
USA | United States of America | Center |  | USA0000491 | 1.5 | 37.7536 | -106.1047 | Oil |  |  |  | 1960.3333333333333 | City of Center - (CO) | U.S. Energy Information Administration | http://www.eia.gov/electricity/data/browser/ | U.S. Energy Information Administration | 15811 | 2019 | 0.0 | 0.0 | 0.0 | 0.0 | 0.0 | 0.0 | 0 | U.S. Energy Information Administration |  |  |  |  | 0.87 | HYDRO-V1 | HYDRO-V1 | HYDRO-V1 | HYDRO-V1 | HYDRO-V1
USA | United States of America | Overall Road Station |  | USA0056600 | 8 | 37.7608 | -90.4526 | Oil |  |  |  | 2003.0 | City of Farmington - (MO) | U.S. Energy Information Administration | http://www.eia.gov/electricity/data/browser/ | U.S. Energy Information Administration |  | 2019 | 0.029 | 0.0 | 0.0 | 0.03 | 0.037 | 0.024 | 0.023 | U.S. Energy Information Administration |  |  |  |  | 4.68 | SOLAR-V1 | SOLAR-V1 | SOLAR-V1 | SOLAR-V1 | SOLAR-V1
USA | United States of America | Low Moor |  | USA0003799 | 82.8 | 37.7770 | -79.8920 | Oil |  |  |  | 1971.0 | Virginia Electric & Power Co | U.S. Energy Information Administration | http://www.eia.gov/electricity/data/browser/ | U.S. Energy Information Administration | 36101 | 2019 | 0.292 | 1.903 | 0.091 | 0.178 | 0.23800000000000002 | 2.916 | 0.599 | U.S. Energy Information Administration |  |  |  |  | 48.52 | NO-ESTIMATION | NO-ESTIMATION | NO-ESTIMATION | NO-ESTIMATION | CAPACITY-FACTOR-V1
USA | United States of America | Elm Street Substation Generators |  | USA0056597 | 6 | 37.7814 | -90.4156 | Oil |  |  |  | 2002.0 | City of Farmington - (MO) | U.S. Energy Information Administration | http://www.eia.gov/electricity/data/browser/ | U.S. Energy Information Administration | 60579 | 2019 | 0.029 | 0.0 | 0.0 | 0.018000000000000002 | 0.027 | 0.019 | 0.015 | U.S. Energy Information Administration |  |  |  |  | 3.51 | WIND-V1 | WIND-V1 | WIND-V1 | WIND-V1 | WIND-V1
USA | United States of America | Walton Street Substation |  | USA0056598 | 2 | 37.7881 | -90.4336 | Oil |  |  |  | 2003.0 | City of Farmington - (MO) | U.S. Energy Information Administration | http://www.eia.gov/electricity/data/browser/ | U.S. Energy Information Administration |  | 2019 | 0.023 | 0.0 | 0.0 | 0.005 | 0.008 | 0.005 | 0.004 | U.S. Energy Information Administration |  |  |  |  | 1.17 | HYDRO-V1 | HYDRO-V1 | HYDRO-V1 | HYDRO-V1 | HYDRO-V1
USA | United States of America | Dynegy Oakland Power Plant |  | USA0006211 | 223.5 | 37.7968 | -122.2819 | Oil |  |  |  | 1978.3333333333333 | Dynegy Oakland LLC | U.S. Energy Information Administration | http://www.eia.gov/electricity/data/browser/ | U.S. Energy Information Administration |  | 2019 | 0.0 | 0.0 | 0.0 | 0.0 | 0.0 | 0.0 | 4.251 | U.S. Energy Information Administration |  |  |  |  | 130.98 | HYDRO-V1 | HYDRO-V1 | HYDRO-V1 | HYDRO-V1 | HYDRO-V1
USA | United States of America | Tangier |  | USA0006390 | 2.4 | 37.8277 | -75.9915 | Oil |  |  |  | 1993.9999999999998 | A & N Electric Coop | U.S. Energy Information Administration | http://www.eia.gov/electricity/data/browser/ | U.S. Energy Information Administration | 12189 | 2019 | 0.066 | 0.166 | 0.159 | 0.008 | 0.0 | 0.165 | 0.395 | U.S. Energy Information Administration |  |  |  |  | 1.4 | WIND-V1 | WIND-V1 | WIND-V1 | WIND-V1 | WIND-V1
USA | United States of America | Nevada |  | USA0002090 | 22 | 37.8503 | -94.3444 | Oil |  |  |  | 1974.0 | Evergy Missouri West | U.S. Energy Information Administration | http://www.eia.gov/electricity/data/browser/ | U.S. Energy Information Administration | 35795 | 2019 | -0.094 | -0.08 | -0.127 | -0.101 | -0.07 | -0.105 | 0.059 | U.S. Energy Information Administration |  |  |  |  | 12.89 | SOLAR-V1 | SOLAR-V1 | SOLAR-V1 | SOLAR-V1 | SOLAR-V1
USA | United States of America | Iola |  | USA0001291 | 23.5 | 37.9231 | -95.4256 | Oil | Gas |  |  | 1985.0978723404257 | City of Iola - (KS) | U.S. Energy Information Administration | http://www.eia.gov/electricity/data/browser/ | U.S. Energy Information Administration | 23314 | 2019 | 1.483 | 1.038 | 0.796 | 0.831 | 0.5389999999999999 | 1.0 | 0.64 | U.S. Energy Information Administration |  |  |  |  | 13.77 | WIND-V1 | WIND-V1 | WIND-V1 | WIND-V1 | WIND-V1
USA | United States of America | Northern Neck |  | USA0003800 | 82.8 | 37.9500 | -76.7110 | Oil |  |  |  | 1971.0 | Virginia Electric & Power Co | U.S. Energy Information Administration | http://www.eia.gov/electricity/data/browser/ | U.S. Energy Information Administration | 36108 | 2019 | 0.26 | 1.308 | 0.10200000000000001 | 0.299 | 0.627 | 2.525 | 0.535 | U.S. Energy Information Administration |  |  |  |  | 48.52 | WIND-V1 | WIND-V1 | WIND-V1 | WIND-V1 | WIND-V1
USA | United States of America | Stafford |  | USA0001325 | 2.5 | 37.9561 | -98.5993 | Oil | Gas |  |  | 1977.4 | City of Stafford - (KS) | U.S. Energy Information Administration | http://www.eia.gov/electricity/data/browser/ | U.S. Energy Information Administration | 33555 | 2019 | 0.019 | 0.0 | 0.009000000000000001 | 0.003 | 0.023 | 0.0 | 0.00196 | U.S. Energy Information Administration |  |  |  |  | 1.46 | HYDRO-V1 | HYDRO-V1 | HYDRO-V1 | HYDRO-V1 | HYDRO-V1
USA | United States of America | La Junta |  | USA0000506 | 17.2 | 37.9876 | -103.5468 | Oil | Gas |  |  | 1961.0406976744189 | City of La Junta - (CO) | U.S. Energy Information Administration | http://www.eia.gov/electricity/data/browser/ | U.S. Energy Information Administration | 24371 | 2019 | -0.899 | -1.073 | -1.1360000000000001 | -0.9480000000000001 | -0.964 | -1.0010000000000001 | -0.733 | U.S. Energy Information Administration |  |  |  |  | 10.08 | WIND-V1 | WIND-V1 | WIND-V1 | WIND-V1 | WIND-V1
USA | United States of America | Commonwealth Chesapeake |  | USA0055381 | 402.5 | 37.9892 | -75.5400 | Oil |  |  |  | 2000.5714285714287 | Commonwealth Chesapeake Co LLC | U.S. Energy Information Administration | http://www.eia.gov/electricity/data/browser/ | U.S. Energy Information Administration | 39997 | 2019 | 41.403 | 155.228 | 134.058 | 100.476 | 72.131 | 104.503 | 13.75 | U.S. Energy Information Administration |  |  |  |  | 235.89 | HYDRO-V1 | HYDRO-V1 | HYDRO-V1 | HYDRO-V1 | HYDRO-V1
USA | United States of America | Crisfield |  | USA0001563 | 11.6 | 37.9941 | -75.8377 | Oil |  |  |  | 1968.0 | Calpine Mid-Atlantic Generation LLC | U.S. Energy Information Administration | http://www.eia.gov/electricity/data/browser/ | U.S. Energy Information Administration | 18226 | 2019 | 0.557 | 2.243 | 1.542 | 1.466 | 1.518 | 4.849 | 0.657 | U.S. Energy Information Administration |  |  |  |  | 6.79 | NO-ESTIMATION | NO-ESTIMATION | NO-ESTIMATION | NO-ESTIMATION | CAPACITY-FACTOR-V1
USA | United States of America | St John |  | USA0001322 | 5 | 37.9953 | -98.7602 | Oil |  |  |  | 1981.8200000000002 | City of St. John - (KS) | U.S. Energy Information Administration | http://www.eia.gov/electricity/data/browser/ | U.S. Energy Information Administration | 33486 | 2019 | 0.03 | 0.029 | 0.002 | 0.008 | 0.004 | 0.006 | 0.02 | U.S. Energy Information Administration |  |  |  |  | 2.93 | HYDRO-V1 | HYDRO-V1 | HYDRO-V1 | HYDRO-V1 | HYDRO-V1
USA | United States of America | Smith Island |  | USA0006391 | 1.7 | 37.9955 | -76.0389 | Oil |  |  |  | 1994.0 | A & N Electric Coop | U.S. Energy Information Administration | http://www.eia.gov/electricity/data/browser/ | U.S. Energy Information Administration |  | 2019 | 0.121 | 0.154 | 0.10300000000000001 | 0.059000000000000004 | 0.019 | 0.101 | 0.201 | U.S. Energy Information Administration |  |  |  |  | 0.99 | NO-ESTIMATION | NO-ESTIMATION | NO-ESTIMATION | NO-ESTIMATION | CAPACITY-FACTOR-V1
USA | United States of America | Holly |  | USA0000502 | 2.9 | 38.0327 | -102.0737 | Oil |  |  |  | 2002.655172413793 | Town of Holly - (CO) | U.S. Energy Information Administration | http://www.eia.gov/electricity/data/browser/ | U.S. Energy Information Administration | 22256 | 2019 | 0.003 | 0.005 | 0.022 | 0.0 | 0.017 | 0.011 | 0.005 | U.S. Energy Information Administration |  |  |  |  | 1.69 | WIND-V1 | WIND-V1 | WIND-V1 | WIND-V1 | WIND-V1
USA | United States of America | Rocky Ford |  | USA0006516 | 10 | 38.0492 | -103.7136 | Oil |  |  |  | 1964.0 | Black Hills Colorado Electric LLC | U.S. Energy Information Administration | http://www.eia.gov/electricity/data/browser/ | U.S. Energy Information Administration | 35800 | 2019 | -0.036000000000000004 | -0.216 | -0.221 | -0.199 | -0.277 | -0.167 | -0.186 | U.S. Energy Information Administration |  |  |  |  | 5.86 | HYDRO-V1 | HYDRO-V1 | HYDRO-V1 | HYDRO-V1 | HYDRO-V1
USA | United States of America | Las Animas |  | USA0000507 | 5.6 | 38.0647 | -103.2159 | Oil |  |  |  | 1958.5000000000002 | City of Las Animas - (CO) | U.S. Energy Information Administration | http://www.eia.gov/electricity/data/browser/ | U.S. Energy Information Administration | 24606 | 2019 | 0.0 | 0.0 | 0.0 | -0.089 | 0.0 | 0.0 | 0 | U.S. Energy Information Administration |  |  |  |  | 3.28 | NO-ESTIMATION | NO-ESTIMATION | NO-ESTIMATION | NO-ESTIMATION | CAPACITY-FACTOR-V1
USA | United States of America | Jetmore |  | USA0001292 | 2.5 | 38.0803 | -99.8936 | Oil |  |  |  | 2015.0 | City of Jetmore | U.S. Energy Information Administration | http://www.eia.gov/electricity/data/browser/ | U.S. Energy Information Administration | 23600 | 2019 | 0.003 | 0.0 | 0.045 | 0.096 | 0.026000000000000002 | 0.053 | 0.172 | U.S. Energy Information Administration |  |  |  |  | 1.46 | WIND-V1 | WIND-V1 | WIND-V1 | WIND-V1 | WIND-V1
USA | United States of America | McLeansboro |  | USA0000948 | 9.2 | 38.0947 | -88.5413 | Oil |  |  |  | 1986.4782608695652 | City of McLeansboro - (IL) | U.S. Energy Information Administration | http://www.eia.gov/electricity/data/browser/ | U.S. Energy Information Administration | 25886 | 2019 | 0.136 | 0.017 | 0.008 | 0.022 | 0.016 | 0.006 | 0.078 | U.S. Energy Information Administration |  |  |  |  | 5.39 | WIND-V1 | WIND-V1 | WIND-V1 | WIND-V1 | WIND-V1
USA | United States of America | Carmi |  | USA0000937 | 13.4 | 38.0967 | -88.1631 | Oil | Gas |  |  | 1968.1492537313434 | City of Carmi - (IL) | U.S. Energy Information Administration | http://www.eia.gov/electricity/data/browser/ | U.S. Energy Information Administration | 15595 | 2019 | 0.13999999999999999 | 0.214 | 0.14200000000000002 | 0.08600000000000001 | 0.227 | 0.17400000000000002 | 0.044 | U.S. Energy Information Administration |  |  |  |  | 7.85 | HYDRO-V1 | HYDRO-V1 | HYDRO-V1 | HYDRO-V1 | HYDRO-V1
USA | United States of America | Larned |  | USA0001299 | 16.4 | 38.1762 | -99.1000 | Oil | Gas |  |  | 1993.4634146341466 | City of Larned - (KS) | U.S. Energy Information Administration | http://www.eia.gov/electricity/data/browser/ | U.S. Energy Information Administration | 24600 | 2019 | -0.062 | -0.3 | -0.145 | -0.294 | -0.178 | -0.29 | -0.408 | U.S. Energy Information Administration |  |  |  |  | 9.61 | HYDRO-V1 | HYDRO-V1 | HYDRO-V1 | HYDRO-V1 | HYDRO-V1
USA | United States of America | Paris (KY) |  | USA0001376 | 11.5 | 38.2049 | -84.2383 | Oil |  |  |  | 1963.3130434782609 | City of Paris - (KY) | U.S. Energy Information Administration | http://www.eia.gov/electricity/data/browser/ | U.S. Energy Information Administration | 29676 | 2019 | 0.976 | 1.039 | 0.013000000000000001 | 0.0 | 0.0 | 0.0 | 0.016 | U.S. Energy Information Administration |  |  |  |  | 6.73 | WIND-V1 | WIND-V1 | WIND-V1 | WIND-V1 | WIND-V1
USA | United States of America | Sterling |  | USA0001326 | 10.3 | 38.2143 | -98.2071 | Oil | Gas |  |  | 1979.8932038834948 | City of Sterling - (KS) | U.S. Energy Information Administration | http://www.eia.gov/electricity/data/browser/ | U.S. Energy Information Administration | 33685 | 2019 | 0.126 | 0.060000000000000005 | 0.054000000000000006 | 0.047 | 0.11599999999999999 | 0.075 | 0.043 | U.S. Energy Information Administration |  |  |  |  | 6.03 | HYDRO-V1 | HYDRO-V1 | HYDRO-V1 | HYDRO-V1 | HYDRO-V1
USA | United States of America | Red Bud |  | USA0000959 | 15 | 38.2165 | -89.9992 | Oil |  |  |  | 1980.56 | City of Red Bud - (IL) | U.S. Energy Information Administration | http://www.eia.gov/electricity/data/browser/ | U.S. Energy Information Administration |  | 2019 | 0.2 | 0.183 | 0.17400000000000002 | 0.073 | 0.263 | 0.15 | 0.143 | U.S. Energy Information Administration |  |  |  |  | 8.79 | WIND-V1 | WIND-V1 | WIND-V1 | WIND-V1 | WIND-V1
USA | United States of America | Butler Municipal Power Plant |  | USA0002115 | 12.3 | 38.2644 | -94.3444 | Oil | Gas |  |  | 1985.60162601626 | City of Butler - (MO) | U.S. Energy Information Administration | http://www.eia.gov/electricity/data/browser/ | U.S. Energy Information Administration | 15204 | 2019 | 0.082 | 0.03724 | 0.11073999999999999 | 0.054880000000000005 | 0.04802000000000001 | 0.05194 | 0.071 | U.S. Energy Information Administration |  |  |  |  | 7.2 | NO-ESTIMATION | NO-ESTIMATION | NO-ESTIMATION | NO-ESTIMATION | CAPACITY-FACTOR-V1
USA | United States of America | Pueblo |  | USA0000460 | 8 | 38.2667 | -104.6144 | Oil |  |  |  | 1964.0 | Black Hills Colorado Electric LLC | U.S. Energy Information Administration | http://www.eia.gov/electricity/data/browser/ | U.S. Energy Information Administration | 59266 | 2019 | -0.25 | -0.316 | -0.042 | -0.033 | -0.145 | -0.12 | -0.119 | U.S. Energy Information Administration |  |  |  |  | 4.68 | WIND-V1 | WIND-V1 | WIND-V1 | WIND-V1 | WIND-V1
USA | United States of America | Garnett Municipal |  | USA0001278 | 11.7 | 38.2697 | -95.2447 | Oil | Gas |  |  | 1974.2393162393162 | City of Garnett - (KS) | U.S. Energy Information Administration | http://www.eia.gov/electricity/data/browser/ | U.S. Energy Information Administration | 20742 | 2019 | 0.0 | 0.0 | 0.002 | 0.011 | 0.023 | 0.006 | 0 | U.S. Energy Information Administration |  |  |  |  | 6.85 | WIND-V1 | WIND-V1 | WIND-V1 | WIND-V1 | WIND-V1
USA | United States of America | Wolf Creek Generator |  | USA0062590 | 1 | 38.2743 | -95.6840 | Oil |  |  |  | 2014.0 | Lyon-Lincoln Electric Cooperative Inc. | U.S. Energy Information Administration | http://www.eia.gov/electricity/data/browser/ | U.S. Energy Information Administration |  | 2019 | [6 empty] | 0.068 | U.S. Energy Information Administration |  |  |  |  | 0.58 | WIND-V1 | WIND-V1 | WIND-V1 | WIND-V1 | WIND-V1
USA | United States of America | Sharpe |  | USA0007973 | 20 | 38.2750 | -95.6839 | Oil |  |  |  | 2002.0 | Kansas Electric Power Coop Inc | U.S. Energy Information Administration | http://www.eia.gov/electricity/data/browser/ | U.S. Energy Information Administration | 62322 | 2019 | -0.536 | -0.545 | -0.432 | -0.338 | -0.054 | -0.001 | 1.819 | U.S. Energy Information Administration |  |  |  |  | 11.72 | WIND-V1 | WIND-V1 | WIND-V1 | WIND-V1 | WIND-V1
USA | United States of America | Electric Avenue Facility |  | USA0056367 | 6.9 | 38.2800 | -77.5900 | Oil |  |  |  | 2003.2608695652173 | Town of Culpeper- (VA) | U.S. Energy Information Administration | http://www.eia.gov/electricity/data/browser/ | U.S. Energy Information Administration | 70888 | 2019 | 0.08600000000000001 | 0.091 | 0.14400000000000002 | 0.05 | 0.029 | 0.12 | 0.292 | U.S. Energy Information Administration |  |  |  |  | 4.04 | HYDRO-V1 | HYDRO-V1 | HYDRO-V1 | HYDRO-V1 | HYDRO-V1
USA | United States of America | Airport Industrial |  | USA0007995 | 10 | 38.2844 | -104.5308 | Oil |  |  |  | 2002.0 | Black Hills Colorado Electric LLC | U.S. Energy Information Administration | http://www.eia.gov/electricity/data/browser/ | U.S. Energy Information Administration |  | 2019 | -0.165 | -0.162 | -0.203 | -0.209 | -0.149 | -0.23900000000000002 | -0.249 | U.S. Energy Information Administration |  |  |  |  | 5.86 | NO-ESTIMATION | NO-ESTIMATION | NO-ESTIMATION | NO-ESTIMATION | CAPACITY-FACTOR-V1
USA | United States of America | Berlin |  | USA0006565 | 5.4 | 38.3278 | -75.2172 | Oil |  |  |  | 1987.4259259259259 | Town of Berlin - (MD) | U.S. Energy Information Administration | http://www.eia.gov/electricity/data/browser/ | U.S. Energy Information Administration | 14397 | 2019 | -0.125 | -0.21 | -0.097 | 0.188 | -0.079 | 0.167 | 0.051 | U.S. Energy Information Administration |  |  |  |  | 3.16 | HYDRO-V1 | HYDRO-V1 | HYDRO-V1 | HYDRO-V1 | HYDRO-V1
USA | United States of America | Waterloo |  | USA0000971 | 30.2 | 38.3348 | -90.1589 | Oil | Gas |  |  | 1989.6655629139075 | City of Waterloo - (IL) | U.S. Energy Information Administration | http://www.eia.gov/electricity/data/browser/ | U.S. Energy Information Administration |  | 2019 | 0.0 | 0.7659999999999999 | 0.0 | 0.0 | 0.0 | 0.0 | 0.494 | U.S. Energy Information Administration |  |  |  |  | 17.69 | HYDRO-V1 | HYDRO-V1 | HYDRO-V1 | HYDRO-V1 | HYDRO-V1
USA | United States of America | Ellinwood |  | USA0001274 | 8.5 | 38.3545 | -98.5834 | Oil | Gas |  |  | 1963.2588235294115 | City of Ellinwood - (KS) | U.S. Energy Information Administration | http://www.eia.gov/electricity/data/browser/ | U.S. Energy Information Administration | 19257 | 2019 | 0.007 | 0.022 | 0.072 | 0.003 | -0.12000000000000001 | -0.29900000000000004 | 0.046 | U.S. Energy Information Administration |  |  |  |  | 4.98 | HYDRO-V1 | HYDRO-V1 | HYDRO-V1 | HYDRO-V1 | HYDRO-V1
USA | United States of America | Fairfield |  | USA0000940 | 7.5 | 38.3807 | -88.3660 | Oil |  |  |  | 1971.3200000000002 | City of Fairfield- (IL) | U.S. Energy Information Administration | http://www.eia.gov/electricity/data/browser/ | U.S. Energy Information Administration | 19910 | 2019 | 0.043000000000000003 | 0.063 | 0.058 | 0.053 | 0.094 | 0.04 | 0.018 | U.S. Energy Information Administration |  |  |  |  | 4.39 | HYDRO-V1 | HYDRO-V1 | HYDRO-V1 | HYDRO-V1 | HYDRO-V1
USA | United States of America | Pleasant Valley (VA) |  | USA0056005 | 20.5 | 38.4006 | -78.8983 | Oil |  |  |  | 1998.3658536585365 | City of Harrisonburg - (VA) | U.S. Energy Information Administration | http://www.eia.gov/electricity/data/browser/ | U.S. Energy Information Administration | 55613 | 2019 | 0.12151999999999999 | 0.29008 | 0.33516 | 0.17542 | 0.10289999999999999 | 0.20579999999999998 | 0.42728 | U.S. Energy Information Administration |  |  |  |  | 12.01 | WIND-V1 | WIND-V1 | WIND-V1 | WIND-V1 | WIND-V1
USA | United States of America | Monterey Diesel Generation Facility |  | USA0059614 | 6 | 38.4214 | -79.5914 | Oil |  |  |  | 2016.0000000000007 | Old Dominion Electric Coop | U.S. Energy Information Administration | http://www.eia.gov/electricity/data/browser/ | U.S. Energy Information Administration |  | 2019 |  |  |  | 0.254 | 0.272 | 0.253 | 0.286 | U.S. Energy Information Administration |  |  |  |  | 3.51 | SOLAR-V1 | SOLAR-V1 | SOLAR-V1 | SOLAR-V1 | SOLAR-V1
USA | United States of America | Freeburg |  | USA0000943 | 15.7 | 38.4256 | -89.9144 | Oil | Gas |  |  | 1989.1592356687902 | Village of Freeburg - (IL) | U.S. Energy Information Administration | http://www.eia.gov/electricity/data/browser/ | U.S. Energy Information Administration | 20579 | 2019 | 0.20500000000000002 | 0.041 | 0.101 | 0.889 | 0.137 | 0.145 | 0.029 | U.S. Energy Information Administration |  |  |  |  | 9.2 | NO-ESTIMATION | NO-ESTIMATION | WIND-V1 | WIND-V1 | WIND-V1
USA | United States of America | Mount Clinton |  | USA0056004 | 24 | 38.4681 | -78.8650 | Oil |  |  |  | 2001.5833333333333 | City of Harrisonburg - (VA) | U.S. Energy Information Administration | http://www.eia.gov/electricity/data/browser/ | U.S. Energy Information Administration | 55612 | 2019 | 0.14504 | 0.23128 | 0.47922 | 0.14602 | 0.08918000000000001 | 0.22932 | 0.61544 | U.S. Energy Information Administration |  |  |  |  | 14.06 | SOLAR-V1 | SOLAR-V1 | SOLAR-V1 | SOLAR-V1 | SOLAR-V1
USA | United States of America | Thunderbird Generator (Tbird) |  | USA0063575 | 1 | 38.4689 | -96.2536 | Oil |  |  |  | 2019.0 | 4 Rivers Electric Cooperative Inc. | U.S. Energy Information Administration | http://www.eia.gov/electricity/data/browser/ | U.S. Energy Information Administration |  | 2019 | [12 empty] | 0.58 | WIND-V1 | WIND-V1 | WIND-V1 | WIND-V1 | WIND-V1
USA | United States of America | Vienna Operations |  | USA0001564 | 180.6 | 38.4878 | -75.8208 | Oil |  |  |  | 1971.5880398671097 | NRG Vienna Operations Inc | U.S. Energy Information Administration | http://www.eia.gov/electricity/data/browser/ | U.S. Energy Information Administration | 18246 | 2019 | 4.362 | 15.583000000000002 | 11.05 | 0.7440000000000001 | -1.432 | 5.517999999999999 | -0.494 | U.S. Energy Information Administration |  |  |  |  | 105.84 | HYDRO-V1 | HYDRO-V1 | HYDRO-V1 | HYDRO-V1 | HYDRO-V1
USA | United States of America | Osawatomie Power Plant South Sub |  | USA0060750 | 6 | 38.4956 | -94.9526 | Oil |  |  |  | 2017.0 | City of Osawatomie - (KS) | U.S. Energy Information Administration | http://www.eia.gov/electricity/data/browser/ | U.S. Energy Information Administration |  | 2019 |  |  |  |  | 0.009000000000000001 | 0.009800000000000001 | 0.031 | U.S. Energy Information Administration |  |  |  |  | 3.51 | HYDRO-V1 | HYDRO-V1 | HYDRO-V1 | HYDRO-V1 | HYDRO-V1
USA | United States of America | Osawatomie Power Plant North Sub |  | USA0060751 | 6 | 38.5013 | -94.9569 | Oil |  |  |  | 2018.0 | City of Osawatomie - (KS) | U.S. Energy Information Administration | http://www.eia.gov/electricity/data/browser/ | U.S. Energy Information Administration |  | 2019 | [5 empty] | 0.0 | 0.025 | U.S. Energy Information Administration |  |  |  |  | 3.51 | NO-ESTIMATION | WIND-V1 | WIND-V1 | WIND-V1 | WIND-V1
USA | United States of America | Osawatomie City of |  | USA0001314 | 6.6 | 38.5017 | -94.9601 | Oil | Gas |  |  | 1959.9545454545457 | City of Osawatomie - (KS) | U.S. Energy Information Administration | http://www.eia.gov/electricity/data/browser/ | U.S. Energy Information Administration | 29185 | 2019 | 0.028 | 0.002 | 0.005 | 0.028 | 0.009000000000000001 | 0.019600000000000003 | 0.011 | U.S. Energy Information Administration |  |  |  |  | 3.86 | WIND-V1 | WIND-V1 | WIND-V1 | WIND-V1 | WIND-V1
USA | United States of America | La Crosse |  | USA0001297 | 5.5 | 38.5317 | -99.3083 | Oil | Gas |  |  | 1969.090909090909 | City of La Crosse - (KS) | U.S. Energy Information Administration | http://www.eia.gov/electricity/data/browser/ | U.S. Energy Information Administration |  | 2019 | 0.012 | 0.023 | 0.019 | 0.014 | 0.029 | 0.016 | 0.042 | U.S. Energy Information Administration |  |  |  |  | 3.22 | WIND-V1 | WIND-V1 | WIND-V1 | WIND-V1 | WIND-V1
USA | United States of America | Possum Point |  | USA0003804 | 1591 | 38.5367 | -77.2806 | Oil | Gas |  |  | 1985.3658076681334 | Virginia Electric & Power Co | U.S. Energy Information Administration | http://www.eia.gov/electricity/data/browser/ | U.S. Energy Information Administration | 36110 | 2019 | 0.0 | 0.0 | 0.0 | 0.0 | 0.0 | 0.0 | 2855.931 | U.S. Energy Information Administration |  |  |  |  | 932.45 | WIND-V1 | WIND-V1 | WIND-V1 | WIND-V1 | WIND-V1
USA | United States of America | Moreau |  | USA0006652 | 60.8 | 38.5557 | -92.1023 | Oil |  |  |  | 1978.0 | Union Electric Co - (MO) | U.S. Energy Information Administration | http://www.eia.gov/electricity/data/browser/ | U.S. Energy Information Administration | 35263 | 2019 | -0.176 | -0.043000000000000003 | -0.443 | -0.14 | -0.162 | 0.279 | 1.711 | U.S. Energy Information Administration |  |  |  |  | 35.63 | SOLAR-V1 | SOLAR-V1 | SOLAR-V1 | SOLAR-V1 | SOLAR-V1
USA | United States of America | Fairgrounds |  | USA0002082 | 68.3 | 38.5935 | -92.2206 | Oil |  |  |  | 1973.9999999999998 | Union Electric Co - (MO) | U.S. Energy Information Administration | http://www.eia.gov/electricity/data/browser/ | U.S. Energy Information Administration | 35253 | 2019 | 0.014 | 0.113 | -0.28 | -0.21 | -0.28800000000000003 | 0.459 | -0.202 | U.S. Energy Information Administration |  |  |  |  | 40.02 | WIND-V1 | WIND-V1 | WIND-V1 | WIND-V1 | WIND-V1
USA | United States of America | Breese |  | USA0000934 | 16.9 | 38.6075 | -89.5245 | Oil | Gas |  |  | 1990.301775147929 | City of Breese - (IL) | U.S. Energy Information Administration | http://www.eia.gov/electricity/data/browser/ | U.S. Energy Information Administration | 14914 | 2019 | 0.241 | 0.20800000000000002 | 0.225 | 0.447 | 0.317 | 0.272 | 0.288 | U.S. Energy Information Administration |  |  |  |  | 9.9 | WIND-V1 | WIND-V1 | WIND-V1 | WIND-V1 | WIND-V1
USA | United States of America | Carlyle |  | USA0000936 | 12.3 | 38.6106 | -89.3583 | Oil | Gas |  |  | 1998.4715447154472 | City of Carlyle - (IL) | U.S. Energy Information Administration | http://www.eia.gov/electricity/data/browser/ | U.S. Energy Information Administration | 15591 | 2019 | 0.233 | 0.012740000000000001 | 0.274 | 0.274 | 0.28700000000000003 | 0.191 | 0.362 | U.S. Energy Information Administration |  |  |  |  | 7.2 | HYDRO-V1 | HYDRO-V1 | HYDRO-V1 | HYDRO-V1 | HYDRO-V1
USA | United States of America | Southwestern Bell Telephone |  | USA0054858 | 17.2 | 38.6276 | -90.1934 | Oil |  |  |  | 2003.0697674418598 | Southwestern Bell Telephone Co | U.S. Energy Information Administration | http://www.eia.gov/electricity/data/browser/ | U.S. Energy Information Administration |  | 2019 | 0.036000000000000004 | 0.155 | 0.053 | 0.02 | 0.037 | 0.024 | 0.024 | U.S. Energy Information Administration |  |  |  |  | 10.08 | NO-ESTIMATION | NO-ESTIMATION | NO-ESTIMATION | NO-ESTIMATION | CAPACITY-FACTOR-V1
USA | United States of America | IMEA Flora |  | USA0056116 | 9 | 38.6658 | -88.4625 | Oil |  |  |  | 2001.0 | Illinois Municipal Elec Agency | U.S. Energy Information Administration | http://www.eia.gov/electricity/data/browser/ | U.S. Energy Information Administration | 49063 | 2019 | 0.066 | 0.045 | 0.099 | 0.061 | 0.181 | 0.05 | 0.064 | U.S. Energy Information Administration |  |  |  |  | 5.27 | NO-ESTIMATION | NO-ESTIMATION | WIND-V1 | WIND-V1 | WIND-V1
USA | United States of America | Herington |  | USA0001283 | 1.6 | 38.6658 | -96.9492 | Oil |  |  |  | 2001.0000000000002 | City of Herington - (KS) | U.S. Energy Information Administration | http://www.eia.gov/electricity/data/browser/ | U.S. Energy Information Administration | 22050 | 2019 | 0.0 | 0.0 | 0.0 | 0.0 | 0.0 | 0.012 | 0 | U.S. Energy Information Administration |  |  |  |  | 0.93 | HYDRO-V1 | HYDRO-V1 | HYDRO-V1 | HYDRO-V1 | HYDRO-V1
USA | United States of America | Flora Site A |  | USA0056117 | 5.4 | 38.6693 | -88.4635 | Oil |  |  |  | 2001.9999999999998 | City of Flora - (IL) | U.S. Energy Information Administration | http://www.eia.gov/electricity/data/browser/ | U.S. Energy Information Administration |  | 2019 | 0.032 | 0.04 | 0.092 | 0.033 | 0.09 | 0.026000000000000002 | 0.027 | U.S. Energy Information Administration |  |  |  |  | 3.16 | NO-ESTIMATION | NO-ESTIMATION | NO-ESTIMATION | SOLAR-V1 | SOLAR-V1
USA | United States of America | Flora Site B |  | USA0056118 | 3.6 | 38.6714 | -88.4894 | Oil |  |  |  | 2002.0 | City of Flora - (IL) | U.S. Energy Information Administration | http://www.eia.gov/electricity/data/browser/ | U.S. Energy Information Administration |  | 2019 | 0.022 | 0.028 | 0.088 | 0.022 | 0.059000000000000004 | 0.017 | 0.018 | U.S. Energy Information Administration |  |  |  |  | 2.1 | NO-ESTIMATION | NO-ESTIMATION | SOLAR-V1 | SOLAR-V1 | SOLAR-V1
USA | United States of America | Gateway Gen |  | USA0007798 | 3.6 | 38.7253 | -77.5097 | Oil |  |  |  | 2002.5 | City of Manassas - (VA) | U.S. Energy Information Administration | http://www.eia.gov/electricity/data/browser/ | U.S. Energy Information Administration | 57045 | 2019 | 0.044 | 0.06 | 0.081 | 0.021 | 0.019 | 0.037 | 0.063 | U.S. Energy Information Administration |  |  |  |  | 2.1 | WIND-V1 | WIND-V1 | WIND-V1 | WIND-V1 | WIND-V1
USA | United States of America | Godwin Drive Plant |  | USA0007439 | 6.3 | 38.7405 | -77.5081 | Oil |  |  |  | 1990.984126984127 | City of Manassas - (VA) | U.S. Energy Information Administration | http://www.eia.gov/electricity/data/browser/ | U.S. Energy Information Administration | 55938 | 2019 | 0.097 | 0.035 | 0.19 | 0.068 | 0.084 | 0.096 | 0.266 | U.S. Energy Information Administration |  |  |  |  | 3.69 | HYDRO-V1 | HYDRO-V1 | HYDRO-V1 | HYDRO-V1 | HYDRO-V1
USA | United States of America | VMEA 1 Credit Gen |  | USA0007440 | 13.2 | 38.7405 | -77.5081 | Oil |  |  |  | 1992.878787878788 | City of Manassas - (VA) | U.S. Energy Information Administration | http://www.eia.gov/electricity/data/browser/ | U.S. Energy Information Administration | 57043 | 2019 | 0.159 | 0.258 | 0.361 | 0.166 | 0.057 | 0.185 | 0.386 | U.S. Energy Information Administration |  |  |  |  | 7.73 | WIND-V1 | WIND-V1 | WIND-V1 | WIND-V1 | WIND-V1
USA | United States of America | VMEA Peaking Gen |  | USA0007441 | 6.4 | 38.7405 | -77.5081 | Oil |  |  |  | 1992.5 | City of Manassas - (VA) | U.S. Energy Information Administration | http://www.eia.gov/electricity/data/browser/ | U.S. Energy Information Administration | 57044 | 2019 | 0.08600000000000001 | 0.131 | 0.17400000000000002 | 0.036000000000000004 | 0.10200000000000001 | 0.083 | 0.191 | U.S. Energy Information Administration |  |  |  |  | 3.75 | NO-ESTIMATION | NO-ESTIMATION | NO-ESTIMATION | NO-ESTIMATION | CAPACITY-FACTOR-V1
USA | United States of America | Highland |  | USA0000946 | 17.6 | 38.7412 | -89.6849 | Oil | Gas |  |  | 1976.2045454545455 | City of Highland | U.S. Energy Information Administration | http://www.eia.gov/electricity/data/browser/ | U.S. Energy Information Administration | 22116 | 2019 | 0.223 | 0.269 | 0.188 | 0.221 | 0.267 | 0.263 | 0.203 | U.S. Energy Information Administration |  |  |  |  | 10.31 | NO-ESTIMATION | NO-ESTIMATION | NO-ESTIMATION | NO-ESTIMATION | CAPACITY-FACTOR-V1
USA | United States of America | IMEA Highland |  | USA0056114 | 3.6 | 38.7417 | -89.6847 | Oil |  |  |  | 1996.0 | City of Highland | U.S. Energy Information Administration | http://www.eia.gov/electricity/data/browser/ | U.S. Energy Information Administration | 56024 | 2019 | 0.0 | 0.0 | 0.0 | 0.0 | 0.0 | 0.0 | 0 | U.S. Energy Information Administration |  |  |  |  | 2.1 | HYDRO-V1 | HYDRO-V1 | HYDRO-V1 | HYDRO-V1 | HYDRO-V1
USA | United States of America | Dominion/Lo Mar |  | USA0007797 | 19.2 | 38.7443 | -77.4974 | Oil |  |  |  | 1996.9999999999993 | City of Manassas - (VA) | U.S. Energy Information Administration | http://www.eia.gov/electricity/data/browser/ | U.S. Energy Information Administration | 57046 | 2019 | 0.18 | 0.0 | 0.0 | 0.0 | 0.096 | 0.172 | 0.272 | U.S. Energy Information Administration |  |  |  |  | 11.25 | HYDRO-V1 | HYDRO-V1 | HYDRO-V1 | HYDRO-V1 | HYDRO-V1
USA | United States of America | Church Street Plant |  | USA0007438 | 4.3 | 38.7523 | -77.4629 | Oil |  |  |  | 1989.3023255813955 | City of Manassas - (VA) | U.S. Energy Information Administration | http://www.eia.gov/electricity/data/browser/ | U.S. Energy Information Administration | 36121 | 2019 | 0.07200000000000001 | 0.1 | 0.17 | 0.079 | 0.05 | 0.059000000000000004 | 0.118 | U.S. Energy Information Administration |  |  |  |  | 2.52 | HYDRO-V1 | HYDRO-V1 | HYDRO-V1 | HYDRO-V1 | HYDRO-V1
USA | United States of America | Water Treatment Plant Generators |  | USA0056368 | 1.8 | 38.7607 | -77.6209 | Oil |  |  |  | 2007.0 | City of Manassas - (VA) | U.S. Energy Information Administration | http://www.eia.gov/electricity/data/browser/ | U.S. Energy Information Administration |  | 2019 | 0.018000000000000002 | 0.024 | 0.043000000000000003 | 0.005 | 0.013000000000000001 | 0.004 | 0.005 | U.S. Energy Information Administration |  |  |  |  | 1.05 | HYDRO-V1 | HYDRO-V1 | HYDRO-V1 | HYDRO-V1 | HYDRO-V1
USA | United States of America | Baldwin City Plant No 2 |  | USA0008020 | 6.4 | 38.7649 | -95.1920 | Oil | Gas |  |  | 2004.0 | City of Baldwin City- (KS) | U.S. Energy Information Administration | http://www.eia.gov/electricity/data/browser/ | U.S. Energy Information Administration |  | 2019 | 0.20500000000000002 | 0.114 | 0.191 | 0.181 | 0.161 | 0.31000000000000005 | 0.141 | U.S. Energy Information Administration |  |  |  |  | 3.75 | HYDRO-V1 | HYDRO-V1 | HYDRO-V1 | HYDRO-V1 | HYDRO-V1
USA | United States of America | Baldwin City Plant No 1 |  | USA0001262 | 4.2 | 38.7745 | -95.1867 | Oil | Gas |  |  | 1966.8571428571427 | City of Baldwin City- (KS) | U.S. Energy Information Administration | http://www.eia.gov/electricity/data/browser/ | U.S. Energy Information Administration |  | 2019 | 0.051000000000000004 | 0.038 | 0.059 | 0.053000000000000005 | 0.062 | 0.043 | 0.031 | U.S. Energy Information Administration |  |  |  |  | 2.46 | HYDRO-V1 | HYDRO-V1 | HYDRO-V1 | HYDRO-V1 | HYDRO-V1
USA | United States of America | Easton |  | USA0001580 | 33.6 | 38.7786 | -76.0769 | Oil | Gas |  |  | 1969.8065476190475 | Easton Utilities Comm | U.S. Energy Information Administration | http://www.eia.gov/electricity/data/browser/ | U.S. Energy Information Administration | 18947 | 2019 | 8.49 | 4.961 | 4.971 | -1.085 | 0.675 | 0.23500000000000001 | -0.05 | U.S. Energy Information Administration |  |  |  |  | 19.69 | HYDRO-V1 | HYDRO-V1 | HYDRO-V1 | HYDRO-V1 | HYDRO-V1
USA | United States of America | Easton 2 |  | USA0004257 | 38.8 | 38.7950 | -76.0700 | Oil | Gas |  |  | 1990.123711340206 | Easton Utilities Comm | U.S. Energy Information Administration | http://www.eia.gov/electricity/data/browser/ | U.S. Energy Information Administration |  | 2019 | 12.907000000000002 | 6.811 | 5.964 | -0.6970000000000001 | 0.9239999999999999 | 2.698 | -0.807 | U.S. Energy Information Administration |  |  |  |  | 22.73 | NO-ESTIMATION | NO-ESTIMATION | SOLAR-V1 | SOLAR-V1 | SOLAR-V1
USA | United States of America | MBS Texbook Exchange |  | USA0062647 | 2 | 38.9572 | -92.3776 | Oil |  |  |  | 2008.0 | MBS TextBook Exhcange LLC | U.S. Energy Information Administration | http://www.eia.gov/electricity/data/browser/ | U.S. Energy Information Administration |  | 2019 | [6 empty] | 0 | U.S. Energy Information Administration |  |  |  |  | 1.17 | HYDRO-V1 | HYDRO-V1 | HYDRO-V1 | HYDRO-V1 | HYDRO-V1
USA | United States of America | Lincoln |  | USA0001300 | 10.1 | 39.0372 | -98.1530 | Oil | Gas |  |  | 1977.0297029702972 | City of Lincoln Center - (KS) | U.S. Energy Information Administration | http://www.eia.gov/electricity/data/browser/ | U.S. Energy Information Administration | 24865 | 2019 | 0.20700000000000002 | 0.177 | 0.034 | 0.082 | 0.056 | 0.132 | 0.046 | U.S. Energy Information Administration |  |  |  |  | 5.91 | NO-ESTIMATION | NO-ESTIMATION | SOLAR-V1 | SOLAR-V1 | SOLAR-V1
USA | United States of America | Station I |  | USA0002136 | 38 | 39.0560 | -94.3930 | Oil |  |  |  | 1972.0 | City of Independence - (MO) | U.S. Energy Information Administration | http://www.eia.gov/electricity/data/browser/ | U.S. Energy Information Administration |  | 2019 | 0.098 | 0.105 | 0.081 | 0.593 | 0.442 | 0.157 | 1.247 | U.S. Energy Information Administration |  |  |  |  | 22.27 | WIND-V1 | WIND-V1 | WIND-V1 | WIND-V1 | WIND-V1
USA | United States of America | Altamont |  | USA0007990 | 7.2 | 39.0687 | -88.7555 | Oil |  |  |  | 2002.9999999999998 | City of Altamont - (IL) | U.S. Energy Information Administration | http://www.eia.gov/electricity/data/browser/ | U.S. Energy Information Administration | 26814 | 2019 | 0.093 | 0.098 | 0.082 | 0.081 | 0.116 | 0.07200000000000001 | 0.071 | U.S. Energy Information Administration |  |  |  |  | 4.21 | NO-ESTIMATION | WIND-V1 | WIND-V1 | WIND-V1 | WIND-V1
USA | United States of America | Jackson Square |  | USA0002134 | 36 | 39.0946 | -94.4115 | Oil |  |  |  | 1969.0 | City of Independence - (MO) | U.S. Energy Information Administration | http://www.eia.gov/electricity/data/browser/ | U.S. Energy Information Administration |  | 2019 | 0.1 | 0.078 | 0.068 | 0.261 | 0.24 | 0.635 | 0.87 | U.S. Energy Information Administration |  |  |  |  | 21.09 | WIND-V1 | WIND-V1 | WIND-V1 | WIND-V1 | WIND-V1
USA | United States of America | Northeast (MO) |  | USA0002081 | 490.2 | 39.1228 | -94.5606 | Oil |  |  |  | 1975.2207262341904 | Evergy Metro | U.S. Energy Information Administration | http://www.eia.gov/electricity/data/browser/ | U.S. Energy Information Administration | 23834 | 2019 | -0.5680000000000001 | 0.0 | 0.0 | 0.0 | 0.0 | 1.584 | 2.54 | U.S. Energy Information Administration |  |  |  |  | 287.29 | HYDRO-V1 | HYDRO-V1 | HYDRO-V1 | HYDRO-V1 | HYDRO-V1
USA | United States of America | East Campus Utility Plant |  | USA0057929 | 4.8 | 39.1379 | -84.5049 | Oil | Gas | Other |  | 2007.0833333333335 | University of Cincinnati | U.S. Energy Information Administration | http://www.eia.gov/electricity/data/browser/ | U.S. Energy Information Administration |  | 2019 | 0.15484 | 0.07448 | 0.10192000000000001 | 0.1372 | 0.147 | 0.2548 | 0.1519 | U.S. Energy Information Administration |  |  |  |  | 2.81 | HYDRO-V1 | HYDRO-V1 | HYDRO-V1 | HYDRO-V1 | HYDRO-V1
USA | United States of America | Fayette |  | USA0002125 | 10.9 | 39.1406 | -92.6800 | Oil |  |  |  | 1981.3302752293578 | City of Fayette - (MO) | U.S. Energy Information Administration | http://www.eia.gov/electricity/data/browser/ | U.S. Energy Information Administration | 20028 | 2019 | [12 empty] | 6.38 | NO-ESTIMATION | NO-ESTIMATION | SOLAR-V1 | SOLAR-V1 | SOLAR-V1
USA | United States of America | Van Sant Station |  | USA0007318 | 45.1 | 39.1450 | -75.5482 | Oil | Gas |  |  | 1991.0 | NAES Corporation - (DE) | U.S. Energy Information Administration | http://www.eia.gov/electricity/data/browser/ | U.S. Energy Information Administration | 18583 | 2019 | 1.5680000000000003 | 1.8359999999999999 | 2.403 | 1.176 | 3.681 | 6.817 | 4.103 | U.S. Energy Information Administration |  |  |  |  | 26.43 | WIND-V1 | WIND-V1 | WIND-V1 | WIND-V1 | WIND-V1
USA | United States of America | Mexico |  | USA0006650 | 60.7 | 39.1481 | -91.8306 | Oil |  |  |  | 1978.0 | Union Electric Co - (MO) | U.S. Energy Information Administration | http://www.eia.gov/electricity/data/browser/ | U.S. Energy Information Administration | 35261 | 2019 | -0.244 | 1.48 | -0.128 | -0.01 | -0.214 | 0.312 | 0.22 | U.S. Energy Information Administration |  |  |  |  | 35.57 | NO-ESTIMATION | NO-ESTIMATION | NO-ESTIMATION | NO-ESTIMATION | CAPACITY-FACTOR-V1
USA | United States of America | Quindaro |  | USA0001295 | 131.4 | 39.1492 | -94.6381 | Oil |  |  |  | 1975.5 | City of Kansas City - (KS) | U.S. Energy Information Administration | http://www.eia.gov/electricity/data/browser/ | U.S. Energy Information Administration | 23824 | 2019 | 820.409001 | 1072.455982 | 316.478004 | 81.105 | 9.725 | 27.497 | -1.687 | U.S. Energy Information Administration |  |  |  |  | 77.01 | NO-ESTIMATION | NO-ESTIMATION | SOLAR-V1 | SOLAR-V1 | SOLAR-V1
USA | United States of America | Brunswick |  | USA0006510 | 6 | 39.1522 | -119.7478 | Oil |  |  |  | 1960.0 | Sierra Pacific Power Co | U.S. Energy Information Administration | http://www.eia.gov/electricity/data/browser/ | U.S. Energy Information Administration | 32658 | 2019 | 0.0 | -0.291 | [5 empty] | U.S. Energy Information Administration |  |  |  |  | 3.51 | NO-ESTIMATION | NO-ESTIMATION | SOLAR-V1 | SOLAR-V1 | SOLAR-V1
USA | United States of America | Kings Beach |  | USA0006518 | 15 | 39.2458 | -120.0272 | Oil |  |  |  | 2008.0 | Liberty Utilities (CalPeco Electric) LLC | U.S. Energy Information Administration | http://www.eia.gov/electricity/data/browser/ | U.S. Energy Information Administration | 32667 | 2019 | 0.083 | 0.399 | 0.498 | 0.225 | 0.314 | 0.274 | 0.28 | U.S. Energy Information Administration |  |  |  |  | 8.79 | NO-ESTIMATION | NO-ESTIMATION | SOLAR-V1 | SOLAR-V1 | SOLAR-V1
USA | United States of America | Philadelphia |  | USA0001557 | 82.8 | 39.2986 | -76.5636 | Oil |  |  |  | 1970.0 | Constellation Power Source Gen | U.S. Energy Information Administration | http://www.eia.gov/electricity/data/browser/ | U.S. Energy Information Administration | 13951 | 2019 | 3.725 | 13.387 | 3.9210000000000003 | 5.178 | 1.175 | 4.833 | 1.804 | U.S. Energy Information Administration |  |  |  |  | 48.52 | WIND-V1 | WIND-V1 | WIND-V1 | WIND-V1 | WIND-V1
USA | United States of America | Casey City of |  | USA0056053 | 5.4 | 39.3106 | -87.9926 | Oil |  |  |  | 2001.9999999999998 | City of Casey - (IL) | U.S. Energy Information Administration | http://www.eia.gov/electricity/data/browser/ | U.S. Energy Information Administration |  | 2019 | 0.04 | 0.09 | 0.048 | 0.047 | 0.099 | 0.033 | 0.036 | U.S. Energy Information Administration |  |  |  |  | 3.16 | WIND-V1 | WIND-V1 | WIND-V1 | WIND-V1 | WIND-V1
USA | United States of America | Burlington (CO) |  | USA0006619 | 129.4 | 39.3561 | -102.2431 | Oil |  |  |  | 1977.0 | Tri-State G & T Assn Inc | U.S. Energy Information Administration | http://www.eia.gov/electricity/data/browser/ | U.S. Energy Information Administration | 34958 | 2019 | 3.124 | 2.556 | 1.685 | 1.5330000000000001 | 2.571 | 3.674 | 2.962 | U.S. Energy Information Administration |  |  |  |  | 75.83 | HYDRO-V1 | HYDRO-V1 | HYDRO-V1 | HYDRO-V1 | HYDRO-V1
USA | United States of America | Marshall (IL) |  | USA0000949 | 16.9 | 39.3921 | -87.6851 | Oil |  |  |  | 2003.0650887573959 | City of Marshall - (IL) | U.S. Energy Information Administration | http://www.eia.gov/electricity/data/browser/ | U.S. Energy Information Administration | 25675 | 2019 | 0.259 | 0.23700000000000002 | 0.247 | 0.176 | 0.149 | 0.145 | 0.115 | U.S. Energy Information Administration |  |  |  |  | 9.9 | WIND-V1 | WIND-V1 | WIND-V1 | WIND-V1 | WIND-V1
USA | United States of America | Colby City of |  | USA0001272 | 17.7 | 39.3944 | -101.0584 | Oil | Gas |  |  | 1976.0169491525426 | City of Colby - (KS) | U.S. Energy Information Administration | http://www.eia.gov/electricity/data/browser/ | U.S. Energy Information Administration | 26393 | 2019 | 0.04116 | 0.057999999999999996 | 0.033 | 0.6789999999999999 | 0.076 | 0.037 | 0.086 | U.S. Energy Information Administration |  |  |  |  | 10.37 | WIND-V1 | WIND-V1 | WIND-V1 | WIND-V1 | WIND-V1
USA | United States of America | Salisbury City of |  | USA0007400 | 6.4 | 39.4236 | -92.8028 | Oil |  |  |  | 1985.0625000000002 | City of Salisbury - (MO) | U.S. Energy Information Administration | http://www.eia.gov/electricity/data/browser/ | U.S. Energy Information Administration |  | 2019 | 0.0 | 0.0 | 0.0 | 0.0 | 0.0 | 0.0 | 0.001 | U.S. Energy Information Administration |  |  |  |  | 3.75 | HYDRO-V1 | HYDRO-V1 | HYDRO-V1 | HYDRO-V1 | HYDRO-V1
USA | United States of America | Moberly |  | USA0006651 | 60.6 | 39.4244 | -92.4837 | Oil |  |  |  | 1978.0 | Union Electric Co - (MO) | U.S. Energy Information Administration | http://www.eia.gov/electricity/data/browser/ | U.S. Energy Information Administration | 35267 | 2019 | 0.022 | 0.547 | -0.198 | -0.195 | -0.299 | 0.279 | 2.125 | U.S. Energy Information Administration |  |  |  |  | 35.51 | HYDRO-V1 | HYDRO-V1 | HYDRO-V1 | HYDRO-V1 | HYDRO-V1
USA | United States of America | Osborne |  | USA0001315 | 7.1 | 39.4420 | -98.6903 | Oil | Gas |  |  | 1970.5070422535207 | City of Osborne - (KS) | U.S. Energy Information Administration | http://www.eia.gov/electricity/data/browser/ | U.S. Energy Information Administration | 29187 | 2019 | 0.0637 | 0.013000000000000001 | 0.1 | 0.01568 | 0.01274 | 0.00784 | 0.00686 | U.S. Energy Information Administration |  |  |  |  | 4.16 | WIND-V1 | WIND-V1 | WIND-V1 | WIND-V1 | WIND-V1
USA | United States of America | Pearl Station |  | USA0006238 | 24 | 39.4492 | -90.6141 | Oil |  |  |  | 1973.0 | Prairie Power Inc | U.S. Energy Information Administration | http://www.eia.gov/electricity/data/browser/ | U.S. Energy Information Administration | 33322 | 2019 | 0.0 | 0.0 | 0.0 | 0.0 | 0.0 | 0.0 | 0.238 | U.S. Energy Information Administration |  |  |  |  | 14.06 | WIND-V1 | WIND-V1 | WIND-V1 | WIND-V1 | WIND-V1
USA | United States of America | Beloit |  | USA0001264 | 19.3 | 39.4578 | -98.1122 | Oil | Gas |  |  | 1967.6217616580313 | City of Beloit - (KS) | U.S. Energy Information Administration | http://www.eia.gov/electricity/data/browser/ | U.S. Energy Information Administration | 14318 | 2019 | 1.621 | 1.1480000000000001 | 0.17200000000000001 | 0.523 | 0.16599999999999998 | 0.073 | 0.121 | U.S. Energy Information Administration |  |  |  |  | 11.31 | NO-ESTIMATION | NO-ESTIMATION | NO-ESTIMATION | NO-ESTIMATION | CAPACITY-FACTOR-V1
USA | United States of America | Holton |  | USA0001287 | 21.5 | 39.4735 | -95.7315 | Oil | Gas |  |  | 1979.502325581395 | City of Holton - (KS) | U.S. Energy Information Administration | http://www.eia.gov/electricity/data/browser/ | U.S. Energy Information Administration | 22270 | 2019 | 0.885 | -0.338 | 1.66 | 1.3830000000000002 | 1.627 | 1.6600000000000001 | 0.447 | U.S. Energy Information Administration |  |  |  |  | 12.6 | SOLAR-V1 | SOLAR-V1 | SOLAR-V1 | SOLAR-V1 | SOLAR-V1
USA | United States of America | West Station (NJ) |  | USA0006776 | 27 | 39.4912 | -75.0486 | Oil |  |  |  | 1972.0 | City of Vineland - (NJ) | U.S. Energy Information Administration | http://www.eia.gov/electricity/data/browser/ | U.S. Energy Information Administration | 36062 | 2019 | 0.297 | 2.4090000000000003 | 0.812 | 0.506 | 0.14400000000000002 | 1.154 | 0.274 | U.S. Energy Information Administration |  |  |  |  | 15.82 | HYDRO-V1 | HYDRO-V1 | HYDRO-V1 | HYDRO-V1 | HYDRO-V1
USA | United States of America | Hurricane Creek Lift Station |  | USA0061267 | 2 | 39.5879 | -86.1858 | Oil |  |  |  | 2004.0 | Johnson County Rural E M C | U.S. Energy Information Administration | http://www.eia.gov/electricity/data/browser/ | U.S. Energy Information Administration |  | 2019 | [5 empty] | 0.068 | 0.165 | U.S. Energy Information Administration |  |  |  |  | 1.17 | WIND-V1 | WIND-V1 | WIND-V1 | WIND-V1 | WIND-V1
USA | United States of America | Sullivan (IL) |  | USA0000969 | 25.4 | 39.5967 | -88.6119 | Oil |  |  |  | 1981.7401574803148 | City of Sullivan - (IL) | U.S. Energy Information Administration | http://www.eia.gov/electricity/data/browser/ | U.S. Energy Information Administration | 33852 | 2019 | 0.267 | 0.306 | 0.2 | 0.165 | 0.317 | 0.339 | 0.169 | U.S. Energy Information Administration |  |  |  |  | 14.88 | WIND-V1 | WIND-V1 | WIND-V1 | WIND-V1 | WIND-V1
USA | United States of America | Delaware City 10 |  | USA0000592 | 18.5 | 39.6004 | -75.6268 | Oil |  |  |  | 1968.0 | Calpine Mid-Atlantic Generation LLC | U.S. Energy Information Administration | http://www.eia.gov/electricity/data/browser/ | U.S. Energy Information Administration | 49228 | 2019 | 0.10300000000000001 | 0.963 | 0.089 | 0.057 | 0.129 | 0.008 | 0.158 | U.S. Energy Information Administration |  |  |  |  | 10.84 | WIND-V1 | WIND-V1 | WIND-V1 | WIND-V1 | WIND-V1
USA | United States of America | Monroe (MO) |  | USA0002146 | 10.4 | 39.6525 | -91.7325 | Oil |  |  |  | 1992.6153846153845 | City of Monroe City - (MO) | U.S. Energy Information Administration | http://www.eia.gov/electricity/data/browser/ | U.S. Energy Information Administration | 26700 | 2019 | 0.036000000000000004 | 0.0 | 0.0 | 0.0 | 0.0 | 0.0 | 0 | U.S. Energy Information Administration |  |  |  |  | 6.09 | WIND-V1 | WIND-V1 | WIND-V1 | WIND-V1 | WIND-V1
USA | United States of America | Hannibal - Oakwood Substation |  | USA0063097 | 16 | 39.6798 | -91.3988 | Oil |  |  |  | 2018.0 | Hannibal Board of Public Works Power Plant | U.S. Energy Information Administration | http://www.eia.gov/electricity/data/browser/ | U.S. Energy Information Administration |  | 2019 | [6 empty] | 0.038 | U.S. Energy Information Administration |  |  |  |  | 9.37 | WIND-V1 | WIND-V1 | WIND-V1 | WIND-V1 | WIND-V1
USA | United States of America | Shelbina Power #2 |  | USA0007406 | 6.6 | 39.6948 | -92.0467 | Oil |  |  |  | 1993.909090909091 | City of Shelbina - (MO) | U.S. Energy Information Administration | http://www.eia.gov/electricity/data/browser/ | U.S. Energy Information Administration | 32521 | 2019 | 0.02646 | 0.061 | 0.034 | 0.028 | 0.058 | 0.038 | 0.015 | U.S. Energy Information Administration |  |  |  |  | 3.86 | WIND-V1 | WIND-V1 | WIND-V1 | WIND-V1 | WIND-V1
USA | United States of America | Shelbina Power #1 |  | USA0007405 | 4.6 | 39.6948 | -92.0470 | Oil |  |  |  | 1983.7826086956522 | City of Shelbina - (MO) | U.S. Energy Information Administration | http://www.eia.gov/electricity/data/browser/ | U.S. Energy Information Administration | 32521 | 2019 | 0.00784 | 0.02 | 0.008 | 0.018000000000000002 | 0.012 | 0.008 | 0.003 | U.S. Energy Information Administration |  |  |  |  | 2.69 | WIND-V1 | WIND-V1 | WIND-V1 | WIND-V1 | WIND-V1
USA | United States of America | Shelbina Power #3 |  | USA0007860 | 3.6 | 39.6975 | -92.0535 | Oil |  |  |  | 2002.0 | City of Shelbina - (MO) | U.S. Energy Information Administration | http://www.eia.gov/electricity/data/browser/ | U.S. Energy Information Administration | 32521 | 2019 | 0.013720000000000001 | 0.026000000000000002 | 0.018000000000000002 | 0.015 | 0.031 | 0.022 | 0.008 | U.S. Energy Information Administration |  |  |  |  | 2.1 | WIND-V1 | WIND-V1 | WIND-V1 | WIND-V1 | WIND-V1
USA | United States of America | Hannibal - Wastewater Treatment Plant |  | USA0063099 | 2 | 39.6995 | -91.3714 | Oil |  |  |  | 2018.0 | Hannibal Board of Public Works Power Plant | U.S. Energy Information Administration | http://www.eia.gov/electricity/data/browser/ | U.S. Energy Information Administration |  | 2019 | [6 empty] | 0.003 | U.S. Energy Information Administration |  |  |  |  | 1.17 | WIND-V1 | WIND-V1 | WIND-V1 | WIND-V1 | WIND-V1
USA | United States of America | Marceline |  | USA0007470 | 8 | 39.7169 | -92.9458 | Oil | Gas |  |  | 2001.375 | City of Marceline - (MO) | U.S. Energy Information Administration | http://www.eia.gov/electricity/data/browser/ | U.S. Energy Information Administration | 25582 | 2019 | 0.0 | 0.0 | 0.0 | 0.01666 | 0.04312 | 0.00882 | 0.008 | U.S. Energy Information Administration |  |  |  |  | 4.68 | WIND-V1 | WIND-V1 | WIND-V1 | WIND-V1 | WIND-V1
USA | United States of America | Hannibal - Water Treatment Plant |  | USA0063098 | 2 | 39.7230 | -91.3744 | Oil |  |  |  | 2018.0 | Hannibal Board of Public Works Power Plant | U.S. Energy Information Administration | http://www.eia.gov/electricity/data/browser/ | U.S. Energy Information Administration |  | 2019 | [6 empty] | 0.003 | U.S. Energy Information Administration |  |  |  |  | 1.17 | WIND-V1 | WIND-V1 | WIND-V1 | WIND-V1 | WIND-V1
USA | United States of America | West Station (DE) |  | USA0000597 | 20 | 39.7283 | -75.6289 | Oil |  |  |  | 1964.0 | Calpine Mid-Atlantic Generation LLC | U.S. Energy Information Administration | http://www.eia.gov/electricity/data/browser/ | U.S. Energy Information Administration | 18244 | 2019 | 0.08 | 0.06 | 0.10300000000000001 | 0.37 | 0.038 | 0.649 | 0.085 | U.S. Energy Information Administration |  |  |  |  | 11.72 | WIND-V1 | WIND-V1 | WIND-V1 | WIND-V1 | WIND-V1
USA | United States of America | Christiana |  | USA0000591 | 52 | 39.7302 | -75.5371 | Oil |  |  |  | 1973.0 | Calpine Mid-Atlantic Generation LLC | U.S. Energy Information Administration | http://www.eia.gov/electricity/data/browser/ | U.S. Energy Information Administration | 18224 | 2019 | -0.09 | 1.223 | 1.09 | 0.136 | 0.155 | 0.836 | 0.232 | U.S. Energy Information Administration |  |  |  |  | 30.47 | HYDRO-V1 | HYDRO-V1 | HYDRO-V1 | HYDRO-V1 | HYDRO-V1
USA | United States of America | Washington |  | USA0001329 | 8.9 | 39.7306 | -96.9795 | Oil | Gas |  |  | 1972.5730337078653 | City of Washington - (KS) | U.S. Energy Information Administration | http://www.eia.gov/electricity/data/browser/ | U.S. Energy Information Administration | 36335 | 2019 | 0.178 | 0.024 | 0.054 | 0.038000000000000006 | 0.044 | 0.052000000000000005 | 0.044 | U.S. Energy Information Administration |  |  |  |  | 5.21 | WIND-V1 | WIND-V1 | WIND-V1 | WIND-V1 | WIND-V1
USA | United States of America | Macon |  | USA0002141 | 1 | 39.7378 | -92.4689 | Oil |  |  |  | 1985.0 | City of Macon - (MO) | U.S. Energy Information Administration | http://www.eia.gov/electricity/data/browser/ | U.S. Energy Information Administration |  | 2019 | 0.006 | 0.0 | 0.0 | 0.0 | 0.0 | 0.0 | 0 | U.S. Energy Information Administration |  |  |  |  | 0.58 | WIND-V1 | WIND-V1 | WIND-V1 | WIND-V1 | WIND-V1
USA | United States of America | Lilly Technical Center |  | USA0058043 | 6 | 39.7475 | -86.1831 | Oil |  |  |  | 2004.8333333333333 | Eli Lilly and Company | U.S. Energy Information Administration | http://www.eia.gov/electricity/data/browser/ | U.S. Energy Information Administration |  | 2019 | 0.0 | 0.0 | 0.0 | 0.0 | 0.0 | 0.0 | 0 | U.S. Energy Information Administration |  |  |  |  | 3.51 | WIND-V1 | WIND-V1 | WIND-V1 | WIND-V1 | WIND-V1
USA | United States of America | Sub 2 Generating Station |  | USA0056126 | 3.6 | 39.7503 | -92.5000 | Oil |  |  |  | 2004.0 | City of Macon - (MO) | U.S. Energy Information Administration | http://www.eia.gov/electricity/data/browser/ | U.S. Energy Information Administration |  | 2019 | 0.007 | 0.0 | 0.0 | 0.0 | 0.0 | 0.0 | 0 | U.S. Energy Information Administration |  |  |  |  | 2.1 | WIND-V1 | WIND-V1 | WIND-V1 | WIND-V1 | WIND-V1
USA | United States of America | Anadarko |  | USA0002945 | 7.8 | 39.7570 | -81.1155 | Oil | Gas |  |  | 1969.6923076923076 | City of Woodsfield - (OH) | U.S. Energy Information Administration | http://www.eia.gov/electricity/data/browser/ | U.S. Energy Information Administration |  | 2019 | 0.0 | 0.0 | 0.088 | 0.07200000000000001 | 0.003 | 0.034 | 0.026 | U.S. Energy Information Administration |  |  |  |  | 4.57 | WIND-V1 | WIND-V1 | WIND-V1 | WIND-V1 | WIND-V1
USA | United States of America | Lakeside |  | USA0000964 | 5.4 | 39.7573 | -89.6005 | Oil |  |  |  | 2001.9999999999998 | City of Springfield - (IL) | U.S. Energy Information Administration | http://www.eia.gov/electricity/data/browser/ | U.S. Energy Information Administration |  | 2019 | 0.0 | 0.0 | 0.0 | 0.0 | 0.0 | 0.0 | 0 | U.S. Energy Information Administration |  |  |  |  | 3.16 | NO-ESTIMATION | WIND-V1 | WIND-V1 | WIND-V1 | WIND-V1
USA | United States of America | Bird City |  | USA0001224 | 4 | 39.7581 | -101.5319 | Oil |  |  |  | 1965.5 | Midwest Energy Inc | U.S. Energy Information Administration | http://www.eia.gov/electricity/data/browser/ | U.S. Energy Information Administration | 26392 | 2019 | 0.0 | 0.0 | 0.0 | 0.0 | 0.0 | 0.0 | 0 | U.S. Energy Information Administration |  |  |  |  | 2.34 | NO-ESTIMATION | NO-ESTIMATION | WIND-V1 | WIND-V1 | WIND-V1
USA | United States of America | Tolna |  | USA0003116 | 54 | 39.7606 | -76.6353 | Oil |  |  |  | 1972.0 | Tolna Power LLC | U.S. Energy Information Administration | http://www.eia.gov/electricity/data/browser/ | U.S. Energy Information Administration | 26162 | 2019 | 0.314 | 3.5100000000000002 | -0.016 | -0.075 | 0.12 | 0.806 | 1.7 | U.S. Energy Information Administration |  |  |  |  | 31.64 | WIND-V1 | WIND-V1 | WIND-V1 | WIND-V1 | WIND-V1
USA | United States of America | Sub 3 Generating Station |  | USA0056128 | 7.2 | 39.7614 | -92.4533 | Oil |  |  |  | 2003.0 | City of Macon - (MO) | U.S. Energy Information Administration | http://www.eia.gov/electricity/data/browser/ | U.S. Energy Information Administration |  | 2019 | 0.009000000000000001 | 0.0 | 0.0 | 0.0 | 0.0 | 0.0 | 0 | U.S. Energy Information Administration |  |  |  |  | 4.21 | WIND-V1 | WIND-V1 | WIND-V1 | WIND-V1 | WIND-V1
USA | United States of America | Hendricks Regional Health |  | USA0054731 | 4.3 | 39.7615 | -86.5016 | Oil |  |  |  | 2001.7674418604654 | Hendricks Regional Health | U.S. Energy Information Administration | http://www.eia.gov/electricity/data/browser/ | U.S. Energy Information Administration | 63218 | 2019 | 0.029 | 0.033 | 0.053 | 0.017 | 0.00296 | 0.026000000000000002 | 0.015 | U.S. Energy Information Administration |  |  |  |  | 2.52 | WIND-V1 | WIND-V1 | WIND-V1 | WIND-V1 | WIND-V1
USA | United States of America | Monument |  | USA0002851 | 13.5 | 39.7667 | -84.1739 | Oil |  |  |  | 1968.0 | Kimura Power LLC | U.S. Energy Information Administration | http://www.eia.gov/electricity/data/browser/ | U.S. Energy Information Administration | 18122 | 2019 | 0.098 | 0.10400000000000001 | 0.053 | 0.108 | 0.035 | 0.057 | 0.152 | U.S. Energy Information Administration |  |  |  |  | 7.91 | WIND-V1 | WIND-V1 | WIND-V1 | WIND-V1 | WIND-V1
USA | United States of America | St Francis |  | USA0001321 | 5.1 | 39.7709 | -101.8101 | Oil | Gas |  |  | 1966.294117647059 | City of St Francis - (KS) | U.S. Energy Information Administration | http://www.eia.gov/electricity/data/browser/ | U.S. Energy Information Administration | 33474 | 2019 | 0.0030000000000000005 | 0.0 | 0.0 | 0.0 | 0.0 | 0.0 | 0 | U.S. Energy Information Administration |  |  |  |  | 2.98 | NO-ESTIMATION | NO-ESTIMATION | NO-ESTIMATION | NO-ESTIMATION | CAPACITY-FACTOR-V1
USA | United States of America | Fuyao Glass Illinois Inc. |  | USA0054360 | 4.7 | 39.7790 | -88.9016 | Oil |  |  |  | 1981.0 | Fuyao Glass Illinois Inc | U.S. Energy Information Administration | http://www.eia.gov/electricity/data/browser/ | U.S. Energy Information Administration |  | 2019 | 0.0 | 0.00588 | 0.0 | 0.006 | 0.0 | 0.0 | 0 | U.S. Energy Information Administration |  |  |  |  | 2.75 | WIND-V1 | WIND-V1 | WIND-V1 | WIND-V1 | WIND-V1
USA | United States of America | Reynolds |  | USA0000965 | 17.5 | 39.8069 | -89.6417 | Oil |  |  |  | 1970.0 | City of Springfield - (IL) | U.S. Energy Information Administration | http://www.eia.gov/electricity/data/browser/ | U.S. Energy Information Administration | 33413 | 2019 | 0.10200000000000001 | 0.078 | 0.098 | 0.042 | 0.28400000000000003 | 0.121 | 0.039 | U.S. Energy Information Administration |  |  |  |  | 10.25 | HYDRO-V1 | HYDRO-V1 | HYDRO-V1 | HYDRO-V1 | HYDRO-V1
USA | United States of America | Oberlin (KS) |  | USA0001312 | 6.9 | 39.8217 | -100.5289 | Oil | Gas |  |  | 1964.6086956521738 | City of Oberlin - (KS) | U.S. Energy Information Administration | http://www.eia.gov/electricity/data/browser/ | U.S. Energy Information Administration | 28677 | 2019 | 0.009800000000000001 |  | 0.006860000000000001 | 0.0 | 0.2401 | 0.02156 | 0.00392 | U.S. Energy Information Administration |  |  |  |  | 4.04 | WIND-V1 | WIND-V1 | WIND-V1 | WIND-V1 | WIND-V1
USA | United States of America | Factory |  | USA0008016 | 26.6 | 39.8259 | -89.6373 | Oil |  |  |  | 1973.0 | City of Springfield - (IL) | U.S. Energy Information Administration | http://www.eia.gov/electricity/data/browser/ | U.S. Energy Information Administration | 33409 | 2019 | 0.225 | 0.28600000000000003 | 0.075 | 0.20800000000000002 | 0.247 | 0.128 | 0.859 | U.S. Energy Information Administration |  |  |  |  | 15.58 | WIND-V1 | WIND-V1 | WIND-V1 | WIND-V1 | WIND-V1
USA | United States of America | Chester Generating Station |  | USA0003157 | 55.8 | 39.8301 | -75.3837 | Oil |  |  |  | 1969.0 | Exelon Power | U.S. Energy Information Administration | http://www.eia.gov/electricity/data/browser/ | U.S. Energy Information Administration | 29820 | 2019 | 0.922 | 2.984 | 1.189 | 0.259 | 0.998 | 1.585 | 0.218 | U.S. Energy Information Administration |  |  |  |  | 32.7 | HYDRO-V1 | HYDRO-V1 | HYDRO-V1 | HYDRO-V1 | HYDRO-V1
USA | United States of America | Belleville |  | USA0001263 | 14.3 | 39.8328 | -97.6320 | Oil | Gas |  |  | 1974.4475524475522 | City of Belleville - (KS) | U.S. Energy Information Administration | http://www.eia.gov/electricity/data/browser/ | U.S. Energy Information Administration | 14297 | 2019 | 0.256 | 0.30500000000000005 | 0.11800000000000001 | 0.177 | 0.177 | 0.105 | -0.255 | U.S. Energy Information Administration |  |  |  |  | 8.38 | NO-ESTIMATION | NO-ESTIMATION | SOLAR-V1 | SOLAR-V1 | SOLAR-V1
USA | United States of America | Orrtanna |  | USA0003112 | 27 | 39.8442 | -77.3508 | Oil |  |  |  | 1971.0 | Orrtanna Power LLC | U.S. Energy Information Administration | http://www.eia.gov/electricity/data/browser/ | U.S. Energy Information Administration | 26156 | 2019 | 0.26 | 1.672 | -0.034 | 0.584 | 0.307 | 0.233 | -0.141 | U.S. Energy Information Administration |  |  |  |  | 15.82 | NO-ESTIMATION | NO-ESTIMATION | SOLAR-V1 | SOLAR-V1 | SOLAR-V1
USA | United States of America | Hunterstown |  | USA0003110 | 60 | 39.8662 | -77.1648 | Oil | Gas |  |  | 1971.0 | Hunterstown Power LLC | U.S. Energy Information Administration | http://www.eia.gov/electricity/data/browser/ | U.S. Energy Information Administration | 26154 | 2019 | 2.555 | 4.34 | 0.0 | 3.265 | 0.0 | 3.021 | 1.691 | U.S. Energy Information Administration |  |  |  |  | 35.16 | SOLAR-V1-NO-AGE | SOLAR-V1-NO-AGE | SOLAR-V1-NO-AGE | SOLAR-V1-NO-AGE | SOLAR-V1-NO-AGE
USA | United States of America | Sabetha Power Plant |  | USA0001320 | 21.8 | 39.9049 | -95.8034 | Oil | Gas |  |  | 1979.825688073394 | City of Sabetha - (KS) | U.S. Energy Information Administration | http://www.eia.gov/electricity/data/browser/ | U.S. Energy Information Administration | 31854 | 2019 | -0.6160000000000001 | -0.643 | -0.561 | -0.206 | -1.038 | -0.978 | -0.889 | U.S. Energy Information Administration |  |  |  |  | 12.77 | HYDRO-V1 | HYDRO-V1 | HYDRO-V1 | HYDRO-V1 | HYDRO-V1
USA | United States of America | Hamilton (PA) |  | USA0003109 | 19.6 | 39.9087 | -76.9885 | Oil |  |  |  | 1971.0000000000002 | Hamilton Power LLC | U.S. Energy Information Administration | http://www.eia.gov/electricity/data/browser/ | U.S. Energy Information Administration | 26153 | 2019 | 0.059000000000000004 | 1.401 | -0.083 | -0.08600000000000001 | -0.059000000000000004 | 0.177 | -0.089 | U.S. Energy Information Administration |  |  |  |  | 11.48 | NO-ESTIMATION | NO-ESTIMATION | NO-ESTIMATION | NO-ESTIMATION | CAPACITY-FACTOR-V1
USA | United States of America | Bayville Central Facility |  | USA0054569 | 7.1 | 39.9094 | -74.1780 | Oil | Gas | Biomass | Solar | 2000.3661971830984 | Ocean County Utilities Auth | U.S. Energy Information Administration | http://www.eia.gov/electricity/data/browser/ | U.S. Energy Information Administration |  | 2019 | 4.694 | 4.595 | 5.621 | 6.308999999999999 | 6.483 | 6.338 | 7.04 | U.S. Energy Information Administration |  |  |  |  | 4.16 | HYDRO-V1 | HYDRO-V1 | HYDRO-V1 | HYDRO-V1 | HYDRO-V1
USA | United States of America | Southwark |  | USA0003170 | 74.4 | 39.9144 | -75.1350 | Oil |  |  |  | 1967.2500000000002 | Exelon Power | U.S. Energy Information Administration | http://www.eia.gov/electricity/data/browser/ | U.S. Energy Information Administration | 29845 | 2019 | 1.3820000000000001 | 3.887 | 1.677 | 2.072 | 1.323 | 1.233 | 0.398 | U.S. Energy Information Administration |  |  |  |  | 43.6 | WIND-V1 | WIND-V1 | WIND-V1 | WIND-V1 | WIND-V1
USA | United States of America | Gallatin (MO) |  | USA0002127 | 7.2 | 39.9172 | -93.9539 | Oil |  |  |  | 1984.3194444444443 | City of Gallatin - (MO) | U.S. Energy Information Administration | http://www.eia.gov/electricity/data/browser/ | U.S. Energy Information Administration | 20695 | 2019 | 0.0 | 0.008 | 0.0 | 0.0 | 0.0 | 0.0 | 0 | U.S. Energy Information Administration |  |  |  |  | 4.21 | WIND-V1 | WIND-V1 | WIND-V1 | WIND-V1 | WIND-V1
USA | United States of America | Renick Run Pumping Station 03-04 |  | USA0056420 | 2.8 | 39.9294 | -83.0120 | Oil |  |  |  | 2005.9999999999998 | City of Columbus - (OH) | U.S. Energy Information Administration | http://www.eia.gov/electricity/data/browser/ | U.S. Energy Information Administration | 57661 | 2019 | 0.08134000000000001 | 0.00882 | 0.004900000000000001 | 0.004900000000000001 | 0.00098 | 0.00098 | 0 | U.S. Energy Information Administration |  |  |  |  | 1.64 | WIND-V1 | WIND-V1 | WIND-V1 | WIND-V1 | WIND-V1
USA | United States of America | Schuylkill Generating Station |  | USA0003169 | 39.8 | 39.9419 | -75.1883 | Oil |  |  |  | 1970.065326633166 | Exelon Power | U.S. Energy Information Administration | http://www.eia.gov/electricity/data/browser/ | U.S. Energy Information Administration |  | 2019 | 1.238 | 2.447 | 0.76 | 0.074 | 0.517 | 1.12 | 0.552 | U.S. Energy Information Administration |  |  |  |  | 23.32 | WIND-V1 | WIND-V1 | WIND-V1 | WIND-V1 | WIND-V1
USA | United States of America | Seaside Heights Power Plant |  | USA0058172 | 6 | 39.9433 | -74.0786 | Oil |  |  |  | 2012.0 | Seaside Heights Municipal Utility | U.S. Energy Information Administration | http://www.eia.gov/electricity/data/browser/ | U.S. Energy Information Administration |  | 2019 | 0.013000000000000001 |  | 0.096 | 0.301 | 0.0 | 0.0 | 0 | U.S. Energy Information Administration |  |  |  |  | 3.51 | WIND-V1 | WIND-V1 | WIND-V1 | WIND-V1 | WIND-V1
USA | United States of America | ST-1/1A Engine No 1 |  | USA0056422 | 1.3 | 39.9500 | -83.0158 | Oil |  |  |  | 2008.0 | City of Columbus - (OH) | U.S. Energy Information Administration | http://www.eia.gov/electricity/data/browser/ | U.S. Energy Information Administration |  | 2019 | 0.00196 | 0.00294 | 0.00196 | 0.00196 | 0.00098 | 0.00196 | 0.00196 | U.S. Energy Information Administration |  |  |  |  | 0.76 | WIND-V1 | WIND-V1 | WIND-V1 | WIND-V1 | WIND-V1
USA | United States of America | Dodge Park Engine No 1 |  | USA0056423 | 2 | 39.9524 | -83.0144 | Oil |  |  |  | 2008.0 | City of Columbus - (OH) | U.S. Energy Information Administration | http://www.eia.gov/electricity/data/browser/ | U.S. Energy Information Administration |  | 2019 | 0.004900000000000001 | 0.00588 | 0.00392 | 0.00392 | 0.00294 | 0.00392 | 0.00588 | U.S. Energy Information Administration |  |  |  |  | 1.17 | WIND-V1 | WIND-V1 | WIND-V1 | WIND-V1 | WIND-V1
USA | United States of America | PS ST-8 Engine No 1 |  | USA0056421 | 2 | 39.9614 | -83.0491 | Oil |  |  |  | 2008.0 | City of Columbus - (OH) | U.S. Energy Information Administration | http://www.eia.gov/electricity/data/browser/ | U.S. Energy Information Administration |  | 2019 | 0.004900000000000001 | 0.00588 | 0.004900000000000001 | 0.00392 | 0.00196 | 0.00588 | 0.0049 | U.S. Energy Information Administration |  |  |  |  | 1.17 | HYDRO-V1 | HYDRO-V1 | HYDRO-V1 | HYDRO-V1 | HYDRO-V1
USA | United States of America | Delaware Generating Station |  | USA0003160 | 77 | 39.9680 | -75.1252 | Oil |  |  |  | 1969.2753246753248 | Exelon Power | U.S. Energy Information Administration | http://www.eia.gov/electricity/data/browser/ | U.S. Energy Information Administration | 29825 | 2019 | 1.202 | 3.11 | 1.982 | 0.339 | 1.082 | 0.979 | 0.232 | U.S. Energy Information Administration |  |  |  |  | 45.12 | SOLAR-V1-NO-AGE | SOLAR-V1-NO-AGE | SOLAR-V1-NO-AGE | SOLAR-V1-NO-AGE | SOLAR-V1-NO-AGE
USA | United States of America | Richmond Generating Station |  | USA0003168 | 131.6 | 39.9845 | -75.0752 | Oil |  |  |  | 1973.0 | Exelon Power | U.S. Energy Information Administration | http://www.eia.gov/electricity/data/browser/ | U.S. Energy Information Administration |  | 2019 | 2.672 | 12.038 | 13.457 | 0.625 | 2.755 | 13.364 | 0.898 | U.S. Energy Information Administration |  |  |  |  | 77.12 | HYDRO-V1 | HYDRO-V1 | HYDRO-V1 | HYDRO-V1 | HYDRO-V1
USA | United States of America | Arcanum |  | USA0002902 | 1.2 | 39.9861 | -84.5503 | Oil |  |  |  | 1948.9166666666665 | City of Arcanum - (OH) | U.S. Energy Information Administration | http://www.eia.gov/electricity/data/browser/ | U.S. Energy Information Administration | 13420 | 2019 | 0.018000000000000002 | 0.016 | 0.013000000000000001 | 0.015 | 0.014 | 0.004 | 0 | U.S. Energy Information Administration |  |  |  |  | 0.7 | NO-ESTIMATION | NO-ESTIMATION | NO-ESTIMATION | NO-ESTIMATION | CAPACITY-FACTOR-V1
USA | United States of America | Arcanum Peaking |  | USA0007781 | 1.8 | 39.9867 | -84.5513 | Oil |  |  |  | 1999.0 | American Mun Power-Ohio Inc | U.S. Energy Information Administration | http://www.eia.gov/electricity/data/browser/ | U.S. Energy Information Administration | 63537 | 2019 | 0.007 | 0.006 | 0.061 | 0.10300000000000001 | 0.057 | 0.099 | 0.079 | U.S. Energy Information Administration |  |  |  |  | 1.05 | WIND-V1 | WIND-V1 | WIND-V1 | WIND-V1 | WIND-V1
USA | United States of America | La Plata |  | USA0002140 | 3.6 | 40.0244 | -92.4896 | Oil |  |  |  | 2013.0 | City of La Plata - (MO) | U.S. Energy Information Administration | http://www.eia.gov/electricity/data/browser/ | U.S. Energy Information Administration | 24590 | 2019 | 0.004 | 0.004 | 0.002 | 0.0 | 0.017 | 0.012 | 0 | U.S. Energy Information Administration |  |  |  |  | 2.1 | HYDRO-V1 | HYDRO-V1 | HYDRO-V1 | HYDRO-V1 | HYDRO-V1
USA | United States of America | Trenton South |  | USA0007935 | 14 | 40.0672 | -93.6044 | Oil |  |  |  | 2001.7142857142858 | Trenton Municipal Utilities - (MO) | U.S. Energy Information Administration | http://www.eia.gov/electricity/data/browser/ | U.S. Energy Information Administration | 53469 | 2019 | 0.062 | 0.064 | 0.058 | 0.07 | 0.055 | 0.07200000000000001 | 0.081 | U.S. Energy Information Administration |  |  |  |  | 8.2 | NO-ESTIMATION | SOLAR-V1 | SOLAR-V1 | SOLAR-V1 | SOLAR-V1
USA | United States of America | Trenton North |  | USA0000698 | 13.5 | 40.0786 | -93.6350 | Oil |  |  |  | 1974.2 | Trenton Municipal Utilities - (MO) | U.S. Energy Information Administration | http://www.eia.gov/electricity/data/browser/ | U.S. Energy Information Administration | 34927 | 2019 | 0.036000000000000004 | 0.073 | 0.058 | 0.078 | 0.054 | 0.068 | 0.09 | U.S. Energy Information Administration |  |  |  |  | 7.91 | WIND-V1 | WIND-V1 | WIND-V1 | WIND-V1 | WIND-V1
USA | United States of America | Croydon CT Generating Station |  | USA0008012 | 546.4 | 40.0800 | -74.8917 | Oil |  |  |  | 1973.9999999999998 | Exelon Power | U.S. Energy Information Administration | http://www.eia.gov/electricity/data/browser/ | U.S. Energy Information Administration | 29823 | 2019 | 7.273000000000001 | 34.78 | 36.266 | 5.319 | 9.094 | 54.366 | 2.65 | U.S. Energy Information Administration |  |  |  |  | 320.23 | NO-ESTIMATION | NO-ESTIMATION | NO-ESTIMATION | NO-ESTIMATION | NO-ESTIMATION
USA | United States of America | Red Cloud |  | USA0002299 | 5.7 | 40.0980 | -98.5190 | Oil |  |  |  | 1965.9649122807016 | City of Red Cloud - (NE) | U.S. Energy Information Administration | http://www.eia.gov/electricity/data/browser/ | U.S. Energy Information Administration | 31198 | 2019 | 0.06 | 0.06 | 0.099 | 0.062 | 0.063 | 0.10200000000000001 | 0.088 | U.S. Energy Information Administration |  |  |  |  | 3.34 | NO-ESTIMATION | NO-ESTIMATION | NO-ESTIMATION | NO-ESTIMATION | NO-ESTIMATION
USA | United States of America | Mountain |  | USA0003111 | 54 | 40.1228 | -77.1716 | Oil | Gas |  |  | 1972.0 | Mountain Power LLC | U.S. Energy Information Administration | http://www.eia.gov/electricity/data/browser/ | U.S. Energy Information Administration | 26155 | 2019 | 2.944 | 3.045 | 3.724 | 2.6750000000000003 | 7.426 | 6.702 | 1.727 | U.S. Energy Information Administration |  |  |  |  | 31.64 | NO-ESTIMATION | NO-ESTIMATION | NO-ESTIMATION | NO-ESTIMATION | NO-ESTIMATION
USA | United States of America | Vitro Architectural Glass (PA) |  | USA0058051 | 5 | 40.1264 | -77.1644 | Oil |  |  |  | 1986.4 | Vitro Architectural Glass (PA) | U.S. Energy Information Administration | http://www.eia.gov/electricity/data/browser/ | U.S. Energy Information Administration |  | 2019 | 0.05978 | 0.0637 | 0.05194 | 0.05684 | 0.049 | 0.05586 | 0.03724 | U.S. Energy Information Administration |  |  |  |  | 2.93 | NO-ESTIMATION | NO-ESTIMATION | NO-ESTIMATION | NO-ESTIMATION | NO-ESTIMATION
USA | United States of America | Piqua Power Plant |  | USA0002937 | 36.3 | 40.1338 | -84.2373 | Oil |  |  |  | 1980.0826446280994 | City of Piqua - (OH) | U.S. Energy Information Administration | http://www.eia.gov/electricity/data/browser/ | U.S. Energy Information Administration | 30234 | 2019 | 0.0 | 0.0 | 0.0 | 0.0 | 0.0 | 0.0 | -0.261 | U.S. Energy Information Administration |  |  |  |  | 21.27 | NO-ESTIMATION | NO-ESTIMATION | NO-ESTIMATION | NO-ESTIMATION | NO-ESTIMATION
USA | United States of America | Deshler |  | USA0002234 | 1.7 | 40.1408 | -97.7239 | Oil |  |  |  | 1983.8235294117644 | City of Deshler - (NE) | U.S. Energy Information Administration | http://www.eia.gov/electricity/data/browser/ | U.S. Energy Information Administration | 18338 | 2019 | 0.053 | 0.0 | 0.002 | 0.0 | 0.013000000000000001 | 0.013000000000000001 | 0 | U.S. Energy Information Administration |  |  |  |  | 0.99 | NO-ESTIMATION | NO-ESTIMATION | NO-ESTIMATION | NO-ESTIMATION | NO-ESTIMATION
USA | United States of America | Falls |  | USA0003162 | 63.6 | 40.1765 | -74.7900 | Oil |  |  |  | 1970.0000000000002 | Exelon Power | U.S. Energy Information Administration | http://www.eia.gov/electricity/data/browser/ | U.S. Energy Information Administration | 29829 | 2019 | 0.182 | 1.163 | 1.184 | 0.6910000000000001 | 2.801 | 2.001 | 0.657 | U.S. Energy Information Administration |  |  |  |  | 37.27 | NO-ESTIMATION | NO-ESTIMATION | NO-ESTIMATION | NO-ESTIMATION | NO-ESTIMATION
USA | United States of America | Hebron |  | USA0002266 | 56.7 | 40.1879 | -97.5779 | Oil |  |  |  | 1973.0 | Nebraska Public Power District | U.S. Energy Information Administration | http://www.eia.gov/electricity/data/browser/ | U.S. Energy Information Administration | 27288 | 2019 | 0.084 | 0.654 | 0.519 | 0.441 | 0.164 | 0.377 | 0.925 | U.S. Energy Information Administration |  |  |  |  | 33.23 | NO-ESTIMATION | NO-ESTIMATION | NO-ESTIMATION | NO-ESTIMATION | NO-ESTIMATION
USA | United States of America | TalenEnergy Martins Creek LLC West Shore |  | USA0003154 | 37 | 40.1908 | -76.9458 | Oil |  |  |  | 1969.0 | TalenEnergy Martins Creek LLC | U.S. Energy Information Administration | http://www.eia.gov/electricity/data/browser/ | U.S. Energy Information Administration | 29960 | 2019 | 0.658 | 0.553 | 0.276 | 0.11 | 0.14300000000000002 | 0.188 | 0.084 | U.S. Energy Information Administration |  |  |  |  | 21.68 | NO-ESTIMATION | NO-ESTIMATION | NO-ESTIMATION | NO-ESTIMATION | NO-ESTIMATION
USA | United States of America | McCook |  | USA0002271 | 56.7 | 40.2214 | -100.6508 | Oil |  |  |  | 1973.0 | Nebraska Public Power District | U.S. Energy Information Administration | http://www.eia.gov/electricity/data/browser/ | U.S. Energy Information Administration | 27291 | 2019 | 0.342 | 0.713 | 0.437 | 0.603 | 0.291 | 0.528 | 0.717 | U.S. Energy Information Administration |  |  |  |  | 33.23 | NO-ESTIMATION | NO-ESTIMATION | NO-ESTIMATION | NO-ESTIMATION | NO-ESTIMATION
USA | United States of America | Versailles Peaking |  | USA0007775 | 5.4 | 40.2247 | -84.4769 | Oil |  |  |  | 1999.0 | American Mun Power-Ohio Inc | U.S. Energy Information Administration | http://www.eia.gov/electricity/data/browser/ | U.S. Energy Information Administration | 58968 | 2019 | 0.011 | 0.038 | 0.202 | 0.23700000000000002 | 0.146 | 0.25 | 0.132 | U.S. Energy Information Administration |  |  |  |  | 3.16 | WIND-V1 | WIND-V1 | WIND-V1 | WIND-V1 | WIND-V1
USA | United States of America | Moser Generating Station |  | USA0003163 | 63.6 | 40.2352 | -75.6193 | Oil |  |  |  | 1970.0000000000002 | Exelon Power | U.S. Energy Information Administration | http://www.eia.gov/electricity/data/browser/ | U.S. Energy Information Administration | 29832 | 2019 | 2.286 | 6.904 | 5.019 | 3.674 | 1.048 | 2.362 | 0.597 | U.S. Energy Information Administration |  |  |  |  | 37.27 | HYDRO-V1 | HYDRO-V1 | HYDRO-V1 | HYDRO-V1 | HYDRO-V1
USA | United States of America | Farmer City |  | USA0000941 | 11.3 | 40.2461 | -88.6388 | Oil | Gas |  |  | 1985.1681415929204 | City of Farmer City - (IL) | U.S. Energy Information Administration | http://www.eia.gov/electricity/data/browser/ | U.S. Energy Information Administration | 19978 | 2019 | 0.063 | 0.049 | 0.045 | 0.06 | 0.063 | 0.013000000000000001 | 0.041 | U.S. Energy Information Administration |  |  |  |  | 6.62 | WIND-V1 | WIND-V1 | WIND-V1 | WIND-V1 | WIND-V1
USA | United States of America | TalenEnergy Martins Creek LLC Harrisburg |  | USA0003143 | 48 | 40.2579 | -76.8579 | Oil |  |  |  | 1967.0 | TalenEnergy Martins Creek LLC | U.S. Energy Information Administration | http://www.eia.gov/electricity/data/browser/ | U.S. Energy Information Administration | 29943 | 2019 | 0.607 | 1.841 | 0.5690000000000001 | 0.325 | 0.486 | 1.3840000000000001 | 0.216 | U.S. Energy Information Administration |  |  |  |  | 28.13 | WIND-V1 | WIND-V1 | WIND-V1 | WIND-V1 | WIND-V1
USA | United States of America | Sidney (OH) |  | USA0002852 | 13.5 | 40.2792 | -84.1910 | Oil |  |  |  | 1968.0 | Kimura Power LLC | U.S. Energy Information Administration | http://www.eia.gov/electricity/data/browser/ | U.S. Energy Information Administration | 18123 | 2019 | 0.091 | 0.113 | 0.078 | 0.107 | 0.051000000000000004 | 0.062 | 0.194 | U.S. Energy Information Administration |  |  |  |  | 7.91 | WIND-V1 | WIND-V1 | WIND-V1 | WIND-V1 | WIND-V1
USA | United States of America | Cambridge |  | USA0002223 | 4 | 40.2862 | -100.1768 | Oil |  |  |  | 2005.0 | City of Cambridge - (NE) | U.S. Energy Information Administration | http://www.eia.gov/electricity/data/browser/ | U.S. Energy Information Administration |  | 2019 | 0.056 | 0.039 | 0.037 | 0.023 | 0.038 | 0.005 | 0.004 | U.S. Energy Information Administration |  |  |  |  | 2.34 | WIND-V1 | WIND-V1 | WIND-V1 | WIND-V1 | WIND-V1
USA | United States of America | Campbell Village |  | USA0002225 | 1 | 40.2992 | -98.7331 | Oil |  |  |  | 1983.0 | Village of Campbell - (NE) | U.S. Energy Information Administration | http://www.eia.gov/electricity/data/browser/ | U.S. Energy Information Administration |  | 2019 | 0.0 | 0.0 | 0.0 | 0.0 | 0.001 | 0.0 | 0 | U.S. Energy Information Administration |  |  |  |  | 0.58 | WIND-V1 | WIND-V1 | WIND-V1 | WIND-V1 | WIND-V1
USA | United States of America | Titus |  | USA0003115 | 36 | 40.3056 | -75.9081 | Oil |  |  |  | 1969.0 | Titus Power LLC | U.S. Energy Information Administration | http://www.eia.gov/electricity/data/browser/ | U.S. Energy Information Administration |  | 2019 | 0.0 | 0.0 | 0.0 | 0.0 | 0.0 | 0.0 | -1.245 | U.S. Energy Information Administration |  |  |  |  | 21.09 | HYDRO-V1 | HYDRO-V1 | HYDRO-V1 | HYDRO-V1 | HYDRO-V1
USA | United States of America | Rantoul |  | USA0000958 | 14.4 | 40.3122 | -88.1594 | Oil |  |  |  | 2000.2499999999995 | Village of Rantoul - (IL) | U.S. Energy Information Administration | http://www.eia.gov/electricity/data/browser/ | U.S. Energy Information Administration | 31129 | 2019 | 0.25 | 0.28500000000000003 | 0.234 | 0.161 | 0.289 | 0.139 | 0.133 | U.S. Energy Information Administration |  |  |  |  | 8.43 | WIND-V1 | WIND-V1 | WIND-V1 | WIND-V1 | WIND-V1
USA | United States of America | City Light & Water |  | USA0007481 | 1.3 | 40.3280 | -98.4503 | Oil |  |  |  | 1986.9999999999998 | City of Blue Hill - (NE) | U.S. Energy Information Administration | http://www.eia.gov/electricity/data/browser/ | U.S. Energy Information Administration |  | 2019 | 0.006 | 0.002 | 0.004 | 0.002 | 0.007 | 0.006 | 0.007 | U.S. Energy Information Administration |  |  |  |  | 0.76 | HYDRO-V1 | HYDRO-V1 | HYDRO-V1 | HYDRO-V1 | HYDRO-V1
USA | United States of America | Princeton Energy Center LLC |  | USA0061822 | 10.8 | 40.3398 | -74.6239 | Oil | Gas | Solar |  | 2012.574074074074 | Princeton Energy Center LLC | U.S. Energy Information Administration | http://www.eia.gov/electricity/data/browser/ | U.S. Energy Information Administration |  | 2019 |  |  |  |  | 25.3 | 21.848 | 21.415 | U.S. Energy Information Administration |  |  |  |  | 6.32 | NO-ESTIMATION | NO-ESTIMATION | SOLAR-V1 | SOLAR-V1 | SOLAR-V1
USA | United States of America | Tecumseh |  | USA0002308 | 7 | 40.3664 | -96.1900 | Oil | Gas |  |  | 1970.7285714285717 | City of Tecumseh | U.S. Energy Information Administration | http://www.eia.gov/electricity/data/browser/ | U.S. Energy Information Administration | 34259 | 2019 | 0.45000000000000007 | 0.30000000000000004 | 0.31899999999999995 | 0.336 | 0.471 | 0.14 | 0.057 | U.S. Energy Information Administration |  |  |  |  | 4.1 | NO-ESTIMATION | NO-ESTIMATION | SOLAR-V1 | SOLAR-V1 | SOLAR-V1
USA | United States of America | Evonik Industries AG |  | USA0054835 | 1.2 | 40.3872 | -86.9391 | Oil |  |  |  | 1992.0000000000002 | Evonik Degussa Corporation | U.S. Energy Information Administration | http://www.eia.gov/electricity/data/browser/ | U.S. Energy Information Administration |  | 2019 | 0.002 | -0.002 | -0.003 | -0.004 | -0.005 | -0.006 | 0 | U.S. Energy Information Administration |  |  |  |  | 0.7 | WIND-V1 | WIND-V1 | WIND-V1 | WIND-V1 | WIND-V1
USA | United States of America | Caterpillar |  | USA0050935 | 13.3 | 40.4175 | -86.8447 | Oil | Gas |  |  | 2005.0526315789473 | Caterpillar Inc | U.S. Energy Information Administration | http://www.eia.gov/electricity/data/browser/ | U.S. Energy Information Administration |  | 2019 | 32.208999999999996 | 37.457 | 40.221 | 28.342 | 33.82600000000001 | 36.21 | 38.165 | U.S. Energy Information Administration |  |  |  |  | 7.79 | WIND-V1 | WIND-V1 | WIND-V1 | WIND-V1 | WIND-V1
USA | United States of America | Kahoka |  | USA0002138 | 7.4 | 40.4225 | -91.7206 | Oil | Gas |  |  | 1980.1891891891894 | City of Kahoka | U.S. Energy Information Administration | http://www.eia.gov/electricity/data/browser/ | U.S. Energy Information Administration | 23775 | 2019 | 0.0 | 0.001 | 0.008 | 0.008 | 0.009000000000000001 | 0.001 | 0.004 | U.S. Energy Information Administration |  |  |  |  | 4.33 | HYDRO-V1 | HYDRO-V1 | HYDRO-V1 | HYDRO-V1 | HYDRO-V1
USA | United States of America | Prospect Municipal |  | USA0007603 | 1.8 | 40.4411 | -83.1883 | Oil |  |  |  | 1998.0 | American Mun Power-Ohio Inc | U.S. Energy Information Administration | http://www.eia.gov/electricity/data/browser/ | U.S. Energy Information Administration | 46836 | 2019 | 0.02 | 0.0 | 0.0 | 0.0 | 0.0 | 0.0 | 0.052 | U.S. Energy Information Administration |  |  |  |  | 1.05 | NO-ESTIMATION | NO-ESTIMATION | NO-ESTIMATION | NO-ESTIMATION | CAPACITY-FACTOR-V1
USA | United States of America | PPG Monroeville Chemicals Center |  | USA0058047 | 1.1 | 40.4422 | -79.7311 | Oil |  |  |  | 1998.5454545454545 | PPG Monroeville Chemicals Center | U.S. Energy Information Administration | http://www.eia.gov/electricity/data/browser/ | U.S. Energy Information Administration |  | 2019 | 0.0 | 0.0 | 0.0 | 0.0 | 0.0 | 0.0 | 0 | U.S. Energy Information Administration |  |  |  |  | 0.64 | HYDRO-V1 | HYDRO-V1 | HYDRO-V1 | HYDRO-V1 | HYDRO-V1
USA | United States of America | State Farm |  | USA0007556 | 5.1 | 40.4535 | -88.9605 | Oil |  |  |  | 1995.9999999999998 | State Farm Insurance | U.S. Energy Information Administration | http://www.eia.gov/electricity/data/browser/ | U.S. Energy Information Administration | 37731 | 2019 | 0.068 | 0.067 | 0.069 | 0.081 | 0.058 | 0.022 | 0.024 | U.S. Energy Information Administration |  |  |  |  | 2.98 | WIND-V1 | WIND-V1 | WIND-V1 | WIND-V1 | WIND-V1
USA | United States of America | Memphis |  | USA0002145 | 8.8 | 40.4578 | -92.1810 | Oil | Gas |  |  | 1974.7613636363637 | City of Memphis - (MO) | U.S. Energy Information Administration | http://www.eia.gov/electricity/data/browser/ | U.S. Energy Information Administration | 26001 | 2019 | 0.016 | 0.022 | 0.001 | 0.003 | 0.0 | 0.0 | 0 | U.S. Energy Information Administration |  |  |  |  | 5.15 | SOLAR-V1-NO-AGE | SOLAR-V1-NO-AGE | SOLAR-V1-NO-AGE | SOLAR-V1-NO-AGE | SOLAR-V1-NO-AGE
USA | United States of America | Unionville |  | USA0006563 | 53.2 | 40.4593 | -93.0218 | Oil |  |  |  | 1976.0 | Associated Electric Coop Inc | U.S. Energy Information Administration | http://www.eia.gov/electricity/data/browser/ | U.S. Energy Information Administration | 13655 | 2019 | 0.083 | 0.17400000000000002 | [5 empty] | U.S. Energy Information Administration |  |  |  |  | 31.17 | HYDRO-V1 | HYDRO-V1 | HYDRO-V1 | HYDRO-V1 | HYDRO-V1
USA | United States of America | Jackson Cntr Peaking |  | USA0007780 | 1.8 | 40.4597 | -84.0401 | Oil |  |  |  | 1999.0 | American Mun Power-Ohio Inc | U.S. Energy Information Administration | http://www.eia.gov/electricity/data/browser/ | U.S. Energy Information Administration |  | 2019 | 0.003 | 0.014 | 0.07100000000000001 | 0.108 | 0.06 | 0.079 | 0.066 | U.S. Energy Information Administration |  |  |  |  | 1.05 | NO-ESTIMATION | NO-ESTIMATION | WIND-V1 | WIND-V1 | WIND-V1
USA | United States of America | Unionville City of |  | USA0002164 | 8.7 | 40.4767 | -93.0100 | Oil | Gas |  |  | 1973.5172413793102 | City of Unionville - (MO) | U.S. Energy Information Administration | http://www.eia.gov/electricity/data/browser/ | U.S. Energy Information Administration | 35295 | 2019 | 0.079 | 0.004 | 0.017 | 0.019 | 0.023 | 0.014 | 0.007 | U.S. Energy Information Administration |  |  |  |  | 5.09 | WIND-V1 | WIND-V1 | WIND-V1 | WIND-V1 | WIND-V1
USA | United States of America | Wilber |  | USA0002315 | 3.6 | 40.4797 | -96.9604 | Oil |  |  |  | 1976.4444444444446 | City of Wilber | U.S. Energy Information Administration | http://www.eia.gov/electricity/data/browser/ | U.S. Energy Information Administration | 36978 | 2019 | 0.002 | 0.055 | 0.023 | 0.001 | 0.002 | 0.017 | 0.007 | U.S. Energy Information Administration |  |  |  |  | 2.1 | HYDRO-V1 | HYDRO-V1 | HYDRO-V1 | HYDRO-V1 | HYDRO-V1
USA | United States of America | New Knoxville |  | USA0007898 | 1.1 | 40.4994 | -84.3092 | Oil |  |  |  | 1999.9999999999998 | Village of New Knoxville - (OH) | U.S. Energy Information Administration | http://www.eia.gov/electricity/data/browser/ | U.S. Energy Information Administration | 48216 | 2019 | 0.018000000000000002 | 0.00196 |  | 0.0 | 0.0 |  |  | U.S. Energy Information Administration |  |  |  |  | 0.64 | SOLAR-V1-NO-AGE | SOLAR-V1-NO-AGE | SOLAR-V1-NO-AGE | SOLAR-V1-NO-AGE | SOLAR-V1-NO-AGE
USA | United States of America | Progress Drive Generation Station |  | USA0063457 | 3.6 | 40.5300 | -82.4000 | Oil |  |  |  | 2017.5 | City of Shelby - (OH) | U.S. Energy Information Administration | http://www.eia.gov/electricity/data/browser/ | U.S. Energy Information Administration |  | 2019 | [6 empty] | 0.123 | U.S. Energy Information Administration |  |  |  |  | 2.1 | HYDRO-V1 | HYDRO-V1 | HYDRO-V1 | HYDRO-V1 | HYDRO-V1
USA | United States of America | Dover Peaking |  | USA0007777 | 10.8 | 40.5416 | -81.4985 | Oil |  |  |  | 1999.0 | American Mun Power-Ohio Inc | U.S. Energy Information Administration | http://www.eia.gov/electricity/data/browser/ | U.S. Energy Information Administration | 58965 | 2019 | 0.252 | 0.151 | 0.395 | 0.655 | 0.355 | 0.577 | 0.441 | U.S. Energy Information Administration |  |  |  |  | 6.32 | HYDRO-V1 | HYDRO-V1 | HYDRO-V1 | HYDRO-V1 | HYDRO-V1
USA | United States of America | St Marys |  | USA0002942 | 25 | 40.5458 | -84.3889 | Oil | Gas |  |  | 1995.52 | City of St Marys - (OH) | U.S. Energy Information Administration | http://www.eia.gov/electricity/data/browser/ | U.S. Energy Information Administration | 33521 | 2019 | 0.0 | 0.0 | 0.0 | 0.0 | 0.0 | 0.0 | 0.207 | U.S. Energy Information Administration |  |  |  |  | 14.65 | NO-ESTIMATION | NO-ESTIMATION | NO-ESTIMATION | NO-ESTIMATION | CAPACITY-FACTOR-V1
USA | United States of America | Bushnell |  | USA0000935 | 10.8 | 40.5486 | -90.5138 | Oil |  |  |  | 1979.4444444444443 | City of Bushnell - (IL) | U.S. Energy Information Administration | http://www.eia.gov/electricity/data/browser/ | U.S. Energy Information Administration | 15191 | 2019 | 0.17500000000000002 | 0.501 | 0.114 | 0.051000000000000004 | 0.158 | 0.064 | 0.084 | U.S. Energy Information Administration |  |  |  |  | 6.32 | NO-ESTIMATION | NO-ESTIMATION | NO-ESTIMATION | NO-ESTIMATION | CAPACITY-FACTOR-V1
USA | United States of America | NYC-HH - CONEY ISLAND HOSPITAL |  | USA0061413 | 2.8 | 40.5855 | -73.9656 | Oil |  |  |  | 2000.8214285714287 | NYC-HH Coney Island Hospital | U.S. Energy Information Administration | http://www.eia.gov/electricity/data/browser/ | U.S. Energy Information Administration | 32381 | 2019 |  |  |  | 0.0 | 0.0 | 0.145 | 0.28 | U.S. Energy Information Administration |  |  |  |  | 1.64 | HYDRO-V1 | HYDRO-V1 | HYDRO-V1 | HYDRO-V1 | HYDRO-V1
USA | United States of America | St. Johns Episcopal Hospital |  | USA0062450 | 1.2 | 40.5987 | -73.7535 | Oil |  |  |  | 1997.5 | St. Johns Episcopal Hospital | U.S. Energy Information Administration | http://www.eia.gov/electricity/data/browser/ | U.S. Energy Information Administration |  | 2019 | [6 empty] | 0.015 | U.S. Energy Information Administration |  |  |  |  | 0.7 | HYDRO-V1 | HYDRO-V1 | HYDRO-V1 | HYDRO-V1 | HYDRO-V1
USA | United States of America | TalenEnergy Martin Creek LLC Allentown |  | USA0003139 | 64 | 40.6084 | -75.4560 | Oil |  |  |  | 1967.0 | TalenEnergy Martins Creek LLC | U.S. Energy Information Administration | http://www.eia.gov/electricity/data/browser/ | U.S. Energy Information Administration | 29938 | 2019 | 2.471 | 3.481 | 0.788 | 0.185 | 0.212 | 1.728 | 2.293 | U.S. Energy Information Administration |  |  |  |  | 37.5 | HYDRO-V1 | HYDRO-V1 | HYDRO-V1 | HYDRO-V1 | HYDRO-V1
USA | United States of America | Jamaica Bay Peaking |  | USA0056141 | 60.5 | 40.6097 | -73.7622 | Oil |  |  |  | 2003.0 | Jamaica Bay Peaking Facility LLC | U.S. Energy Information Administration | http://www.eia.gov/electricity/data/browser/ | U.S. Energy Information Administration | 55404 | 2019 | 22.296 | 21.433 | 19.409 | 8.837 | 7.3580000000000005 | 9.476 | 8.289 | U.S. Energy Information Administration |  |  |  |  | 35.45 | WIND-V1 | WIND-V1 | WIND-V1 | WIND-V1 | WIND-V1
USA | United States of America | Mount Sinai - Brooklyn |  | USA0063581 | 1.5 | 40.6187 | -73.9430 | Oil |  |  |  | 2009.9999999999998 | Mount Sinai - Brooklyn | U.S. Energy Information Administration | http://www.eia.gov/electricity/data/browser/ | U.S. Energy Information Administration |  | 2019 | [12 empty] | 0.87 | NO-ESTIMATION | NO-ESTIMATION | NO-ESTIMATION | NO-ESTIMATION | CAPACITY-FACTOR-V1
USA | United States of America | Lamoni Municipal Utilities |  | USA0001155 | 10.5 | 40.6220 | -93.9326 | Oil | Gas |  |  | 1987.2476190476189 | City of Lamoni - (IA) | U.S. Energy Information Administration | http://www.eia.gov/electricity/data/browser/ | U.S. Energy Information Administration | 24531 | 2019 | 0.047 | 0.25 | 0.038 | 0.03 | 0.060000000000000005 | 0.069 | 0.075 | U.S. Energy Information Administration |  |  |  |  | 6.15 | WIND-V1 | WIND-V1 | WIND-V1 | WIND-V1 | WIND-V1
USA | United States of America | Richmond University Medical Center |  | USA0063553 | 1.6 | 40.6359 | -74.1058 | Oil |  |  |  | 1983.0 | Richmond University Medical Center | U.S. Energy Information Administration | http://www.eia.gov/electricity/data/browser/ | U.S. Energy Information Administration |  | 2019 | [12 empty] | 0.93 | WIND-V1 | WIND-V1 | WIND-V1 | WIND-V1 | WIND-V1
USA | United States of America | Maimonides Medical Center |  | USA0062174 | 3.9 | 40.6395 | -73.9988 | Oil |  |  |  | 2003.051282051282 | Maimonides Medical Center | U.S. Energy Information Administration | http://www.eia.gov/electricity/data/browser/ | U.S. Energy Information Administration |  | 2019 | [5 empty] | 0.022 | 0.03 | U.S. Energy Information Administration |  |  |  |  | 2.28 | HYDRO-V1 | HYDRO-V1 | HYDRO-V1 | HYDRO-V1 | HYDRO-V1
USA | United States of America | NYU Luthern Medical Center |  | USA0054769 | 4.6 | 40.6467 | -74.0211 | Oil | Gas |  |  | 2001.8260869565217 | NYU Langone Health | U.S. Energy Information Administration | http://www.eia.gov/electricity/data/browser/ | U.S. Energy Information Administration | 25255 | 2019 | 11.4 | 11.382 | 7.633 | 0.0 | 0.0 | 0.038 | 0.018 | U.S. Energy Information Administration |  |  |  |  | 2.69 | NO-ESTIMATION | NO-ESTIMATION | WIND-V1 | WIND-V1 | WIND-V1
USA | United States of America | Mount Sinai South Nassau |  | USA0062447 | 2.9 | 40.6516 | -73.6299 | Oil |  |  |  | 1985.3448275862067 | South Nassau Communities Hospital | U.S. Energy Information Administration | http://www.eia.gov/electricity/data/browser/ | U.S. Energy Information Administration |  | 2019 | [6 empty] | 0 | U.S. Energy Information Administration |  |  |  |  | 1.69 | WIND-V1 | WIND-V1 | WIND-V1 | WIND-V1 | WIND-V1
USA | United States of America | Plant No 1 Freeport |  | USA0002678 | 11.1 | 40.6561 | -73.5922 | Oil |  |  |  | 1957.2882882882884 | Village of Freeport - (NY) | U.S. Energy Information Administration | http://www.eia.gov/electricity/data/browser/ | U.S. Energy Information Administration | 20584 | 2019 | 0.214 | 0.241 | 0.133 | 0.188 | 0.14 | 0.09 | 0.065 | U.S. Energy Information Administration |  |  |  |  | 6.5 | WIND-V1 | WIND-V1 | WIND-V1 | WIND-V1 | WIND-V1
USA | United States of America | Kingsbrook Jewish Medical Center |  | USA0062050 | 1.7 | 40.6593 | -73.9338 | Oil |  |  |  | 2001.1176470588234 | Kingsbrook Jewish Medical Center | U.S. Energy Information Administration | http://www.eia.gov/electricity/data/browser/ | U.S. Energy Information Administration |  | 2019 | [5 empty] | 0.016 | 0.005 | U.S. Energy Information Administration |  |  |  |  | 0.99 | WIND-V1 | WIND-V1 | WIND-V1 | WIND-V1 | WIND-V1
USA | United States of America | The Bank of New York |  | USA0062001 | 7.2 | 40.6593 | -73.9338 | Oil |  |  |  | 1983.0 | The Bank of New York | U.S. Energy Information Administration | http://www.eia.gov/electricity/data/browser/ | U.S. Energy Information Administration |  | 2019 | [5 empty] | 0.017 | 0.011 | U.S. Energy Information Administration |  |  |  |  | 4.21 | WIND-V1 | WIND-V1 | WIND-V1 | WIND-V1 | WIND-V1
USA | United States of America | Gowanus Gas Turbines Generating |  | USA0002494 | 640 | 40.6635 | -74.0051 | Oil | Gas |  |  | 1971.0 | U S Power Generating Company LLC | U.S. Energy Information Administration | http://www.eia.gov/electricity/data/browser/ | U.S. Energy Information Administration | 17342 | 2019 | 53.851 | 10.31 | 16.361 | 16.663 | 7.034000000000001 | 18.032 | 7.468 | U.S. Energy Information Administration |  |  |  |  | 375.09 | HYDRO-V1 | HYDRO-V1 | HYDRO-V1 | HYDRO-V1 | HYDRO-V1
USA | United States of America | New York Methodist Hospital |  | USA0052091 | 4.4 | 40.6679 | -73.9787 | Oil |  |  |  | 2006.454545454546 | New York Methodist Hospital | U.S. Energy Information Administration | http://www.eia.gov/electricity/data/browser/ | U.S. Energy Information Administration |  | 2019 | 6.729 | 6.581 | 1.353 |  |  | 0.018000000000000002 | 0.025 | U.S. Energy Information Administration |  |  |  |  | 2.57 | WIND-V1 | WIND-V1 | WIND-V1 | WIND-V1 | WIND-V1
USA | United States of America | Mercy Medical Center |  | USA0058163 | 2.2 | 40.6883 | -73.6308 | Oil |  |  |  | 1990.7272727272727 | Mercy Medical Center | U.S. Energy Information Administration | http://www.eia.gov/electricity/data/browser/ | U.S. Energy Information Administration |  | 2019 | 0.001 | 0.001 | 0.001 | 0.023 | 0.008 | 0.006 | 0.009 | U.S. Energy Information Administration |  |  |  |  | 1.28 | WIND-V1 | WIND-V1 | WIND-V1 | WIND-V1 | WIND-V1
USA | United States of America | TalenEnergy Martins Creek LLC Fishbach |  | USA0003142 | 37 | 40.6891 | -76.2196 | Oil |  |  |  | 1969.0 | TalenEnergy Martins Creek LLC | U.S. Energy Information Administration | http://www.eia.gov/electricity/data/browser/ | U.S. Energy Information Administration | 29941 | 2019 | 0.395 | 1.599 | 0.138 | 0.047 | 0.14400000000000002 | 0.091 | 0.041 | U.S. Energy Information Administration |  |  |  |  | 21.68 | HYDRO-V1 | HYDRO-V1 | HYDRO-V1 | HYDRO-V1 | HYDRO-V1
USA | United States of America | Brooklyn Hospital Center |  | USA0062002 | 1.4 | 40.6905 | -73.9779 | Oil |  |  |  | 1997.2142857142858 | Brooklyn Hospital Center | U.S. Energy Information Administration | http://www.eia.gov/electricity/data/browser/ | U.S. Energy Information Administration |  | 2019 | [5 empty] | 0.008 | 0.005 | U.S. Energy Information Administration |  |  |  |  | 0.82 | WIND-V1 | WIND-V1 | WIND-V1 | WIND-V1 | WIND-V1
USA | United States of America | West Babylon |  | USA0002521 | 52.4 | 40.6955 | -73.3486 | Oil |  |  |  | 1971.0 | National Grid Generation LLC | U.S. Energy Information Administration | http://www.eia.gov/electricity/data/browser/ | U.S. Energy Information Administration | 25028 | 2019 | 2.254 | 2.1430000000000002 | 0.765 | 4.154 | 0.732 | 1.879 | 2.968 | U.S. Energy Information Administration |  |  |  |  | 30.71 | WIND-V1 | WIND-V1 | WIND-V1 | WIND-V1 | WIND-V1
USA | United States of America | Wyckoff Heights Medical Center |  | USA0063644 | 1.6 | 40.7041 | -73.9177 | Oil |  |  |  | 1990.0 | Wyckoff Heights Medical Center | U.S. Energy Information Administration | http://www.eia.gov/electricity/data/browser/ | U.S. Energy Information Administration |  | 2019 | [12 empty] | 0.93 | WIND-V1 | WIND-V1 | WIND-V1 | WIND-V1 | WIND-V1
USA | United States of America | Woodhull Hospital |  | USA0061567 | 8 | 40.7048 | -73.9419 | Oil |  |  |  | 1990.125 | Woodhull Hospital | U.S. Energy Information Administration | http://www.eia.gov/electricity/data/browser/ | U.S. Energy Information Administration |  | 2019 |  |  |  |  | 0.084 | 0.021 | 0.03 | U.S. Energy Information Administration |  |  |  |  | 4.68 | HYDRO-V1 | HYDRO-V1 | HYDRO-V1 | HYDRO-V1 | HYDRO-V1
USA | United States of America | Hudson Avenue |  | USA0002496 | 32.6 | 40.7052 | -73.9807 | Oil |  |  |  | 1970.0 | Consolidated Edison Co-NY Inc | U.S. Energy Information Administration | http://www.eia.gov/electricity/data/browser/ | U.S. Energy Information Administration | 17346 | 2019 | 0.0 | 0.0 | 0.0 | 0.0 | 0.0 | 0.0 | 0.648 | U.S. Energy Information Administration |  |  |  |  | 19.1 | NO-ESTIMATION | NO-ESTIMATION | NO-ESTIMATION | NO-ESTIMATION | CAPACITY-FACTOR-V1
USA | United States of America | NYP-Lower Manhattan Hospital |  | USA0062366 | 1.5 | 40.7103 | -74.0050 | Oil |  |  |  | 1992.0 | NYP-Lower Manhattan Hospital | U.S. Energy Information Administration | http://www.eia.gov/electricity/data/browser/ | U.S. Energy Information Administration |  | 2019 | [5 empty] | 0.008 | 0.019 | U.S. Energy Information Administration |  |  |  |  | 0.87 | NO-ESTIMATION | NO-ESTIMATION | NO-ESTIMATION | NO-ESTIMATION | CAPACITY-FACTOR-V1
USA | United States of America | Overlook Medical Center |  | USA0062622 | 4 | 40.7117 | -74.3542 | Oil | Gas |  |  | 2012.0 | Overlook Medical Center | U.S. Energy Information Administration | http://www.eia.gov/electricity/data/browser/ | U.S. Energy Information Administration |  | 2019 | [6 empty] | 10.976 | U.S. Energy Information Administration |  |  |  |  | 2.34 | NO-ESTIMATION | NO-ESTIMATION | NO-ESTIMATION | NO-ESTIMATION | CAPACITY-FACTOR-V1
USA | United States of America | Galion |  | USA0007918 | 5.4 | 40.7303 | -82.7939 | Oil |  |  |  | 2001.0000000000002 | American Mun Power-Ohio Inc | U.S. Energy Information Administration | http://www.eia.gov/electricity/data/browser/ | U.S. Energy Information Administration | 47555 | 2019 | 0.105 | 0.03 | 0.203 | 0.324 | 0.162 | 0.28500000000000003 | 0.18 | U.S. Energy Information Administration |  |  |  |  | 3.16 | NO-ESTIMATION | NO-ESTIMATION | NO-ESTIMATION | NO-ESTIMATION | CAPACITY-FACTOR-V1
USA | United States of America | Mount Sinai Beth Israel |  | USA0061569 | 3.8 | 40.7327 | -73.9816 | Oil |  |  |  | 1988.0 | Mount Sinai Beth Israel | U.S. Energy Information Administration | http://www.eia.gov/electricity/data/browser/ | U.S. Energy Information Administration |  | 2019 | [5 empty] | 0.042 | 0.047 | U.S. Energy Information Administration |  |  |  |  | 2.22 | NO-ESTIMATION | NO-ESTIMATION | NO-ESTIMATION | NO-ESTIMATION | CAPACITY-FACTOR-V1
USA | United States of America | NYU Langone - Orthopedic |  | USA0063625 | 1.6 | 40.7340 | -73.9828 | Oil |  |  |  | 2010.0 | NYU Langone - Orthopedic | U.S. Energy Information Administration | http://www.eia.gov/electricity/data/browser/ | U.S. Energy Information Administration |  | 2019 | [12 empty] | 0.93 | NO-ESTIMATION | NO-ESTIMATION | NO-ESTIMATION | NO-ESTIMATION | CAPACITY-FACTOR-V1
USA | United States of America | NYC-HH-New Bellevue Hospital |  | USA0062250 | 6 | 40.7396 | -73.9761 | Oil |  |  |  | 2006.9499999999998 | NYC-HH-New Bellevue Hospital | U.S. Energy Information Administration | http://www.eia.gov/electricity/data/browser/ | U.S. Energy Information Administration |  | 2019 | [5 empty] | 0.23800000000000002 | 0.09 | U.S. Energy Information Administration |  |  |  |  | 3.51 | NO-ESTIMATION | NO-ESTIMATION | NO-ESTIMATION | NO-ESTIMATION | CAPACITY-FACTOR-V1
USA | United States of America | NYU LANGONE HEALTH |  | USA0061488 | 26.5 | 40.7468 | -73.9722 | Oil | Gas |  |  | 2013.0679245283022 | NYU LANGONE HEALTH | U.S. Energy Information Administration | http://www.eia.gov/electricity/data/browser/ | U.S. Energy Information Administration |  | 2019 |  |  |  |  | 57.972 | 62.863 | 51.146 | U.S. Energy Information Administration |  |  |  |  | 15.53 | NO-ESTIMATION | NO-ESTIMATION | NO-ESTIMATION | NO-ESTIMATION | CAPACITY-FACTOR-V1
USA | United States of America | NYPH-Queens |  | USA0062271 | 4.5 | 40.7504 | -73.8257 | Oil |  |  |  | 2006.0 | NYPH-Queens | U.S. Energy Information Administration | http://www.eia.gov/electricity/data/browser/ | U.S. Energy Information Administration |  | 2019 | [5 empty] | 0.032 | 0.058 | U.S. Energy Information Administration |  |  |  |  | 2.63 | NO-ESTIMATION | NO-ESTIMATION | NO-ESTIMATION | NO-ESTIMATION | CAPACITY-FACTOR-V1
USA | United States of America | Peru (IN) |  | USA0001037 | 1.8 | 40.7551 | -86.0575 | Oil |  |  |  | 2002.0 | City of Peru - (IN) | U.S. Energy Information Administration | http://www.eia.gov/electricity/data/browser/ | U.S. Energy Information Administration |  | 2019 | 0.016 | 0.018000000000000002 | 0.012 | 0.0 | 0.0 | 0.0 | 0 | U.S. Energy Information Administration |  |  |  |  | 1.05 | NO-ESTIMATION | NO-ESTIMATION | NO-ESTIMATION | NO-ESTIMATION | CAPACITY-FACTOR-V1
USA | United States of America | NY - Presbyt. Hospital - 525 E 68TH St |  | USA0061238 | 22.9 | 40.7644 | -73.9539 | Oil | Gas |  |  | 2009.8995633187783 | NY - PRESBYTERIAN HOSPITAL-525 E 68TH ST | U.S. Energy Information Administration | http://www.eia.gov/electricity/data/browser/ | U.S. Energy Information Administration |  | 2019 |  |  |  | 0.0 | 46.772999999999996 | 46.472 | 46.669 | U.S. Energy Information Administration |  |  |  |  | 13.42 | NO-ESTIMATION | NO-ESTIMATION | NO-ESTIMATION | NO-ESTIMATION | CAPACITY-FACTOR-V1
USA | United States of America | 74th Street |  | USA0002504 | 37 | 40.7680 | -73.9515 | Oil |  |  |  | 1968.0 | Consolidated Edison Co-NY Inc | U.S. Energy Information Administration | http://www.eia.gov/electricity/data/browser/ | U.S. Energy Information Administration | 17334 | 2019 | 0.181 | 0.6940000000000001 | 0.559 | 0.521 | 0.504 | 0.34400000000000003 | 0.316 | U.S. Energy Information Administration |  |  |  |  | 21.68 | NO-ESTIMATION | NO-ESTIMATION | NO-ESTIMATION | NO-ESTIMATION | CAPACITY-FACTOR-V1
USA | United States of America | Shenandoah |  | USA0007850 | 20 | 40.7707 | -95.3768 | Oil |  |  |  | 2000.0 | MidAmerican Energy Co | U.S. Energy Information Administration | http://www.eia.gov/electricity/data/browser/ | U.S. Energy Information Administration | 48111 | 2019 | -0.47000000000000003 | 0.084 | 0.105 | 0.267 | 0.083 | 0.154 | 0.462 | U.S. Energy Information Administration |  |  |  |  | 11.72 | SOLAR-V1-NO-AGE | SOLAR-V1-NO-AGE | SOLAR-V1-NO-AGE | SOLAR-V1-NO-AGE | SOLAR-V1-NO-AGE
USA | United States of America | NY Times Daily Production Facility |  | USA0061414 | 12 | 40.7754 | -73.8309 | Oil |  |  |  | 2006.0 | The NY Times Production Facility | U.S. Energy Information Administration | http://www.eia.gov/electricity/data/browser/ | U.S. Energy Information Administration |  | 2019 |  |  |  | 0.0 | 0.079 | 0.192 | 0.063 | U.S. Energy Information Administration |  |  |  |  | 7.03 | SOLAR-V1-NO-AGE | SOLAR-V1-NO-AGE | SOLAR-V1-NO-AGE | SOLAR-V1-NO-AGE | SOLAR-V1-NO-AGE
USA | United States of America | St. Mary's Hospital For Children |  | USA0063669 | 1.5 | 40.7770 | -73.7704 | Oil |  |  |  | 2011.0 | St. Mary's Hospital For Children | U.S. Energy Information Administration | http://www.eia.gov/electricity/data/browser/ | U.S. Energy Information Administration |  | 2019 | [12 empty] | 0.87 | SOLAR-V1-NO-AGE | SOLAR-V1-NO-AGE | SOLAR-V1-NO-AGE | SOLAR-V1-NO-AGE | SOLAR-V1-NO-AGE
USA | United States of America | Mount Sinai Hospital |  | USA0061416 | 18.7 | 40.7900 | -73.9537 | Oil |  |  |  | 1996.122994652406 | Mount Sinai Hospital | U.S. Energy Information Administration | http://www.eia.gov/electricity/data/browser/ | U.S. Energy Information Administration |  | 2019 |  |  |  | 0.0 | 0.0 | 0.151 | 0.138 | U.S. Energy Information Administration |  |  |  |  | 10.95 | SOLAR-V1-NO-AGE | SOLAR-V1-NO-AGE | SOLAR-V1-NO-AGE | SOLAR-V1-NO-AGE | SOLAR-V1-NO-AGE
USA | United States of America | Harlem Hospital Center |  | USA0063671 | 4.4 | 40.8145 | -73.9399 | Oil |  |  |  | 2008.0 | Harlem Hospital Center | U.S. Energy Information Administration | http://www.eia.gov/electricity/data/browser/ | U.S. Energy Information Administration |  | 2019 | [12 empty] | 2.57 | SOLAR-V1-NO-AGE | SOLAR-V1-NO-AGE | SOLAR-V1-NO-AGE | SOLAR-V1-NO-AGE | SOLAR-V1-NO-AGE
USA | United States of America | Holtsville |  | USA0008007 | 567 | 40.8170 | -73.0663 | Oil |  |  |  | 1974.5 | National Grid Generation LLC | U.S. Energy Information Administration | http://www.eia.gov/electricity/data/browser/ | U.S. Energy Information Administration | 25015 | 2019 | 66.039 | 35.962 | 0.0 | 0.0 | 0.0 | 0.0 | 19.721 | U.S. Energy Information Administration |  |  |  |  | 332.3 | SOLAR-V1-NO-AGE | SOLAR-V1-NO-AGE | SOLAR-V1-NO-AGE | SOLAR-V1-NO-AGE | SOLAR-V1-NO-AGE
USA | United States of America | Glenwood |  | USA0002514 | 110 | 40.8271 | -73.6475 | Oil |  |  |  | 1972.0 | National Grid Generation LLC | U.S. Energy Information Administration | http://www.eia.gov/electricity/data/browser/ | U.S. Energy Information Administration | 52010 | 2019 | 2.143 | 5.016 | 4.615 | 3.097 | 0.755 | 4.5120000000000005 | 0.598 | U.S. Energy Information Administration |  |  |  |  | 64.46 | SOLAR-V1-NO-AGE | SOLAR-V1-NO-AGE | SOLAR-V1-NO-AGE | SOLAR-V1-NO-AGE | SOLAR-V1-NO-AGE
USA | United States of America | Sunbury Generation LP |  | USA0003152 | 52.7 | 40.8361 | -76.8250 | Oil |  |  |  | 1970.5825426944973 | Sunbury Generation LP | U.S. Energy Information Administration | http://www.eia.gov/electricity/data/browser/ | U.S. Energy Information Administration | 29954 | 2019 | 34.298 | 95.46900000000001 | 0.0 | 0.0 | 0.0 | 0.0 | 0.062 | U.S. Energy Information Administration |  |  |  |  | 30.88 | SOLAR-V1-NO-AGE | SOLAR-V1-NO-AGE | SOLAR-V1-NO-AGE | SOLAR-V1-NO-AGE | SOLAR-V1-NO-AGE
USA | United States of America | Montefiore - Westchester Square |  | USA0061025 | 1 | 40.8406 | -73.8484 | Oil |  |  |  | 1983.0 | Montefiore-Westchester Square | U.S. Energy Information Administration | http://www.eia.gov/electricity/data/browser/ | U.S. Energy Information Administration |  | 2019 |  |  |  | 0.0 | 0.0 | 0.0 | 0.007 | U.S. Energy Information Administration |  |  |  |  | 0.58 | SOLAR-V1-NO-AGE | SOLAR-V1-NO-AGE | SOLAR-V1-NO-AGE | SOLAR-V1-NO-AGE | SOLAR-V1-NO-AGE
USA | United States of America | New York Presbyterian Hospital-168th St |  | USA0061026 | 11.9 | 40.8409 | -73.9414 | Oil |  |  |  | 2003.0252100840335 | New York Presbyterian Hospital | U.S. Energy Information Administration | http://www.eia.gov/electricity/data/browser/ | U.S. Energy Information Administration |  | 2019 |  |  |  | 0.0 | 0.223 | 0.035 | 0.065 | U.S. Energy Information Administration |  |  |  |  | 6.97 | SOLAR-V1-NO-AGE | SOLAR-V1-NO-AGE | SOLAR-V1-NO-AGE | SOLAR-V1-NO-AGE | SOLAR-V1-NO-AGE
USA | United States of America | Albert Einstein College of Medicine |  | USA0062398 | 8.6 | 40.8513 | -73.8483 | Oil | Gas |  |  | 2005.5930232558144 | Albert Einstein College of Medicine | U.S. Energy Information Administration | http://www.eia.gov/electricity/data/browser/ | U.S. Energy Information Administration |  | 2019 | [5 empty] | 0.047 | 0.061 | U.S. Energy Information Administration |  |  |  |  | 5.04 | SOLAR-V1-NO-AGE | SOLAR-V1-NO-AGE | SOLAR-V1-NO-AGE | SOLAR-V1-NO-AGE | SOLAR-V1-NO-AGE
USA | United States of America | Jacobi Medical Center |  | USA0063646 | 9.4 | 40.8565 | -73.8474 | Oil |  |  |  | 2004.7765957446807 | Jacobi Medical Center | U.S. Energy Information Administration | http://www.eia.gov/electricity/data/browser/ | U.S. Energy Information Administration |  | 2019 | [12 empty] | 5.5 | SOLAR-V1-NO-AGE | SOLAR-V1-NO-AGE | SOLAR-V1-NO-AGE | SOLAR-V1-NO-AGE | SOLAR-V1-NO-AGE
USA | United States of America | Orrville Peaking |  | USA0007778 | 5.4 | 40.8600 | -81.7586 | Oil |  |  |  | 1999.0 | American Mun Power-Ohio Inc | U.S. Energy Information Administration | http://www.eia.gov/electricity/data/browser/ | U.S. Energy Information Administration | 63115 | 2019 | 0.095 | 0.069 | 0.181 | 0.303 | 0.201 | 0.23800000000000002 | 0.207 | U.S. Energy Information Administration |  |  |  |  | 3.16 | SOLAR-V1-NO-AGE | SOLAR-V1-NO-AGE | SOLAR-V1-NO-AGE | SOLAR-V1-NO-AGE | SOLAR-V1-NO-AGE
USA | United States of America | Fordham University |  | USA0063544 | 1.5 | 40.8613 | -73.8874 | Oil |  |  |  | 2009.9999999999998 | Fordham University | U.S. Energy Information Administration | http://www.eia.gov/electricity/data/browser/ | U.S. Energy Information Administration |  | 2019 | [12 empty] | 0.87 | SOLAR-V1-NO-AGE | SOLAR-V1-NO-AGE | SOLAR-V1-NO-AGE | SOLAR-V1-NO-AGE | SOLAR-V1-NO-AGE
USA | United States of America | The Allen Hospital |  | USA0061568 | 1 | 40.8733 | -73.9130 | Oil |  |  |  | 2009.0 | The Allen Hospital | U.S. Energy Information Administration | http://www.eia.gov/electricity/data/browser/ | U.S. Energy Information Administration |  | 2019 | [5 empty] | 0.011 | 0.009 | U.S. Energy Information Administration |  |  |  |  | 0.58 | SOLAR-V1-NO-AGE | SOLAR-V1-NO-AGE | SOLAR-V1-NO-AGE | SOLAR-V1-NO-AGE | SOLAR-V1-NO-AGE
USA | United States of America | Lenox |  | USA0001158 | 6.1 | 40.8800 | -94.5589 | Oil |  |  |  | 1991.655737704918 | City of Lenox - (IA) | U.S. Energy Information Administration | http://www.eia.gov/electricity/data/browser/ | U.S. Energy Information Administration | 24749 | 2019 | 0.032 | 0.055 | 0.052000000000000005 | 0.035 | 0.025 | 0.06 | 0.043 | U.S. Energy Information Administration |  |  |  |  | 3.57 | SOLAR-V1-NO-AGE | SOLAR-V1-NO-AGE | SOLAR-V1-NO-AGE | SOLAR-V1-NO-AGE | SOLAR-V1-NO-AGE
USA | United States of America | Montefiore Weiler (Einstein) Hospital |  | USA0063539 | 1.5 | 40.8804 | -73.8791 | Oil |  |  |  | 1995.0 | Montefiore Weiler (Einstein) Hospital | U.S. Energy Information Administration | http://www.eia.gov/electricity/data/browser/ | U.S. Energy Information Administration |  | 2019 | [12 empty] | 0.87 | SOLAR-V1-NO-AGE | SOLAR-V1-NO-AGE | SOLAR-V1-NO-AGE | SOLAR-V1-NO-AGE | SOLAR-V1-NO-AGE
USA | United States of America | North Central Bronx Hospital |  | USA0063643 | 1.6 | 40.8804 | -73.8812 | Oil |  |  |  | 2000.0 | North Central Bronx Hospital | U.S. Energy Information Administration | http://www.eia.gov/electricity/data/browser/ | U.S. Energy Information Administration |  | 2019 | [12 empty] | 0.93 | HYDRO-V1 | HYDRO-V1 | HYDRO-V1 | HYDRO-V1 | HYDRO-V1
USA | United States of America | Mobile |  | USA0006229 | 3.1 | 40.8830 | -97.6014 | Oil |  |  |  | 1990.516129032258 | Nebraska Public Power District | U.S. Energy Information Administration | http://www.eia.gov/electricity/data/browser/ | U.S. Energy Information Administration |  | 2019 | 0.024 | 0.024 | 0.01 | 0.033 | 0.021 | 0.123 | 0.066 | U.S. Energy Information Administration |  |  |  |  | 1.81 | HYDRO-V1 | HYDRO-V1 | HYDRO-V1 | HYDRO-V1 | HYDRO-V1
USA | United States of America | Shelby North |  | USA0007827 | 1.8 | 40.8969 | -82.6625 | Oil |  |  |  | 2000.0 | American Mun Power-Ohio Inc | U.S. Energy Information Administration | http://www.eia.gov/electricity/data/browser/ | U.S. Energy Information Administration | 55619 | 2019 | 0.044 | 0.022 | 0.063 | 0.107 | 0.064 | 0.084 | 0.167 | U.S. Energy Information Administration |  |  |  |  | 1.05 | HYDRO-V1 | HYDRO-V1 | HYDRO-V1 | HYDRO-V1 | HYDRO-V1
USA | United States of America | Saint Catherine of Siena Medical Center |  | USA0062003 | 2.2 | 40.8995 | -73.2709 | Oil |  |  |  | 1990.0909090909092 | Saint Catherine of Siena Medical Center | U.S. Energy Information Administration | http://www.eia.gov/electricity/data/browser/ | U.S. Energy Information Administration |  | 2019 | [5 empty] | 0.011 | 0.015 | U.S. Energy Information Administration |  |  |  |  | 1.28 | HYDRO-V1 | HYDRO-V1 | HYDRO-V1 | HYDRO-V1 | HYDRO-V1
USA | United States of America | South Hampton |  | USA0002519 | 11.5 | 40.9000 | -72.3820 | Oil |  |  |  | 1963.0 | National Grid Generation LLC | U.S. Energy Information Administration | http://www.eia.gov/electricity/data/browser/ | U.S. Energy Information Administration | 25023 | 2019 | 1.744 | 0.022 | 0.6930000000000001 | 1.6340000000000001 | 0.9510000000000001 | 1.489 | 2.104 | U.S. Energy Information Administration |  |  |  |  | 6.73 | HYDRO-V1 | HYDRO-V1 | HYDRO-V1 | HYDRO-V1 | HYDRO-V1
USA | United States of America | St.Joseph's Regional Medical Center |  | USA0063645 | 6.1 | 40.9026 | -74.1656 | Oil |  |  |  | 2007.393442622951 | St.Joseph's Regional Medical Center | U.S. Energy Information Administration | http://www.eia.gov/electricity/data/browser/ | U.S. Energy Information Administration |  | 2019 | [12 empty] | 3.57 | HYDRO-V1 | HYDRO-V1 | HYDRO-V1 | HYDRO-V1 | HYDRO-V1
USA | United States of America | Montefiore Mount Vernon Hospital |  | USA0062589 | 1.1 | 40.9028 | -73.8687 | Oil |  |  |  | 1975.9999999999998 | Montefiore Mount Vernon Hospital | U.S. Energy Information Administration | http://www.eia.gov/electricity/data/browser/ | U.S. Energy Information Administration |  | 2019 | [6 empty] | 0.011 | U.S. Energy Information Administration |  |  |  |  | 0.64 | HYDRO-V1 | HYDRO-V1 | HYDRO-V1 | HYDRO-V1 | HYDRO-V1
USA | United States of America | Shelby South |  | USA0007828 | 1.8 | 40.9089 | -82.6533 | Oil |  |  |  | 2000.0 | City of Shelby - (OH) | U.S. Energy Information Administration | http://www.eia.gov/electricity/data/browser/ | U.S. Energy Information Administration | 32528 | 2019 | 0.063 | 0.031 | 0.013000000000000001 | 0.095 | 0.06 | 0.088 | 0.085 | U.S. Energy Information Administration |  |  |  |  | 1.05 | HYDRO-V1 | HYDRO-V1 | HYDRO-V1 | HYDRO-V1 | HYDRO-V1
USA | United States of America | Portland (PA) |  | USA0003113 | 194 | 40.9102 | -75.0794 | Oil | Gas |  |  | 1991.6288659793815 | Portland Power LLC | U.S. Energy Information Administration | http://www.eia.gov/electricity/data/browser/ | U.S. Energy Information Administration | 26157 | 2019 | 198.305004 | 244.85700400000002 | -9.664 | 0.0 | 0.0 | 0.0 | 1.244 | U.S. Energy Information Administration |  |  |  |  | 113.69 | HYDRO-V1 | HYDRO-V1 | HYDRO-V1 | HYDRO-V1 | HYDRO-V1
USA | United States of America | Montefiore-New Rochelle |  | USA0063602 | 1.4 | 40.9126 | -73.7878 | Oil |  |  |  | 1986.5 | Montefiore-New Rochelle | U.S. Energy Information Administration | http://www.eia.gov/electricity/data/browser/ | U.S. Energy Information Administration |  | 2019 | [12 empty] | 0.82 | HYDRO-V1 | HYDRO-V1 | HYDRO-V1 | HYDRO-V1 | HYDRO-V1
USA | United States of America | Mt.Sinai-St.Lukes Roosevelt Hosp. Center |  | USA0062453 | 6.6 | 40.9288 | -73.8980 | Oil |  |  |  | 2007.1818181818182 | Mt.Sinai-St.Lukes Rsvlt. Hospital Center | U.S. Energy Information Administration | http://www.eia.gov/electricity/data/browser/ | U.S. Energy Information Administration |  | 2019 | [6 empty] | 0.062 | U.S. Energy Information Administration |  |  |  |  | 3.86 | NO-ESTIMATION | NO-ESTIMATION | NO-ESTIMATION | NO-ESTIMATION | CAPACITY-FACTOR-V1
USA | United States of America | St. Joseph Hospital |  | USA0062452 | 1.1 | 40.9288 | -73.8980 | Oil |  |  |  | 1973.090909090909 | St. Joseph Hospital (NY) | U.S. Energy Information Administration | http://www.eia.gov/electricity/data/browser/ | U.S. Energy Information Administration |  | 2019 | [6 empty] | 0.008 | U.S. Energy Information Administration |  |  |  |  | 0.64 | SOLAR-V1-NO-AGE | SOLAR-V1-NO-AGE | SOLAR-V1-NO-AGE | SOLAR-V1-NO-AGE | SOLAR-V1-NO-AGE
USA | United States of America | Villisca Municipal Power Plant |  | USA0001193 | 4 | 40.9315 | -94.9855 | Oil |  |  |  | 2003.0 | City of Villisca - (IA) | U.S. Energy Information Administration | http://www.eia.gov/electricity/data/browser/ | U.S. Energy Information Administration | 36058 | 2019 | 0.012 | 0.012 | 0.025 | 0.018000000000000002 | 0.015 | 0.012 | 0.015 | U.S. Energy Information Administration |  |  |  |  | 2.34 | NO-ESTIMATION | NO-ESTIMATION | NO-ESTIMATION | NO-ESTIMATION | CAPACITY-FACTOR-V1
USA | United States of America | TalenEnergy Martins Creek LLC Harwood |  | USA0003144 | 32 | 40.9353 | -76.0284 | Oil |  |  |  | 1967.0 | TalenEnergy Martins Creek LLC | U.S. Energy Information Administration | http://www.eia.gov/electricity/data/browser/ | U.S. Energy Information Administration | 29942 | 2019 | 0.261 | 1.571 | 0.2 | 0.311 | 0.136 | 0.555 | 0.048 | U.S. Energy Information Administration |  |  |  |  | 18.75 | SOLAR-V1-NO-AGE | SOLAR-V1-NO-AGE | SOLAR-V1-NO-AGE | SOLAR-V1-NO-AGE | SOLAR-V1-NO-AGE
USA | United States of America | NYPH - Lawrence |  | USA0063580 | 1 | 40.9423 | -73.8369 | Oil |  |  |  | 2010.0 | NYPH - Lawrence | U.S. Energy Information Administration | http://www.eia.gov/electricity/data/browser/ | U.S. Energy Information Administration |  | 2019 | [12 empty] | 0.58 | SOLAR-V1-NO-AGE | SOLAR-V1-NO-AGE | SOLAR-V1-NO-AGE | SOLAR-V1-NO-AGE | SOLAR-V1-NO-AGE
USA | United States of America | Julesburg |  | USA0000504 | 2.8 | 40.9505 | -102.2795 | Oil |  |  |  | 1956.3214285714287 | City of Julesburg - (CO) | U.S. Energy Information Administration | http://www.eia.gov/electricity/data/browser/ | U.S. Energy Information Administration | 23736 | 2019 | 0.0 | 0.0 | 0.0 | 0.0 | 0.0 | 0.0 | 0 | U.S. Energy Information Administration |  |  |  |  | 1.64 | SOLAR-V1-NO-AGE | SOLAR-V1-NO-AGE | SOLAR-V1-NO-AGE | SOLAR-V1-NO-AGE | SOLAR-V1-NO-AGE
USA | United States of America | Wading River |  | USA0007146 | 238.5 | 40.9569 | -72.8774 | Oil |  |  |  | 1989.0 | National Grid Generation LLC | U.S. Energy Information Administration | http://www.eia.gov/electricity/data/browser/ | U.S. Energy Information Administration |  | 2019 | 42.982 | 30.715 | 16.323 | 22.972 | 5.721 | 12.886000000000001 | 10.763 | U.S. Energy Information Administration |  |  |  |  | 139.77 | SOLAR-V1-NO-AGE | SOLAR-V1-NO-AGE | SOLAR-V1-NO-AGE | SOLAR-V1-NO-AGE | SOLAR-V1-NO-AGE
USA | United States of America | Shoreham Energy LLC |  | USA0055787 | 100 | 40.9571 | -72.8659 | Oil |  |  |  | 2002.0 | Shoreham Energy LLC | U.S. Energy Information Administration | http://www.eia.gov/electricity/data/browser/ | U.S. Energy Information Administration | 49193 | 2019 | 0.0 | 0.0 | 0.0 | 0.0 | 0.0 | 0.0 | 4.757 | U.S. Energy Information Administration |  |  |  |  | 58.6 | NO-ESTIMATION | NO-ESTIMATION | NO-ESTIMATION | NO-ESTIMATION | CAPACITY-FACTOR-V1
USA | United States of America | Haworth Water Treatment Plant |  | USA0056701 | 16 | 40.9593 | -74.0151 | Oil | Gas |  |  | 2011.5 | EPP Renewable Energy | U.S. Energy Information Administration | http://www.eia.gov/electricity/data/browser/ | U.S. Energy Information Administration | 58341 | 2019 | 8.641 | 10.265 | 17.476 | 17.2 | 12.84 | 14.511000000000001 | 17.797 | U.S. Energy Information Administration |  |  |  |  | 9.37 | NO-ESTIMATION | NO-ESTIMATION | NO-ESTIMATION | NO-ESTIMATION | CAPACITY-FACTOR-V1
USA | United States of America | Shoreham |  | USA0002518 | 71.5 | 40.9616 | -72.8650 | Oil |  |  |  | 1969.6993006993007 | National Grid Generation LLC | U.S. Energy Information Administration | http://www.eia.gov/electricity/data/browser/ | U.S. Energy Information Administration | 25025 | 2019 | 3.0660000000000003 | 0.633 | 2.024 | 5.268 | 0.72 | 2.434 | 0.944 | U.S. Energy Information Administration |  |  |  |  | 41.9 | NO-ESTIMATION | NO-ESTIMATION | NO-ESTIMATION | NO-ESTIMATION | CAPACITY-FACTOR-V1
USA | United States of America | East Hampton |  | USA0002512 | 27.3 | 40.9617 | -72.2103 | Oil |  |  |  | 1969.2417582417584 | National Grid Generation LLC | U.S. Energy Information Administration | http://www.eia.gov/electricity/data/browser/ | U.S. Energy Information Administration | 25008 | 2019 | 8.884 | 6.3389999999999995 | 10.742 | 12.337 | 7.6240000000000006 | 13.743 | 14.463 | U.S. Energy Information Administration |  |  |  |  | 15.99 | SOLAR-V1-NO-AGE | SOLAR-V1-NO-AGE | SOLAR-V1-NO-AGE | SOLAR-V1-NO-AGE | SOLAR-V1-NO-AGE
USA | United States of America | St Johns Riverside Hospital |  | USA0062051 | 2.4 | 40.9689 | -73.8866 | Oil |  |  |  | 1991.7916666666665 | St Johns Riverside Hospital | U.S. Energy Information Administration | http://www.eia.gov/electricity/data/browser/ | U.S. Energy Information Administration |  | 2019 | [5 empty] | 0.027 | 0.029 | U.S. Energy Information Administration |  |  |  |  | 1.4 | SOLAR-V1-NO-AGE | SOLAR-V1-NO-AGE | SOLAR-V1-NO-AGE | SOLAR-V1-NO-AGE | SOLAR-V1-NO-AGE
USA | United States of America | Mt Pleasant |  | USA0001166 | 24 | 40.9718 | -91.5512 | Oil |  |  |  | 2002.0 | City of Mt Pleasant - (IA) | U.S. Energy Information Administration | http://www.eia.gov/electricity/data/browser/ | U.S. Energy Information Administration | 26958 | 2019 | 0.20700000000000002 | 0.608 | 0.136 | 0.495 | 0.294 | 0.293 | 0.478 | U.S. Energy Information Administration |  |  |  |  | 14.06 | SOLAR-V1-NO-AGE | SOLAR-V1-NO-AGE | SOLAR-V1-NO-AGE | SOLAR-V1-NO-AGE | SOLAR-V1-NO-AGE
USA | United States of America | Corning |  | USA0001134 | 6.8 | 40.9871 | -94.7352 | Oil |  |  |  | 1993.235294117647 | City of Corning - (IA) | U.S. Energy Information Administration | http://www.eia.gov/electricity/data/browser/ | U.S. Energy Information Administration | 17695 | 2019 | 0.01 | 0.031 | 0.013000000000000001 | 0.008 | 0.002 | 0.021 | 0.014 | U.S. Energy Information Administration |  |  |  |  | 3.98 | NO-ESTIMATION | NO-ESTIMATION | NO-ESTIMATION | NO-ESTIMATION | CAPACITY-FACTOR-V1
USA | United States of America | Cos Cob |  | USA0000542 | 115 | 41.0289 | -73.5989 | Oil |  |  |  | 1982.5652173913043 | Connecticut Jet Power LLC | U.S. Energy Information Administration | http://www.eia.gov/electricity/data/browser/ | U.S. Energy Information Administration | 17268 | 2019 | 0.0 | 0.0 | 0.0 | 0.0 | 0.0 | 0.0 | 0.736 | U.S. Energy Information Administration |  |  |  |  | 67.39 | SOLAR-V1-NO-AGE | SOLAR-V1-NO-AGE | SOLAR-V1-NO-AGE | SOLAR-V1-NO-AGE | SOLAR-V1-NO-AGE
USA | United States of America | Seville |  | USA0007919 | 5.4 | 41.0317 | -81.8714 | Oil |  |  |  | 2001.0000000000002 | American Mun Power-Ohio Inc | U.S. Energy Information Administration | http://www.eia.gov/electricity/data/browser/ | U.S. Energy Information Administration | 58967 | 2019 | 0.159 | 0.041 | 0.22 | 0.33 | 0.113 | 0.194 | 0.167 | U.S. Energy Information Administration |  |  |  |  | 3.16 | SOLAR-V1-NO-AGE | SOLAR-V1-NO-AGE | SOLAR-V1-NO-AGE | SOLAR-V1-NO-AGE | SOLAR-V1-NO-AGE
USA | United States of America | Waterside Power LLC |  | USA0056189 | 69.6 | 41.0372 | -73.5564 | Oil |  |  |  | 2004.6666666666667 | Waterside Power LLC | U.S. Energy Information Administration | http://www.eia.gov/electricity/data/browser/ | U.S. Energy Information Administration | 70541 | 2019 | 1.895 | 3.5340000000000003 | 1.026 | 1.452 | 1.242 | 1.3780000000000001 | 1.243 | U.S. Energy Information Administration |  |  |  |  | 40.79 | SOLAR-V1-NO-AGE | SOLAR-V1-NO-AGE | SOLAR-V1-NO-AGE | SOLAR-V1-NO-AGE | SOLAR-V1-NO-AGE
USA | United States of America | Shawnee (PA) |  | USA0003114 | 20 | 41.0612 | -75.0582 | Oil |  |  |  | 1972.0 | Shawnee Power LLC | U.S. Energy Information Administration | http://www.eia.gov/electricity/data/browser/ | U.S. Energy Information Administration | 26159 | 2019 | -0.014 | 0.376 | -0.065 | -0.134 | -0.124 | 0.196 | -0.143 | U.S. Energy Information Administration |  |  |  |  | 11.72 | SOLAR-V1-NO-AGE | SOLAR-V1-NO-AGE | SOLAR-V1-NO-AGE | SOLAR-V1-NO-AGE | SOLAR-V1-NO-AGE
USA | United States of America | Regeneron Pharmaceuticals Inc. |  | USA0062423 | 15.4 | 41.0787 | -73.8223 | Oil | Gas |  |  | 2013.9155844155844 | Regeneron Pharmaceuticals Inc. | U.S. Energy Information Administration | http://www.eia.gov/electricity/data/browser/ | U.S. Energy Information Administration |  | 2019 | [5 empty] | 0.513 | 0.489 | U.S. Energy Information Administration |  |  |  |  | 9.02 | SOLAR-V1-NO-AGE | SOLAR-V1-NO-AGE | SOLAR-V1-NO-AGE | SOLAR-V1-NO-AGE | SOLAR-V1-NO-AGE
USA | United States of America | Westchester County Medical Center |  | USA0062270 | 9.5 | 41.0892 | -73.8044 | Oil |  |  |  | 1999.715789473684 | Westchester County Medical Center | U.S. Energy Information Administration | http://www.eia.gov/electricity/data/browser/ | U.S. Energy Information Administration |  | 2019 | [5 empty] | 0.046 | 0.031 | U.S. Energy Information Administration |  |  |  |  | 5.56 | WIND-V1 | WIND-V1 | WIND-V1 | WIND-V1 | WIND-V1
USA | United States of America | Montefiore Nyack Hospital |  | USA0063662 | 1.1 | 41.0910 | -73.9182 | Oil |  |  |  | 2000.9999999999998 | Montefiore Nyack Hospital | U.S. Energy Information Administration | http://www.eia.gov/electricity/data/browser/ | U.S. Energy Information Administration |  | 2019 | [12 empty] | 0.64 | NO-ESTIMATION | NO-ESTIMATION | NO-ESTIMATION | NO-ESTIMATION | CAPACITY-FACTOR-V1
USA | United States of America | Chappell |  | USA0002230 | 1.1 | 41.0926 | -102.4715 | Oil |  |  |  | 1982.0 | City of Chappell - (NE) | U.S. Energy Information Administration | http://www.eia.gov/electricity/data/browser/ | U.S. Energy Information Administration | 16107 | 2019 | 0.021 | 0.006 | 0.002 | 0.002 | 0.003 | 0.009000000000000001 | 0.007 | U.S. Energy Information Administration |  |  |  |  | 0.64 | NO-ESTIMATION | NO-ESTIMATION | NO-ESTIMATION | NO-ESTIMATION | CAPACITY-FACTOR-V1
USA | United States of America | Greenport |  | USA0002681 | 10.1 | 41.1055 | -72.3758 | Oil |  |  |  | 1976.7623762376238 | Village of Greenport - (NY) | U.S. Energy Information Administration | http://www.eia.gov/electricity/data/browser/ | U.S. Energy Information Administration | 21444 | 2019 | 0.01 | 0.011 | 0.02 | 0.032 | 0.019 | 0.04 | 0.029 | U.S. Energy Information Administration |  |  |  |  | 5.91 | NO-ESTIMATION | NO-ESTIMATION | NO-ESTIMATION | NO-ESTIMATION | CAPACITY-FACTOR-V1
USA | United States of America | Southold |  | USA0002520 | 14 | 41.1059 | -72.3761 | Oil |  |  |  | 1964.0 | National Grid Generation LLC | U.S. Energy Information Administration | http://www.eia.gov/electricity/data/browser/ | U.S. Energy Information Administration | 25026 | 2019 | 1.624 | 0.151 | 0.673 | 0.669 | 0.14100000000000001 | 1.822 | 1.725 | U.S. Energy Information Administration |  |  |  |  | 8.2 | NO-ESTIMATION | NO-ESTIMATION | NO-ESTIMATION | NO-ESTIMATION | CAPACITY-FACTOR-V1
USA | United States of America | Hawkeye Energy Greenport LLC |  | USA0055969 | 54 | 41.1060 | -72.3762 | Oil |  |  |  | 2003.0 | Hawkeye Energy Greenport LLC | U.S. Energy Information Administration | http://www.eia.gov/electricity/data/browser/ | U.S. Energy Information Administration | 21444 | 2019 | 0.0 | 0.0 | 0.0 | 0.0 | 0.0 | 0.0 | 30.547 | U.S. Energy Information Administration |  |  |  |  | 31.64 | NO-ESTIMATION | NO-ESTIMATION | NO-ESTIMATION | NO-ESTIMATION | CAPACITY-FACTOR-V1
USA | United States of America | JLL-One Rockwood Road |  | USA0062446 | 3 | 41.1090 | -73.8626 | Oil |  |  |  | 2003.0 | JLL-One Rockwood Road | U.S. Energy Information Administration | http://www.eia.gov/electricity/data/browser/ | U.S. Energy Information Administration |  | 2019 | [6 empty] | 0.017 | U.S. Energy Information Administration |  |  |  |  | 1.75 | NO-ESTIMATION | NO-ESTIMATION | NO-ESTIMATION | NO-ESTIMATION | CAPACITY-FACTOR-V1
USA | United States of America | Good Samaritan Hospital |  | USA0061551 | 1.9 | 41.1115 | -74.1354 | Oil | Gas |  |  | 1995.157894736842 | Good Samaritan Hospital | U.S. Energy Information Administration | http://www.eia.gov/electricity/data/browser/ | U.S. Energy Information Administration |  | 2019 |  |  |  |  | 0.011 | 0.015 | 0.022 | U.S. Energy Information Administration |  |  |  |  | 1.11 | NO-ESTIMATION | NO-ESTIMATION | NO-ESTIMATION | NO-ESTIMATION | CAPACITY-FACTOR-V1
USA | United States of America | Norden 1-3 |  | USA0057689 | 6 | 41.1117 | -73.3928 | Oil |  |  |  | 2004.0 | Third Taxing District of Norwalk | U.S. Energy Information Administration | http://www.eia.gov/electricity/data/browser/ | U.S. Energy Information Administration | 63482 | 2019 | 0.134 | 0.134 | 0.203 | 0.075 | 0.084 | 0.073 | 0.024 | U.S. Energy Information Administration |  |  |  |  | 3.51 | NO-ESTIMATION | NO-ESTIMATION | NO-ESTIMATION | NO-ESTIMATION | CAPACITY-FACTOR-V1
USA | United States of America | TalenEnergy Martins Creek LLC Lock Haven |  | USA0003147 | 18.5 | 41.1189 | -77.4709 | Oil |  |  |  | 1969.0 | TalenEnergy Martins Creek LLC | U.S. Energy Information Administration | http://www.eia.gov/electricity/data/browser/ | U.S. Energy Information Administration | 29947 | 2019 | 0.127 | 0.202 | 0.027 | 0.022 | 0.028 | 0.037 | 0 | U.S. Energy Information Administration |  |  |  |  | 10.84 | NO-ESTIMATION | NO-ESTIMATION | NO-ESTIMATION | NO-ESTIMATION | CAPACITY-FACTOR-V1
USA | United States of America | Cuyahoga Falls 1 |  | USA0062658 | 9 | 41.1418 | -81.4745 | Oil |  |  |  | 2018.0 | City of Cuyahoga Falls - (OH) | U.S. Energy Information Administration | http://www.eia.gov/electricity/data/browser/ | U.S. Energy Information Administration |  | 2019 | [5 empty] | 0.3 | 0.244 | U.S. Energy Information Administration |  |  |  |  | 5.27 | NO-ESTIMATION | NO-ESTIMATION | NO-ESTIMATION | NO-ESTIMATION | CAPACITY-FACTOR-V1
USA | United States of America | Wellington |  | USA0007878 | 1 | 41.1631 | -82.2272 | Oil |  |  |  | 1998.0 | American Mun Power-Ohio Inc | U.S. Energy Information Administration | http://www.eia.gov/electricity/data/browser/ | U.S. Energy Information Administration | 63114 | 2019 | 0.033 | 0.02 | 0.033 | 0.068 | 0.034 | 0.051000000000000004 | 0.023 | U.S. Energy Information Administration |  |  |  |  | 0.58 | NO-ESTIMATION | NO-ESTIMATION | NO-ESTIMATION | NO-ESTIMATION | CAPACITY-FACTOR-V1
USA | United States of America | Niles Power Plant |  | USA0002861 | 27 | 41.1669 | -80.7477 | Oil |  |  |  | 1972.0 | Niles Power LLC | U.S. Energy Information Administration | http://www.eia.gov/electricity/data/browser/ | U.S. Energy Information Administration |  | 2019 | 0.0 | 0.0 | 0.0 | 0.0 | 0.0 | 0.0 | -0.154 | U.S. Energy Information Administration |  |  |  |  | 15.82 | NO-ESTIMATION | NO-ESTIMATION | NO-ESTIMATION | NO-ESTIMATION | CAPACITY-FACTOR-V1
USA | United States of America | General Electric Diesel Engine Plant |  | USA0010058 | 4.4 | 41.1694 | -80.1055 | Oil |  |  |  | 1984.0 | General Electric Co | U.S. Energy Information Administration | http://www.eia.gov/electricity/data/browser/ | U.S. Energy Information Administration |  | 2019 | 6.32688 | 6.01916 | 10.79666 | 3.54466 | 1.73068 | 3.82396 | 6.4974 | U.S. Energy Information Administration |  |  |  |  | 2.57 | NO-ESTIMATION | NO-ESTIMATION | NO-ESTIMATION | NO-ESTIMATION | CAPACITY-FACTOR-V1
USA | United States of America | Block Island |  | USA0006567 | 7.1 | 41.1756 | -71.5711 | Oil |  |  |  | 2008.4788732394368 | Block Island Utility District | U.S. Energy Information Administration | http://www.eia.gov/electricity/data/browser/ | U.S. Energy Information Administration | 14644 | 2019 | 10.659 | 10.67 | 11.539 | 12.56 | 2.979 | 0.044 | 0.083 | U.S. Energy Information Administration |  |  |  |  | 4.16 | SOLAR-V1-NO-AGE | SOLAR-V1-NO-AGE | SOLAR-V1-NO-AGE | SOLAR-V1-NO-AGE | SOLAR-V1-NO-AGE
USA | United States of America | Northern Westchester Hospital |  | USA0061378 | 5.6 | 41.1968 | -73.7257 | Oil | Gas |  |  | 1996.1785714285716 | Northern Westchester Hospital | U.S. Energy Information Administration | http://www.eia.gov/electricity/data/browser/ | U.S. Energy Information Administration |  | 2019 |  |  |  |  | 0.0 | 0.0 | 0 | U.S. Energy Information Administration |  |  |  |  | 3.28 | SOLAR-V1-NO-AGE | SOLAR-V1-NO-AGE | SOLAR-V1-NO-AGE | SOLAR-V1-NO-AGE | SOLAR-V1-NO-AGE
USA | United States of America | Devon Station |  | USA0000544 | 222.6 | 41.2098 | -73.1090 | Oil | Gas |  |  | 1995.0808625336929 | Devon Power LLC | U.S. Energy Information Administration | http://www.eia.gov/electricity/data/browser/ | U.S. Energy Information Administration | 17269 | 2019 | 0.0 | 0.0 | 0.0 | 0.0 | 0.0 | 0.0 | -0.532 | U.S. Energy Information Administration |  |  |  |  | 130.46 | SOLAR-V1-NO-AGE | SOLAR-V1-NO-AGE | SOLAR-V1-NO-AGE | SOLAR-V1-NO-AGE | SOLAR-V1-NO-AGE
USA | United States of America | GenConn Devon LLC |  | USA0057070 | 242 | 41.2108 | -73.1075 | Oil | Gas |  |  | 2010.0 | GenConn Devon LLC | U.S. Energy Information Administration | http://www.eia.gov/electricity/data/browser/ | U.S. Energy Information Administration | 59737 | 2019 | 0.0 | 0.0 | 0.0 | 0.0 | 0.0 | 0.0 | -1.998 | U.S. Energy Information Administration |  |  |  |  | 141.83 | SOLAR-V1-NO-AGE | SOLAR-V1-NO-AGE | SOLAR-V1-NO-AGE | SOLAR-V1-NO-AGE | SOLAR-V1-NO-AGE
USA | United States of America | TalenEnergy Martins Creek LLC Williamsport |  | USA0003155 | 32 | 41.2361 | -77.0075 | Oil |  |  |  | 1967.0 | TalenEnergy Martins Creek LLC | U.S. Energy Information Administration | http://www.eia.gov/electricity/data/browser/ | U.S. Energy Information Administration | 29962 | 2019 | 0.299 | 0.584 | 0.148 | 0.042 | 0.111 | 0.188 | 0.055 | U.S. Energy Information Administration |  |  |  |  | 18.75 | WIND-V1 | WIND-V1 | WIND-V1 | WIND-V1 | WIND-V1
USA | United States of America | Kimball |  | USA0002248 | 9.6 | 41.2382 | -103.6667 | Oil |  |  |  | 1962.7812500000002 | City of Kimball - (NE) | U.S. Energy Information Administration | http://www.eia.gov/electricity/data/browser/ | U.S. Energy Information Administration | 24078 | 2019 | 0.147 |  | 0.08800000000000001 | 0.045 | 0.052000000000000005 | 0.094 | 0.049 | U.S. Energy Information Administration |  |  |  |  | 5.62 | SOLAR-V1-NO-AGE | SOLAR-V1-NO-AGE | SOLAR-V1-NO-AGE | SOLAR-V1-NO-AGE | SOLAR-V1-NO-AGE
USA | United States of America | Jones Street |  | USA0002290 | 130 | 41.2515 | -95.9227 | Oil |  |  |  | 1973.0 | Omaha Public Power District | U.S. Energy Information Administration | http://www.eia.gov/electricity/data/browser/ | U.S. Energy Information Administration | 28894 | 2019 | -0.40800000000000003 | 0.294 | -0.395 | -0.125 | 0.08 | 1.337 | 3.066 | U.S. Energy Information Administration |  |  |  |  | 76.19 | NO-ESTIMATION | NO-ESTIMATION | NO-ESTIMATION | NO-ESTIMATION | CAPACITY-FACTOR-V1
USA | United States of America | David City |  | USA0002233 | 10.6 | 41.2547 | -97.1192 | Oil | Gas |  |  | 1976.547169811321 | City of David City | U.S. Energy Information Administration | http://www.eia.gov/electricity/data/browser/ | U.S. Energy Information Administration | 27285 | 2019 | 0.16200000000000003 | 0.136 | 0.06799999999999999 | 0.11 | 0.087 | 0.043 | 0.022 | U.S. Energy Information Administration |  |  |  |  | 6.21 | SOLAR-V1-NO-AGE | SOLAR-V1-NO-AGE | SOLAR-V1-NO-AGE | SOLAR-V1-NO-AGE | SOLAR-V1-NO-AGE
USA | United States of America | Nantucket Hybrid |  | USA0001615 | 22.4 | 41.2583 | -70.0517 | Oil | Storage |  |  | 2019.0000000000005 | Nantucket Electric Co | U.S. Energy Information Administration | http://www.eia.gov/electricity/data/browser/ | U.S. Energy Information Administration | 27089 | 2019 | 0.18 | 0.168 | 0.167 | 0.291 | 0.177 | 0.146 | 0.571 | U.S. Energy Information Administration |  |  |  |  | 13.12 | NO-ESTIMATION | NO-ESTIMATION | NO-ESTIMATION | SOLAR-V1 | SOLAR-V1
USA | United States of America | Fishers Island 1 |  | USA0057600 | 2.6 | 41.2686 | -72.0100 | Oil |  |  |  | 2011.0 | Connecticut Mun Elec Engy Coop | U.S. Energy Information Administration | http://www.eia.gov/electricity/data/browser/ | U.S. Energy Information Administration | 20184 | 2019 | 0.316 | 0.23700000000000002 | 0.356 | 0.316 | 0.192 | 0.168 | 0.153 | U.S. Energy Information Administration |  |  |  |  | 1.52 | NO-ESTIMATION | NO-ESTIMATION | NO-ESTIMATION | NO-ESTIMATION | CAPACITY-FACTOR-V1
USA | United States of America | TalenEnergy Martins Creek LLC Jenkins |  | USA0003146 | 32 | 41.2824 | -75.8164 | Oil |  |  |  | 1969.0 | TalenEnergy Martins Creek LLC | U.S. Energy Information Administration | http://www.eia.gov/electricity/data/browser/ | U.S. Energy Information Administration | 29946 | 2019 | 0.375 | 1.04 | 0.153 | 0.07 | 0.11800000000000001 | 0.465 | 0.054 | U.S. Energy Information Administration |  |  |  |  | 18.75 | HYDRO-V1 | HYDRO-V1 | HYDRO-V1 | HYDRO-V1 | HYDRO-V1
USA | United States of America | NYP-Hudson Valley Hospital Center |  | USA0062421 | 2.9 | 41.2867 | -73.8888 | Oil |  |  |  | 2012.4827586206898 | NYP-Hudson Valley Hospital Center | U.S. Energy Information Administration | http://www.eia.gov/electricity/data/browser/ | U.S. Energy Information Administration |  | 2019 | [5 empty] | 0.033 | 0.032 | U.S. Energy Information Administration |  |  |  |  | 1.69 | SOLAR-V1-NO-AGE | SOLAR-V1-NO-AGE | SOLAR-V1-NO-AGE | SOLAR-V1-NO-AGE | SOLAR-V1-NO-AGE
USA | United States of America | Branford |  | USA0000540 | 21.8 | 41.2925 | -72.7942 | Oil |  |  |  | 1966.9999999999998 | Connecticut Jet Power LLC | U.S. Energy Information Administration | http://www.eia.gov/electricity/data/browser/ | U.S. Energy Information Administration | 17267 | 2019 | 0.0 | 0.0 | 0.0 | 0.0 | 0.0 | 0.0 | 0.128 | U.S. Energy Information Administration |  |  |  |  | 12.77 | SOLAR-V1-NO-AGE | SOLAR-V1-NO-AGE | SOLAR-V1-NO-AGE | SOLAR-V1-NO-AGE | SOLAR-V1-NO-AGE
USA | United States of America | Knoxville Industrial |  | USA0007849 | 16 | 41.3160 | -93.0610 | Oil |  |  |  | 2000.0 | MidAmerican Energy Co | U.S. Energy Information Administration | http://www.eia.gov/electricity/data/browser/ | U.S. Energy Information Administration | 48110 | 2019 | -0.25 | 0.088 | 0.17 | 0.312 | 0.155 | 0.069 | 0.177 | U.S. Energy Information Administration |  |  |  |  | 9.37 | SOLAR-V1-NO-AGE | SOLAR-V1-NO-AGE | SOLAR-V1-NO-AGE | SOLAR-V1-NO-AGE | SOLAR-V1-NO-AGE
USA | United States of America | North |  | USA0007856 | 8 | 41.3164 | -94.4550 | Oil |  |  |  | 2006.9500000000003 | City of Greenfield - (IA) | U.S. Energy Information Administration | http://www.eia.gov/electricity/data/browser/ | U.S. Energy Information Administration | 55609 | 2019 | 0.101 | 0.018000000000000002 | 0.04 | 0.106 | 0.16 | 0.077 | 0.069 | U.S. Energy Information Administration |  |  |  |  | 4.68 | NO-ESTIMATION | NO-ESTIMATION | NO-ESTIMATION | NO-ESTIMATION | CAPACITY-FACTOR-V1
USA | United States of America | Peru (IL) |  | USA0000955 | 36.5 | 41.3237 | -89.1123 | Oil | Hydro |  |  | 1996.0958904109593 | City of Peru - (IL) | U.S. Energy Information Administration | http://www.eia.gov/electricity/data/browser/ | U.S. Energy Information Administration |  | 2019 | 35.314 | 35.73 | 32.608999999999995 | 40.418 | 29.214 | 38.7 | 26.632 | U.S. Energy Information Administration |  |  |  |  | 21.39 | NO-ESTIMATION | NO-ESTIMATION | NO-ESTIMATION | NO-ESTIMATION | CAPACITY-FACTOR-V1
USA | United States of America | Gary Court 1 & 2 |  | USA0057601 | 5.2 | 41.3367 | -72.0200 | Oil |  |  |  | 2010.0 | Connecticut Mun Elec Engy Coop | U.S. Energy Information Administration | http://www.eia.gov/electricity/data/browser/ | U.S. Energy Information Administration |  | 2019 | 0.642 | 0.8180000000000001 | 0.796 | 0.68 | 0.539 | 0.465 | 0.49 | U.S. Energy Information Administration |  |  |  |  | 3.04 | NO-ESTIMATION | NO-ESTIMATION | NO-ESTIMATION | NO-ESTIMATION | CAPACITY-FACTOR-V1
USA | United States of America | Winterset |  | USA0001203 | 13.6 | 41.3372 | -94.0126 | Oil | Gas |  |  | 1982.720588235294 | City of Winterset - (IA) | U.S. Energy Information Administration | http://www.eia.gov/electricity/data/browser/ | U.S. Energy Information Administration | 37162 | 2019 | 0.027000000000000003 | 0.07200000000000001 | 0.028999999999999998 | 0.026 | 0.10300000000000001 | 0.052000000000000005 | 0.002 | U.S. Energy Information Administration |  |  |  |  | 7.97 | NO-ESTIMATION | NO-ESTIMATION | NO-ESTIMATION | NO-ESTIMATION | CAPACITY-FACTOR-V1
USA | United States of America | Water Treatment 1 & 2 |  | USA0057605 | 5.2 | 41.3469 | -72.0411 | Oil |  |  |  | 2010.0 | Connecticut Mun Elec Engy Coop | U.S. Energy Information Administration | http://www.eia.gov/electricity/data/browser/ | U.S. Energy Information Administration |  | 2019 | 0.677 | 0.89 | 0.769 | 0.627 | 0.518 | 0.551 | 0.508 | U.S. Energy Information Administration |  |  |  |  | 3.04 | NO-ESTIMATION | NO-ESTIMATION | NO-ESTIMATION | NO-ESTIMATION | CAPACITY-FACTOR-V1
USA | United States of America | Indianola |  | USA0001150 | 50 | 41.3595 | -93.5633 | Oil | Gas |  |  | 1984.7440000000001 | Indianola Municipal Utilities | U.S. Energy Information Administration | http://www.eia.gov/electricity/data/browser/ | U.S. Energy Information Administration | 23049 | 2019 | -0.794 | -0.7030000000000001 | -0.8250000000000001 | -0.739 | -0.21 | 0.047 | -0.292 | U.S. Energy Information Administration |  |  |  |  | 29.3 | NO-ESTIMATION | NO-ESTIMATION | NO-ESTIMATION | NO-ESTIMATION | CAPACITY-FACTOR-V1
USA | United States of America | Bridge Street 1 & 2 |  | USA0057598 | 5.2 | 41.3628 | -72.0825 | Oil |  |  |  | 2010.0 | Connecticut Mun Elec Engy Coop | U.S. Energy Information Administration | http://www.eia.gov/electricity/data/browser/ | U.S. Energy Information Administration |  | 2019 | 0.651 | 0.812 | 0.789 | 0.681 | 0.145 | 0.507 | 0.484 | U.S. Energy Information Administration |  |  |  |  | 3.04 | NO-ESTIMATION | NO-ESTIMATION | NO-ESTIMATION | NO-ESTIMATION | CAPACITY-FACTOR-V1
USA | United States of America | West Tisbury Generating Facility |  | USA0006049 | 5.4 | 41.3925 | -70.6201 | Oil |  |  |  | 1974.9999999999998 | GenOn Canal LLC | U.S. Energy Information Administration | http://www.eia.gov/electricity/data/browser/ | U.S. Energy Information Administration | 17185 | 2019 | 5.594 | 0.259 | 0.057 | 0.26 | 0.139 | 0.715 | 0.586 | U.S. Energy Information Administration |  |  |  |  | 3.16 | NO-ESTIMATION | NO-ESTIMATION | NO-ESTIMATION | NO-ESTIMATION | CAPACITY-FACTOR-V1
USA | United States of America | Napoleon Peaking |  | USA0007776 | 5.4 | 41.4079 | -84.1095 | Oil |  |  |  | 1999.0 | American Mun Power-Ohio Inc | U.S. Energy Information Administration | http://www.eia.gov/electricity/data/browser/ | U.S. Energy Information Administration |  | 2019 | 0.156 | 0.015 | 0.231 | 0.316 | 0.154 | 0.199 | 0.163 | U.S. Energy Information Administration |  |  |  |  | 3.16 | NO-ESTIMATION | NO-ESTIMATION | NO-ESTIMATION | NO-ESTIMATION | CAPACITY-FACTOR-V1
USA | United States of America | Pella Peaking |  | USA0007971 | 28 | 41.4106 | -92.9378 | Oil |  |  |  | 2003.0 | City of Pella - (IA) | U.S. Energy Information Administration | http://www.eia.gov/electricity/data/browser/ | U.S. Energy Information Administration | 53450 | 2019 | 0.319 | 0.394 | 0.28400000000000003 | 1.466 | 1.976 | 0.34 | 0.272 | U.S. Energy Information Administration |  |  |  |  | 16.41 | HYDRO-V1 | HYDRO-V1 | HYDRO-V1 | HYDRO-V1 | HYDRO-V1
USA | United States of America | Arnold |  | USA0002216 | 1.1 | 41.4219 | -100.1956 | Oil |  |  |  | 1950.8181818181818 | Village of Arnold - (NE) | U.S. Energy Information Administration | http://www.eia.gov/electricity/data/browser/ | U.S. Energy Information Administration | 13573 | 2019 | 0.004900000000000001 | 0.002 | 0.0 | 0.0 | 0.0 | 0.0 | 0 | U.S. Energy Information Administration |  |  |  |  | 0.64 | NO-ESTIMATION | NO-ESTIMATION | NO-ESTIMATION | NO-ESTIMATION | CAPACITY-FACTOR-V1
USA | United States of America | Oak Bluffs Diesel Generating Facility |  | USA0001597 | 8.1 | 41.4258 | -70.6083 | Oil |  |  |  | 1969.9999999999995 | GenOn Canal LLC | U.S. Energy Information Administration | http://www.eia.gov/electricity/data/browser/ | U.S. Energy Information Administration | 17184 | 2019 | 9.413 | 0.178 | 0.057 | 0.258 | 0.17300000000000001 | 1.5030000000000001 | 0.786 | U.S. Energy Information Administration |  |  |  |  | 4.74 | SOLAR-V1-NO-AGE | SOLAR-V1-NO-AGE | SOLAR-V1-NO-AGE | SOLAR-V1-NO-AGE | SOLAR-V1-NO-AGE
USA | United States of America | Montville Station |  | USA0000546 | 495.3 | 41.4281 | -72.1019 | Oil | Gas |  |  | 1968.382192610539 | NRG Montville Operations Inc | U.S. Energy Information Administration | http://www.eia.gov/electricity/data/browser/ | U.S. Energy Information Administration | 17275 | 2019 | 31.423 | 49.107 | 0.0 | 13.488 | 45.307 | 75.60900000000001 | 10.071 | U.S. Energy Information Administration |  |  |  |  | 290.28 | HYDRO-V1 | HYDRO-V1 | HYDRO-V1 | HYDRO-V1 | HYDRO-V1
USA | United States of America | Anita |  | USA0001123 | 2.9 | 41.4442 | -94.7665 | Oil |  |  |  | 1992.793103448276 | City of Anita - (IA) | U.S. Energy Information Administration | http://www.eia.gov/electricity/data/browser/ | U.S. Energy Information Administration | 13307 | 2019 | 0.02646 | 0.027440000000000003 | 0.019 | 0.039 | 0.021 | 0.058 | 0.045 | U.S. Energy Information Administration |  |  |  |  | 1.69 | NO-ESTIMATION | NO-ESTIMATION | NO-ESTIMATION | NO-ESTIMATION | CAPACITY-FACTOR-V1
USA | United States of America | Edgerton |  | USA0007874 | 3.6 | 41.4500 | -84.7672 | Oil |  |  |  | 2000.0 | American Mun Power-Ohio Inc | U.S. Energy Information Administration | http://www.eia.gov/electricity/data/browser/ | U.S. Energy Information Administration | 48148 | 2019 | 0.063 | 0.013000000000000001 | 0.13 | 0.152 | 0.097 | 0.201 | 0.08 | U.S. Energy Information Administration |  |  |  |  | 2.1 | NO-ESTIMATION | NO-ESTIMATION | NO-ESTIMATION | NO-ESTIMATION | CAPACITY-FACTOR-V1
USA | United States of America | Bryan Peaking |  | USA0007779 | 10.8 | 41.4609 | -84.5270 | Oil |  |  |  | 1999.0 | American Mun Power-Ohio Inc | U.S. Energy Information Administration | http://www.eia.gov/electricity/data/browser/ | U.S. Energy Information Administration | 58966 | 2019 | 0.304 | 0.157 | 0.422 | 0.626 | 0.376 | 0.547 | 0.382 | U.S. Energy Information Administration |  |  |  |  | 6.32 | SOLAR-V1-NO-AGE | SOLAR-V1-NO-AGE | SOLAR-V1-NO-AGE | SOLAR-V1-NO-AGE | SOLAR-V1-NO-AGE
USA | United States of America | Fort Hill 1 2 3 & 4 |  | USA0057599 | 10.4 | 41.4711 | -72.1022 | Oil |  |  |  | 2010.0 | Connecticut Mun Elec Engy Coop | U.S. Energy Information Administration | http://www.eia.gov/electricity/data/browser/ | U.S. Energy Information Administration |  | 2019 | 1.1420000000000001 | 1.421 | 1.214 | 1.016 | 0.92 | 0.915 | 0.819 | U.S. Energy Information Administration |  |  |  |  | 6.09 | NO-ESTIMATION | NO-ESTIMATION | NO-ESTIMATION | NO-ESTIMATION | CAPACITY-FACTOR-V1
USA | United States of America | Gilliam South |  | USA0007857 | 4.3 | 41.4961 | -94.3272 | Oil |  |  |  | 2007.3953488372092 | City of Stuart - (IA) | U.S. Energy Information Administration | http://www.eia.gov/electricity/data/browser/ | U.S. Energy Information Administration |  | 2019 | 0.0 | 0.004 | 0.005 | 0.004 | 0.003 | 0.01 | 0.012 | U.S. Energy Information Administration |  |  |  |  | 2.52 | NO-ESTIMATION | NO-ESTIMATION | NO-ESTIMATION | NO-ESTIMATION | CAPACITY-FACTOR-V1
USA | United States of America | Stryker |  | USA0002881 | 19 | 41.5014 | -84.4283 | Oil |  |  |  | 1968.0 | Richland-Stryker Generation LLC | U.S. Energy Information Administration | http://www.eia.gov/electricity/data/browser/ | U.S. Energy Information Administration | 34726 | 2019 | 0.088 | 0.11900000000000001 | 0.018000000000000002 | 0.075 | 0.019 | 0.045 | 0.078 | U.S. Energy Information Administration |  |  |  |  | 11.13 | SOLAR-V1-NO-AGE | SOLAR-V1-NO-AGE | SOLAR-V1-NO-AGE | SOLAR-V1-NO-AGE | SOLAR-V1-NO-AGE
USA | United States of America | St. Luke's Cornwall Hospital |  | USA0063546 | 1.7 | 41.5037 | -74.0145 | Oil |  |  |  | 2010.0 | St. Luke's Cornwall Hospital - Newburgh | U.S. Energy Information Administration | http://www.eia.gov/electricity/data/browser/ | U.S. Energy Information Administration |  | 2019 | [12 empty] | 0.99 | SOLAR-V1-NO-AGE | SOLAR-V1-NO-AGE | SOLAR-V1-NO-AGE | SOLAR-V1-NO-AGE | SOLAR-V1-NO-AGE
USA | United States of America | Stuart (IA) |  | USA0001190 | 2.8 | 41.5039 | -94.3172 | Oil | Gas |  |  | 1963.8571428571427 | City of Stuart - (IA) | U.S. Energy Information Administration | http://www.eia.gov/electricity/data/browser/ | U.S. Energy Information Administration | 33827 | 2019 | 0.0 | 0.003 | 0.003 | 0.009000000000000001 | 0.009000000000000001 | 0.003 | 0.002 | U.S. Energy Information Administration |  |  |  |  | 1.64 | SOLAR-V1-NO-AGE | SOLAR-V1-NO-AGE | SOLAR-V1-NO-AGE | SOLAR-V1-NO-AGE | SOLAR-V1-NO-AGE
USA | United States of America | Genoa Diesel Generating Station |  | USA0056181 | 6 | 41.5092 | -83.3606 | Oil |  |  |  | 2005.0 | Village of Genoa - (OH) | U.S. Energy Information Administration | http://www.eia.gov/electricity/data/browser/ | U.S. Energy Information Administration |  | 2019 | 0.098 | 0.038 | 0.224 | 0.035 | 0.146 | 0.22 | 0.139 | U.S. Energy Information Administration |  |  |  |  | 3.51 | NO-ESTIMATION | NO-ESTIMATION | NO-ESTIMATION | NO-ESTIMATION | CAPACITY-FACTOR-V1
USA | United States of America | Norwich WWTP |  | USA0057624 | 2 | 41.5256 | -72.0833 | Oil |  |  |  | 2006.0 | City of Norwich - (CT) | U.S. Energy Information Administration | http://www.eia.gov/electricity/data/browser/ | U.S. Energy Information Administration | 63481 | 2019 | 0.061 | 0.089 | 0.186 | 0.21 | 0.055 | 0.043000000000000003 | 0.008 | U.S. Energy Information Administration |  |  |  |  | 1.17 | HYDRO-V1 | HYDRO-V1 | HYDRO-V1 | HYDRO-V1 | HYDRO-V1
USA | United States of America | North Main Street |  | USA0000581 | 19 | 41.5268 | -72.0649 | Oil |  |  |  | 1972.0 | City of Norwich - (CT) | U.S. Energy Information Administration | http://www.eia.gov/electricity/data/browser/ | U.S. Energy Information Administration | 28460 | 2019 | 0.44 | 0.5750000000000001 | 0.152 | 0.6950000000000001 | 0.331 | 0.228 | 0.251 | U.S. Energy Information Administration |  |  |  |  | 11.13 | HYDRO-V1 | HYDRO-V1 | HYDRO-V1 | HYDRO-V1 | HYDRO-V1
USA | United States of America | Backus Microgrid Project |  | USA0059415 | 10.4 | 41.5428 | -72.0936 | Oil |  |  |  | 2014.0000000000002 | Connecticut Mun Elec Engy Coop | U.S. Energy Information Administration | http://www.eia.gov/electricity/data/browser/ | U.S. Energy Information Administration |  | 2019 |  | 0.636 | 1.74 | 0.671 | 0.897 | 0.962 | 0.991 | U.S. Energy Information Administration |  |  |  |  | 6.09 | NO-ESTIMATION | NO-ESTIMATION | NO-ESTIMATION | NO-ESTIMATION | CAPACITY-FACTOR-V1
USA | United States of America | GenConn Middletown LLC |  | USA0057068 | 242 | 41.5544 | -72.5767 | Oil | Gas |  |  | 2011.0 | GenConn Middletown LLC | U.S. Energy Information Administration | http://www.eia.gov/electricity/data/browser/ | U.S. Energy Information Administration | 59738 | 2019 | 0.0 | 0.0 | 0.0 | 0.0 | 0.0 | 0.0 | -0.255 | U.S. Energy Information Administration |  |  |  |  | 141.83 | NO-ESTIMATION | NO-ESTIMATION | NO-ESTIMATION | NO-ESTIMATION | CAPACITY-FACTOR-V1
USA | United States of America | Middletown |  | USA0000562 | 786.4 | 41.5549 | -72.5791 | Oil | Gas |  |  | 1967.928662258393 | Middletown Power LLC | U.S. Energy Information Administration | http://www.eia.gov/electricity/data/browser/ | U.S. Energy Information Administration | 17276 | 2019 | 108.547 | 234.93500500000005 | 423.2729980000001 | 256.780998 | 221.967005 | 379.699001 | 192.921 | U.S. Energy Information Administration |  |  |  |  | 460.89 | NO-ESTIMATION | NO-ESTIMATION | NO-ESTIMATION | NO-ESTIMATION | CAPACITY-FACTOR-V1
USA | United States of America | Tunnel |  | USA0000557 | 20.5 | 41.5554 | -72.0418 | Oil | Hydro |  |  | 1965.5853658536585 | FirstLight Power Resources Services LLC | U.S. Energy Information Administration | http://www.eia.gov/electricity/data/browser/ | U.S. Energy Information Administration | 17291 | 2019 | 0.0 | 0.0 | 0.0 | 0.0 | 0.0 | 0.0 | 9.404 | U.S. Energy Information Administration |  |  |  |  | 12.01 | NO-ESTIMATION | NO-ESTIMATION | NO-ESTIMATION | NO-ESTIMATION | CAPACITY-FACTOR-V1
USA | United States of America | Cleveland Peaking |  | USA0007774 | 10.8 | 41.5567 | -81.5882 | Oil |  |  |  | 1999.9999999999998 | American Mun Power-Ohio Inc | U.S. Energy Information Administration | http://www.eia.gov/electricity/data/browser/ | U.S. Energy Information Administration | 63109 | 2019 | 0.023 | 0.03 | 0.366 | 0.318 | 0.438 | 0.707 | 0.304 | U.S. Energy Information Administration |  |  |  |  | 6.32 | NO-ESTIMATION | NO-ESTIMATION | NO-ESTIMATION | NO-ESTIMATION | CAPACITY-FACTOR-V1
USA | United States of America | Collinwood |  | USA0002906 | 16 | 41.5569 | -81.5880 | Oil | Gas |  |  | 1971.0 | City of Cleveland - (OH) | U.S. Energy Information Administration | http://www.eia.gov/electricity/data/browser/ | U.S. Energy Information Administration | 16732 | 2019 | 0.099 | 0.08700000000000001 | 0.44200000000000006 | 0.0 | 0.0 | 0.0 | 0.002 | U.S. Energy Information Administration |  |  |  |  | 9.37 | NO-ESTIMATION | NO-ESTIMATION | NO-ESTIMATION | NO-ESTIMATION | CAPACITY-FACTOR-V1
USA | United States of America | Farmers Electric Cooperative - Kalona |  | USA0062461 | 6 | 41.5667 | -91.7367 | Oil |  |  |  | 2002.6666666666667 | Farmers Electric Coop - (IA) | U.S. Energy Information Administration | http://www.eia.gov/electricity/data/browser/ | U.S. Energy Information Administration |  | 2019 | [6 empty] | 0.145 | U.S. Energy Information Administration |  |  |  |  | 3.51 | SOLAR-V1-NO-AGE | SOLAR-V1-NO-AGE | SOLAR-V1-NO-AGE | SOLAR-V1-NO-AGE | SOLAR-V1-NO-AGE
USA | United States of America | Lebanon Pines 1 & 2 |  | USA0057604 | 5.2 | 41.5683 | -72.2322 | Oil |  |  |  | 2010.0 | Connecticut Mun Elec Engy Coop | U.S. Energy Information Administration | http://www.eia.gov/electricity/data/browser/ | U.S. Energy Information Administration |  | 2019 | 0.65 | 0.857 | 0.8220000000000001 | 0.707 | 0.536 | 0.504 | 0.51 | U.S. Energy Information Administration |  |  |  |  | 3.04 | NO-ESTIMATION | NO-ESTIMATION | NO-ESTIMATION | NO-ESTIMATION | CAPACITY-FACTOR-V1
USA | United States of America | West Liberty |  | USA0001200 | 16.5 | 41.5691 | -91.2640 | Oil | Gas |  |  | 1995.4545454545455 | City of West Liberty - (IA) | U.S. Energy Information Administration | http://www.eia.gov/electricity/data/browser/ | U.S. Energy Information Administration | 36595 | 2019 | 0.169 | 0.29000000000000004 | 0.037 | 0.164 | 0.061 | 0.112 | 0.02 | U.S. Energy Information Administration |  |  |  |  | 9.67 | NO-ESTIMATION | NO-ESTIMATION | NO-ESTIMATION | NO-ESTIMATION | CAPACITY-FACTOR-V1
USA | United States of America | LNG 1 & 2 |  | USA0057603 | 5.2 | 41.5694 | -72.1175 | Oil |  |  |  | 2010.0 | Connecticut Mun Elec Engy Coop | U.S. Energy Information Administration | http://www.eia.gov/electricity/data/browser/ | U.S. Energy Information Administration |  | 2019 | 0.645 | 0.733 | 0.8 | 0.61 | 0.577 | 0.548 | 0.494 | U.S. Energy Information Administration |  |  |  |  | 3.04 | NO-ESTIMATION | NO-ESTIMATION | NO-ESTIMATION | NO-ESTIMATION | CAPACITY-FACTOR-V1
USA | United States of America | Montpelier |  | USA0007791 | 10.8 | 41.5855 | -84.5794 | Oil |  |  |  | 1999.9999999999998 | American Mun Power-Ohio Inc | U.S. Energy Information Administration | http://www.eia.gov/electricity/data/browser/ | U.S. Energy Information Administration | 48147 | 2019 | 0.22 | 0.076 | 0.435 | 0.562 | 0.397 | 0.526 | 0.363 | U.S. Energy Information Administration |  |  |  |  | 6.32 | HYDRO-V1 | HYDRO-V1 | HYDRO-V1 | NO-ESTIMATION | HYDRO-V1
USA | United States of America | Montezuma |  | USA0001165 | 9.8 | 41.5860 | -92.5228 | Oil | Gas |  |  | 1978.8061224489793 | City of Montezuma - (IA) | U.S. Energy Information Administration | http://www.eia.gov/electricity/data/browser/ | U.S. Energy Information Administration | 26794 | 2019 | 0.28700000000000003 | 0.229 | 0.22 | 0.20800000000000002 | 0.403 | 0.19 | 0.217 | U.S. Energy Information Administration |  |  |  |  | 5.74 | HYDRO-V1 | HYDRO-V1 | HYDRO-V1 | HYDRO-V1 | HYDRO-V1
USA | United States of America | Wilton |  | USA0001202 | 9.2 | 41.5877 | -91.0195 | Oil |  |  |  | 1996.782608695652 | City of Wilton | U.S. Energy Information Administration | http://www.eia.gov/electricity/data/browser/ | U.S. Energy Information Administration | 37061 | 2019 | 0.029 | 0.059000000000000004 | 0.013000000000000001 | 0.03 | 0.049 | 0.03234 | 0.01176 | U.S. Energy Information Administration |  |  |  |  | 5.39 | SOLAR-V1-NO-AGE | SOLAR-V1-NO-AGE | SOLAR-V1-NO-AGE | SOLAR-V1-NO-AGE | SOLAR-V1-NO-AGE
USA | United States of America | Durant |  | USA0006220 | 4.4 | 41.5998 | -90.9120 | Oil |  |  |  | 2005.681818181818 | City of Durant - (IA) | U.S. Energy Information Administration | http://www.eia.gov/electricity/data/browser/ | U.S. Energy Information Administration | 18811 | 2019 | 0.04802000000000001 | 0.04704 | 0.0 | 0.03626 | 0.0 | 0.03822 | 0.01372 | U.S. Energy Information Administration |  |  |  |  | 2.57 | HYDRO-V1 | HYDRO-V1 | HYDRO-V1 | HYDRO-V1 | HYDRO-V1
USA | United States of America | Anderson Erickson |  | USA0056138 | 2 | 41.6014 | -93.5765 | Oil |  |  |  | 2000.0 | MidAmerican Energy Co | U.S. Energy Information Administration | http://www.eia.gov/electricity/data/browser/ | U.S. Energy Information Administration | 60534 | 2019 | -0.045 | -0.04 | 0.01 | 0.008 | 0.012 | 0.008 | 0.039 | U.S. Energy Information Administration |  |  |  |  | 1.17 | NO-ESTIMATION | NO-ESTIMATION | NO-ESTIMATION | NO-ESTIMATION | CAPACITY-FACTOR-V1
USA | United States of America | Jewett City 1 |  | USA0057602 | 2.6 | 41.6041 | -71.9825 | Oil |  |  |  | 2010.0 | Connecticut Mun Elec Engy Coop | U.S. Energy Information Administration | http://www.eia.gov/electricity/data/browser/ | U.S. Energy Information Administration | 33317 | 2019 | 0.281 | 0.34700000000000003 | 0.37 | 0.314 | 0.281 | 0.243 | 0.231 | U.S. Energy Information Administration |  |  |  |  | 1.52 | NO-ESTIMATION | NO-ESTIMATION | NO-ESTIMATION | NO-ESTIMATION | CAPACITY-FACTOR-V1
USA | United States of America | Ord |  | USA0002294 | 12 | 41.6042 | -98.9261 | Oil | Gas |  |  | 1976.0416666666667 | City of Ord - (NE) | U.S. Energy Information Administration | http://www.eia.gov/electricity/data/browser/ | U.S. Energy Information Administration | 27299 | 2019 | 0.251 | 0.32100000000000006 | 0.241 | 0.176 | 0.167 | 0.15000000000000002 | 0.105 | U.S. Energy Information Administration |  |  |  |  | 7.03 | NO-ESTIMATION | NO-ESTIMATION | NO-ESTIMATION | SOLAR-V1 | SOLAR-V1
USA | United States of America | Sargent |  | USA0002300 | 2.4 | 41.6416 | -99.3698 | Oil | Gas |  |  | 1964.1666666666672 | City of Sargent - (NE) | U.S. Energy Information Administration | http://www.eia.gov/electricity/data/browser/ | U.S. Energy Information Administration | 32128 | 2019 | 0.006 | 0.006 | 0.009 | 0.007 | 0.002 | 0.003 | 0.001 | U.S. Energy Information Administration |  |  |  |  | 1.4 | NO-ESTIMATION | NO-ESTIMATION | NO-ESTIMATION | NO-ESTIMATION | SOLAR-V1
USA | United States of America | Harlan |  | USA0001146 | 3.4 | 41.6445 | -95.3153 | Oil |  |  |  | 2001.0 | Harlan Municipal Utilities - (IA) | U.S. Energy Information Administration | http://www.eia.gov/electricity/data/browser/ | U.S. Energy Information Administration | 21775 | 2019 | 0.009000000000000001 | 0.004 | 0.004 | 0.004 | 0.0 | 0.0 | 0 | U.S. Energy Information Administration |  |  |  |  | 1.99 | NO-ESTIMATION | NO-ESTIMATION | NO-ESTIMATION | NO-ESTIMATION | SOLAR-V1
USA | United States of America | FirstEnergy Eastlake |  | USA0002837 | 32 | 41.6711 | -81.4425 | Oil |  |  |  | 1974.0 | FirstEnergy Generation Corp | U.S. Energy Information Administration | http://www.eia.gov/electricity/data/browser/ | U.S. Energy Information Administration |  | 2019 | 540.6529970000001 | 1184.160993 | 0.0 | 0.0 | 0.0 | 0.0 | 0.129 | U.S. Energy Information Administration |  |  |  |  | 18.75 | SOLAR-V1-NO-AGE | SOLAR-V1-NO-AGE | SOLAR-V1-NO-AGE | SOLAR-V1-NO-AGE | SOLAR-V1-NO-AGE
USA | United States of America | Spalding |  | USA0002303 | 2.1 | 41.6814 | -98.3676 | Oil | Hydro |  |  | 1965.7142857142856 | Village of Spalding - (NE) | U.S. Energy Information Administration | http://www.eia.gov/electricity/data/browser/ | U.S. Energy Information Administration | 33332 | 2019 | 0.536 | 0.6880000000000001 | 0.217 | 0.14100000000000001 | 0.246 | 0.132 | 0.013 | U.S. Energy Information Administration |  |  |  |  | 1.23 | HYDRO-V1 | HYDRO-V1 | HYDRO-V1 | HYDRO-V1 | HYDRO-V1
USA | United States of America | Vassar Brothers Medical Center |  | USA0063550 | 4 | 41.6936 | -73.9348 | Oil |  |  |  | 2002.4 | Vassar Brothers Medical Center | U.S. Energy Information Administration | http://www.eia.gov/electricity/data/browser/ | U.S. Energy Information Administration |  | 2019 | [12 empty] | 2.34 | NO-ESTIMATION | NO-ESTIMATION | NO-ESTIMATION | NO-ESTIMATION | CAPACITY-FACTOR-V1
USA | United States of America | Panora |  | USA0007584 | 4.5 | 41.6947 | -94.3676 | Oil |  |  |  | 1990.2222222222222 | City of Panora - (IA) | U.S. Energy Information Administration | http://www.eia.gov/electricity/data/browser/ | U.S. Energy Information Administration | 29644 | 2019 | 0.028 | 0.038 | 0.028 | 0.019 | 0.035 | 0.078 | 0.007 | U.S. Energy Information Administration |  |  |  |  | 2.63 | NO-ESTIMATION | NO-ESTIMATION | NO-ESTIMATION | NO-ESTIMATION | CAPACITY-FACTOR-V1
USA | United States of America | Brooklyn |  | USA0001128 | 2.3 | 41.7278 | -92.4479 | Oil |  |  |  | 2012.0 | City of Brooklyn - (IA) | U.S. Energy Information Administration | http://www.eia.gov/electricity/data/browser/ | U.S. Energy Information Administration | 14985 | 2019 | 0.005 | 0.007 | 0.007 | 0.005 | 0.009000000000000001 | 0.004 | 0.007 | U.S. Energy Information Administration |  |  |  |  | 1.34 | NO-ESTIMATION | NO-ESTIMATION | NO-ESTIMATION | NO-ESTIMATION | CAPACITY-FACTOR-V1
USA | United States of America | South Meadow |  | USA0000563 | 167.2 | 41.7495 | -72.6524 | Oil |  |  |  | 1970.0000000000002 | NAES Corp | U.S. Energy Information Administration | http://www.eia.gov/electricity/data/browser/ | U.S. Energy Information Administration | 17284 | 2019 | 3.208 | 4.121 | 1.696 | 1.295 | 0.749 | 1.0050000000000001 | 1.668 | U.S. Energy Information Administration |  |  |  |  | 97.99 | NO-ESTIMATION | NO-ESTIMATION | NO-ESTIMATION | NO-ESTIMATION | CAPACITY-FACTOR-V1
USA | United States of America | Industrial Park |  | USA0007934 | 13.4 | 41.7682 | -89.6744 | Oil |  |  |  | 2004.5522388059705 | City of Rock Falls - (IL) | U.S. Energy Information Administration | http://www.eia.gov/electricity/data/browser/ | U.S. Energy Information Administration |  | 2019 | 0.23600000000000002 | 0.276 | 0.259 | 0.583 | 0.705 | 0.5640000000000001 | 0.39 | U.S. Energy Information Administration |  |  |  |  | 7.85 | NO-ESTIMATION | NO-ESTIMATION | NO-ESTIMATION | NO-ESTIMATION | CAPACITY-FACTOR-V1
USA | United States of America | Canal |  | USA0001599 | 1495 | 41.7694 | -70.5097 | Oil | Gas |  |  | 1982.361204013378 | NRG Canal 3 Development LLC | U.S. Energy Information Administration | http://www.eia.gov/electricity/data/browser/ | U.S. Energy Information Administration | 15494 | 2019 | 88.354 | 373.544002 | 261.620003 | 52.089999999999996 | 40.504999999999995 | 139.13100500000002 | 195.626 | U.S. Energy Information Administration |  |  |  |  | 876.18 | NO-ESTIMATION | NO-ESTIMATION | NO-ESTIMATION | NO-ESTIMATION | CAPACITY-FACTOR-V1
USA | United States of America | Tipton |  | USA0008106 | 10.6 | 41.7717 | -91.1321 | Oil | Gas |  |  | 2000.811320754717 | City of Tipton - (IA) | U.S. Energy Information Administration | http://www.eia.gov/electricity/data/browser/ | U.S. Energy Information Administration |  | 2019 | 0.23 | 0.063 | 0.035 | 0.10300000000000001 | 0.009999999999999998 | 0.067 | 0.104 | U.S. Energy Information Administration |  |  |  |  | 6.21 | NO-ESTIMATION | NO-ESTIMATION | NO-ESTIMATION | NO-ESTIMATION | NO-ESTIMATION
USA | United States of America | Torrington Terminal |  | USA0000565 | 21.8 | 41.7761 | -73.1209 | Oil |  |  |  | 1966.9999999999998 | Connecticut Jet Power LLC | U.S. Energy Information Administration | http://www.eia.gov/electricity/data/browser/ | U.S. Energy Information Administration | 17294 | 2019 | 0.0 | 0.0 | 0.0 | 0.0 | 0.0 | 0.0 | 0.095 | U.S. Energy Information Administration |  |  |  |  | 12.77 | NO-ESTIMATION | NO-ESTIMATION | NO-ESTIMATION | NO-ESTIMATION | NO-ESTIMATION
USA | United States of America | Burwell |  | USA0002222 | 3.9 | 41.7803 | -99.1361 | Oil |  |  |  | 1965.4871794871792 | City of Burwell - (NE) | U.S. Energy Information Administration | http://www.eia.gov/electricity/data/browser/ | U.S. Energy Information Administration | 15189 | 2019 | 0.032 | 0.026000000000000002 | 0.021 | 0.024 | 0.022 | 0.156 | 0.026 | U.S. Energy Information Administration |  |  |  |  | 2.28 | NO-ESTIMATION | NO-ESTIMATION | NO-ESTIMATION | NO-ESTIMATION | CAPACITY-FACTOR-V1
USA | United States of America | Avenue A Generator Sets |  | USA0007854 | 3.6 | 41.7807 | -89.6894 | Oil |  |  |  | 2000.0 | City of Rock Falls - (IL) | U.S. Energy Information Administration | http://www.eia.gov/electricity/data/browser/ | U.S. Energy Information Administration | 48210 | 2019 | 0.074 | 0.117 | 0.058 | 0.332 | 0.209 | 0.29 | 0.09 | U.S. Energy Information Administration |  |  |  |  | 2.1 | NO-ESTIMATION | NO-ESTIMATION | NO-ESTIMATION | NO-ESTIMATION | CAPACITY-FACTOR-V1
USA | United States of America | Amana Society Service Company |  | USA0061850 | 21.6 | 41.7932 | -91.8918 | Oil |  |  |  | 2000.9999999999998 | Amana Society Service Co | U.S. Energy Information Administration | http://www.eia.gov/electricity/data/browser/ | U.S. Energy Information Administration |  | 2019 | [5 empty] | 2.693 | 2.668 | U.S. Energy Information Administration |  |  |  |  | 12.65 | NO-ESTIMATION | NO-ESTIMATION | NO-ESTIMATION | NO-ESTIMATION | CAPACITY-FACTOR-V1
USA | United States of America | Alliant SBD 8601 Quad Graphics |  | USA0054720 | 3.6 | 41.7958 | -92.0592 | Oil |  |  |  | 1990.4444444444446 | Industrial Energy Applications Inc | U.S. Energy Information Administration | http://www.eia.gov/electricity/data/browser/ | U.S. Energy Information Administration |  | 2019 | 0.007 | 0.0 | 0.0 | 0.0 | 0.0 | 0.0 | 0 | U.S. Energy Information Administration |  |  |  |  | 2.1 | NO-ESTIMATION | NO-ESTIMATION | NO-ESTIMATION | NO-ESTIMATION | CAPACITY-FACTOR-V1
USA | United States of America | Franklin Drive |  | USA0000561 | 21.8 | 41.7989 | -73.1163 | Oil |  |  |  | 1968.0 | Connecticut Jet Power LLC | U.S. Energy Information Administration | http://www.eia.gov/electricity/data/browser/ | U.S. Energy Information Administration | 17274 | 2019 | 0.0 | 0.0 | 0.0 | 0.0 | 0.0 | 0.0 | 0.136 | U.S. Energy Information Administration |  |  |  |  | 12.77 | NO-ESTIMATION | NO-ESTIMATION | NO-ESTIMATION | NO-ESTIMATION | CAPACITY-FACTOR-V1
USA | United States of America | Sturgis City Diesel Plant |  | USA0001855 | 6 | 41.7992 | -85.4256 | Oil | Gas |  |  | 1982.0 | City of Sturgis | U.S. Energy Information Administration | http://www.eia.gov/electricity/data/browser/ | U.S. Energy Information Administration | 33835 | 2019 | -0.07500000000000001 | 0.040999999999999995 | 0.27199999999999996 | 0.10200000000000001 | 0.0 | -0.076 | -0.068 | U.S. Energy Information Administration |  |  |  |  | 3.51 | NO-ESTIMATION | NO-ESTIMATION | NO-ESTIMATION | NO-ESTIMATION | CAPACITY-FACTOR-V1
USA | United States of America | Madison Utilities |  | USA0007469 | 5.8 | 41.8298 | -97.4563 | Oil | Gas |  |  | 1969.5517241379307 | City of Madison - (NE) | U.S. Energy Information Administration | http://www.eia.gov/electricity/data/browser/ | U.S. Energy Information Administration |  | 2019 | 0.0 | 0.0 | 0.0 | 0.028 | 0.019 | 0.023 | 0.01 | U.S. Energy Information Administration |  |  |  |  | 3.39 | NO-ESTIMATION | NO-ESTIMATION | NO-ESTIMATION | NO-ESTIMATION | CAPACITY-FACTOR-V1
USA | United States of America | Fisk Street |  | USA0000886 | 288.8 | 41.8508 | -87.6533 | Oil |  |  |  | 1968.0 | Midwest Generations EME LLC | U.S. Energy Information Administration | http://www.eia.gov/electricity/data/browser/ | U.S. Energy Information Administration | 17162 | 2019 | 0.716 | 1.0110000000000001 | 0.587 | 2.548 | 5.08 | 0.618 | 2.543 | U.S. Energy Information Administration |  |  |  |  | 169.25 | NO-ESTIMATION | NO-ESTIMATION | NO-ESTIMATION | NO-ESTIMATION | CAPACITY-FACTOR-V1
USA | United States of America | MPEA Energy Center |  | USA0055067 | 6 | 41.8527 | -87.6185 | Oil |  |  |  | 2010.0 | Metropolitan Pier and Exposition Auth | U.S. Energy Information Administration | http://www.eia.gov/electricity/data/browser/ | U.S. Energy Information Administration |  | 2019 | 0.0 | 0.0 | 0.0 | 0.0 | 0.0 | 0.0 | 0 | U.S. Energy Information Administration |  |  |  |  | 3.51 | NO-ESTIMATION | NO-ESTIMATION | NO-ESTIMATION | NO-ESTIMATION | CAPACITY-FACTOR-V1
USA | United States of America | Coon Rapids II |  | USA0007847 | 5.4 | 41.8710 | -94.6808 | Oil |  |  |  | 2001.0000000000002 | City of Coon Rapids | U.S. Energy Information Administration | http://www.eia.gov/electricity/data/browser/ | U.S. Energy Information Administration | 17611 | 2019 | 0.018000000000000002 | 0.021 | 0.018000000000000002 | 0.026000000000000002 | 0.008 | 0.07100000000000001 | 0.145 | U.S. Energy Information Administration |  |  |  |  | 3.16 | NO-ESTIMATION | NO-ESTIMATION | NO-ESTIMATION | NO-ESTIMATION | CAPACITY-FACTOR-V1
USA | United States of America | West Water Street |  | USA0062625 | 10 | 41.8809 | -71.0927 | Oil |  |  |  | 2018.0 | City of Taunton | U.S. Energy Information Administration | http://www.eia.gov/electricity/data/browser/ | U.S. Energy Information Administration |  | 2019 | [5 empty] | 0.793 | 1.311 | U.S. Energy Information Administration |  |  |  |  | 5.86 | NO-ESTIMATION | NO-ESTIMATION | NO-ESTIMATION | NO-ESTIMATION | CAPACITY-FACTOR-V1
USA | United States of America | Presence Saint Mary of Nazareth Hospital |  | USA0054886 | 4.2 | 41.9031 | -87.6831 | Oil | Gas |  |  | 1995.6666666666665 | Presence Health | U.S. Energy Information Administration | http://www.eia.gov/electricity/data/browser/ | U.S. Energy Information Administration |  | 2019 | 0.0 | 0.0 | 0.0 | 0.0 | 0.010780000000000001 | 0.0 | 0.011 | U.S. Energy Information Administration |  |  |  |  | 2.46 | NO-ESTIMATION | NO-ESTIMATION | NO-ESTIMATION | NO-ESTIMATION | CAPACITY-FACTOR-V1
USA | United States of America | Manning |  | USA0001160 | 7.9 | 41.9067 | -95.0347 | Oil |  |  |  | 2002.9620253164555 | City of Manning | U.S. Energy Information Administration | http://www.eia.gov/electricity/data/browser/ | U.S. Energy Information Administration | 25544 | 2019 | 0.0 | -0.07100000000000001 | -0.114 | -0.128 | -0.137 | -0.092 | 0.424 | U.S. Energy Information Administration |  |  |  |  | 4.63 | NO-ESTIMATION | NO-ESTIMATION | NO-ESTIMATION | NO-ESTIMATION | CAPACITY-FACTOR-V1
USA | United States of America | South Main Street |  | USA0000961 | 15.8 | 41.9092 | -89.0504 | Oil | Gas |  |  | 1999.8101265822784 | Rochelle Municipal Utilities | U.S. Energy Information Administration | http://www.eia.gov/electricity/data/browser/ | U.S. Energy Information Administration |  | 2019 | 0.299 | 0.122 | 0.225 | 1.502 | 0.079 | 1.458 | 1.146 | U.S. Energy Information Administration |  |  |  |  | 9.26 | NO-ESTIMATION | NO-ESTIMATION | NO-ESTIMATION | NO-ESTIMATION | CAPACITY-FACTOR-V1
USA | United States of America | Alliant SBD 9403 Aegon DC |  | USA0054929 | 4.1 | 41.9167 | -91.6542 | Oil |  |  |  | 2002.6829268292684 | Industrial Energy Applications Inc | U.S. Energy Information Administration | http://www.eia.gov/electricity/data/browser/ | U.S. Energy Information Administration | 63074 | 2019 | 0.031 | 0.011 | 0.0 | 0.01078 | 0.0 | 0.01764 | 0.01274 | U.S. Energy Information Administration |  |  |  |  | 2.4 | NO-ESTIMATION | NO-ESTIMATION | NO-ESTIMATION | NO-ESTIMATION | NO-ESTIMATION
USA | United States of America | Alliant SBD 9901 Wells Fargo |  | USA0056074 | 1.1 | 41.9244 | -91.6385 | Oil |  |  |  | 2001.0000000000002 | Industrial Energy Applications Inc | U.S. Energy Information Administration | http://www.eia.gov/electricity/data/browser/ | U.S. Energy Information Administration |  | 2019 | 0.007 | 0.002 | 0.0 | 0.00098 | 0.0 | 0.00098 | 0.00196 | U.S. Energy Information Administration |  |  |  |  | 0.64 | NO-ESTIMATION | NO-ESTIMATION | NO-ESTIMATION | NO-ESTIMATION | CAPACITY-FACTOR-V1
USA | United States of America | Alliant SBD 9203 Profol |  | USA0054719 | 5.6 | 41.9350 | -91.6361 | Oil |  |  |  | 2003.3214285714287 | American Profol Incorporated | U.S. Energy Information Administration | http://www.eia.gov/electricity/data/browser/ | U.S. Energy Information Administration |  | 2019 | 0.00098 | 0.31164 | 0.32536000000000004 | 0.29596 | 0.23814 | 0.22246000000000002 | 0.19208 | U.S. Energy Information Administration |  |  |  |  | 3.28 | NO-ESTIMATION | NO-ESTIMATION | NO-ESTIMATION | NO-ESTIMATION | CAPACITY-FACTOR-V1
USA | United States of America | Lyons |  | USA0002253 | 2.5 | 41.9374 | -96.4668 | Oil |  |  |  | 1961.9599999999998 | City of Lyons - (NE) | U.S. Energy Information Administration | http://www.eia.gov/electricity/data/browser/ | U.S. Energy Information Administration | 27292 | 2019 | 0.018000000000000002 | 0.0 | 0.0 | 0.0 | 0.004900000000000001 | 0.00392 | 0 | U.S. Energy Information Administration |  |  |  |  | 1.46 | NO-ESTIMATION | NO-ESTIMATION | NO-ESTIMATION | NO-ESTIMATION | CAPACITY-FACTOR-V1
USA | United States of America | Alliant SBD0201 Ingredion |  | USA0055996 | 6.1 | 41.9701 | -91.6662 | Oil |  |  |  | 2003.0 | Industrial Energy Applications Inc | U.S. Energy Information Administration | http://www.eia.gov/electricity/data/browser/ | U.S. Energy Information Administration |  | 2019 | 0.045 | 0.084 | 0.0 | 0.07546 | 0.0 | 0.02842 | 0.02842 | U.S. Energy Information Administration |  |  |  |  | 3.57 | SOLAR-V1-NO-AGE | SOLAR-V1-NO-AGE | SOLAR-V1-NO-AGE | SOLAR-V1-NO-AGE | SOLAR-V1-NO-AGE
USA | United States of America | Wisner |  | USA0002316 | 3.8 | 41.9881 | -96.9160 | Oil |  |  |  | 2001.3684210526317 | City of Wisner | U.S. Energy Information Administration | http://www.eia.gov/electricity/data/browser/ | U.S. Energy Information Administration | 37277 | 2019 | 0.011 | 0.012 | 0.0 | 0.009000000000000001 | 0.021 | 0.033 | 0.023 | U.S. Energy Information Administration |  |  |  |  | 2.22 | NO-ESTIMATION | NO-ESTIMATION | NO-ESTIMATION | NO-ESTIMATION | CAPACITY-FACTOR-V1
USA | United States of America | State Center |  | USA0001187 | 6.3 | 42.0167 | -93.1633 | Oil | Gas |  |  | 1985.873015873016 | City of State Center - (IA) | U.S. Energy Information Administration | http://www.eia.gov/electricity/data/browser/ | U.S. Energy Information Administration | 33606 | 2019 | 0.062 | 0.06199999999999999 | 0.10400000000000001 | 0.158 | 0.09 | 0.126 | 0.117 | U.S. Energy Information Administration |  |  |  |  | 3.69 | NO-ESTIMATION | NO-ESTIMATION | NO-ESTIMATION | NO-ESTIMATION | CAPACITY-FACTOR-V1
USA | United States of America | West Receiving |  | USA0007853 | 2 | 42.0217 | -95.3633 | Oil |  |  |  | 1998.0 | City of Denison - (IA) | U.S. Energy Information Administration | http://www.eia.gov/electricity/data/browser/ | U.S. Energy Information Administration |  | 2019 | 0.008 | 0.008 | 0.011 | 0.008 | 0.008 | 0.008 | 0.008 | U.S. Energy Information Administration |  |  |  |  | 1.17 | NO-ESTIMATION | NO-ESTIMATION | NO-ESTIMATION | NO-ESTIMATION | CAPACITY-FACTOR-V1
USA | United States of America | Alliant SBD 8501 Aegon LI |  | USA0054714 | 3.1 | 42.0243 | -91.7040 | Oil |  |  |  | 1985.709677419355 | Industrial Energy Applications Inc | U.S. Energy Information Administration | http://www.eia.gov/electricity/data/browser/ | U.S. Energy Information Administration | 63074 | 2019 | 0.015 | 0.012 | 0.0 | 0.0 | 0.0 | 0.0 | 0.01666 | U.S. Energy Information Administration |  |  |  |  | 1.81 | NO-ESTIMATION | NO-ESTIMATION | NO-ESTIMATION | NO-ESTIMATION | CAPACITY-FACTOR-V1
USA | United States of America | Alliant SBD 9302 Aegon NP |  | USA0054967 | 1.2 | 42.0264 | -91.7042 | Oil |  |  |  | 1995.0 | Industrial Energy Applications Inc | U.S. Energy Information Administration | http://www.eia.gov/electricity/data/browser/ | U.S. Energy Information Administration | 63083 | 2019 | 0.006 | 0.004 | 0.0 | 0.00294 | 0.0 | 0.00196 | 0.00294 | U.S. Energy Information Administration |  |  |  |  | 0.7 | NO-ESTIMATION | NO-ESTIMATION | NO-ESTIMATION | NO-ESTIMATION | CAPACITY-FACTOR-V1
USA | United States of America | Ames GT |  | USA0006463 | 78.7 | 42.0272 | -93.5828 | Oil |  |  |  | 1996.0686149936469 | City of Ames - (IA) | U.S. Energy Information Administration | http://www.eia.gov/electricity/data/browser/ | U.S. Energy Information Administration |  | 2019 | 0.46900000000000003 | -0.19 | -0.055 | 0.453 | 1.351 | 0.043000000000000003 | -0.142 | U.S. Energy Information Administration |  |  |  |  | 46.12 | HYDRO-V1 | HYDRO-V1 | HYDRO-V1 | HYDRO-V1 | HYDRO-V1
USA | United States of America | Alliant SBD 8602 Marion Sub |  | USA0054716 | 5.6 | 42.0289 | -91.5975 | Oil |  |  |  | 1986.0000000000002 | Industrial Energy Applications Inc | U.S. Energy Information Administration | http://www.eia.gov/electricity/data/browser/ | U.S. Energy Information Administration | 63069 | 2019 | 0.048 | 0.022 | 0.022 | 0.011 | 0.0 | 0.020579999999999998 | 0.02744 | U.S. Energy Information Administration |  |  |  |  | 3.28 | NO-ESTIMATION | NO-ESTIMATION | NO-ESTIMATION | NO-ESTIMATION | CAPACITY-FACTOR-V1
USA | United States of America | Grand Junction |  | USA0001143 | 1.7 | 42.0296 | -94.3699 | Oil |  |  |  | 1995.0 | City of Grand Junction - (IA) | U.S. Energy Information Administration | http://www.eia.gov/electricity/data/browser/ | U.S. Energy Information Administration | 21263 | 2019 | 0.01 | 0.009800000000000001 | 0.0 | 0.013000000000000001 | 0.001 | 0.012 | 0.008 | U.S. Energy Information Administration |  |  |  |  | 0.99 | NO-ESTIMATION | NO-ESTIMATION | NO-ESTIMATION | NO-ESTIMATION | CAPACITY-FACTOR-V1
USA | United States of America | Alliant SBD 9106 Rockwell CR |  | USA0054717 | 16 | 42.0356 | -91.6458 | Oil |  |  |  | 1992.0000000000005 | Industrial Energy Applications Inc | U.S. Energy Information Administration | http://www.eia.gov/electricity/data/browser/ | U.S. Energy Information Administration | 63070 | 2019 | 0.3 | 0.109 | 0.0 | 0.16562000000000002 | 0.0 | 0.22540000000000002 | 0.22344 | U.S. Energy Information Administration |  |  |  |  | 9.37 | NO-ESTIMATION | NO-ESTIMATION | NO-ESTIMATION | NO-ESTIMATION | CAPACITY-FACTOR-V1
USA | United States of America | Ogden |  | USA0001169 | 3.9 | 42.0372 | -94.0462 | Oil | Gas |  |  | 1965.6153846153845 | City of Ogden - (IA) | U.S. Energy Information Administration | http://www.eia.gov/electricity/data/browser/ | U.S. Energy Information Administration | 28729 | 2019 | 0.045 | -0.057 | 0.004 | -0.069 | -0.111 | 0.028 | 0.031 | U.S. Energy Information Administration |  |  |  |  | 2.28 | NO-ESTIMATION | NO-ESTIMATION | NO-ESTIMATION | NO-ESTIMATION | CAPACITY-FACTOR-V1
USA | United States of America | NCAH Central Utility Plant |  | USA0058265 | 14.9 | 42.0461 | -93.5794 | Oil | Gas |  |  | 2005.0604026845638 | National Centers for Animal Health | U.S. Energy Information Administration | http://www.eia.gov/electricity/data/browser/ | U.S. Energy Information Administration |  | 2019 | 0.0 | 0.0 | 0.0 | 0.0 | 18.71016 | 22.3832 | 21.0749 | U.S. Energy Information Administration |  |  |  |  | 8.73 | SOLAR-V1-NO-AGE | SOLAR-V1-NO-AGE | SOLAR-V1-NO-AGE | SOLAR-V1-NO-AGE | SOLAR-V1-NO-AGE
USA | United States of America | Alliant SBD 9107 JBS USA |  | USA0054715 | 11.4 | 42.0560 | -92.8971 | Oil |  |  |  | 1994.9473684210527 | Industrial Energy Applications Inc | U.S. Energy Information Administration | http://www.eia.gov/electricity/data/browser/ | U.S. Energy Information Administration |  | 2019 | 0.068 | 0.061 | 0.0 | 0.0 | 0.0 | 0.05292 | 0.01568 | U.S. Energy Information Administration |  |  |  |  | 6.68 | HYDRO-V1 | HYDRO-V1 | HYDRO-V1 | HYDRO-V1 | HYDRO-V1
USA | United States of America | Maquoketa 2 |  | USA0007921 | 8 | 42.0700 | -90.6600 | Oil |  |  |  | 2001.5 | City of Maquoketa - (IA) | U.S. Energy Information Administration | http://www.eia.gov/electricity/data/browser/ | U.S. Energy Information Administration | 48605 | 2019 | -0.28200000000000003 | -0.294 | -0.242 | -0.232 | -0.218 | -0.23 | -0.233 | U.S. Energy Information Administration |  |  |  |  | 4.68 | HYDRO-V1 | HYDRO-V1 | HYDRO-V1 | HYDRO-V1 | HYDRO-V1
USA | United States of America | Slocum |  | USA0001741 | 13.5 | 42.1225 | -83.1850 | Oil |  |  |  | 1968.4 | DTE Electric Company | U.S. Energy Information Administration | http://www.eia.gov/electricity/data/browser/ | U.S. Energy Information Administration | 18405 | 2019 | -0.325 | -0.133 | -0.45 | -0.034 | -0.295 | -0.299 | -0.245 | U.S. Energy Information Administration |  |  |  |  | 7.91 | HYDRO-V1 | HYDRO-V1 | HYDRO-V1 | HYDRO-V1 | HYDRO-V1
USA | United States of America | Exelon Medway LLC |  | USA0001592 | 135 | 42.1400 | -71.4464 | Oil |  |  |  | 1970.3333333333333 | Exelon Power | U.S. Energy Information Administration | http://www.eia.gov/electricity/data/browser/ | U.S. Energy Information Administration |  | 2019 | 2.25 | 7.776 | 2.223 | 3.412 | 3.394 | 4.329 | 1.266 | U.S. Energy Information Administration |  |  |  |  | 79.12 | NO-ESTIMATION | NO-ESTIMATION | NO-ESTIMATION | NO-ESTIMATION | CAPACITY-FACTOR-V1
USA | United States of America | Front Street |  | USA0007396 | 8.1 | 42.1483 | -72.5911 | Oil |  |  |  | 1977.9999999999998 | City of Chicopee - (MA) | U.S. Energy Information Administration | http://www.eia.gov/electricity/data/browser/ | U.S. Energy Information Administration | 16231 | 2019 | 0.731 | 1.883 | 0.927 | 0.188 | 0.439 | 0.844 | 0.089 | U.S. Energy Information Administration |  |  |  |  | 4.74 | NO-ESTIMATION | NO-ESTIMATION | NO-ESTIMATION | NO-ESTIMATION | CAPACITY-FACTOR-V1
USA | United States of America | Vinton |  | USA0001194 | 17.5 | 42.1697 | -92.0222 | Oil | Gas |  |  | 1972.9771428571428 | City of Vinton - (IA) | U.S. Energy Information Administration | http://www.eia.gov/electricity/data/browser/ | U.S. Energy Information Administration | 36070 | 2019 | -0.17900000000000002 | -0.242 | -0.224 | -0.037000000000000005 | -0.139 | -0.202 | -0.088 | U.S. Energy Information Administration |  |  |  |  | 10.25 | NO-ESTIMATION | NO-ESTIMATION | NO-ESTIMATION | NO-ESTIMATION | CAPACITY-FACTOR-V1
USA | United States of America | Traer East |  | USA0056025 | 4 | 42.1817 | -92.4663 | Oil |  |  |  | 2004.0 | City of Traer - (IA) | U.S. Energy Information Administration | http://www.eia.gov/electricity/data/browser/ | U.S. Energy Information Administration | 34820 | 2019 | -0.048 | -0.153 | -0.171 | -0.134 | -0.14100000000000001 | -0.06 | -0.142 | U.S. Energy Information Administration |  |  |  |  | 2.34 | NO-ESTIMATION | NO-ESTIMATION | NO-ESTIMATION | NO-ESTIMATION | CAPACITY-FACTOR-V1
USA | United States of America | Story City |  | USA0001188 | 13.9 | 42.1861 | -93.6005 | Oil | Gas |  |  | 1985.4676258992806 | City of Story City - (IA) | U.S. Energy Information Administration | http://www.eia.gov/electricity/data/browser/ | U.S. Energy Information Administration | 33764 | 2019 | 0.133 | 0.051000000000000004 | 0.048999999999999995 | 0.15500000000000003 | 0.10200000000000001 | 0.265 | 0.248 | U.S. Energy Information Administration |  |  |  |  | 8.14 | HYDRO-V1 | HYDRO-V1 | HYDRO-V1 | HYDRO-V1 | HYDRO-V1
USA | United States of America | Traer South |  | USA0007920 | 2 | 42.1925 | -92.4747 | Oil |  |  |  | 2001.0 | City of Traer - (IA) | U.S. Energy Information Administration | http://www.eia.gov/electricity/data/browser/ | U.S. Energy Information Administration | 34820 | 2019 | -0.061 | -0.107 | -0.109 | -0.09 | -0.109 | -0.101 | -0.092 | U.S. Energy Information Administration |  |  |  |  | 1.17 | NO-ESTIMATION | NO-ESTIMATION | NO-ESTIMATION | NO-ESTIMATION | CAPACITY-FACTOR-V1
USA | United States of America | Traer Main |  | USA0001192 | 3.5 | 42.1926 | -92.4636 | Oil | Gas |  |  | 1965.6000000000001 | City of Traer - (IA) | U.S. Energy Information Administration | http://www.eia.gov/electricity/data/browser/ | U.S. Energy Information Administration | 34820 | 2019 | 0.010000000000000002 | -0.065 | -0.067 | -0.031 | -0.057999999999999996 | 0.007000000000000001 | -0.007 | U.S. Energy Information Administration |  |  |  |  | 2.05 | NO-ESTIMATION | NO-ESTIMATION | NO-ESTIMATION | NO-ESTIMATION | CAPACITY-FACTOR-V1
USA | United States of America | Stony Brook |  | USA0006081 | 534.6 | 42.1978 | -72.5106 | Oil | Gas |  |  | 1981.512532734755 | Massachusetts Mun Wholes Electric Co | U.S. Energy Information Administration | http://www.eia.gov/electricity/data/browser/ | U.S. Energy Information Administration | 25741 | 2019 | 114.583 | 195.23499999999999 | 216.378002 | 109.645 | 99.022 | 110.102 | 46.274 | U.S. Energy Information Administration |  |  |  |  | 313.31 | NO-ESTIMATION | NO-ESTIMATION | NO-ESTIMATION | NO-ESTIMATION | CAPACITY-FACTOR-V1
USA | United States of America | Wayne IC |  | USA0002312 | 21.8 | 42.2278 | -97.0183 | Oil |  |  |  | 1973.55504587156 | City of Wayne | U.S. Energy Information Administration | http://www.eia.gov/electricity/data/browser/ | U.S. Energy Information Administration | 36451 | 2019 | 0.91 | 0.341 | 0.154 | 0.319 | 0.28300000000000003 | 0.23800000000000002 | 0.055 | U.S. Energy Information Administration |  |  |  |  | 12.77 | SOLAR-V1-NO-AGE | SOLAR-V1-NO-AGE | SOLAR-V1-NO-AGE | SOLAR-V1-NO-AGE | SOLAR-V1-NO-AGE
USA | United States of America | Bellevue |  | USA0001126 | 8 | 42.2500 | -90.4167 | Oil | Gas |  |  | 1979.2250000000001 | City of Bellevue - (IA) | U.S. Energy Information Administration | http://www.eia.gov/electricity/data/browser/ | U.S. Energy Information Administration | 14302 | 2019 | 0.009000000000000001 | 0.009000000000000001 | 0.023 | 0.012 | 0.022 | 0.9500000000000001 | 0.033 | U.S. Energy Information Administration |  |  |  |  | 4.68 | NO-ESTIMATION | NO-ESTIMATION | NO-ESTIMATION | NO-ESTIMATION | CAPACITY-FACTOR-V1
USA | United States of America | Dayton (IA) |  | USA0001135 | 1.8 | 42.2602 | -94.0692 | Oil |  |  |  | 2000.0 | City of Dayton - (IA) | U.S. Energy Information Administration | http://www.eia.gov/electricity/data/browser/ | U.S. Energy Information Administration | 18112 | 2019 | 0.022 | 0.018000000000000002 | 0.014 | 0.017 | 0.036000000000000004 | 0.006 | 0.005 | U.S. Energy Information Administration |  |  |  |  | 1.05 | NO-ESTIMATION | NO-ESTIMATION | NO-ESTIMATION | NO-ESTIMATION | CAPACITY-FACTOR-V1
USA | United States of America | Superior |  | USA0001744 | 64 | 42.2639 | -83.6422 | Oil |  |  |  | 1966.0 | DTE Electric Company | U.S. Energy Information Administration | http://www.eia.gov/electricity/data/browser/ | U.S. Energy Information Administration | 18408 | 2019 | -0.402 | -0.219 | -0.342 | -0.053 | -0.151 | -0.28800000000000003 | 0.096 | U.S. Energy Information Administration |  |  |  |  | 37.5 | NO-ESTIMATION | NO-ESTIMATION | NO-ESTIMATION | NO-ESTIMATION | CAPACITY-FACTOR-V1
USA | United States of America | Exelon Framingham LLC |  | USA0001586 | 42.6 | 42.2672 | -71.3983 | Oil |  |  |  | 1969.3333333333337 | Exelon Power | U.S. Energy Information Administration | http://www.eia.gov/electricity/data/browser/ | U.S. Energy Information Administration | 14771 | 2019 | 0.897 | 2.769 | 1.223 | 0.808 | 0.964 | 0.516 | 0.402 | U.S. Energy Information Administration |  |  |  |  | 24.96 | NO-ESTIMATION | NO-ESTIMATION | NO-ESTIMATION | NO-ESTIMATION | CAPACITY-FACTOR-V1
USA | United States of America | Shrewsbury |  | USA0006125 | 19.5 | 42.2747 | -71.7172 | Oil | Gas | Solar |  | 1986.2512820512818 | Town of Shrewsbury - (MA) | U.S. Energy Information Administration | http://www.eia.gov/electricity/data/browser/ | U.S. Energy Information Administration | 32602 | 2019 | 0.308 | 1.221 | 1.224 | -0.265 | 0.133 | 0.742 | 4.542 | U.S. Energy Information Administration |  |  |  |  | 11.42 | HYDRO-V1 | HYDRO-V1 | HYDRO-V1 | HYDRO-V1 | HYDRO-V1
USA | United States of America | Coggon |  | USA0001132 | 2 | 42.2808 | -91.5327 | Oil |  |  |  | 2003.0 | City of Coggon - (IA) | U.S. Energy Information Administration | http://www.eia.gov/electricity/data/browser/ | U.S. Energy Information Administration | 16997 | 2019 | 0.0 | 0.0 | 0.002 | 0.046 | 0.018000000000000002 | 0.033 | 0.05586 | U.S. Energy Information Administration |  |  |  |  | 1.17 | NO-ESTIMATION | NO-ESTIMATION | NO-ESTIMATION | NO-ESTIMATION | CAPACITY-FACTOR-V1
USA | United States of America | Gowrie |  | USA0001141 | 2.5 | 42.2828 | -94.2890 | Oil |  |  |  | 2013.0 | Gowrie Municipal Utilities | U.S. Energy Information Administration | http://www.eia.gov/electricity/data/browser/ | U.S. Energy Information Administration | 21203 | 2019 | 0.034 | 0.01 | 0.033 | 0.004 | 0.003 | 0.004 | 0.007 | U.S. Energy Information Administration |  |  |  |  | 1.46 | NO-ESTIMATION | NO-ESTIMATION | NO-ESTIMATION | NO-ESTIMATION | CAPACITY-FACTOR-V1
USA | United States of America | South Cairo |  | USA0002485 | 21.6 | 42.2913 | -73.9865 | Oil |  |  |  | 1969.9999999999998 | Central Hudson Gas & Elec Corp | U.S. Energy Information Administration | http://www.eia.gov/electricity/data/browser/ | U.S. Energy Information Administration | 15852 | 2019 | 0.005 | 0.097 | 0.058 | 0.06 | 0.059000000000000004 | 0.265 | 0.14 | U.S. Energy Information Administration |  |  |  |  | 12.65 | NO-ESTIMATION | NO-ESTIMATION | NO-ESTIMATION | NO-ESTIMATION | CAPACITY-FACTOR-V1
USA | United States of America | Beaumont Hospital Dearborn Campus |  | USA0050260 | 4.5 | 42.2917 | -83.2119 | Oil |  |  |  | 2006.0 | Beaumont Hospital Dearborn Campus | U.S. Energy Information Administration | http://www.eia.gov/electricity/data/browser/ | U.S. Energy Information Administration | 28672 | 2019 | 0.013000000000000001 | 0.013000000000000001 | 0.014 | 0.021 | 0.02 | 0.022 | 0.021 | U.S. Energy Information Administration |  |  |  |  | 2.63 | HYDRO-V1 | HYDRO-V1 | HYDRO-V1 | HYDRO-V1 | HYDRO-V1
USA | United States of America | Framingham State University Plant |  | USA0059717 | 3.2 | 42.2979 | -71.4361 | Oil | Solar |  |  | 2010.1249999999998 | Framingham State University | U.S. Energy Information Administration | http://www.eia.gov/electricity/data/browser/ | U.S. Energy Information Administration | 14771 | 2019 |  |  | 0.115 | 0.115 | 0.098 | 0.084 | 0.098 | U.S. Energy Information Administration |  |  |  |  | 1.87 | HYDRO-V1 | HYDRO-V1 | HYDRO-V1 | HYDRO-V1 | HYDRO-V1
USA | United States of America | Cascade |  | USA0001129 | 5.2 | 42.2982 | -91.0120 | Oil | Gas |  |  | 1976.1538461538462 | Cascade Municipal Utilities | U.S. Energy Information Administration | http://www.eia.gov/electricity/data/browser/ | U.S. Energy Information Administration | 15669 | 2019 | 0.017 | 0.011000000000000001 | 0.01 | 0.026000000000000002 | 0.066 | 0.015000000000000001 | 0.043 | U.S. Energy Information Administration |  |  |  |  | 3.04 | NO-ESTIMATION | NO-ESTIMATION | NO-ESTIMATION | NO-ESTIMATION | CAPACITY-FACTOR-V1
USA | United States of America | Warner Lambert |  | USA0054604 | 12.4 | 42.2993 | -83.7053 | Oil | Gas |  |  | 2000.4596774193549 | University of Michigan NCampus Research | U.S. Energy Information Administration | http://www.eia.gov/electricity/data/browser/ | U.S. Energy Information Administration |  | 2019 | 0.0 | 0.0 | 25.01548 | 0.0 | 0.0 | 0.0 | 23.8015 | U.S. Energy Information Administration |  |  |  |  | 7.26 | SOLAR-V1-NO-AGE | SOLAR-V1-NO-AGE | SOLAR-V1-NO-AGE | SOLAR-V1-NO-AGE | SOLAR-V1-NO-AGE
USA | United States of America | La Porte |  | USA0001156 | 5.4 | 42.3159 | -92.1928 | Oil |  |  |  | 2004.9999999999998 | La Porte City Utilities | U.S. Energy Information Administration | http://www.eia.gov/electricity/data/browser/ | U.S. Energy Information Administration | 24376 | 2019 | 0.031 | 0.122 | 0.025 | 0.08 | 0.092 | 0.076 | 0.337 | U.S. Energy Information Administration |  |  |  |  | 3.16 | SOLAR-V1-NO-AGE | SOLAR-V1-NO-AGE | SOLAR-V1-NO-AGE | SOLAR-V1-NO-AGE | SOLAR-V1-NO-AGE
USA | United States of America | Woodland Road |  | USA0001643 | 20.4 | 42.3362 | -73.2355 | Oil |  |  |  | 1969.0 | NAEA Energy Massachusetts LLC | U.S. Energy Information Administration | http://www.eia.gov/electricity/data/browser/ | U.S. Energy Information Administration | 36705 | 2019 | 0.0 | 0.0 | 0.0 | 0.0 | 0.0 | 0.0 | 0.121 | U.S. Energy Information Administration |  |  |  |  | 11.95 | SOLAR-V1-NO-AGE | SOLAR-V1-NO-AGE | SOLAR-V1-NO-AGE | SOLAR-V1-NO-AGE | SOLAR-V1-NO-AGE
USA | United States of America | M Street Jet |  | USA0010176 | 69 | 42.3394 | -71.0314 | Oil |  |  |  | 1979.0 | Massachusetts Bay Trans Auth | U.S. Energy Information Administration | http://www.eia.gov/electricity/data/browser/ | U.S. Energy Information Administration | 65245 | 2019 | 0.278 | 1.928 | 1.547 | 0.608 | 1.449 | 0.635 | 0.309 | U.S. Energy Information Administration |  |  |  |  | 40.43 | SOLAR-V1-NO-AGE | SOLAR-V1-NO-AGE | SOLAR-V1-NO-AGE | SOLAR-V1-NO-AGE | SOLAR-V1-NO-AGE
USA | United States of America | Hopkinton |  | USA0008108 | 4.1 | 42.3435 | -91.2471 | Oil |  |  |  | 1996.1707317073174 | City of Hopkinton - (IA) | U.S. Energy Information Administration | http://www.eia.gov/electricity/data/browser/ | U.S. Energy Information Administration | 22338 | 2019 | 0.04 | 0.077 | 0.005 | 0.033 | 0.024 | 0.019 | 0.005 | U.S. Energy Information Administration |  |  |  |  | 2.4 | NO-ESTIMATION | NO-ESTIMATION | NO-ESTIMATION | NO-ESTIMATION | CAPACITY-FACTOR-V1
USA | United States of America | Plainview Muncipal Power |  | USA0002297 | 5 | 42.3500 | -97.7906 | Oil |  |  |  | 1971.9800000000002 | North Central Public Pwr Dist | U.S. Energy Information Administration | http://www.eia.gov/electricity/data/browser/ | U.S. Energy Information Administration | 30276 | 2019 | 0.017 | 0.024 | 0.008 | 0.025 | 0.024 | 0.014 | 0.003 | U.S. Energy Information Administration |  |  |  |  | 2.93 | SOLAR-V1-NO-AGE | SOLAR-V1-NO-AGE | SOLAR-V1-NO-AGE | SOLAR-V1-NO-AGE | SOLAR-V1-NO-AGE
USA | United States of America | Deer Island Treatment Plant |  | USA0010823 | 72.8 | 42.3533 | -70.9628 | Oil | Wind | Biomass | Solar | 1996.1346153846155 | Massachusetts Wtr Rauth-Deer I | U.S. Energy Information Administration | http://www.eia.gov/electricity/data/browser/ | U.S. Energy Information Administration | 25749 | 2019 | 24.107380000000003 |  | 28.40333 | 39.773619999999994 | 43.340880000000006 | 44.15342 | 43.3672 | U.S. Energy Information Administration |  |  |  |  | 42.66 | NO-ESTIMATION | NO-ESTIMATION | NO-ESTIMATION | NO-ESTIMATION | CAPACITY-FACTOR-V1
USA | United States of America | Grundy Center City Light Plant |  | USA0001145 | 8.7 | 42.3631 | -92.7723 | Oil | Gas |  |  | 1975.9310344827586 | Grundy Center Mun Light & Power | U.S. Energy Information Administration | http://www.eia.gov/electricity/data/browser/ | U.S. Energy Information Administration | 21534 | 2019 | 0.125 | 0.096 | 0.029 | 0.036 | 0.031 | 0.098 | 0.301 | U.S. Energy Information Administration |  |  |  |  | 5.09 | HYDRO-V1 | HYDRO-V1 | HYDRO-V1 | HYDRO-V1 | HYDRO-V1
USA | United States of America | Cherry Street |  | USA0009038 | 17.3 | 42.3886 | -71.5600 | Oil | Gas |  |  | 1962.0057803468205 | Town of Hudson - (MA) | U.S. Energy Information Administration | http://www.eia.gov/electricity/data/browser/ | U.S. Energy Information Administration | 22462 | 2019 | 0.869 | 0.41400000000000003 | 0.439 | 0.381 | 0.28 | 0.511 | 0.252 | U.S. Energy Information Administration |  |  |  |  | 10.13 | NO-ESTIMATION | NO-ESTIMATION | NO-ESTIMATION | NO-ESTIMATION | CAPACITY-FACTOR-V1
USA | United States of America | Doreen |  | USA0001631 | 21.1 | 42.4433 | -73.2058 | Oil |  |  |  | 1969.0 | NAEA Energy Massachusetts LLC | U.S. Energy Information Administration | http://www.eia.gov/electricity/data/browser/ | U.S. Energy Information Administration | 36693 | 2019 | 0.223 | 0.215 | 0.0 | 0.0 | 0.0 | 0.0 | 0.139 | U.S. Energy Information Administration |  |  |  |  | 12.36 | HYDRO-V1 | HYDRO-V1 | HYDRO-V1 | HYDRO-V1 | HYDRO-V1
USA | United States of America | Dike City Power Plant |  | USA0056194 | 2.2 | 42.4622 | -92.6264 | Oil |  |  |  | 2004.9999999999998 | City of Dike | U.S. Energy Information Administration | http://www.eia.gov/electricity/data/browser/ | U.S. Energy Information Administration |  | 2019 | 0.0 | 0.031 | 2.9 | 0.007 | 0.002 | 0.008 | -0.035 | U.S. Energy Information Administration |  |  |  |  | 1.28 | HYDRO-V1 | HYDRO-V1 | HYDRO-V1 | HYDRO-V1 | HYDRO-V1
USA | United States of America | Webster City |  | USA0001198 | 21.3 | 42.4710 | -93.8150 | Oil |  |  |  | 1971.9999999999998 | City of Webster City - (IA) | U.S. Energy Information Administration | http://www.eia.gov/electricity/data/browser/ | U.S. Energy Information Administration | 36492 | 2019 | 0.031 | 0.035 | 0.229 | 0.422 | 0.068 | 0.203 | 0.657 | U.S. Energy Information Administration |  |  |  |  | 12.48 | HYDRO-V1 | HYDRO-V1 | HYDRO-V1 | HYDRO-V1 | HYDRO-V1
USA | United States of America | Anderson Power Products Division |  | USA0010553 | 1 | 42.4714 | -71.7433 | Oil |  |  |  | 1987.0 | Anderson Power Products | U.S. Energy Information Administration | http://www.eia.gov/electricity/data/browser/ | U.S. Energy Information Administration | 59596 | 2019 | 0.001 | 0.001 | 0.008 |  | 0.006 | 0.006 | 0.07 | U.S. Energy Information Administration |  |  |  |  | 0.58 | NO-ESTIMATION | NO-ESTIMATION | NO-ESTIMATION | NO-ESTIMATION | CAPACITY-FACTOR-V1
USA | United States of America | Wapsie Valley Creamery Back Up Generator |  | USA0059379 | 1.8 | 42.4778 | -91.8911 | Oil |  |  |  | 2015.0 | Wapsie Valley Creamery | U.S. Energy Information Administration | http://www.eia.gov/electricity/data/browser/ | U.S. Energy Information Administration |  | 2019 |  |  | 0.0 | 0.0 | 0.0 | 0.0 | 0 | U.S. Energy Information Administration |  |  |  |  | 1.05 | NO-ESTIMATION | NO-ESTIMATION | NO-ESTIMATION | NO-ESTIMATION | CAPACITY-FACTOR-V1
USA | United States of America | Alliant SBD 9205 A Y McDonald |  | USA0054710 | 3.6 | 42.4906 | -90.7450 | Oil |  |  |  | 1994.861111111111 | Industrial Energy Applications Inc | U.S. Energy Information Administration | http://www.eia.gov/electricity/data/browser/ | U.S. Energy Information Administration | 63064 | 2019 | 0.031 | 0.011 | 0.0 | 0.0 | 0.0 | 0.0147 | 0.01176 | U.S. Energy Information Administration |  |  |  |  | 2.1 | NO-ESTIMATION | NO-ESTIMATION | NO-ESTIMATION | NO-ESTIMATION | CAPACITY-FACTOR-V1
USA | United States of America | Earlville |  | USA0007865 | 1.8 | 42.4942 | -91.2725 | Oil |  |  |  | 2001.0 | City of Earlville - (IA) | U.S. Energy Information Administration | http://www.eia.gov/electricity/data/browser/ | U.S. Energy Information Administration |  | 2019 | 0.022 | 0.011 | 0.017 | 0.019 | 0.015 | 0.042 | 0.01 | U.S. Energy Information Administration |  |  |  |  | 1.05 | NO-ESTIMATION | NO-ESTIMATION | NO-ESTIMATION | NO-ESTIMATION | CAPACITY-FACTOR-V1
USA | United States of America | Waterloo Lundquist |  | USA0007851 | 18 | 42.5062 | -92.3456 | Oil |  |  |  | 2000.0 | MidAmerican Energy Co | U.S. Energy Information Administration | http://www.eia.gov/electricity/data/browser/ | U.S. Energy Information Administration | 48112 | 2019 | -0.41400000000000003 | -0.017 | 0.108 | 0.233 | 0.106 | 0.171 | 0.111 | U.S. Energy Information Administration |  |  |  |  | 10.54 | NO-ESTIMATION | NO-ESTIMATION | NO-ESTIMATION | NO-ESTIMATION | CAPACITY-FACTOR-V1
USA | United States of America | Wilkins Station |  | USA0006586 | 5.4 | 42.5131 | -70.8583 | Oil |  |  |  | 1974.9999999999998 | City of Marblehead - (MA) | U.S. Energy Information Administration | http://www.eia.gov/electricity/data/browser/ | U.S. Energy Information Administration | 25578 | 2019 | 0.11 | 0.35000000000000003 | 0.02 | 0.044 | 0.043000000000000003 | 0.049 | 0.006 | U.S. Energy Information Administration |  |  |  |  | 3.16 | NO-ESTIMATION | NO-ESTIMATION | NO-ESTIMATION | NO-ESTIMATION | CAPACITY-FACTOR-V1
USA | United States of America | William Beaumont Hospital |  | USA0050937 | 3.8 | 42.5175 | -83.1919 | Oil | Gas |  |  | 1992.0 | William Beaumont Hospital | U.S. Energy Information Administration | http://www.eia.gov/electricity/data/browser/ | U.S. Energy Information Administration |  | 2019 | 0.096 | 0.10976 | 0.10289999999999999 | 0.10200000000000001 | 0.009800000000000001 | 0.0 | 0 | U.S. Energy Information Administration |  |  |  |  | 2.22 | NO-ESTIMATION | NO-ESTIMATION | NO-ESTIMATION | NO-ESTIMATION | CAPACITY-FACTOR-V1
USA | United States of America | Fairbanks Morse Engine |  | USA0056937 | 1.5 | 42.5185 | -89.0287 | Oil |  |  |  | 1989.0 | Fairbanks Morse Engine | U.S. Energy Information Administration | http://www.eia.gov/electricity/data/browser/ | U.S. Energy Information Administration |  | 2019 | 0.0 | 0.012 | 0.001 | 0.0 | 0.003 | 0.057 | 0 | U.S. Energy Information Administration |  |  |  |  | 0.87 | NO-ESTIMATION | NO-ESTIMATION | NO-ESTIMATION | NO-ESTIMATION | CAPACITY-FACTOR-V1
USA | United States of America | Alliant SBD 9301 Prairie Farms |  | USA0054735 | 3.5 | 42.5300 | -90.6847 | Oil |  |  |  | 1999.0285714285712 | Industrial Energy Applications Inc | U.S. Energy Information Administration | http://www.eia.gov/electricity/data/browser/ | U.S. Energy Information Administration |  | 2019 | 0.045 | 0.003 | 0.0 | 0.0294 | 0.0 | 0.0588 | 0.08526 | U.S. Energy Information Administration |  |  |  |  | 2.05 | NO-ESTIMATION | NO-ESTIMATION | NO-ESTIMATION | NO-ESTIMATION | CAPACITY-FACTOR-V1
USA | United States of America | John Deere Dubuque Works |  | USA0054414 | 9 | 42.5734 | -90.6926 | Oil |  |  |  | 1994.0 | John Deere Dubuque Works | U.S. Energy Information Administration | http://www.eia.gov/electricity/data/browser/ | U.S. Energy Information Administration | 23238 | 2019 | 0.0 | 0.0 | 0.0 | 0.0 | 0.0 | 0.0 | 0.049 | U.S. Energy Information Administration |  |  |  |  | 5.27 | NO-ESTIMATION | NO-ESTIMATION | NO-ESTIMATION | NO-ESTIMATION | CAPACITY-FACTOR-V1
USA | United States of America | Stuart (NE) |  | USA0002305 | 1.9 | 42.5994 | -99.1437 | Oil | Gas |  |  | 1971.7894736842104 | City of Stuart - (NE) | U.S. Energy Information Administration | http://www.eia.gov/electricity/data/browser/ | U.S. Energy Information Administration | 33825 | 2019 | 0.008 | 0.01 | 0.009 | 0.008 | 0.012 | 0.018000000000000002 | 0.009 | U.S. Energy Information Administration |  |  |  |  | 1.11 | NO-ESTIMATION | NO-ESTIMATION | NO-ESTIMATION | NO-ESTIMATION | CAPACITY-FACTOR-V1
USA | United States of America | Colfax |  | USA0001725 | 13.5 | 42.6587 | -84.0952 | Oil |  |  |  | 1969.3999999999999 | DTE Electric Company | U.S. Energy Information Administration | http://www.eia.gov/electricity/data/browser/ | U.S. Energy Information Administration | 18382 | 2019 | -0.199 | 0.07100000000000001 | -0.191 | 0.5750000000000001 | -0.14100000000000001 | -0.036000000000000004 | 0.68 | U.S. Energy Information Administration |  |  |  |  | 7.91 | NO-ESTIMATION | NO-ESTIMATION | NO-ESTIMATION | NO-ESTIMATION | CAPACITY-FACTOR-V1
USA | United States of America | Alta Municipal Utilities |  | USA0001121 | 5 | 42.6736 | -95.3026 | Oil |  |  |  | 2003.8 | City of Alta - (IA) | U.S. Energy Information Administration | http://www.eia.gov/electricity/data/browser/ | U.S. Energy Information Administration | 12957 | 2019 | 0.008 | 0.0 | 0.0 | 0.0 | 0.0 | 0.009000000000000001 | 0.119 | U.S. Energy Information Administration |  |  |  |  | 2.93 | NO-ESTIMATION | NO-ESTIMATION | NO-ESTIMATION | NO-ESTIMATION | CAPACITY-FACTOR-V1
USA | United States of America | Bassett Medical Center |  | USA0054863 | 5.6 | 42.6944 | -74.9242 | Oil |  |  |  | 1999.4285714285718 | Bassett Healthcare | U.S. Energy Information Administration | http://www.eia.gov/electricity/data/browser/ | U.S. Energy Information Administration |  | 2019 | 0.003 | 0.003 | 0.07100000000000001 | 0.03 | 0.031 | 0.039 | 0.038 | U.S. Energy Information Administration |  |  |  |  | 3.28 | NO-ESTIMATION | NO-ESTIMATION | NO-ESTIMATION | NO-ESTIMATION | CAPACITY-FACTOR-V1
USA | United States of America | Argyle |  | USA0007810 | 2.3 | 42.7019 | -89.8697 | Oil | Hydro |  |  | 2000.7391304347823 | City of Argyle - (WI) | U.S. Energy Information Administration | http://www.eia.gov/electricity/data/browser/ | U.S. Energy Information Administration | 13471 | 2019 | 0.14900000000000002 | 0.203 | 0.183 | 0.171 | 0.17099999999999999 | 0.134 | 0.068 | U.S. Energy Information Administration |  |  |  |  | 1.34 | NO-ESTIMATION | NO-ESTIMATION | NO-ESTIMATION | NO-ESTIMATION | CAPACITY-FACTOR-V1
USA | United States of America | Williams College - Campus CHP |  | USA0058160 | 7 | 42.7097 | -73.2022 | Oil | Gas |  |  | 2011.5714285714287 | President & Trustees of Williams College | U.S. Energy Information Administration | http://www.eia.gov/electricity/data/browser/ | U.S. Energy Information Administration | 37008 | 2019 | 0.0 | 3.4779999999999998 | 3.016 | 2.3930000000000002 | 2.642 | 2.9 | 4.885 | U.S. Energy Information Administration |  |  |  |  | 4.1 | NO-ESTIMATION | NO-ESTIMATION | NO-ESTIMATION | NO-ESTIMATION | CAPACITY-FACTOR-V1
USA | United States of America | Placid 12 |  | USA0001737 | 13.5 | 42.7106 | -83.4569 | Oil |  |  |  | 1970.2 | DTE Electric Company | U.S. Energy Information Administration | http://www.eia.gov/electricity/data/browser/ | U.S. Energy Information Administration | 18400 | 2019 | -0.038 | 0.17300000000000001 | -0.31 | 0.176 | -0.147 | -0.075 | -0.092 | U.S. Energy Information Administration |  |  |  |  | 7.91 | NO-ESTIMATION | NO-ESTIMATION | NO-ESTIMATION | NO-ESTIMATION | CAPACITY-FACTOR-V1
USA | United States of America | Putnam (MI) |  | USA0001739 | 13.5 | 42.7108 | -83.4561 | Oil |  |  |  | 1971.0000000000002 | DTE Electric Company | U.S. Energy Information Administration | http://www.eia.gov/electricity/data/browser/ | U.S. Energy Information Administration | 18401 | 2019 | -0.055 | 0.116 | -0.22 | 0.113 | 0.274 | -0.001 | 0.062 | U.S. Energy Information Administration |  |  |  |  | 7.91 | NO-ESTIMATION | NO-ESTIMATION | NO-ESTIMATION | NO-ESTIMATION | CAPACITY-FACTOR-V1
USA | United States of America | South Strawberry |  | USA0007926 | 3.6 | 42.7114 | -91.5469 | Oil |  |  |  | 2002.0 | City of Strawberry Point | U.S. Energy Information Administration | http://www.eia.gov/electricity/data/browser/ | U.S. Energy Information Administration |  | 2019 | 0.005 | 0.001 | 0.0 | 0.016 | 0.016 | 0.013000000000000001 | 0.021 | U.S. Energy Information Administration |  |  |  |  | 2.1 | NO-ESTIMATION | NO-ESTIMATION | NO-ESTIMATION | NO-ESTIMATION | CAPACITY-FACTOR-V1
USA | United States of America | West Diesel Generation Unit |  | USA0056517 | 4 | 42.7303 | -94.6644 | Oil |  |  |  | 2006.0 | City of Pocahontas - (IA) | U.S. Energy Information Administration | http://www.eia.gov/electricity/data/browser/ | U.S. Energy Information Administration |  | 2019 | 0.038 | 0.041159999999999995 | 0.032 | 0.035 | 0.0 | 0.001 | 0.001 | U.S. Energy Information Administration |  |  |  |  | 2.34 | NO-ESTIMATION | NO-ESTIMATION | NO-ESTIMATION | NO-ESTIMATION | CAPACITY-FACTOR-V1
USA | United States of America | South Plant |  | USA0007758 | 12 | 42.7317 | -92.4711 | Oil |  |  |  | 2000.0 | Waverly Municipal Elec Utility | U.S. Energy Information Administration | http://www.eia.gov/electricity/data/browser/ | U.S. Energy Information Administration | 48143 | 2019 | 0.065 | 0.052000000000000005 | 0.025 | 0.048 | 0.05 | 0.075 | 0.056 | U.S. Energy Information Administration |  |  |  |  | 7.03 | NO-ESTIMATION | NO-ESTIMATION | NO-ESTIMATION | NO-ESTIMATION | CAPACITY-FACTOR-V1
USA | United States of America | Waverly Municipal Electric North Plant |  | USA0006554 | 25.1 | 42.7317 | -92.4711 | Oil | Gas |  |  | 1986.7649402390439 | Waverly Municipal Elec Utility | U.S. Energy Information Administration | http://www.eia.gov/electricity/data/browser/ | U.S. Energy Information Administration |  | 2019 | 0.5700000000000001 | 0.44800000000000006 | 0.261 | 0.2 | 0.379 | 0.308 | 0.274 | U.S. Energy Information Administration |  |  |  |  | 14.71 | NO-ESTIMATION | NO-ESTIMATION | NO-ESTIMATION | NO-ESTIMATION | CAPACITY-FACTOR-V1
USA | United States of America | Sixth Street Gas Turbine |  | USA0006356 | 24 | 42.7926 | -86.1036 | Oil |  |  |  | 1974.0 | City of Holland | U.S. Energy Information Administration | http://www.eia.gov/electricity/data/browser/ | U.S. Energy Information Administration |  | 2019 | -0.089 | -0.101 | -0.078 | -0.133 | -0.068 | -0.125 | -0.12 | U.S. Energy Information Administration |  |  |  |  | 14.06 | NO-ESTIMATION | NO-ESTIMATION | NO-ESTIMATION | NO-ESTIMATION | CAPACITY-FACTOR-V1
USA | United States of America | Alliant SBD 9502 Eaton |  | USA0054968 | 5.4 | 42.8381 | -93.6033 | Oil |  |  |  | 1997.3333333333333 | Industrial Energy Applications Inc | U.S. Energy Information Administration | http://www.eia.gov/electricity/data/browser/ | U.S. Energy Information Administration | 63075 | 2019 | 0.109 | 0.241 | 0.0 | 0.054880000000000005 | 0.00196 | 0.09506 | 0.14798 | U.S. Energy Information Administration |  |  |  |  | 3.16 | NO-ESTIMATION | NO-ESTIMATION | NO-ESTIMATION | NO-ESTIMATION | CAPACITY-FACTOR-V1
USA | United States of America | Sumner |  | USA0001191 | 5.6 | 42.8464 | -92.0978 | Oil |  |  |  | 1977.714285714286 | City of Sumner - (IA) | U.S. Energy Information Administration | http://www.eia.gov/electricity/data/browser/ | U.S. Energy Information Administration | 33898 | 2019 | 0.046060000000000004 | 0.026000000000000002 | 0.039 | 0.066 | 0.035 | 0.074 | 0.144 | U.S. Energy Information Administration |  |  |  |  | 3.28 | NO-ESTIMATION | NO-ESTIMATION | NO-ESTIMATION | NO-ESTIMATION | CAPACITY-FACTOR-V1
USA | United States of America | Laurens |  | USA0001157 | 9.1 | 42.8486 | -94.8506 | Oil |  |  |  | 2002.1868131868134 | City of Laurens - (IA) | U.S. Energy Information Administration | http://www.eia.gov/electricity/data/browser/ | U.S. Energy Information Administration | 24637 | 2019 | 0.06 | 0.073 | 0.041 | 0.051000000000000004 | 0.042 | 0.098 | 0.284 | U.S. Energy Information Administration |  |  |  |  | 5.33 | NO-ESTIMATION | NO-ESTIMATION | NO-ESTIMATION | NO-ESTIMATION | CAPACITY-FACTOR-V1
USA | United States of America | Frank Jenkins |  | USA0001851 | 3.8 | 42.8686 | -84.8956 | Oil | Gas |  |  | 1987.3684210526317 | City of Portland - (MI) | U.S. Energy Information Administration | http://www.eia.gov/electricity/data/browser/ | U.S. Energy Information Administration | 30434 | 2019 | 0.0 | 0.0 | 0.0 | 0.0 | 0.0 | 0.0 | 0 | U.S. Energy Information Administration |  |  |  |  | 2.22 | NO-ESTIMATION | NO-ESTIMATION | NO-ESTIMATION | NO-ESTIMATION | CAPACITY-FACTOR-V1
USA | United States of America | Spirit Mound |  | USA0006092 | 135 | 42.8977 | -96.9905 | Oil |  |  |  | 1978.0 | Basin Electric Power Coop | U.S. Energy Information Administration | http://www.eia.gov/electricity/data/browser/ | U.S. Energy Information Administration | 14081 | 2019 | 1.047 | 1.567 | 0.244 | 0.784 | 0.34600000000000003 | 0.8190000000000001 | 5.4 | U.S. Energy Information Administration |  |  |  |  | 79.12 | NO-ESTIMATION | NO-ESTIMATION | NO-ESTIMATION | NO-ESTIMATION | CAPACITY-FACTOR-V1
USA | United States of America | West Bend |  | USA0001199 | 6.7 | 42.9612 | -94.4456 | Oil |  |  |  | 1983.2089552238806 | City of West Bend | U.S. Energy Information Administration | http://www.eia.gov/electricity/data/browser/ | U.S. Energy Information Administration | 36573 | 2019 | 0.028 | 0.035 | 0.012 | 0.07200000000000001 | 0.016 | 0.033 | 0.108 | U.S. Energy Information Administration |  |  |  |  | 3.92 | NO-ESTIMATION | NO-ESTIMATION | NO-ESTIMATION | NO-ESTIMATION | CAPACITY-FACTOR-V1
USA | United States of America | Crotched Mountain Rehabilitation Center |  | USA0054515 | 2.1 | 42.9717 | -71.8727 | Oil |  |  |  | 1990.0000000000002 | Crotched Mt Rehab Ctr Inc | U.S. Energy Information Administration | http://www.eia.gov/electricity/data/browser/ | U.S. Energy Information Administration |  | 2019 | 0.088 | 0.00098 | 0.033 | 0.099 | 0.062 | 0.053 | 0.033 | U.S. Energy Information Administration |  |  |  |  | 1.23 | NO-ESTIMATION | NO-ESTIMATION | NO-ESTIMATION | NO-ESTIMATION | CAPACITY-FACTOR-V1
USA | United States of America | Fennimore |  | USA0004114 | 7.4 | 42.9828 | -90.6558 | Oil |  |  |  | 1988.810810810811 | City of Fennimore - (WI) | U.S. Energy Information Administration | http://www.eia.gov/electricity/data/browser/ | U.S. Energy Information Administration | 20067 | 2019 | 0.026000000000000002 | 0.026000000000000002 | 0.021 | 0.047 | 0.012 | 0.013000000000000001 | 0.018 | U.S. Energy Information Administration |  |  |  |  | 4.33 | NO-ESTIMATION | NO-ESTIMATION | NO-ESTIMATION | NO-ESTIMATION | CAPACITY-FACTOR-V1
USA | United States of America | Epic Verona |  | USA0062676 | 43.2 | 42.9968 | -89.5687 | Oil | Solar |  |  | 2012.2777777777785 | Epic Hosting LLC | U.S. Energy Information Administration | http://www.eia.gov/electricity/data/browser/ | U.S. Energy Information Administration |  | 2019 | [6 empty] | 0.879 | U.S. Energy Information Administration |  |  |  |  | 25.31 | NO-ESTIMATION | NO-ESTIMATION | NO-ESTIMATION | NO-ESTIMATION | CAPACITY-FACTOR-V1
USA | United States of America | McGregor |  | USA0001163 | 1.5 | 43.0237 | -91.1749 | Oil |  |  |  | 1970.0 | City of McGregor- (IA) | U.S. Energy Information Administration | http://www.eia.gov/electricity/data/browser/ | U.S. Energy Information Administration | 25870 | 2019 | 0.013000000000000001 | 0.007 | 0.009000000000000001 | 0.01 | 0.013000000000000001 | 0.008 | 0.009 | U.S. Energy Information Administration |  |  |  |  | 0.87 | NO-ESTIMATION | NO-ESTIMATION | NO-ESTIMATION | NO-ESTIMATION | CAPACITY-FACTOR-V1
USA | United States of America | Rockford |  | USA0001180 | 2.9 | 43.0489 | -92.9468 | Oil |  |  |  | 1980.5862068965516 | City of Rockford- (IA) | U.S. Energy Information Administration | http://www.eia.gov/electricity/data/browser/ | U.S. Energy Information Administration | 31618 | 2019 | 0.00294 | 0.006860000000000001 | 0.0 | 0.008 | 0.001 | 0.020579999999999998 | 0.001 | U.S. Energy Information Administration |  |  |  |  | 1.69 | NO-ESTIMATION | NO-ESTIMATION | NO-ESTIMATION | NO-ESTIMATION | CAPACITY-FACTOR-V1
USA | United States of America | Algona |  | USA0001120 | 16.1 | 43.0733 | -94.2392 | Oil | Gas |  |  | 1982.3229813664595 | City of Algona - (IA) | U.S. Energy Information Administration | http://www.eia.gov/electricity/data/browser/ | U.S. Energy Information Administration | 12850 | 2019 | 0.11 | 0.23800000000000002 | 0.077 | 137.273004 | 30.472 | 0.109 | 0.429 | U.S. Energy Information Administration |  |  |  |  | 9.43 | NO-ESTIMATION | NO-ESTIMATION | NO-ESTIMATION | NO-ESTIMATION | CAPACITY-FACTOR-V1
USA | United States of America | Capitol Heat and Power |  | USA0054406 | 2 | 43.0785 | -89.3773 | Oil |  |  |  | 2011.0 | State of Wisconsin | U.S. Energy Information Administration | http://www.eia.gov/electricity/data/browser/ | U.S. Energy Information Administration |  | 2019 | 0.0 | 0.0 | 0.0 | 0.0 | 0.0 | 0.0 | 0 | U.S. Energy Information Administration |  |  |  |  | 1.17 | NO-ESTIMATION | NO-ESTIMATION | NO-ESTIMATION | NO-ESTIMATION | CAPACITY-FACTOR-V1
USA | United States of America | Diesel Generators |  | USA0056070 | 54 | 43.0802 | -89.3747 | Oil |  |  |  | 2001.0 | Madison Gas & Electric Co | U.S. Energy Information Administration | http://www.eia.gov/electricity/data/browser/ | U.S. Energy Information Administration |  | 2019 | 0.47800000000000004 | 0.497 | 0.513 | 0.527 | 0.462 | 0.577 | 0.696 | U.S. Energy Information Administration |  |  |  |  | 31.64 | NO-ESTIMATION | NO-ESTIMATION | NO-ESTIMATION | NO-ESTIMATION | CAPACITY-FACTOR-V1
USA | United States of America | Primghar |  | USA0001177 | 1.7 | 43.0871 | -95.6260 | Oil |  |  |  | 1984.9411764705883 | City of Primghar - (IA) | U.S. Energy Information Administration | http://www.eia.gov/electricity/data/browser/ | U.S. Energy Information Administration | 30687 | 2019 | 0.0 | 0.0 | 0.0 | 0.0 | 0.0 | 0.0 | 0 | U.S. Energy Information Administration |  |  |  |  | 0.99 | NO-ESTIMATION | NO-ESTIMATION | NO-ESTIMATION | NO-ESTIMATION | CAPACITY-FACTOR-V1
USA | United States of America | Alliant SBD 9201 Norplex |  | USA0054712 | 2.1 | 43.0906 | -91.5542 | Oil |  |  |  | 2000.9047619047617 | Industrial Energy Applications Inc | U.S. Energy Information Administration | http://www.eia.gov/electricity/data/browser/ | U.S. Energy Information Administration | 63065 | 2019 | 0.068 | 0.038 | 0.0 | 0.0 | 0.009800000000000001 | 0.10878 | 0.1029 | U.S. Energy Information Administration |  |  |  |  | 1.23 | HYDRO-V1 | HYDRO-V1 | HYDRO-V1 | HYDRO-V1 | HYDRO-V1
USA | United States of America | Spencer Gas Turbine |  | USA0001186 | 23.8 | 43.1446 | -95.1443 | Oil |  |  |  | 1970.0 | City of Spencer - (IA) | U.S. Energy Information Administration | http://www.eia.gov/electricity/data/browser/ | U.S. Energy Information Administration | 33356 | 2019 | 0.0 | 0.17 | 0.0 | 0.055 | 0.051000000000000004 | 0.189 | 0.354 | U.S. Energy Information Administration |  |  |  |  | 13.94 | HYDRO-V1 | HYDRO-V1 | HYDRO-V1 | HYDRO-V1 | HYDRO-V1
USA | United States of America | Germantown |  | USA0006253 | 335.7 | 43.1952 | -88.1496 | Oil | Gas |  |  | 1983.9571045576406 | Wisconsin Electric Power Co | U.S. Energy Information Administration | http://www.eia.gov/electricity/data/browser/ | U.S. Energy Information Administration | 37183 | 2019 | 6.472 | 6.606999999999999 | 13.992999999999999 | 13.272 | 10.234 | 39.479 | 15.261 | U.S. Energy Information Administration |  |  |  |  | 196.74 | HYDRO-V1 | HYDRO-V1 | HYDRO-V1 | HYDRO-V1 | HYDRO-V1
USA | United States of America | Graettinger |  | USA0001142 | 3.6 | 43.2397 | -94.7498 | Oil |  |  |  | 1992.388888888889 | City of Graettinger - (IA) | U.S. Energy Information Administration | http://www.eia.gov/electricity/data/browser/ | U.S. Energy Information Administration | 21237 | 2019 | 0.01 | 0.027 | 0.007 | 0.008 | 0.016 | 0.043000000000000003 | 0.081 | U.S. Energy Information Administration |  |  |  |  | 2.1 | HYDRO-V1 | HYDRO-V1 | HYDRO-V1 | HYDRO-V1 | HYDRO-V1
USA | United States of America | Lime Creek |  | USA0007155 | 90.2 | 43.2481 | -93.2050 | Oil |  |  |  | 1991.0 | Interstate Power and Light Co | U.S. Energy Information Administration | http://www.eia.gov/electricity/data/browser/ | U.S. Energy Information Administration | 23245 | 2019 | -1.041 | -0.674 | 0.062 | 0.063 | 0.366 | 1.845 | 0.557 | U.S. Energy Information Administration |  |  |  |  | 52.86 | NO-ESTIMATION | NO-ESTIMATION | NO-ESTIMATION | NO-ESTIMATION | SOLAR-V1
USA | United States of America | Forest City Light Plant |  | USA0001138 | 22 | 43.2632 | -93.6354 | Oil |  |  |  | 1979.859090909091 | City of Forest City- (IA) | U.S. Energy Information Administration | http://www.eia.gov/electricity/data/browser/ | U.S. Energy Information Administration | 20397 | 2019 | 0.166 | 0.223 | 0.201 | 0.278 | 0.214 | 0.25 | 0.439 | U.S. Energy Information Administration |  |  |  |  | 12.89 | NO-ESTIMATION | NO-ESTIMATION | NO-ESTIMATION | NO-ESTIMATION | CAPACITY-FACTOR-V1
USA | United States of America | Croswell |  | USA0007497 | 5.1 | 43.2719 | -82.6139 | Oil | Gas |  |  | 1989.2941176470592 | City of Croswell - (MI) | U.S. Energy Information Administration | http://www.eia.gov/electricity/data/browser/ | U.S. Energy Information Administration | 17837 | 2019 | 0.00588 | 0.0 | 0.0 | 0.0 | 0.0 | 0.0 | 0 | U.S. Energy Information Administration |  |  |  |  | 2.98 | HYDRO-V1 | HYDRO-V1 | HYDRO-V1 | HYDRO-V1 | HYDRO-V1
USA | United States of America | Bancroft |  | USA0001125 | 4.2 | 43.2926 | -94.2171 | Oil |  |  |  | 1994.2857142857142 | Bancroft Municipal Utilities | U.S. Energy Information Administration | http://www.eia.gov/electricity/data/browser/ | U.S. Energy Information Administration | 13962 | 2019 | 0.015 | 0.002 | 0.009000000000000001 | 0.011 | 0.023 |  | 0.073 | U.S. Energy Information Administration |  |  |  |  | 2.46 | NO-ESTIMATION | NO-ESTIMATION | NO-ESTIMATION | NO-ESTIMATION | CAPACITY-FACTOR-V1
USA | United States of America | Milford |  | USA0001164 | 6.5 | 43.3261 | -95.1483 | Oil |  |  |  | 1989.3384615384616 | City of Milford - (IA) | U.S. Energy Information Administration | http://www.eia.gov/electricity/data/browser/ | U.S. Energy Information Administration | 26426 | 2019 | 0.013000000000000001 | 0.04 | 0.02 | 0.012 | 0.015 | 0.056 | 0.213 | U.S. Energy Information Administration |  |  |  |  | 3.8 | NO-ESTIMATION | NO-ESTIMATION | NO-ESTIMATION | NO-ESTIMATION | CAPACITY-FACTOR-V1
USA | United States of America | WPPI Hartford DG |  | USA0056266 | 1.1 | 43.3358 | -88.4097 | Oil |  |  |  | 2004.9999999999998 | WPPI Energy | U.S. Energy Information Administration | http://www.eia.gov/electricity/data/browser/ | U.S. Energy Information Administration |  | 2019 | 0.011 | 0.011 | 0.01 | 0.008 | 0.009000000000000001 | 0.008 | 0.007 | U.S. Energy Information Administration |  |  |  |  | 0.64 | HYDRO-V1 | HYDRO-V1 | HYDRO-V1 | HYDRO-V1 | HYDRO-V1
USA | United States of America | Alliant SBD 9206 Donaldson |  | USA0054718 | 1.6 | 43.3744 | -92.1331 | Oil |  |  |  | 1995.0 | Industrial Energy Applications Inc | U.S. Energy Information Administration | http://www.eia.gov/electricity/data/browser/ | U.S. Energy Information Administration | 63071 | 2019 | 0.035 | 0.015 | 0.0 | 0.00784 | 0.0 | 0.00588 | 0.0049 | U.S. Energy Information Administration |  |  |  |  | 0.93 | HYDRO-V1 | HYDRO-V1 | HYDRO-V1 | HYDRO-V1 | HYDRO-V1
USA | United States of America | Sibley No Two |  | USA0007060 | 1.1 | 43.3969 | -95.7497 | Oil | Gas |  |  | 1988.0 | City of Sibley - (IA) | U.S. Energy Information Administration | http://www.eia.gov/electricity/data/browser/ | U.S. Energy Information Administration |  | 2019 | 0.022 | 0.008 | 0.01176 | 0.019600000000000003 | 0.01568 | 0.014700000000000001 | 0.03136 | U.S. Energy Information Administration |  |  |  |  | 0.64 | HYDRO-V1 | HYDRO-V1 | HYDRO-V1 | HYDRO-V1 | HYDRO-V1
USA | United States of America | Ascutney |  | USA0003708 | 13.2 | 43.4011 | -72.4203 | Oil |  |  |  | 1960.9999999999998 | Green Mountain Power Corp | U.S. Energy Information Administration | http://www.eia.gov/electricity/data/browser/ | U.S. Energy Information Administration | 15958 | 2019 | 0.374 | 0.525 | 0.093 | 0.195 | 0.733 | 0.252 | 0.15 | U.S. Energy Information Administration |  |  |  |  | 7.73 | HYDRO-V1 | HYDRO-V1 | HYDRO-V1 | HYDRO-V1 | HYDRO-V1
USA | United States of America | St Louis |  | USA0001852 | 7.1 | 43.4019 | -84.6014 | Oil | Gas | Hydro |  | 1977.450704225352 | City of St Louis - (MI) | U.S. Energy Information Administration | http://www.eia.gov/electricity/data/browser/ | U.S. Energy Information Administration | 33512 | 2019 | 0.676 | 0.666 | 0.742 | 0.8 | 0.867 | 1.046 | 1.012 | U.S. Energy Information Administration |  |  |  |  | 4.16 | HYDRO-V1 | HYDRO-V1 | HYDRO-V1 | HYDRO-V1 | HYDRO-V1
USA | United States of America | Lake Mills |  | USA0001154 | 18.5 | 43.4172 | -93.5322 | Oil | Gas |  |  | 1983.2810810810813 | City of Lake Mills | U.S. Energy Information Administration | http://www.eia.gov/electricity/data/browser/ | U.S. Energy Information Administration | 24468 | 2019 | 0.052000000000000005 | 0.052000000000000005 | 0.073 | 0.154 | 0.12200000000000001 | 0.08800000000000001 | 0.246 | U.S. Energy Information Administration |  |  |  |  | 10.84 | NO-ESTIMATION | NO-ESTIMATION | NO-ESTIMATION | NO-ESTIMATION | CAPACITY-FACTOR-V1
USA | United States of America | Rock Rapids |  | USA0001181 | 2.5 | 43.4294 | -96.1692 | Oil |  |  |  | 1968.0 | Rock Rapids Municipal Utility | U.S. Energy Information Administration | http://www.eia.gov/electricity/data/browser/ | U.S. Energy Information Administration | 31603 | 2019 | 0.00098 | 0.021 | 0.027 | 0.016 | 0.014 | 0.018000000000000002 | 0.035 | U.S. Energy Information Administration |  |  |  |  | 1.46 | SOLAR-V1-NO-AGE | SOLAR-V1-NO-AGE | SOLAR-V1-NO-AGE | SOLAR-V1-NO-AGE | SOLAR-V1-NO-AGE
USA | United States of America | Lake Park |  | USA0001153 | 4 | 43.4301 | -95.3153 | Oil |  |  |  | 2005.0 | City of Lake Park - (IA) | U.S. Energy Information Administration | http://www.eia.gov/electricity/data/browser/ | U.S. Energy Information Administration |  | 2019 | 0.034 | 0.037 | 16.231 | 0.032 | 0.033 | 0.054 | 0.08 | U.S. Energy Information Administration |  |  |  |  | 2.34 | NO-ESTIMATION | NO-ESTIMATION | NO-ESTIMATION | NO-ESTIMATION | CAPACITY-FACTOR-V1
USA | United States of America | Wilmot |  | USA0001746 | 13.5 | 43.4566 | -83.1889 | Oil |  |  |  | 1969.0 | DTE Electric Company | U.S. Energy Information Administration | http://www.eia.gov/electricity/data/browser/ | U.S. Energy Information Administration | 18410 | 2019 | -0.10400000000000001 | 0.046 | -0.169 | 0.084 | -0.019 | -0.007 | -0.098 | U.S. Energy Information Administration |  |  |  |  | 7.91 | HYDRO-V1 | HYDRO-V1 | HYDRO-V1 | HYDRO-V1 | HYDRO-V1
USA | United States of America | Oswego Harbor Power |  | USA0002594 | 1803.6 | 43.4586 | -76.5319 | Oil | Gas |  |  | 1977.5 | NRG Oswego Harbor Power Operations Inc | U.S. Energy Information Administration | http://www.eia.gov/electricity/data/browser/ | U.S. Energy Information Administration | 27845 | 2019 | 0.0 | 0.0 | 0.0 | 0.0 | 0.0 | 0.0 | 16.813 | U.S. Energy Information Administration |  |  |  |  | 1057.05 | SOLAR-V1-NO-AGE | SOLAR-V1-NO-AGE | SOLAR-V1-NO-AGE | SOLAR-V1-NO-AGE | SOLAR-V1-NO-AGE
USA | United States of America | Caro |  | USA0001874 | 9.4 | 43.4659 | -83.3278 | Oil |  |  |  | 1976.4893617021276 | Thumb Electric Coop of Mich | U.S. Energy Information Administration | http://www.eia.gov/electricity/data/browser/ | U.S. Energy Information Administration | 34642 | 2019 | 0.006860000000000001 | 0.0 | 0.0 | 0.006860000000000001 | 0.0 | 0.00588 | 0.00784 | U.S. Energy Information Administration |  |  |  |  | 5.5 | NO-ESTIMATION | NO-ESTIMATION | NO-ESTIMATION | NO-ESTIMATION | CAPACITY-FACTOR-V1
USA | United States of America | Viola |  | USA0004139 | 1.8 | 43.5070 | -90.6690 | Oil |  |  |  | 2002.0 | Village of Viola - (WI) | U.S. Energy Information Administration | http://www.eia.gov/electricity/data/browser/ | U.S. Energy Information Administration | 36072 | 2019 | 0.003 | 0.004 | 0.0 | 0.0 | 0.0 | 0.0 | -0.002 | U.S. Energy Information Administration |  |  |  |  | 1.05 | HYDRO-V1 | HYDRO-V1 | HYDRO-V1 | HYDRO-V1 | HYDRO-V1
USA | United States of America | La Farge |  | USA0004124 | 1.5 | 43.5722 | -90.6391 | Oil |  |  |  | 1990.0 | La Farge Municipal Electric Co | U.S. Energy Information Administration | http://www.eia.gov/electricity/data/browser/ | U.S. Energy Information Administration | 24362 | 2019 | 0.004 | 0.002 | 0.002 | 0.007 | 0.0 | 0.0 | 0 | U.S. Energy Information Administration |  |  |  |  | 0.87 | HYDRO-V1 | HYDRO-V1 | HYDRO-V1 | HYDRO-V1 | HYDRO-V1
USA | United States of America | Rutland |  | USA0003723 | 13.2 | 43.6030 | -72.9923 | Oil |  |  |  | 1963.0 | Green Mountain Power Corp | U.S. Energy Information Administration | http://www.eia.gov/electricity/data/browser/ | U.S. Energy Information Administration | 15976 | 2019 | 0.484 | 0.423 | 0.155 | 0.8130000000000001 | 0.731 | 0.33 | 0.095 | U.S. Energy Information Administration |  |  |  |  | 7.73 | NO-ESTIMATION | NO-ESTIMATION | NO-ESTIMATION | NO-ESTIMATION | CAPACITY-FACTOR-V1
USA | United States of America | Waupun Correctional Central Heating Plt |  | USA0054407 | 4.3 | 43.6233 | -88.7297 | Oil | Gas |  |  | 1974.8372093023254 | State of Wisconsin | U.S. Energy Information Administration | http://www.eia.gov/electricity/data/browser/ | U.S. Energy Information Administration |  | 2019 | 0.0 | 0.0 | 0.0 | 0.0 | 0.0 | 0.0 | 0 | U.S. Energy Information Administration |  |  |  |  | 2.52 | NO-ESTIMATION | NO-ESTIMATION | NO-ESTIMATION | NO-ESTIMATION | CAPACITY-FACTOR-V1
USA | United States of America | Worthington |  | USA0002024 | 19.6 | 43.6335 | -95.6092 | Oil | Wind |  |  | 2002.2040816326535 | City of Worthington - (MN) | U.S. Energy Information Administration | http://www.eia.gov/electricity/data/browser/ | U.S. Energy Information Administration | 49877 | 2019 | 15.813 | 16.31 | 13.787 | 13.756 | 14.908 | 13.333 | 13.717 | U.S. Energy Information Administration |  |  |  |  | 11.48 | NO-ESTIMATION | NO-ESTIMATION | NO-ESTIMATION | NO-ESTIMATION | CAPACITY-FACTOR-V1
USA | United States of America | Adrian |  | USA0001956 | 2 | 43.6371 | -95.9328 | Oil |  |  |  | 2005.0 | Adrian Public Utilities Comm | U.S. Energy Information Administration | http://www.eia.gov/electricity/data/browser/ | U.S. Energy Information Administration | 12400 | 2019 | 0.08700000000000001 | 0.038 | 0.024 | 0.008 | 0.02 | 0.013000000000000001 | 0.091 | U.S. Energy Information Administration |  |  |  |  | 1.17 | NO-ESTIMATION | NO-ESTIMATION | NO-ESTIMATION | NO-ESTIMATION | CAPACITY-FACTOR-V1
USA | United States of America | Blue Earth |  | USA0001967 | 11 | 43.6375 | -94.1017 | Oil |  |  |  | 1994.7909090909088 | Blue Earth Light & Water | U.S. Energy Information Administration | http://www.eia.gov/electricity/data/browser/ | U.S. Energy Information Administration | 14661 | 2019 | 0.042 | 0.042 | 0.025 | 0.032 | 0.051000000000000004 | 0.04508 | 0.079 | U.S. Energy Information Administration |  |  |  |  | 6.44 | NO-ESTIMATION | NO-ESTIMATION | NO-ESTIMATION | NO-ESTIMATION | CAPACITY-FACTOR-V1
USA | United States of America | Cape Gas Turbine |  | USA0001484 | 35 | 43.6436 | -70.2544 | Oil |  |  |  | 1970.0 | FPL Energy Cape LLC | U.S. Energy Information Administration | http://www.eia.gov/electricity/data/browser/ | U.S. Energy Information Administration | 15887 | 2019 | 0.436 | 1.841 | 2.218 | 0.649 | 1.282 | 0.744 | 1.456 | U.S. Energy Information Administration |  |  |  |  | 20.51 | NO-ESTIMATION | NO-ESTIMATION | NO-ESTIMATION | NO-ESTIMATION | CAPACITY-FACTOR-V1
USA | United States of America | Luverne |  | USA0001990 | 3.5 | 43.6544 | -96.2019 | Oil | Gas |  |  | 1967.0 | City of Luverne - (MN) | U.S. Energy Information Administration | http://www.eia.gov/electricity/data/browser/ | U.S. Energy Information Administration | 25261 | 2019 | 0.033 | 0.05 | 0.032 | 0.025 | 0.024 | 0.023 | 0.018 | U.S. Energy Information Administration |  |  |  |  | 2.05 | NO-ESTIMATION | NO-ESTIMATION | NO-ESTIMATION | NO-ESTIMATION | CAPACITY-FACTOR-V1
USA | United States of America | Lakefield Utilities |  | USA0007415 | 3.4 | 43.6742 | -95.1706 | Oil |  |  |  | 1996.6470588235293 | City of Lakefield - (MN) | U.S. Energy Information Administration | http://www.eia.gov/electricity/data/browser/ | U.S. Energy Information Administration |  | 2019 | 0.026000000000000002 | 0.013000000000000001 | 0.012740000000000001 | 0.017 | 0.011 | 0.023 | 0.013 | U.S. Energy Information Administration |  |  |  |  | 1.99 | SOLAR-V1-NO-AGE | SOLAR-V1-NO-AGE | SOLAR-V1-NO-AGE | SOLAR-V1-NO-AGE | SOLAR-V1-NO-AGE
USA | United States of America | Spring Valley |  | USA0002013 | 7.1 | 43.6873 | -92.3894 | Oil | Gas |  |  | 1986.3661971830988 | Spring Valley Pub Utils Comm | U.S. Energy Information Administration | http://www.eia.gov/electricity/data/browser/ | U.S. Energy Information Administration | 33384 | 2019 | 0.15092 |  | 0.38317999999999997 | 0.33320000000000005 | 0.31261999999999995 | 0.14112 | 0.3381 | U.S. Energy Information Administration |  |  |  |  | 4.16 | NO-ESTIMATION | NO-ESTIMATION | NO-ESTIMATION | NO-ESTIMATION | CAPACITY-FACTOR-V1
USA | United States of America | Dartmouth College Heating Plant |  | USA0054409 | 7 | 43.7019 | -72.2867 | Oil |  |  |  | 1979.4285714285713 | Dartmouth College | U.S. Energy Information Administration | http://www.eia.gov/electricity/data/browser/ | U.S. Energy Information Administration | 18063 | 2019 | 0.0 | 0.0 | 0.0 | 0.0 | 0.0 | 0.0 | 12.6478 | U.S. Energy Information Administration |  |  |  |  | 4.1 | NO-ESTIMATION | NO-ESTIMATION | NO-ESTIMATION | NO-ESTIMATION | CAPACITY-FACTOR-V1
USA | United States of America | Hart |  | USA0001827 | 5.1 | 43.7041 | -86.3663 | Oil | Gas |  |  | 1979.2352941176473 | City of Hart Hydro - (MI) | U.S. Energy Information Administration | http://www.eia.gov/electricity/data/browser/ | U.S. Energy Information Administration | 21819 | 2019 | 0.0 | 0.0 | 0.0 | 0.0 | 0.0 | 0.0 | 0 | U.S. Energy Information Administration |  |  |  |  | 2.98 | NO-ESTIMATION | NO-ESTIMATION | NO-ESTIMATION | NO-ESTIMATION | CAPACITY-FACTOR-V1
USA | United States of America | Florence |  | USA0007337 | 9.2 | 43.7089 | -73.0631 | Oil |  |  |  | 1992.0 | Omya Inc | U.S. Energy Information Administration | http://www.eia.gov/electricity/data/browser/ | U.S. Energy Information Administration |  | 2019 | 0.0 | 0.0 | 0.0 | 0.0 | 0.0 | 0.0 | 0 | U.S. Energy Information Administration |  |  |  |  | 5.39 | NO-ESTIMATION | NO-ESTIMATION | NO-ESTIMATION | NO-ESTIMATION | CAPACITY-FACTOR-V1
USA | United States of America | Lanesboro |  | USA0001987 | 2.6 | 43.7200 | -91.9777 | Oil | Hydro |  |  | 1994.6538461538462 | Lanesboro Public Utility Comm | U.S. Energy Information Administration | http://www.eia.gov/electricity/data/browser/ | U.S. Energy Information Administration | 24576 | 2019 | 0.01 | 0.325 | 0.439 | 0.022 | 0.012 | 0.004 | 0.104 | U.S. Energy Information Administration |  |  |  |  | 1.52 | NO-ESTIMATION | NO-ESTIMATION | NO-ESTIMATION | NO-ESTIMATION | CAPACITY-FACTOR-V1
USA | United States of America | Ubly |  | USA0001875 | 12.4 | 43.7217 | -82.9388 | Oil | Gas |  |  | 1984.1774193548385 | Thumb Electric Coop of Mich | U.S. Energy Information Administration | http://www.eia.gov/electricity/data/browser/ | U.S. Energy Information Administration | 34643 | 2019 | 0.0 | 0.00098 | 0.02 | 0.0098 | 0.0441 | 0.022539999999999998 | 0.01078 | U.S. Energy Information Administration |  |  |  |  | 7.26 | NO-ESTIMATION | NO-ESTIMATION | NO-ESTIMATION | NO-ESTIMATION | CAPACITY-FACTOR-V1
USA | United States of America | Main Street (MI) |  | USA0001853 | 6 | 43.7325 | -83.4533 | Oil | Gas |  |  | 1964.8000000000002 | City of Sebewaing - (MI) | U.S. Energy Information Administration | http://www.eia.gov/electricity/data/browser/ | U.S. Energy Information Administration | 32361 | 2019 | 0.011 | 0.002 | 0.008 | 0.007 | 0.017 | 0.032 | 0.02 | U.S. Energy Information Administration |  |  |  |  | 3.51 | NO-ESTIMATION | NO-ESTIMATION | NO-ESTIMATION | NO-ESTIMATION | CAPACITY-FACTOR-V1
USA | United States of America | Elroy |  | USA0004113 | 6.6 | 43.7395 | -90.2675 | Oil | Gas |  |  | 1995.3030303030305 | City of Elroy - (WI) | U.S. Energy Information Administration | http://www.eia.gov/electricity/data/browser/ | U.S. Energy Information Administration | 19285 | 2019 | 0.034 | 0.02 | 0.013000000000000001 | 0.034 | 0.023 | 0.033 | 0.06 | U.S. Energy Information Administration |  |  |  |  | 3.86 | NO-ESTIMATION | NO-ESTIMATION | NO-ESTIMATION | NO-ESTIMATION | CAPACITY-FACTOR-V1
USA | United States of America | Cashton |  | USA0004107 | 3.5 | 43.7429 | -90.7803 | Oil | Gas |  |  | 1983.9428571428573 | Village of Cashton - (WI) | U.S. Energy Information Administration | http://www.eia.gov/electricity/data/browser/ | U.S. Energy Information Administration | 15692 | 2019 | 0.006860000000000001 |  | 0.004900000000000001 | 0.024 | 0.00882 | 0.0 | 0 | U.S. Energy Information Administration |  |  |  |  | 2.05 | NO-ESTIMATION | NO-ESTIMATION | NO-ESTIMATION | NO-ESTIMATION | CAPACITY-FACTOR-V1
USA | United States of America | Wells IC |  | USA0002020 | 8.3 | 43.7445 | -93.7241 | Oil | Gas |  |  | 1962.9277108433732 | City of Wells - (MN) | U.S. Energy Information Administration | http://www.eia.gov/electricity/data/browser/ | U.S. Energy Information Administration |  | 2019 | 0.083 | 0.083 | 0.49784 | 0.08134 | 0.369 | 0.183 | 0.345 | U.S. Energy Information Administration |  |  |  |  | 4.86 | NO-ESTIMATION | NO-ESTIMATION | NO-ESTIMATION | NO-ESTIMATION | CAPACITY-FACTOR-V1
USA | United States of America | William F Wyman Hybrid |  | USA0001507 | 862.7 | 43.7508 | -70.1567 | Oil | Storage |  |  | 1974.6668598585832 | FPL Energy Wyman LLC | U.S. Energy Information Administration | http://www.eia.gov/electricity/data/browser/ | U.S. Energy Information Administration | 15919 | 2019 | 199.64699699999997 | 253.18800099999999 | 485.689004 | 0.0 | 106.352 | 156.38599699999997 | 5.942 | U.S. Energy Information Administration |  |  |  |  | 505.61 | SOLAR-V1-NO-AGE | SOLAR-V1-NO-AGE | SOLAR-V1-NO-AGE | SOLAR-V1-NO-AGE | SOLAR-V1-NO-AGE
USA | United States of America | Plymouth State College Cogeneration |  | USA0054803 | 2.8 | 43.7644 | -71.6881 | Oil |  |  |  | 1997.4285714285713 | Plymouth State University | U.S. Energy Information Administration | http://www.eia.gov/electricity/data/browser/ | U.S. Energy Information Administration | 30324 | 2019 | 0.004 | 0.001 | 0.002 | 0.0 | 0.0 | 0.0 | 0 | U.S. Energy Information Administration |  |  |  |  | 1.64 | NO-ESTIMATION | NO-ESTIMATION | NO-ESTIMATION | NO-ESTIMATION | CAPACITY-FACTOR-V1
USA | United States of America | Oliver |  | USA0001735 | 13.5 | 43.8264 | -83.2383 | Oil |  |  |  | 1970.0 | DTE Electric Company | U.S. Energy Information Administration | http://www.eia.gov/electricity/data/browser/ | U.S. Energy Information Administration | 18396 | 2019 | -0.31 | -0.379 | -0.368 | -0.331 | -0.186 | -0.386 | -0.41 | U.S. Energy Information Administration |  |  |  |  | 7.91 | HYDRO-V1 | HYDRO-V1 | HYDRO-V1 | HYDRO-V1 | HYDRO-V1
USA | United States of America | Truman |  | USA0002015 | 6.2 | 43.8284 | -94.4369 | Oil | Gas |  |  | 1992.032258064516 | City of Truman | U.S. Energy Information Administration | http://www.eia.gov/electricity/data/browser/ | U.S. Energy Information Administration | 35023 | 2019 | 0.047 | 0.011000000000000001 | 0.016 | 0.015 | 0.012 | 0.007 | 0.053 | U.S. Energy Information Administration |  |  |  |  | 3.63 | NO-ESTIMATION | NO-ESTIMATION | NO-ESTIMATION | NO-ESTIMATION | CAPACITY-FACTOR-V1
USA | United States of America | French Island |  | USA0004005 | 188 | 43.8292 | -91.2597 | Oil | Waste | Gas |  | 1969.1489361702127 | Northern States Power Co - Minnesota | U.S. Energy Information Administration | http://www.eia.gov/electricity/data/browser/ | U.S. Energy Information Administration | 28313 | 2019 | 65.745 | 55.151 | 63.37100000000001 | 63.53 | 58.533 | 53.870000000000005 | 60.648 | U.S. Energy Information Administration |  |  |  |  | 110.18 | NO-ESTIMATION | NO-ESTIMATION | NO-ESTIMATION | NO-ESTIMATION | CAPACITY-FACTOR-V1
USA | United States of America | White Lake |  | USA0002369 | 18.6 | 43.8478 | -71.2069 | Oil |  |  |  | 1968.0 | Granite Shore Power | U.S. Energy Information Administration | http://www.eia.gov/electricity/data/browser/ | U.S. Energy Information Administration | 30834 | 2019 | 0.0 | 0.0 | 0.0 | 0.0 | 0.0 | 0.0 | 0.159 | U.S. Energy Information Administration |  |  |  |  | 10.9 | NO-ESTIMATION | NO-ESTIMATION | NO-ESTIMATION | NO-ESTIMATION | CAPACITY-FACTOR-V1
USA | United States of America | Blooming Prairie |  | USA0001966 | 6.8 | 43.8660 | -93.0504 | Oil |  |  |  | 2001.3676470588234 | City of Blooming Prairie - (MN) | U.S. Energy Information Administration | http://www.eia.gov/electricity/data/browser/ | U.S. Energy Information Administration | 14653 | 2019 | 0.10300000000000001 | 0.131 | 0.156 | 0.254 | 0.096 | 0.23500000000000001 | 0.115 | U.S. Energy Information Administration |  |  |  |  | 3.98 | NO-ESTIMATION | NO-ESTIMATION | NO-ESTIMATION | NO-ESTIMATION | CAPACITY-FACTOR-V1
USA | United States of America | Windom |  | USA0002023 | 8.4 | 43.8681 | -95.1144 | Oil |  |  |  | 1993.5 | City of Windom | U.S. Energy Information Administration | http://www.eia.gov/electricity/data/browser/ | U.S. Energy Information Administration | 37091 | 2019 | 0.015 | 0.034 | 0.015 | 0.019 | 0.015 | 0.08499999999999999 | 0.03 | U.S. Energy Information Administration |  |  |  |  | 4.92 | NO-ESTIMATION | NO-ESTIMATION | NO-ESTIMATION | NO-ESTIMATION | CAPACITY-FACTOR-V1
USA | United States of America | New Lisbon |  | USA0004130 | 8.3 | 43.8797 | -90.1645 | Oil |  |  |  | 1990.7951807228912 | City of New Lisbon | U.S. Energy Information Administration | http://www.eia.gov/electricity/data/browser/ | U.S. Energy Information Administration | 27486 | 2019 | 0.013720000000000001 | 0.018000000000000002 | 0.014 | 0.039 | 0.015 | 0.021 | 0.024 | U.S. Energy Information Administration |  |  |  |  | 4.86 | NO-ESTIMATION | NO-ESTIMATION | NO-ESTIMATION | NO-ESTIMATION | CAPACITY-FACTOR-V1
USA | United States of America | Mountain Lake |  | USA0001998 | 9.2 | 43.9405 | -94.9434 | Oil | Gas | Wind |  | 1981.8804347826087 | City of Mountain Lake - (MN) | U.S. Energy Information Administration | http://www.eia.gov/electricity/data/browser/ | U.S. Energy Information Administration | 26925 | 2019 | 3.938 | 3.9240000000000004 | 3.6670000000000003 | 3.5050000000000003 | 3.278 | 3.019 | 2.865 | U.S. Energy Information Administration |  |  |  |  | 5.39 | HYDRO-V1 | HYDRO-V1 | HYDRO-V1 | HYDRO-V1 | HYDRO-V1
USA | United States of America | Harris Lake |  | USA0002528 | 4.2 | 43.9719 | -74.1861 | Oil |  |  |  | 1996.7619047619046 | New York State Elec & Gas Corp | U.S. Energy Information Administration | http://www.eia.gov/electricity/data/browser/ | U.S. Energy Information Administration | 27588 | 2019 | 0.09898000000000001 |  | 0.052000000000000005 | 0.12 | 0.031 | 0.182 | 0.001 | U.S. Energy Information Administration |  |  |  |  | 2.46 | NO-ESTIMATION | NO-ESTIMATION | NO-ESTIMATION | NO-ESTIMATION | CAPACITY-FACTOR-V1
USA | United States of America | St. Charles Power Plant |  | USA0056100 | 8.8 | 43.9742 | -92.0597 | Oil |  |  |  | 2004.9999999999998 | City of St Charles - (MN) | U.S. Energy Information Administration | http://www.eia.gov/electricity/data/browser/ | U.S. Energy Information Administration |  | 2019 | 0.042 | 0.046 | 0.04 | 0.10200000000000001 | 0.048 | 0.081 | 0.049 | U.S. Energy Information Administration |  |  |  |  | 5.15 | NO-ESTIMATION | NO-ESTIMATION | NO-ESTIMATION | NO-ESTIMATION | CAPACITY-FACTOR-V1
USA | United States of America | St James |  | USA0001929 | 12 | 43.9882 | -94.6156 | Oil |  |  |  | 2002.0 | City of St James - (MN) | U.S. Energy Information Administration | http://www.eia.gov/electricity/data/browser/ | U.S. Energy Information Administration | 67028 | 2019 | 0.094 | 0.052000000000000005 | 0.05 | 0.083 | 0.053 | 0.054880000000000005 | 0.09114 | U.S. Energy Information Administration |  |  |  |  | 7.03 | NO-ESTIMATION | NO-ESTIMATION | NO-ESTIMATION | NO-ESTIMATION | CAPACITY-FACTOR-V1
USA | United States of America | Westbrook |  | USA0002021 | 2.3 | 44.0399 | -95.4429 | Oil |  |  |  | 2003.0 | City of Westbrook | U.S. Energy Information Administration | http://www.eia.gov/electricity/data/browser/ | U.S. Energy Information Administration | 36648 | 2019 | 0.027 | 0.025 | 0.009000000000000001 | 0.014 | 0.01 | 0.009000000000000001 | 0.012 | U.S. Energy Information Administration |  |  |  |  | 1.34 | HYDRO-V1 | HYDRO-V1 | HYDRO-V1 | HYDRO-V1 | HYDRO-V1
USA | United States of America | IBM West |  | USA0056269 | 3.6 | 44.0587 | -92.5119 | Oil |  |  |  | 2005.0 | Rochester Public Utilities | U.S. Energy Information Administration | http://www.eia.gov/electricity/data/browser/ | U.S. Energy Information Administration | 58163 | 2019 | 0.029 | 0.019 | 0.02 | 0.03 | 0.029 | 0.075 | 0.046 | U.S. Energy Information Administration |  |  |  |  | 2.1 | NO-ESTIMATION | NO-ESTIMATION | NO-ESTIMATION | NO-ESTIMATION | CAPACITY-FACTOR-V1
USA | United States of America | 4710 Hosting |  | USA0062162 | 7.5 | 44.0708 | -92.5223 | Oil |  |  |  | 2012.0 | Epic Hosting LLC | U.S. Energy Information Administration | http://www.eia.gov/electricity/data/browser/ | U.S. Energy Information Administration |  | 2019 | [5 empty] | 0.006 | 0.024 | U.S. Energy Information Administration |  |  |  |  | 4.39 | NO-ESTIMATION | NO-ESTIMATION | NO-ESTIMATION | NO-ESTIMATION | CAPACITY-FACTOR-V1
USA | United States of America | POET Biorefining Lake Crystal |  | USA0058197 | 7 | 44.0933 | -94.2767 | Oil | Gas |  |  | 2005.0 | POET Biorefining Lake Crystal | U.S. Energy Information Administration | http://www.eia.gov/electricity/data/browser/ | U.S. Energy Information Administration | 24460 | 2019 | 6.03888 | 12.8049 | 6.2184 | 6.5687 | 7.456 | 6.827999999999999 | 6.0527 | U.S. Energy Information Administration |  |  |  |  | 4.1 | NO-ESTIMATION | NO-ESTIMATION | NO-ESTIMATION | NO-ESTIMATION | CAPACITY-FACTOR-V1
USA | United States of America | Lake Crystal |  | USA0001985 | 5.8 | 44.1069 | -94.2197 | Oil | Gas |  |  | 1975.3793103448277 | City of Lake Crystal - (MN) | U.S. Energy Information Administration | http://www.eia.gov/electricity/data/browser/ | U.S. Energy Information Administration | 24460 | 2019 | 0.07200000000000001 | 0.051000000000000004 | 0.026000000000000002 | 0.009000000000000001 | 0.032 | 0.014 | 0.049 | U.S. Energy Information Administration |  |  |  |  | 3.39 | NO-ESTIMATION | NO-ESTIMATION | NO-ESTIMATION | NO-ESTIMATION | CAPACITY-FACTOR-V1
USA | United States of America | Janesville |  | USA0001982 | 4.9 | 44.1172 | -93.7073 | Oil | Gas |  |  | 1977.9183673469388 | City of Janesville - (MN) | U.S. Energy Information Administration | http://www.eia.gov/electricity/data/browser/ | U.S. Energy Information Administration | 23518 | 2019 | 0.014699999999999998 | 0.04998 | 0.014700000000000001 | 0.03626 | 0.01372 | 0.01568 | 0.0343 | U.S. Energy Information Administration |  |  |  |  | 2.87 | NO-ESTIMATION | NO-ESTIMATION | NO-ESTIMATION | NO-ESTIMATION | CAPACITY-FACTOR-V1
USA | United States of America | Vergennes 9 |  | USA0006519 | 6.4 | 44.1664 | -73.2575 | Oil | Hydro |  |  | 1949.0312499999998 | Green Mountain Power Corp | U.S. Energy Information Administration | http://www.eia.gov/electricity/data/browser/ | U.S. Energy Information Administration | 21413 | 2019 | 13.905 | 11.566 | 9.028 | 10.199 | 11.42 | 8.785 | 5.885 | U.S. Energy Information Administration |  |  |  |  | 3.75 | NO-ESTIMATION | NO-ESTIMATION | NO-ESTIMATION | NO-ESTIMATION | CAPACITY-FACTOR-V1
USA | United States of America | Springfield (MN) |  | USA0002012 | 9 | 44.2395 | -94.9763 | Oil |  |  |  | 1997.3999999999999 | Springfield Public Utils Comm - (MN) | U.S. Energy Information Administration | http://www.eia.gov/electricity/data/browser/ | U.S. Energy Information Administration | 33396 | 2019 | 0.013000000000000001 | 0.098 | 0.01 | 0.023 | 0.01 | 0.0 | 0 | U.S. Energy Information Administration |  |  |  |  | 5.27 | NO-ESTIMATION | NO-ESTIMATION | NO-ESTIMATION | NO-ESTIMATION | CAPACITY-FACTOR-V1
USA | United States of America | Berlin 5 |  | USA0003734 | 41.8 | 44.2510 | -72.6027 | Oil |  |  |  | 1972.0 | Green Mountain Power Corp | U.S. Energy Information Administration | http://www.eia.gov/electricity/data/browser/ | U.S. Energy Information Administration | 21403 | 2019 | 0.0 | 0.0 | 0.0 | 0.0 | 0.0 | 0.0 | 0.27 | U.S. Energy Information Administration |  |  |  |  | 24.49 | NO-ESTIMATION | NO-ESTIMATION | NO-ESTIMATION | NO-ESTIMATION | CAPACITY-FACTOR-V1
USA | United States of America | Arcadia Electric |  | USA0004100 | 16.9 | 44.2524 | -91.5034 | Oil | Gas |  |  | 1985.4911242603553 | City of Arcadia - (WI) | U.S. Energy Information Administration | http://www.eia.gov/electricity/data/browser/ | U.S. Energy Information Administration | 13413 | 2019 | 0.028 | 0.151 | 0.062 | 0.238 | 0.052 | 0.18300000000000002 | 0.257 | U.S. Energy Information Administration |  |  |  |  | 9.9 | NO-ESTIMATION | NO-ESTIMATION | NO-ESTIMATION | NO-ESTIMATION | CAPACITY-FACTOR-V1
USA | United States of America | Kenyon Municipal |  | USA0001983 | 5.4 | 44.2718 | -92.9848 | Oil |  |  |  | 1996.9999999999998 | Kenyon Municipal Utilities | U.S. Energy Information Administration | http://www.eia.gov/electricity/data/browser/ | U.S. Energy Information Administration | 24002 | 2019 | 0.029 | 0.013000000000000001 | 0.022 | 0.041 | 0.013000000000000001 | 0.019 | 0.023 | U.S. Energy Information Administration |  |  |  |  | 3.16 | NO-ESTIMATION | NO-ESTIMATION | NO-ESTIMATION | NO-ESTIMATION | CAPACITY-FACTOR-V1
USA | United States of America | Sleepy Eye |  | USA0002011 | 11.4 | 44.2981 | -94.7252 | Oil |  |  |  | 2001.7543859649122 | Sleepy Eye Public Utility Comm | U.S. Energy Information Administration | http://www.eia.gov/electricity/data/browser/ | U.S. Energy Information Administration | 32806 | 2019 | 0.043000000000000003 | 0.025 | -0.052000000000000005 | -0.005 | -0.038 | 0.032 | 0.128 | U.S. Energy Information Administration |  |  |  |  | 6.68 | NO-ESTIMATION | NO-ESTIMATION | NO-ESTIMATION | NO-ESTIMATION | CAPACITY-FACTOR-V1
USA | United States of America | New Ulm |  | USA0002001 | 78.5 | 44.3159 | -94.4581 | Oil | Gas |  |  | 1982.5031847133757 | New Ulm Public Utilities Comm | U.S. Energy Information Administration | http://www.eia.gov/electricity/data/browser/ | U.S. Energy Information Administration | 27526 | 2019 | 4.843 | 2.705 | 3.6069999999999998 | 6.139 | 2.749 | 2.261 | 5.195 | U.S. Energy Information Administration |  |  |  |  | 46 | NO-ESTIMATION | NO-ESTIMATION | NO-ESTIMATION | NO-ESTIMATION | CAPACITY-FACTOR-V1
USA | United States of America | Robbins Lumber |  | USA0050230 | 3.2 | 44.3331 | -69.2019 | Oil | Waste |  |  | 1984.7499999999998 | Robbins Lumber Inc | U.S. Energy Information Administration | http://www.eia.gov/electricity/data/browser/ | U.S. Energy Information Administration |  | 2019 | 0.188 | 0.121 | 0.031 | 0.07100000000000001 | 0.061 | 0.099 | 0.032 | U.S. Energy Information Administration |  |  |  |  | 1.87 | NO-ESTIMATION | NO-ESTIMATION | NO-ESTIMATION | NO-ESTIMATION | CAPACITY-FACTOR-V1
USA | United States of America | Lake Preston |  | USA0003352 | 24.1 | 44.3649 | -97.3811 | Oil |  |  |  | 1978.0 | Otter Tail Power Co | U.S. Energy Information Administration | http://www.eia.gov/electricity/data/browser/ | U.S. Energy Information Administration | 29246 | 2019 | 0.21 | 0.541 | 0.145 | 0.41000000000000003 | 0.38 | 0.496 | 0.251 | U.S. Energy Information Administration |  |  |  |  | 14.12 | NO-ESTIMATION | NO-ESTIMATION | NO-ESTIMATION | NO-ESTIMATION | CAPACITY-FACTOR-V1
USA | United States of America | Ft. Pierre |  | USA0056148 | 6 | 44.3681 | -100.3808 | Oil |  |  |  | 2004.0 | City of Fort Pierre - (SD) | U.S. Energy Information Administration | http://www.eia.gov/electricity/data/browser/ | U.S. Energy Information Administration | 30171 | 2019 | -0.221 | -0.177 | 0.025 | 0.052000000000000005 | 0.047 | 0.033 | 0.031 | U.S. Energy Information Administration |  |  |  |  | 3.51 | NO-ESTIMATION | NO-ESTIMATION | NO-ESTIMATION | NO-ESTIMATION | CAPACITY-FACTOR-V1
USA | United States of America | Lake (WY) |  | USA0007039 | 2.7 | 44.4150 | -110.5739 | Oil |  |  |  | 1967.0 | NorthWestern Energy | U.S. Energy Information Administration | http://www.eia.gov/electricity/data/browser/ | U.S. Energy Information Administration | 60549 | 2019 | 0.0 | 0.08700000000000001 | 0.20600000000000002 | 0.094 | 0.277 | 0.038 | 0.146 | U.S. Energy Information Administration |  |  |  |  | 1.58 | HYDRO-V1 | HYDRO-V1 | HYDRO-V1 | HYDRO-V1 | HYDRO-V1
USA | United States of America | Marshall (MN) |  | USA0001993 | 18 | 44.4466 | -95.7921 | Oil |  |  |  | 1969.0 | City of Marshall - (MN) | U.S. Energy Information Administration | http://www.eia.gov/electricity/data/browser/ | U.S. Energy Information Administration | 25662 | 2019 | 0.101 | 0.075 | 0.085 | 0.09506 | 0.112 | 0.20400000000000001 | 0.083 | U.S. Energy Information Administration |  |  |  |  | 10.54 | NO-ESTIMATION | NO-ESTIMATION | NO-ESTIMATION | NO-ESTIMATION | CAPACITY-FACTOR-V1
USA | United States of America | Old Faithful |  | USA0002196 | 2 | 44.4533 | -110.8347 | Oil |  |  |  | 1980.0 | NorthWestern Energy | U.S. Energy Information Administration | http://www.eia.gov/electricity/data/browser/ | U.S. Energy Information Administration | 26742 | 2019 | 0.198 | 0.124 | 0.158 | 0.069 | 0.212 | 0.159 | 0.148 | U.S. Energy Information Administration |  |  |  |  | 1.17 | HYDRO-V1 | HYDRO-V1 | HYDRO-V1 | HYDRO-V1 | HYDRO-V1
USA | United States of America | St. Olaf StandBy Generators |  | USA0058996 | 4.1 | 44.4611 | -93.1808 | Oil |  |  |  | 1999.0000000000005 | St. Olaf College | U.S. Energy Information Administration | http://www.eia.gov/electricity/data/browser/ | U.S. Energy Information Administration |  | 2019 | 0.093 | 0.11800000000000001 | 0.069 | 0.07100000000000001 | 0.04 | 0.018000000000000002 | 0.07 | U.S. Energy Information Administration |  |  |  |  | 2.4 | NO-ESTIMATION | NO-ESTIMATION | NO-ESTIMATION | NO-ESTIMATION | CAPACITY-FACTOR-V1
USA | United States of America | Carleton College |  | USA0057296 | 7.8 | 44.4619 | -93.1564 | Oil | Wind |  |  | 2008.3846153846157 | Carleton College | U.S. Energy Information Administration | http://www.eia.gov/electricity/data/browser/ | U.S. Energy Information Administration | 55817 | 2019 | 8.736 | 9.654000000000002 | 9.221 | 8.817 | 8.118 | 8.318000000000001 | 8.122 | U.S. Energy Information Administration |  |  |  |  | 4.57 | NO-ESTIMATION | NO-ESTIMATION | NO-ESTIMATION | NO-ESTIMATION | CAPACITY-FACTOR-V1
USA | United States of America | Burlington GT |  | USA0003754 | 25.5 | 44.4814 | -73.2239 | Oil |  |  |  | 1971.0 | City of Burlington Electric - (VT) | U.S. Energy Information Administration | http://www.eia.gov/electricity/data/browser/ | U.S. Energy Information Administration | 15153 | 2019 | 0.201 | 0.197 | 0.221 | 0.491 | 0.406 | 0.485 | 0.08 | U.S. Energy Information Administration |  |  |  |  | 14.94 | NO-ESTIMATION | NO-ESTIMATION | NO-ESTIMATION | NO-ESTIMATION | CAPACITY-FACTOR-V1
USA | United States of America | Essex Junction 19 |  | USA0003737 | 16 | 44.4821 | -73.1164 | Oil | Hydro |  |  | 1966.55 | Green Mountain Power Corp | U.S. Energy Information Administration | http://www.eia.gov/electricity/data/browser/ | U.S. Energy Information Administration | 21407 | 2019 | 46.998 | 36.867 | 38.779 | 30.958 | 34.588 | 32.007000000000005 | 43.993 | U.S. Energy Information Administration |  |  |  |  | 9.37 | HYDRO-V1 | HYDRO-V1 | HYDRO-V1 | HYDRO-V1 | HYDRO-V1
USA | United States of America | Colchester 16 |  | USA0003735 | 18 | 44.4906 | -73.1703 | Oil |  |  |  | 1965.0 | Green Mountain Power Corp | U.S. Energy Information Administration | http://www.eia.gov/electricity/data/browser/ | U.S. Energy Information Administration | 21404 | 2019 | 0.167 | 0.078 | 0.332 | 0.363 | 1.0090000000000001 | 0.169 | 0.091 | U.S. Energy Information Administration |  |  |  |  | 10.54 | NO-ESTIMATION | NO-ESTIMATION | NO-ESTIMATION | SOLAR-V1 | SOLAR-V1
USA | United States of America | Fairfax |  | USA0001972 | 2 | 44.5259 | -94.7188 | Oil |  |  |  | 2001.0 | City of Fairfax - (MN) | U.S. Energy Information Administration | http://www.eia.gov/electricity/data/browser/ | U.S. Energy Information Administration |  | 2019 | 0.004 | 0.009000000000000001 | 0.011 | 0.009000000000000001 | 0.012 | 0.01 | 0.012 | U.S. Energy Information Administration |  |  |  |  | 1.17 | NO-ESTIMATION | NO-ESTIMATION | NO-ESTIMATION | SOLAR-V1 | SOLAR-V1
USA | United States of America | South Generation |  | USA0007982 | 6.6 | 44.5331 | -95.1122 | Oil |  |  |  | 2003.0 | Redwood Falls Public Util Comm | U.S. Energy Information Administration | http://www.eia.gov/electricity/data/browser/ | U.S. Energy Information Administration | 59402 | 2019 | 0.13132 | 0.25578 | 0.2303 | 0.272 | 0.10400000000000001 | 0.161 | 0.144 | U.S. Energy Information Administration |  |  |  |  | 3.86 | NO-ESTIMATION | NO-ESTIMATION | NO-ESTIMATION | NO-ESTIMATION | CAPACITY-FACTOR-V1
USA | United States of America | Lost Nation |  | USA0002362 | 18 | 44.5951 | -71.4944 | Oil |  |  |  | 1969.0 | Granite Shore Power | U.S. Energy Information Administration | http://www.eia.gov/electricity/data/browser/ | U.S. Energy Information Administration | 30825 | 2019 | 0.36 | 1.073 | 0.423 | 0.717 | 0.459 | 0.325 | 0.239 | U.S. Energy Information Administration |  |  |  |  | 10.54 | NO-ESTIMATION | NO-ESTIMATION | NO-ESTIMATION | NO-ESTIMATION | CAPACITY-FACTOR-V1
USA | United States of America | Glencoe |  | USA0001975 | 39.5 | 44.7709 | -94.1582 | Oil | Gas |  |  | 1983.3924050632909 | Glencoe Light & Power Comm | U.S. Energy Information Administration | http://www.eia.gov/electricity/data/browser/ | U.S. Energy Information Administration | 21084 | 2019 | 0.326 | 0.342 | 0.27999999999999997 | 0.34800000000000003 | 0.29100000000000004 | 0.16499999999999998 | 0.261 | U.S. Energy Information Administration |  |  |  |  | 23.15 | NO-ESTIMATION | NO-ESTIMATION | NO-ESTIMATION | NO-ESTIMATION | CAPACITY-FACTOR-V1
USA | United States of America | Granite Falls 2 |  | USA0007977 | 6 | 44.8047 | -95.5570 | Oil |  |  |  | 2003.0 | City of Granite Falls - (MN) | U.S. Energy Information Administration | http://www.eia.gov/electricity/data/browser/ | U.S. Energy Information Administration | 59619 | 2019 | -0.177 | 0.014 | -0.214 | -0.065 | 0.02 | 0.0 | 0 | U.S. Energy Information Administration |  |  |  |  | 3.51 | NO-ESTIMATION | NO-ESTIMATION | NO-ESTIMATION | NO-ESTIMATION | CAPACITY-FACTOR-V1
USA | United States of America | Thomson Reuters Campus Bldg A-D |  | USA0055133 | 14 | 44.8196 | -93.1156 | Oil |  |  |  | 1999.0 | Thomson Corp | U.S. Energy Information Administration | http://www.eia.gov/electricity/data/browser/ | U.S. Energy Information Administration |  | 2019 | 0.424 | 0.139 | 0.185 | 0.223 | 0.09 | 0.181 | 0.242 | U.S. Energy Information Administration |  |  |  |  | 8.2 | NO-ESTIMATION | NO-ESTIMATION | NO-ESTIMATION | NO-ESTIMATION | CAPACITY-FACTOR-V1
USA | United States of America | Thomson Reuters Data Center Bldg ES101 |  | USA0057207 | 1.2 | 44.8244 | -93.1139 | Oil |  |  |  | 2008.9999999999998 | Thomson Corp | U.S. Energy Information Administration | http://www.eia.gov/electricity/data/browser/ | U.S. Energy Information Administration |  | 2019 | 0.041 | 0.021 | 0.021 | 0.03 | 0.011 | 0.019 | 0.018 | U.S. Energy Information Administration |  |  |  |  | 0.7 | HYDRO-V1 | HYDRO-V1 | HYDRO-V1 | HYDRO-V1 | HYDRO-V1
USA | United States of America | West Group Data Center |  | USA0054294 | 8 | 44.8256 | -93.1139 | Oil |  |  |  | 2005.0 | Thomson Corp | U.S. Energy Information Administration | http://www.eia.gov/electricity/data/browser/ | U.S. Energy Information Administration |  | 2019 | 0.28800000000000003 | 0.137 | 0.138 | 0.202 | 0.095 | 0.272 | 0.216 | U.S. Energy Information Administration |  |  |  |  | 4.68 | HYDRO-V1 | HYDRO-V1 | HYDRO-V1 | HYDRO-V1 | HYDRO-V1
USA | United States of America | West Group Data Center F |  | USA0056247 | 8 | 44.8283 | -93.1167 | Oil |  |  |  | 2004.0 | Thomson Corp | U.S. Energy Information Administration | http://www.eia.gov/electricity/data/browser/ | U.S. Energy Information Administration |  | 2019 | 0.342 | 0.153 | 0.222 | 0.163 | 0.08700000000000001 | 0.13690000000000002 | 0.172 | U.S. Energy Information Administration |  |  |  |  | 4.68 | NO-ESTIMATION | NO-ESTIMATION | NO-ESTIMATION | NO-ESTIMATION | CAPACITY-FACTOR-V1
USA | United States of America | Thomson Reuters Data Center Bldg H |  | USA0057208 | 8 | 44.8289 | -93.1167 | Oil |  |  |  | 2007.0 | Thomson Corp | U.S. Energy Information Administration | http://www.eia.gov/electricity/data/browser/ | U.S. Energy Information Administration |  | 2019 | 0.149 | 0.082 | 0.12 | 0.13 | 0.11 | 0.097 | 0.122 | U.S. Energy Information Administration |  |  |  |  | 4.68 | HYDRO-V1 | HYDRO-V1 | HYDRO-V1 | HYDRO-V1 | HYDRO-V1
USA | United States of America | Clark (SD) |  | USA0003341 | 2.7 | 44.8765 | -97.7321 | Oil |  |  |  | 1969.9999999999998 | NorthWestern Energy - (SD) | U.S. Energy Information Administration | http://www.eia.gov/electricity/data/browser/ | U.S. Energy Information Administration | 28424 | 2019 | -0.078 | -0.078 | -0.11800000000000001 | -0.069 | -0.111 | -0.11800000000000001 | -0.122 | U.S. Energy Information Administration |  |  |  |  | 1.58 | NO-ESTIMATION | NO-ESTIMATION | NO-ESTIMATION | NO-ESTIMATION | CAPACITY-FACTOR-V1
USA | United States of America | Watertown Power Plant |  | USA0007247 | 67.5 | 44.9017 | -97.1083 | Oil |  |  |  | 1978.0 | Missouri Basin Muni Power Agny | U.S. Energy Information Administration | http://www.eia.gov/electricity/data/browser/ | U.S. Energy Information Administration |  | 2019 | 0.0 | 0.07200000000000001 | 0.14300000000000002 | 0.091 | 0.14100000000000001 | 0.10400000000000001 | 1.991 | U.S. Energy Information Administration |  |  |  |  | 39.56 | NO-ESTIMATION | NO-ESTIMATION | NO-ESTIMATION | NO-ESTIMATION | CAPACITY-FACTOR-V1
USA | United States of America | St Bonifacius |  | USA0006824 | 61.2 | 44.9050 | -93.8208 | Oil |  |  |  | 1978.0 | Great River Energy | U.S. Energy Information Administration | http://www.eia.gov/electricity/data/browser/ | U.S. Energy Information Administration | 17631 | 2019 | 0.538 | 0.685 | 0.379 | 0.639 | 0.536 | 0.608 | 0.489 | U.S. Energy Information Administration |  |  |  |  | 35.86 | HYDRO-V1 | HYDRO-V1 | HYDRO-V1 | HYDRO-V1 | HYDRO-V1
USA | United States of America | VPPSA Project 10 |  | USA0063203 | 47.2 | 44.9167 | -73.1000 | Oil |  |  |  | 2009.9999999999998 | Vermont Public Power Supply Authority | U.S. Energy Information Administration | http://www.eia.gov/electricity/data/browser/ | U.S. Energy Information Administration |  | 2019 | [6 empty] | 0.264 | U.S. Energy Information Administration |  |  |  |  | 27.66 | HYDRO-V1 | HYDRO-V1 | HYDRO-V1 | HYDRO-V1 | HYDRO-V1
USA | United States of America | MNDOT Standby Generation |  | USA0055824 | 2 | 44.9530 | -93.1057 | Oil |  |  |  | 1995.0 | State of Minnesota Department of Administration | U.S. Energy Information Administration | http://www.eia.gov/electricity/data/browser/ | U.S. Energy Information Administration |  | 2019 | 0.012 | 0.054 | 0.032 | 0.048 | 0.023 | 0.018000000000000002 | 0.047 | U.S. Energy Information Administration |  |  |  |  | 1.17 | NO-ESTIMATION | NO-ESTIMATION | NO-ESTIMATION | NO-ESTIMATION | CAPACITY-FACTOR-V1
USA | United States of America | Marathon Electric |  | USA0050990 | 1.8 | 44.9783 | -89.6328 | Oil |  |  |  | 1982.0 | Marathon Electric Mfg Corp | U.S. Energy Information Administration | http://www.eia.gov/electricity/data/browser/ | U.S. Energy Information Administration | 63131 | 2019 | 0.0 | 0.0 | 0.0 | 0.001 | 0.0 | 0.0 | 0.001 | U.S. Energy Information Administration |  |  |  |  | 1.05 | NO-ESTIMATION | NO-ESTIMATION | NO-ESTIMATION | NO-ESTIMATION | CAPACITY-FACTOR-V1
USA | United States of America | Faulkton |  | USA0003342 | 2.7 | 45.0367 | -99.1202 | Oil |  |  |  | 1969.0 | NorthWestern Energy - (SD) | U.S. Energy Information Administration | http://www.eia.gov/electricity/data/browser/ | U.S. Energy Information Administration | 28425 | 2019 | -0.092 | -0.045 | -0.117 | -0.07100000000000001 | -0.101 | -0.115 | -0.142 | U.S. Energy Information Administration |  |  |  |  | 1.58 | NO-ESTIMATION | NO-ESTIMATION | NO-ESTIMATION | NO-ESTIMATION | CAPACITY-FACTOR-V1
USA | United States of America | Delano |  | USA0001969 | 24.1 | 45.0414 | -93.7905 | Oil | Gas |  |  | 1992.8506224066389 | Delano Municipal Utilities | U.S. Energy Information Administration | http://www.eia.gov/electricity/data/browser/ | U.S. Energy Information Administration | 18198 | 2019 | 0.06272 | 0.04214 | 0.02 | 0.0 | 0.0 | 0.0 | 0.009 | U.S. Energy Information Administration |  |  |  |  | 14.12 | NO-ESTIMATION | NO-ESTIMATION | NO-ESTIMATION | NO-ESTIMATION | CAPACITY-FACTOR-V1
USA | United States of America | Willmar Municipal SW Substation |  | USA0057035 | 6 | 45.1050 | -95.0844 | Oil |  |  |  | 2000.0 | Willmar Municipal Utilities | U.S. Energy Information Administration | http://www.eia.gov/electricity/data/browser/ | U.S. Energy Information Administration | 37046 | 2019 | 0.114 | 0.057 | 0.054 | 0.043000000000000003 | 0.041 | 0.076 | 0.071 | U.S. Energy Information Administration |  |  |  |  | 3.51 | NO-ESTIMATION | NO-ESTIMATION | NO-ESTIMATION | NO-ESTIMATION | CAPACITY-FACTOR-V1
USA | United States of America | Willmar Municipal East Substation |  | USA0057034 | 6 | 45.1272 | -95.0250 | Oil |  |  |  | 2000.0 | Willmar Municipal Utilities | U.S. Energy Information Administration | http://www.eia.gov/electricity/data/browser/ | U.S. Energy Information Administration | 37046 | 2019 | 0.089 | 0.059000000000000004 | 0.055 | 0.04 | 0.039 | 0.083 | 0.068 | U.S. Energy Information Administration |  |  |  |  | 3.51 | NO-ESTIMATION | NO-ESTIMATION | NO-ESTIMATION | NO-ESTIMATION | CAPACITY-FACTOR-V1
USA | United States of America | Litchfield |  | USA0001989 | 15.7 | 45.1282 | -94.5352 | Oil | Gas |  |  | 1997.4267515923561 | Litchfield Public Utilities | U.S. Energy Information Administration | http://www.eia.gov/electricity/data/browser/ | U.S. Energy Information Administration | 24908 | 2019 | 0.054000000000000006 | 0.392 | 0.07 | 0.332 | 0.35100000000000003 | 0.34500000000000003 | 0.371 | U.S. Energy Information Administration |  |  |  |  | 9.2 | NO-ESTIMATION | NO-ESTIMATION | NO-ESTIMATION | NO-ESTIMATION | CAPACITY-FACTOR-V1
USA | United States of America | Salmon Diesel |  | USA0000817 | 5 | 45.1834 | -113.8853 | Oil |  |  |  | 1968.0 | Idaho Power Co | U.S. Energy Information Administration | http://www.eia.gov/electricity/data/browser/ | U.S. Energy Information Administration | 22765 | 2019 | 0.038 | 0.001 | 0.061 | 0.02 | 0.018000000000000002 | 0.036000000000000004 | 0.033 | U.S. Energy Information Administration |  |  |  |  | 2.93 | NO-ESTIMATION | NO-ESTIMATION | NO-ESTIMATION | NO-ESTIMATION | CAPACITY-FACTOR-V1
USA | United States of America | State Auto Insurance |  | USA0056244 | 1.7 | 45.2207 | -96.6168 | Oil |  |  |  | 2001.0 | State Auto Insurance Inc. | U.S. Energy Information Administration | http://www.eia.gov/electricity/data/browser/ | U.S. Energy Information Administration |  | 2019 | 0.0245 | 0.0245 | 0.02352 | 0.013720000000000001 | 0.00196 | 0.01568 | 0.0147 | U.S. Energy Information Administration |  |  |  |  | 0.99 | HYDRO-V1 | HYDRO-V1 | HYDRO-V1 | HYDRO-V1 | HYDRO-V1
USA | United States of America | Valley Queen Cheese |  | USA0056274 | 4.5 | 45.2211 | -96.6372 | Oil |  |  |  | 2002.6666666666667 | Valley Queen Cheese Factory Inc. | U.S. Energy Information Administration | http://www.eia.gov/electricity/data/browser/ | U.S. Energy Information Administration | 56918 | 2019 | 0.357 | 0.064 | 0.039 | 0.051000000000000004 | 0.03892 | 0.025 | 0.016 | U.S. Energy Information Administration |  |  |  |  | 2.63 | NO-ESTIMATION | NO-ESTIMATION | NO-ESTIMATION | NO-ESTIMATION | CAPACITY-FACTOR-V1
USA | United States of America | Maple Lake |  | USA0002042 | 25 | 45.2291 | -94.0097 | Oil |  |  |  | 1978.0 | Great River Energy | U.S. Energy Information Administration | http://www.eia.gov/electricity/data/browser/ | U.S. Energy Information Administration | 35364 | 2019 | 0.22 | 0.452 | 0.131 | 0.28800000000000003 | 0.26 | 0.38 | 0.494 | U.S. Energy Information Administration |  |  |  |  | 14.65 | NO-ESTIMATION | NO-ESTIMATION | NO-ESTIMATION | NO-ESTIMATION | CAPACITY-FACTOR-V1
USA | United States of America | Benson City of |  | USA0001964 | 9 | 45.3144 | -95.6028 | Oil |  |  |  | 2002.0 | City of Benson - (MN) | U.S. Energy Information Administration | http://www.eia.gov/electricity/data/browser/ | U.S. Energy Information Administration |  | 2019 | 0.17200000000000001 | 0.07100000000000001 | 0.088 | 0.077 | 0.044 | 0.089 | 0.106 | U.S. Energy Information Administration |  |  |  |  | 5.27 | HYDRO-V1 | HYDRO-V1 | HYDRO-V1 | HYDRO-V1 | HYDRO-V1
USA | United States of America | Elk River City of |  | USA0001971 | 12.2 | 45.3158 | -93.5781 | Oil | Waste | Gas |  | 1975.704918032786 | City of Elk River | U.S. Energy Information Administration | http://www.eia.gov/electricity/data/browser/ | U.S. Energy Information Administration |  | 2019 | 24.816 | 26.490000000000002 | 25.538 | 25.041 | 24.911 | 25.430000000000003 | 24.631 | U.S. Energy Information Administration |  |  |  |  | 7.15 | NO-ESTIMATION | NO-ESTIMATION | NO-ESTIMATION | NO-ESTIMATION | CAPACITY-FACTOR-V1
USA | United States of America | Tower |  | USA0001873 | 21.3 | 45.3628 | -84.2950 | Oil |  |  |  | 1971.0 | Wolverine Power Supply Coop | U.S. Energy Information Administration | http://www.eia.gov/electricity/data/browser/ | U.S. Energy Information Administration |  | 2019 | 0.17400000000000002 | 0.075 | 0.13 | 0.299 | 0.156 | 0.035 | 0.056 | U.S. Energy Information Administration |  |  |  |  | 12.48 | SOLAR-V1-NO-AGE | SOLAR-V1-NO-AGE | SOLAR-V1-NO-AGE | SOLAR-V1-NO-AGE | SOLAR-V1-NO-AGE
USA | United States of America | Washington Island |  | USA0004148 | 5 | 45.3709 | -86.9308 | Oil |  |  |  | 1985.8400000000001 | Washington Island El Coop Inc | U.S. Energy Information Administration | http://www.eia.gov/electricity/data/browser/ | U.S. Energy Information Administration | 36331 | 2019 | 0.049 | 0.045 | 0.03 | 0.125 | 0.014 | 0.23500000000000001 | 0.027 | U.S. Energy Information Administration |  |  |  |  | 2.93 | NO-ESTIMATION | NO-ESTIMATION | NO-ESTIMATION | NO-ESTIMATION | CAPACITY-FACTOR-V1
USA | United States of America | Barron |  | USA0004102 | 8.6 | 45.4019 | -91.8404 | Oil | Hydro |  |  | 1976.6162790697676 | City of Barron - (WI) | U.S. Energy Information Administration | http://www.eia.gov/electricity/data/browser/ | U.S. Energy Information Administration | 14047 | 2019 | 0.20500000000000002 | 0.243 | 0.296 | 0.338 | 0.325 | 0.28 | 0.382 | U.S. Energy Information Administration |  |  |  |  | 5.04 | HYDRO-V1 | HYDRO-V1 | HYDRO-V1 | HYDRO-V1 | HYDRO-V1
USA | United States of America | North Branch (MN) |  | USA0002002 | 11 | 45.5106 | -92.9790 | Oil |  |  |  | 2008.4000000000005 | North Branch Water & Light Comm | U.S. Energy Information Administration | http://www.eia.gov/electricity/data/browser/ | U.S. Energy Information Administration | 28099 | 2019 | 0.14896 | 0.40768000000000004 | 0.19502000000000003 | 0.35000000000000003 | 0.20800000000000002 | 0.318 | 0.311 | U.S. Energy Information Administration |  |  |  |  | 6.44 | SOLAR-V1-NO-AGE | SOLAR-V1-NO-AGE | SOLAR-V1-NO-AGE | SOLAR-V1-NO-AGE | SOLAR-V1-NO-AGE
USA | United States of America | Princeton (MN) |  | USA0002005 | 12.3 | 45.5695 | -93.5872 | Oil |  |  |  | 1981.9593495934957 | Princeton Public Utils Comm | U.S. Energy Information Administration | http://www.eia.gov/electricity/data/browser/ | U.S. Energy Information Administration | 30697 | 2019 | 0.312 | -0.008 | 0.047 | 0.35100000000000003 | 0.223 | 0.33 | 0.529 | U.S. Energy Information Administration |  |  |  |  | 7.2 | HYDRO-V1 | HYDRO-V1 | HYDRO-V1 | HYDRO-V1 | HYDRO-V1
USA | United States of America | Stevens Community Medical Center |  | USA0056245 | 1 | 45.5850 | -95.9042 | Oil |  |  |  | 2004.0 | Stevens Community Medical Center | U.S. Energy Information Administration | http://www.eia.gov/electricity/data/browser/ | U.S. Energy Information Administration |  | 2019 | 0.02 | 0.0 | 0.024 | 0.03 | 0.02 | 0.031 | 0.023 | U.S. Energy Information Administration |  |  |  |  | 0.58 | NO-ESTIMATION | NO-ESTIMATION | NO-ESTIMATION | NO-ESTIMATION | CAPACITY-FACTOR-V1
USA | United States of America | Frederic Diesel |  | USA0004020 | 13.7 | 45.6548 | -92.4651 | Oil |  |  |  | 1983.7518248175184 | Northwestern Wisconsin Elec Co | U.S. Energy Information Administration | http://www.eia.gov/electricity/data/browser/ | U.S. Energy Information Administration | 28606 | 2019 | 0.0 | -0.108 | -0.115 | -0.131 | -0.105 | -0.088 | -0.078 | U.S. Energy Information Administration |  |  |  |  | 8.02 | HYDRO-V1 | HYDRO-V1 | HYDRO-V1 | HYDRO-V1 | HYDRO-V1
USA | United States of America | Melrose |  | USA0001994 | 8.2 | 45.6750 | -94.8153 | Oil |  |  |  | 1963.2560975609758 | Melrose Public Utilities | U.S. Energy Information Administration | http://www.eia.gov/electricity/data/browser/ | U.S. Energy Information Administration | 25991 | 2019 | 0.0 | 0.0 | 0.0 | 0.077 | 0.067 | 0.07 | 0.062 | U.S. Energy Information Administration |  |  |  |  | 4.8 | HYDRO-V1 | HYDRO-V1 | HYDRO-V1 | HYDRO-V1 | HYDRO-V1
USA | United States of America | Melrose 2 |  | USA0058929 | 1 | 45.6764 | -94.8019 | Oil |  |  |  | 2014.0 | Melrose Public Utilities | U.S. Energy Information Administration | http://www.eia.gov/electricity/data/browser/ | U.S. Energy Information Administration | 25991 | 2019 |  | 0.0 | 0.0 | 0.007 | 0.006 | 0.004 | 0.005 | U.S. Energy Information Administration |  |  |  |  | 0.58 | SOLAR-V1-NO-AGE | SOLAR-V1-NO-AGE | SOLAR-V1-NO-AGE | SOLAR-V1-NO-AGE | SOLAR-V1-NO-AGE
USA | United States of America | Beaver Island |  | USA0007831 | 3.3 | 45.7291 | -85.5244 | Oil |  |  |  | 2000.2727272727273 | Great Lakes Energy Coop | U.S. Energy Information Administration | http://www.eia.gov/electricity/data/browser/ | U.S. Energy Information Administration | 37300 | 2019 | 0.182 | 0.075 | 0.076 | 0.073 | 0.088 | 0.06 | 0.097 | U.S. Energy Information Administration |  |  |  |  | 1.93 | NO-ESTIMATION | NO-ESTIMATION | NO-ESTIMATION | NO-ESTIMATION | CAPACITY-FACTOR-V1
USA | United States of America | Grantsburg Diesel |  | USA0004021 | 6.4 | 45.7792 | -92.6780 | Oil |  |  |  | 1983.890625 | Northwestern Wisconsin Elec Co | U.S. Energy Information Administration | http://www.eia.gov/electricity/data/browser/ | U.S. Energy Information Administration | 28607 | 2019 | -0.263 | -0.264 | -0.23 | -0.185 | -0.245 | -0.3 | -0.282 | U.S. Energy Information Administration |  |  |  |  | 3.75 | NO-ESTIMATION | NO-ESTIMATION | NO-ESTIMATION | NO-ESTIMATION | CAPACITY-FACTOR-V1
USA | United States of America | Rock Lake CT |  | USA0006741 | 25 | 45.8054 | -92.9718 | Oil |  |  |  | 1978.0 | Great River Energy | U.S. Energy Information Administration | http://www.eia.gov/electricity/data/browser/ | U.S. Energy Information Administration | 35368 | 2019 | 0.217 | 0.269 | 0.149 | 0.274 | 0.308 | 0.245 | 0.743 | U.S. Energy Information Administration |  |  |  |  | 14.65 | HYDRO-V1 | HYDRO-V1 | HYDRO-V1 | HYDRO-V1 | HYDRO-V1
USA | United States of America | Winter |  | USA0008013 | 5.6 | 45.8367 | -90.9735 | Oil |  |  |  | 2002.0 | North Central Power Co Inc | U.S. Energy Information Administration | http://www.eia.gov/electricity/data/browser/ | U.S. Energy Information Administration | 53211 | 2019 | -0.063 | -0.063 | -0.081 | -0.073 | -0.082 | -0.081 | -0.038 | U.S. Energy Information Administration |  |  |  |  | 3.28 | SOLAR-V1-NO-AGE | SOLAR-V1-NO-AGE | SOLAR-V1-NO-AGE | SOLAR-V1-NO-AGE | SOLAR-V1-NO-AGE
USA | United States of America | Gladstone |  | USA0007119 | 22.6 | 45.8475 | -87.0036 | Oil |  |  |  | 1974.9999999999998 | Upper Peninsula Power Company | U.S. Energy Information Administration | http://www.eia.gov/electricity/data/browser/ | U.S. Energy Information Administration | 35497 | 2019 | -0.05 | -0.011 | -0.222 | -0.156 | -0.14200000000000002 | -0.179 | -0.13 | U.S. Energy Information Administration |  |  |  |  | 13.24 | NO-ESTIMATION | NO-ESTIMATION | NO-ESTIMATION | NO-ESTIMATION | CAPACITY-FACTOR-V1
USA | United States of America | Mora |  | USA0001997 | 13.8 | 45.8771 | -93.2951 | Oil | Gas |  |  | 1972.3260869565215 | City of Mora - (MN) | U.S. Energy Information Administration | http://www.eia.gov/electricity/data/browser/ | U.S. Energy Information Administration | 26838 | 2019 | 0.308 | 0.295 | -0.075 | 0.29300000000000004 | -0.113 | 0.119 | 0.071 | U.S. Energy Information Administration |  |  |  |  | 8.08 | NO-ESTIMATION | NO-ESTIMATION | NO-ESTIMATION | NO-ESTIMATION | CAPACITY-FACTOR-V1
USA | United States of America | Alexandria |  | USA0001958 | 9.2 | 45.8892 | -95.3797 | Oil | Gas |  |  | 1964.5217391304348 | City of Alexandria - (MN) | U.S. Energy Information Administration | http://www.eia.gov/electricity/data/browser/ | U.S. Energy Information Administration | 12831 | 2019 | 0.00784 | 0.00784 | 0.0 | 0.0 | 0.085 | 0.084 | 0.066 | U.S. Energy Information Administration |  |  |  |  | 5.39 | NO-ESTIMATION | NO-ESTIMATION | NO-ESTIMATION | NO-ESTIMATION | CAPACITY-FACTOR-V1
USA | United States of America | Dakota Magic |  | USA0007884 | 1.5 | 45.9386 | -96.8358 | Oil |  |  |  | 2000.0 | Dakota Magic Casino | U.S. Energy Information Administration | http://www.eia.gov/electricity/data/browser/ | U.S. Energy Information Administration | 47948 | 2019 | 0.0 | 0.0 | 0.0 | 0.0 | 0.0 | 0.0 | 0 | U.S. Energy Information Administration |  |  |  |  | 0.87 | NO-ESTIMATION | NO-ESTIMATION | NO-ESTIMATION | NO-ESTIMATION | CAPACITY-FACTOR-V1
USA | United States of America | Manistique |  | USA0001750 | 4.8 | 45.9550 | -86.2563 | Oil |  |  |  | 1967.5833333333333 | Cloverland Electric Co-op | U.S. Energy Information Administration | http://www.eia.gov/electricity/data/browser/ | U.S. Energy Information Administration | 19062 | 2019 | 0.447 | 0.329 | 0.012 | 0.202 | 0.036000000000000004 | 0.279 | 0.852 | U.S. Energy Information Administration |  |  |  |  | 2.81 | NO-ESTIMATION | NO-ESTIMATION | NO-ESTIMATION | NO-ESTIMATION | CAPACITY-FACTOR-V1
USA | United States of America | Detour |  | USA0006369 | 6 | 45.9836 | -83.9079 | Oil |  |  |  | 1974.5 | Cloverland Electric Co-op | U.S. Energy Information Administration | http://www.eia.gov/electricity/data/browser/ | U.S. Energy Information Administration | 16767 | 2019 | 0.458 | 0.338 | 0.0 | 0.0 | 0.0 | -0.092 | 0.371 | U.S. Energy Information Administration |  |  |  |  | 3.51 | NO-ESTIMATION | NO-ESTIMATION | NO-ESTIMATION | NO-ESTIMATION | CAPACITY-FACTOR-V1
USA | United States of America | Danbury Diesel |  | USA0055998 | 7.8 | 46.0028 | -92.3714 | Oil |  |  |  | 1979.9871794871797 | Northwestern Wisconsin Elec Co | U.S. Energy Information Administration | http://www.eia.gov/electricity/data/browser/ | U.S. Energy Information Administration | 54878 | 2019 | -0.314 | -0.321 | -0.267 | -0.249 | -0.319 | -0.34600000000000003 | -0.315 | U.S. Energy Information Administration |  |  |  |  | 4.57 | NO-ESTIMATION | NO-ESTIMATION | NO-ESTIMATION | NO-ESTIMATION | CAPACITY-FACTOR-V1
USA | United States of America | Gordon |  | USA0003976 | 7 | 46.2367 | -91.7855 | Oil |  |  |  | 1991.2 | Dahlberg Light & Power Co | U.S. Energy Information Administration | http://www.eia.gov/electricity/data/browser/ | U.S. Energy Information Administration | 18002 | 2019 | 0.008 | 0.006 | 0.007 | 0.0 | 0.0 | 0.0 | 0 | U.S. Energy Information Administration |  |  |  |  | 4.1 | NO-ESTIMATION | NO-ESTIMATION | NO-ESTIMATION | NO-ESTIMATION | CAPACITY-FACTOR-V1
USA | United States of America | Fergus Control Ctr |  | USA0007505 | 2 | 46.2807 | -96.0704 | Oil |  |  |  | 1995.0 | Otter Tail Power Co | U.S. Energy Information Administration | http://www.eia.gov/electricity/data/browser/ | U.S. Energy Information Administration | 60469 | 2019 | 0.02 | 0.022 | 0.022 | 0.022 | 0.021 | 0.021 | 0.02 | U.S. Energy Information Administration |  |  |  |  | 1.17 | NO-ESTIMATION | NO-ESTIMATION | NO-ESTIMATION | NO-ESTIMATION | CAPACITY-FACTOR-V1
USA | United States of America | Newberry |  | USA0001846 | 5.5 | 46.3520 | -85.5064 | Oil |  |  |  | 1975.2727272727273 | Newberry Water & Light Board | U.S. Energy Information Administration | http://www.eia.gov/electricity/data/browser/ | U.S. Energy Information Administration | 27624 | 2019 | 0.291 | 0.053 | 0.178 | 0.028 | 0.026000000000000002 | 0.048 | 0.011 | U.S. Energy Information Administration |  |  |  |  | 3.22 | NO-ESTIMATION | NO-ESTIMATION | NO-ESTIMATION | NO-ESTIMATION | CAPACITY-FACTOR-V1
USA | United States of America | Solon Diesel |  | USA0007058 | 8 | 46.3590 | -91.8236 | Oil |  |  |  | 1991.375 | Dahlberg Light & Power Co | U.S. Energy Information Administration | http://www.eia.gov/electricity/data/browser/ | U.S. Energy Information Administration | 18005 | 2019 | 0.01 | 0.01 | 0.005 | 0.0 | 0.0 | 0.0 | 0 | U.S. Energy Information Administration |  |  |  |  | 4.68 | NO-ESTIMATION | NO-ESTIMATION | NO-ESTIMATION | NO-ESTIMATION | CAPACITY-FACTOR-V1
USA | United States of America | Dafter |  | USA0001868 | 8 | 46.3744 | -84.4172 | Oil |  |  |  | 1958.75 | Cloverland Electric Co-op | U.S. Energy Information Administration | http://www.eia.gov/electricity/data/browser/ | U.S. Energy Information Administration | 16766 | 2019 | 0.647 | 0.217 | -0.201 | 0.001 | -0.044 | 0.024 | 0.115 | U.S. Energy Information Administration |  |  |  |  | 4.68 | NO-ESTIMATION | NO-ESTIMATION | NO-ESTIMATION | NO-ESTIMATION | CAPACITY-FACTOR-V1
USA | United States of America | Moose Lake |  | USA0001996 | 10.2 | 46.4541 | -92.7606 | Oil | Gas |  |  | 2004.4901960784314 | Moose Lake Water & Light Comm | U.S. Energy Information Administration | http://www.eia.gov/electricity/data/browser/ | U.S. Energy Information Administration | 26832 | 2019 | 0.074 | 0.28400000000000003 | 0.065 | 0.08134000000000001 | 0.10300000000000001 | 0.10200000000000001 | 0.081 | U.S. Energy Information Administration |  |  |  |  | 5.97 | NO-ESTIMATION | NO-ESTIMATION | NO-ESTIMATION | NO-ESTIMATION | CAPACITY-FACTOR-V1
USA | United States of America | Plant Four |  | USA0001840 | 24 | 46.5760 | -87.4036 | Oil |  |  |  | 1979.0 | City of Marquette - (MI) | U.S. Energy Information Administration | http://www.eia.gov/electricity/data/browser/ | U.S. Energy Information Administration |  | 2019 | 0.199 | 0.255 | -0.037 | -0.046 | -0.013000000000000001 | 0.075 | -0.025 | U.S. Energy Information Administration |  |  |  |  | 14.06 | HYDRO-V1 | HYDRO-V1 | HYDRO-V1 | HYDRO-V1 | HYDRO-V1
USA | United States of America | Kindred School |  | USA0056242 | 2 | 46.6497 | -97.0095 | Oil |  |  |  | 2001.0 | Kindred Public School | U.S. Energy Information Administration | http://www.eia.gov/electricity/data/browser/ | U.S. Energy Information Administration |  | 2019 | 0.056 | 0.109 | 0.017 | 0.013000000000000001 | 0.034 | 0.14200000000000002 | 0.078 | U.S. Energy Information Administration |  |  |  |  | 1.17 | NO-ESTIMATION | NO-ESTIMATION | NO-ESTIMATION | NO-ESTIMATION | CAPACITY-FACTOR-V1
USA | United States of America | Flos Inn Diesel |  | USA0001514 | 6 | 46.7100 | -67.9556 | Oil |  |  |  | 1959.0 | Merlin One LLC | U.S. Energy Information Administration | http://www.eia.gov/electricity/data/browser/ | U.S. Energy Information Administration |  | 2019 | 0.0 | [6 empty] | U.S. Energy Information Administration |  |  |  |  | 3.51 | NO-ESTIMATION | NO-ESTIMATION | NO-ESTIMATION | NO-ESTIMATION | CAPACITY-FACTOR-V1
USA | United States of America | Biotech LS 0836 |  | USA0056932 | 1 | 46.7331 | -117.1583 | Oil |  |  |  | 2009.0 | Washington State University | U.S. Energy Information Administration | http://www.eia.gov/electricity/data/browser/ | U.S. Energy Information Administration | 63174 | 2019 | 0.002 | 0.0 | 0.007 | 0.0 | 0.0 | 0.0 | 0 | U.S. Energy Information Administration |  |  |  |  | 0.58 | NO-ESTIMATION | NO-ESTIMATION | NO-ESTIMATION | NO-ESTIMATION | CAPACITY-FACTOR-V1
USA | United States of America | Detroit Lakes |  | USA0001970 | 12.5 | 46.8175 | -95.8433 | Oil |  |  |  | 1968.0 | City of Detroit Lakes - (MN) | U.S. Energy Information Administration | http://www.eia.gov/electricity/data/browser/ | U.S. Energy Information Administration | 18412 | 2019 | 0.03 | 0.038 | 0.039 | 0.054 | 0.039 | 0.042 | 0.036 | U.S. Energy Information Administration |  |  |  |  | 7.32 | HYDRO-V1 | HYDRO-V1 | HYDRO-V1 | HYDRO-V1 | HYDRO-V1
USA | United States of America | Caribou Generation Station |  | USA0001513 | 27.4 | 46.8480 | -68.0026 | Oil | Hydro |  |  | 1950.9744525547446 | Merlin One LLC | U.S. Energy Information Administration | http://www.eia.gov/electricity/data/browser/ | U.S. Energy Information Administration |  | 2019 | 6.656000000000001 | 4.413 | 4.78 | 3.797 | 2.354 | 0.552 | 0 | U.S. Energy Information Administration |  |  |  |  | 16.05 | HYDRO-V1 | HYDRO-V1 | HYDRO-V1 | HYDRO-V1 | HYDRO-V1
USA | United States of America | Centennial Generating Station |  | USA0057910 | 11.5 | 46.8661 | -96.7464 | Oil |  |  |  | 2010.9999999999998 | City of Moorhead - (MN) | U.S. Energy Information Administration | http://www.eia.gov/electricity/data/browser/ | U.S. Energy Information Administration |  | 2019 | -0.267 | -0.278 | -0.241 | -0.2 | -0.20400000000000001 | -0.233 | -0.224 | U.S. Energy Information Administration |  |  |  |  | 6.73 | HYDRO-V1 | HYDRO-V1 | HYDRO-V1 | HYDRO-V1 | HYDRO-V1
USA | United States of America | Jamestown |  | USA0002801 | 48.2 | 46.9057 | -98.6622 | Oil |  |  |  | 1977.4999999999998 | Otter Tail Power Co | U.S. Energy Information Administration | http://www.eia.gov/electricity/data/browser/ | U.S. Energy Information Administration | 29241 | 2019 | 0.0 | 0.77 | 0.08 | 0.317 | 0.388 | 0.216 | 0.457 | U.S. Energy Information Administration |  |  |  |  | 28.24 | HYDRO-V1 | HYDRO-V1 | HYDRO-V1 | HYDRO-V1 | HYDRO-V1
USA | United States of America | Crystal Mountain |  | USA0003853 | 2.7 | 46.9535 | -121.4752 | Oil |  |  |  | 1969.9999999999998 | Puget Sound Energy Inc | U.S. Energy Information Administration | http://www.eia.gov/electricity/data/browser/ | U.S. Energy Information Administration | 30959 | 2019 | 0.056 | 0.358 | 0.294 | 0.196 | 0.396 | 0.07100000000000001 | 0.186 | U.S. Energy Information Administration |  |  |  |  | 1.58 | HYDRO-V1 | HYDRO-V1 | HYDRO-V1 | HYDRO-V1 | HYDRO-V1
USA | United States of America | Portage |  | USA0008019 | 22.6 | 47.0808 | -88.6472 | Oil |  |  |  | 1973.0 | Upper Peninsula Power Company | U.S. Energy Information Administration | http://www.eia.gov/electricity/data/browser/ | U.S. Energy Information Administration | 35502 | 2019 | 0.0 | 0.045 | 1.807 | 2.8770000000000002 | 0.279 | 0.838 | -0.061 | U.S. Energy Information Administration |  |  |  |  | 13.24 | NO-ESTIMATION | NO-ESTIMATION | NO-ESTIMATION | NO-ESTIMATION | CAPACITY-FACTOR-V1
USA | United States of America | Halstad |  | USA0008105 | 4 | 47.3501 | -96.8319 | Oil |  |  |  | 2007.0 | City of Halstad - (MN) | U.S. Energy Information Administration | http://www.eia.gov/electricity/data/browser/ | U.S. Energy Information Administration | 21690 | 2019 | 0.021 | 0.01 | 0.018000000000000002 | 0.014 | 0.015 | 0.022 | 0.01 | U.S. Energy Information Administration |  |  |  |  | 2.34 | NO-ESTIMATION | NO-ESTIMATION | NO-ESTIMATION | NO-ESTIMATION | CAPACITY-FACTOR-V1
USA | United States of America | Hillsboro |  | USA0056098 | 4 | 47.3969 | -97.0606 | Oil |  |  |  | 2002.0 | City of Hillsboro - (ND) | U.S. Energy Information Administration | http://www.eia.gov/electricity/data/browser/ | U.S. Energy Information Administration | 13076 | 2019 | 0.029 | 0.05 | 0.017 | 0.037 | 0.053 | 0.017 | 0.016 | U.S. Energy Information Administration |  |  |  |  | 2.34 | HYDRO-V1 | HYDRO-V1 | HYDRO-V1 | HYDRO-V1 | HYDRO-V1
USA | United States of America | University of Washington Power Plant |  | USA0054809 | 15 | 47.6539 | -122.3036 | Oil | Gas |  |  | 1987.8 | University of Washington | U.S. Energy Information Administration | http://www.eia.gov/electricity/data/browser/ | U.S. Energy Information Administration |  | 2019 | 18.50202 | 12.30746 | 18.176980000000004 | 19.923969999999997 | 16.93647 | 18.73479 | 7.0142 | U.S. Energy Information Administration |  |  |  |  | 8.79 | NO-ESTIMATION | NO-ESTIMATION | NO-ESTIMATION | NO-ESTIMATION | CAPACITY-FACTOR-V1
USA | United States of America | Grand Marais |  | USA0001976 | 6.7 | 47.7503 | -90.3572 | Oil |  |  |  | 2003.9999999999998 | City of Grand Marais - (MN) | U.S. Energy Information Administration | http://www.eia.gov/electricity/data/browser/ | U.S. Energy Information Administration | 21265 | 2019 | 0.162 | 0.18 | 0.095 | 0.016 | 0.015 | 0.17 | 0.225 | U.S. Energy Information Administration |  |  |  |  | 3.92 | NO-ESTIMATION | NO-ESTIMATION | NO-ESTIMATION | NO-ESTIMATION | CAPACITY-FACTOR-V1
USA | United States of America | Thief River Falls |  | USA0002014 | 6.5 | 48.1143 | -96.1792 | Oil | Hydro |  |  | 1959.6153846153845 | City of Thief River Falls | U.S. Energy Information Administration | http://www.eia.gov/electricity/data/browser/ | U.S. Energy Information Administration | 34590 | 2019 | 1.2009999999999998 | 2.3080000000000003 | 2.8979999999999997 | 3.056 | 3.566 | 0.9670000000000001 | 1.8505 | U.S. Energy Information Administration |  |  |  |  | 3.8 | HYDRO-V1 | HYDRO-V1 | HYDRO-V1 | HYDRO-V1 | HYDRO-V1
USA | United States of America | Portable Generator 2 |  | USA0059194 | 2 | 48.1450 | -103.6375 | Oil |  |  |  | 2012.0 | Montana-Dakota Utilities Co | U.S. Energy Information Administration | http://www.eia.gov/electricity/data/browser/ | U.S. Energy Information Administration |  | 2019 | 0.003 | 0.003 | 0.003 | 0.003 | 0.005 | 0.003 | 0.002 | U.S. Energy Information Administration |  |  |  |  | 1.17 | NO-ESTIMATION | NO-ESTIMATION | NO-ESTIMATION | NO-ESTIMATION | CAPACITY-FACTOR-V1
USA | United States of America | Portable Generator 3 |  | USA0059195 | 2 | 48.1450 | -103.6375 | Oil |  |  |  | 2012.0 | Montana-Dakota Utilities Co | U.S. Energy Information Administration | http://www.eia.gov/electricity/data/browser/ | U.S. Energy Information Administration |  | 2019 | 0.003 | 0.002 | 0.003 | 0.003 | 0.004 | 0.003 | 0.002 | U.S. Energy Information Administration |  |  |  |  | 1.17 | NO-ESTIMATION | NO-ESTIMATION | NO-ESTIMATION | NO-ESTIMATION | CAPACITY-FACTOR-V1
USA | United States of America | Grafton |  | USA0002811 | 4 | 48.4300 | -97.4033 | Oil |  |  |  | 1951.7500000000002 | City of Grafton - (ND) | U.S. Energy Information Administration | http://www.eia.gov/electricity/data/browser/ | U.S. Energy Information Administration |  | 2019 | 0.0 | 0.0 | 0.0 | 0.0 | 0.0 | 0.0 | 0 | U.S. Energy Information Administration |  |  |  |  | 2.34 | NO-ESTIMATION | NO-ESTIMATION | NO-ESTIMATION | NO-ESTIMATION | CAPACITY-FACTOR-V1
USA | United States of America | Westward Seafoods |  | USA0054305 | 6.6 | 53.8585 | -166.5529 | Oil |  |  |  | 1991.0000000000002 | Westward Seafoods Inc | U.S. Energy Information Administration | http://www.eia.gov/electricity/data/browser/ | U.S. Energy Information Administration |  | 2019 | 18.865000000000002 | 18.767 | 19.096 | 18.455000000000002 | 15.633000000000001 | 11.797 | 17.373 | U.S. Energy Information Administration |  |  |  |  | 3.86 | NO-ESTIMATION | NO-ESTIMATION | NO-ESTIMATION | NO-ESTIMATION | CAPACITY-FACTOR-V1
USA | United States of America | Unalaska Power Module |  | USA0007503 | 1.1 | 53.8640 | -166.5126 | Oil |  |  |  | 1993.0 | City of Unalaska - (AK) | U.S. Energy Information Administration | http://www.eia.gov/electricity/data/browser/ | U.S. Energy Information Administration | 35197 | 2019 | 0.17500000000000002 | 0.068 | 0.726 | 0.289 | 0.01 | 0.201 | 1.1946 | U.S. Energy Information Administration |  |  |  |  | 0.64 | NO-ESTIMATION | NO-ESTIMATION | NO-ESTIMATION | NO-ESTIMATION | CAPACITY-FACTOR-V1
USA | United States of America | Unisea G 2 |  | USA0054422 | 17.5 | 53.8796 | -166.5532 | Oil | Other |  |  | 1992.5142857142857 | Unisea Inc | U.S. Energy Information Administration | http://www.eia.gov/electricity/data/browser/ | U.S. Energy Information Administration | 55224 | 2019 | 31.560000000000002 | 31.722 | 31.336 | 30.339000000000002 | 29.897 | 30.516000000000002 | 30.16 | U.S. Energy Information Administration |  |  |  |  | 10.25 | NO-ESTIMATION | NO-ESTIMATION | NO-ESTIMATION | NO-ESTIMATION | CAPACITY-FACTOR-V1
USA | United States of America | Dutch Harbor |  | USA0007502 | 21.9 | 53.8925 | -166.5382 | Oil |  |  |  | 2009.3789954337901 | City of Unalaska - (AK) | U.S. Energy Information Administration | http://www.eia.gov/electricity/data/browser/ | U.S. Energy Information Administration | 35196 | 2019 | 45.034 | 46.622 | 39.395 | 46.918 | 58.373160000000006 | 54.364000000000004 | 52.998 | U.S. Energy Information Administration |  |  |  |  | 12.83 | NO-ESTIMATION | NO-ESTIMATION | NO-ESTIMATION | NO-ESTIMATION | CAPACITY-FACTOR-V1
USA | United States of America | King Cove |  | USA0007493 | 2.6 | 55.0617 | -162.3103 | Oil | Hydro |  |  | 1989.0000000000002 | City of King Cove | U.S. Energy Information Administration | http://www.eia.gov/electricity/data/browser/ | U.S. Energy Information Administration | 24104 | 2019 | 4.53551 | 3.8215000000000003 | 3.872 | 3.9139999999999997 | 4.132 | 4.537 | 4.088 | U.S. Energy Information Administration |  |  |  |  | 1.52 | NO-ESTIMATION | NO-ESTIMATION | NO-ESTIMATION | NO-ESTIMATION | CAPACITY-FACTOR-V1
USA | United States of America | Centennial |  | USA0007112 | 3.3 | 55.1214 | -131.5603 | Oil |  |  |  | 1987.0 | Metlakatla Power & Light | U.S. Energy Information Administration | http://www.eia.gov/electricity/data/browser/ | U.S. Energy Information Administration | 26128 | 2019 | -0.189 | -0.039 | 1.328 | 3.0460000000000003 | 3.568 | 5.578 | 2.464 | U.S. Energy Information Administration |  |  |  |  | 1.93 | NO-ESTIMATION | NO-ESTIMATION | NO-ESTIMATION | NO-ESTIMATION | CAPACITY-FACTOR-V1
USA | United States of America | Hydaburg |  | USA0000423 | 1 | 55.2049 | -132.8214 | Oil |  |  |  | 1991.8 | Alaska Power and Telephone Co | U.S. Energy Information Administration | http://www.eia.gov/electricity/data/browser/ | U.S. Energy Information Administration | 12644 | 2019 | 0.013000000000000001 | 0.013000000000000001 | -0.009000000000000001 | -0.009000000000000001 | -0.005 | 0.003 | -0.026 | U.S. Energy Information Administration |  |  |  |  | 0.58 | NO-ESTIMATION | NO-ESTIMATION | NO-ESTIMATION | NO-ESTIMATION | CAPACITY-FACTOR-V1
USA | United States of America | Sand Point |  | USA0000001 | 4 | 55.3397 | -160.4972 | Oil | Wind |  |  | 2004.75 | TDX Sand Point Generating LLC | U.S. Energy Information Administration | http://www.eia.gov/electricity/data/browser/ | U.S. Energy Information Administration |  | 2019 | [6 empty] | 3.78 | U.S. Energy Information Administration |  |  |  |  | 2.34 | NO-ESTIMATION | NO-ESTIMATION | NO-ESTIMATION | NO-ESTIMATION | CAPACITY-FACTOR-V1
USA | United States of America | S W Bailey |  | USA0000085 | 25.9 | 55.3574 | -131.6970 | Oil |  |  |  | 1982.6602316602318 | Ketchikan Public Utilities | U.S. Energy Information Administration | http://www.eia.gov/electricity/data/browser/ | U.S. Energy Information Administration | 24033 | 2019 | 10.204 | -262.902 | -0.968 | -1.111 | 3.307 | 18.614 | 26.855 | U.S. Energy Information Administration |  |  |  |  | 15.17 | NO-ESTIMATION | NO-ESTIMATION | NO-ESTIMATION | NO-ESTIMATION | CAPACITY-FACTOR-V1
USA | United States of America | Craig (AK) |  | USA0000421 | 4.6 | 55.4769 | -133.1487 | Oil |  |  |  | 1997.0869565217395 | Alaska Power and Telephone Co | U.S. Energy Information Administration | http://www.eia.gov/electricity/data/browser/ | U.S. Energy Information Administration | 12638 | 2019 | 1.445 | 0.306 | 1.014 | 0.431 | 1.5090000000000001 | 2.349 | 0.461 | U.S. Energy Information Administration |  |  |  |  | 2.69 | NO-ESTIMATION | NO-ESTIMATION | NO-ESTIMATION | NO-ESTIMATION | CAPACITY-FACTOR-V1
USA | United States of America | False Island |  | USA0056146 | 1.3 | 55.4892 | -133.1345 | Oil |  |  |  | 2003.0 | Alaska Power and Telephone Co | U.S. Energy Information Administration | http://www.eia.gov/electricity/data/browser/ | U.S. Energy Information Administration | 56868 | 2019 | 1.5010000000000001 | 0.8180000000000001 | 0.8280000000000001 | 0.6890000000000001 | 1.553 | 1.575 | 1.713 | U.S. Energy Information Administration |  |  |  |  | 0.76 | NO-ESTIMATION | NO-ESTIMATION | NO-ESTIMATION | NO-ESTIMATION | CAPACITY-FACTOR-V1
USA | United States of America | Viking |  | USA0056147 | 1 | 55.5407 | -133.1023 | Oil |  |  |  | 2003.0 | Alaska Power and Telephone Co | U.S. Energy Information Administration | http://www.eia.gov/electricity/data/browser/ | U.S. Energy Information Administration | 56869 | 2019 | -0.012 | -0.015 | -0.011 | -0.01 | -0.006 | 0.0 | 0 | U.S. Energy Information Administration |  |  |  |  | 0.58 | NO-ESTIMATION | NO-ESTIMATION | NO-ESTIMATION | NO-ESTIMATION | CAPACITY-FACTOR-V1
USA | United States of America | Klawock Power Generation Station |  | USA0061684 | 2.5 | 55.5532 | -133.0854 | Oil |  |  |  | 2017.0 | Alaska Power and Telephone Co | U.S. Energy Information Administration | http://www.eia.gov/electricity/data/browser/ | U.S. Energy Information Administration |  | 2019 |  |  |  |  | 0.035 | 1.331 | 1.944 | U.S. Energy Information Administration |  |  |  |  | 1.46 | NO-ESTIMATION | NO-ESTIMATION | NO-ESTIMATION | NO-ESTIMATION | CAPACITY-FACTOR-V1
USA | United States of America | Thorne Bay Plant |  | USA0007414 | 1 | 55.6859 | -132.5289 | Oil |  |  |  | 1994.2 | Alaska Power and Telephone Co | U.S. Energy Information Administration | http://www.eia.gov/electricity/data/browser/ | U.S. Energy Information Administration | 34627 | 2019 | 0.076 | -0.024 | 0.184 | -0.001 | 0.066 | 0.077 | -0.011 | U.S. Energy Information Administration |  |  |  |  | 0.58 | NO-ESTIMATION | NO-ESTIMATION | NO-ESTIMATION | NO-ESTIMATION | CAPACITY-FACTOR-V1
USA | United States of America | Wrangell |  | USA0000095 | 8.5 | 56.4610 | -132.3794 | Oil |  |  |  | 1996.6470588235295 | City of Wrangell - (AK) | U.S. Energy Information Administration | http://www.eia.gov/electricity/data/browser/ | U.S. Energy Information Administration | 37389 | 2019 | 0.597 | 0.673 | 0.614 | 0.044 | 0.902 | 0.52 | 0.612 | U.S. Energy Information Administration |  |  |  |  | 4.98 | NO-ESTIMATION | NO-ESTIMATION | NO-ESTIMATION | NO-ESTIMATION | CAPACITY-FACTOR-V1
USA | United States of America | Petersburg |  | USA0000091 | 14.5 | 56.8110 | -132.9571 | Oil | Hydro |  |  | 1986.1517241379313 | Petersburg Borough - (AK) | U.S. Energy Information Administration | http://www.eia.gov/electricity/data/browser/ | U.S. Energy Information Administration |  | 2019 | 12.37752 | 13.840060000000001 | 13.47554 | 11.73174 | 12.6766 | 9.31858 | 12.94 | U.S. Energy Information Administration |  |  |  |  | 8.49 | NO-ESTIMATION | NO-ESTIMATION | NO-ESTIMATION | NO-ESTIMATION | CAPACITY-FACTOR-V1
USA | United States of America | Kake |  | USA0007464 | 3.1 | 56.9630 | -133.9226 | Oil |  |  |  | 2008.483870967742 | Inside Passage Elec Coop Inc | U.S. Energy Information Administration | http://www.eia.gov/electricity/data/browser/ | U.S. Energy Information Administration | 34705 | 2019 | 2.969 | 2.6830000000000003 | 2.201 | 2.1390000000000002 | 2.137 | 2.133 | 2.139 | U.S. Energy Information Administration |  |  |  |  | 1.81 | NO-ESTIMATION | NO-ESTIMATION | NO-ESTIMATION | NO-ESTIMATION | CAPACITY-FACTOR-V1
USA | United States of America | Jarvis Street |  | USA0006801 | 25.6 | 57.0497 | -135.3128 | Oil |  |  |  | 2001.5 | City & Borough of Sitka - (AK) | U.S. Energy Information Administration | http://www.eia.gov/electricity/data/browser/ | U.S. Energy Information Administration | 32772 | 2019 | 0.151 | 0.251 | -0.27 | 1.099 | -0.545 | -0.629 | -0.665 | U.S. Energy Information Administration |  |  |  |  | 15 | NO-ESTIMATION | NO-ESTIMATION | NO-ESTIMATION | NO-ESTIMATION | CAPACITY-FACTOR-V1
USA | United States of America | Angoon |  | USA0007462 | 1.5 | 57.4992 | -134.5861 | Oil |  |  |  | 1999.0 | Inside Passage Elec Coop Inc | U.S. Energy Information Administration | http://www.eia.gov/electricity/data/browser/ | U.S. Energy Information Administration | 34701 | 2019 | 1.703 | 1.693 | 1.677 | 1.714 | 1.675 | 1.653 | 1.612 | U.S. Energy Information Administration |  |  |  |  | 0.87 | HYDRO-V1 | HYDRO-V1 | HYDRO-V1 | HYDRO-V1 | HYDRO-V1
USA | United States of America | Nymans Plant Microgrid |  | USA0007723 | 10 | 57.7316 | -152.5070 | Oil |  |  |  | 1998.5 | Kodiak Electric Assn Inc | U.S. Energy Information Administration | http://www.eia.gov/electricity/data/browser/ | U.S. Energy Information Administration | 47744 | 2019 | 0.0 | 0.0 | 0.0 | 0.0 | 0.0 | 0.0 | 0 | U.S. Energy Information Administration |  |  |  |  | 5.86 | HYDRO-V1 | HYDRO-V1 | HYDRO-V1 | HYDRO-V1 | HYDRO-V1
USA | United States of America | Swampy Acres Microgrid |  | USA0060250 | 8.4 | 57.7756 | -152.4803 | Oil |  |  |  | 2008.8095238095236 | Kodiak Electric Assn Inc | U.S. Energy Information Administration | http://www.eia.gov/electricity/data/browser/ | U.S. Energy Information Administration | 47745 | 2019 |  |  | 0.0 | 0.0 | 0.036000000000000004 | 0.0 | 0 | U.S. Energy Information Administration |  |  |  |  | 4.92 | NO-ESTIMATION | NO-ESTIMATION | NO-ESTIMATION | NO-ESTIMATION | CAPACITY-FACTOR-V1
USA | United States of America | Kodiak Microgrid |  | USA0006281 | 18.3 | 57.7900 | -152.3970 | Oil |  |  |  | 1991.9945355191255 | Kodiak Electric Assn Inc | U.S. Energy Information Administration | http://www.eia.gov/electricity/data/browser/ | U.S. Energy Information Administration | 24235 | 2019 | 5.808 | 0.0 | 0.0 | 0.0 | 0.876 | 0.074 | 0 | U.S. Energy Information Administration |  |  |  |  | 10.72 | SOLAR-V1-NO-AGE | SOLAR-V1-NO-AGE | SOLAR-V1-NO-AGE | SOLAR-V1-NO-AGE | SOLAR-V1-NO-AGE
USA | United States of America | Hoonah |  | USA0007463 | 2 | 58.1064 | -135.4307 | Oil |  |  |  | 2004.5 | Inside Passage Elec Coop Inc | U.S. Energy Information Administration | http://www.eia.gov/electricity/data/browser/ | U.S. Energy Information Administration | 34703 | 2019 | 4.575 | 4.445 | 4.542 | 3.348 | 3.105 | 4.336 | 4.437 | U.S. Energy Information Administration |  |  |  |  | 1.17 | NO-ESTIMATION | NO-ESTIMATION | NO-ESTIMATION | NO-ESTIMATION | CAPACITY-FACTOR-V1
USA | United States of America | Gold Creek |  | USA0000063 | 9.7 | 58.3107 | -134.4174 | Oil | Hydro |  |  | 1955.6082474226807 | Alaska Electric Light&Power Co | U.S. Energy Information Administration | http://www.eia.gov/electricity/data/browser/ | U.S. Energy Information Administration | 12625 | 2019 | 4.704000000000001 | 5.652 | 6.486 | 4.597 | 4.558 | 4.103 | 0.369 | U.S. Energy Information Administration |  |  |  |  | 5.68 | NO-ESTIMATION | NO-ESTIMATION | NO-ESTIMATION | NO-ESTIMATION | CAPACITY-FACTOR-V1
USA | United States of America | Lemon Creek |  | USA0000064 | 61.7 | 58.3536 | -134.4953 | Oil |  |  |  | 1980.8768233387361 | Alaska Electric Light&Power Co | U.S. Energy Information Administration | http://www.eia.gov/electricity/data/browser/ | U.S. Energy Information Administration | 12628 | 2019 | 0.43100000000000005 | 0.181 | 0.29300000000000004 | 0.21200000000000002 | -0.905 | -0.6950000000000001 | 1.05 | U.S. Energy Information Administration |  |  |  |  | 36.16 | NO-ESTIMATION | NO-ESTIMATION | NO-ESTIMATION | NO-ESTIMATION | CAPACITY-FACTOR-V1
USA | United States of America | Industrial Plant |  | USA0059793 | 41.7 | 58.3676 | -134.6080 | Oil |  |  |  | 2016.0000000000002 | Alaska Electric Light&Power Co | U.S. Energy Information Administration | http://www.eia.gov/electricity/data/browser/ | U.S. Energy Information Administration |  | 2019 |  |  |  | 0.138 | 0.084 | 0.13 | 0.318 | U.S. Energy Information Administration |  |  |  |  | 24.43 | NO-ESTIMATION | NO-ESTIMATION | NO-ESTIMATION | NO-ESTIMATION | CAPACITY-FACTOR-V1
USA | United States of America | Auke Bay |  | USA0007250 | 36.2 | 58.3875 | -134.6446 | Oil |  |  |  | 1993.8093922651935 | Alaska Electric Light&Power Co | U.S. Energy Information Administration | http://www.eia.gov/electricity/data/browser/ | U.S. Energy Information Administration | 12621 | 2019 | 0.274 | 0.0 | -0.043 | 0.008 | -0.186 | -0.08800000000000001 | -0.132 | U.S. Energy Information Administration |  |  |  |  | 21.21 | HYDRO-V1 | HYDRO-V1 | HYDRO-V1 | HYDRO-V1 | HYDRO-V1
USA | United States of America | Naknek |  | USA0006301 | 16.5 | 58.7304 | -157.0072 | Oil |  |  |  | 2004.454545454545 | Naknek Electric Assn Inc | U.S. Energy Information Administration | http://www.eia.gov/electricity/data/browser/ | U.S. Energy Information Administration | 27063 | 2019 | 18.604 | 20.718 | 21.085 | 22.066 | 21.945 | 24.329 | 25.3781 | U.S. Energy Information Administration |  |  |  |  | 9.67 | SOLAR-V1-NO-AGE | SOLAR-V1-NO-AGE | SOLAR-V1-NO-AGE | SOLAR-V1-NO-AGE | SOLAR-V1-NO-AGE
USA | United States of America | Dillingham |  | USA0000109 | 11 | 59.0429 | -158.4686 | Oil |  |  |  | 2009.4909090909089 | Nushagak Electric Coop Inc | U.S. Energy Information Administration | http://www.eia.gov/electricity/data/browser/ | U.S. Energy Information Administration | 28586 | 2019 | 19.02 | 18.459 | 18.127 | 18.122 | 18.638 | 19.005 | 18.663 | U.S. Energy Information Administration |  |  |  |  | 6.44 | NO-ESTIMATION | NO-ESTIMATION | NO-ESTIMATION | NO-ESTIMATION | CAPACITY-FACTOR-V1
USA | United States of America | Togiak |  | USA0006348 | 2.8 | 59.0597 | -160.3803 | Oil |  |  |  | 2019.0 | Alaska Village Elec Coop Inc | U.S. Energy Information Administration | http://www.eia.gov/electricity/data/browser/ | U.S. Energy Information Administration | 12707 | 2019 | 3.009 | 3.011 | 2.959 | 2.987 | 3.02 | 3.017 | 2.961 | U.S. Energy Information Administration |  |  |  |  | 1.64 | SOLAR-V1-NO-AGE | SOLAR-V1-NO-AGE | SOLAR-V1-NO-AGE | SOLAR-V1-NO-AGE | SOLAR-V1-NO-AGE
USA | United States of America | Haines |  | USA0000069 | 8.1 | 59.2359 | -135.4462 | Oil |  |  |  | 1995.530864197531 | Alaska Power and Telephone Co | U.S. Energy Information Administration | http://www.eia.gov/electricity/data/browser/ | U.S. Energy Information Administration | 21672 | 2019 | 0.844 | -0.122 | -0.156 | -0.201 | -0.063 | 1.1260000000000001 | -0.072 | U.S. Energy Information Administration |  |  |  |  | 4.74 | SOLAR-V1-NO-AGE | SOLAR-V1-NO-AGE | SOLAR-V1-NO-AGE | SOLAR-V1-NO-AGE | SOLAR-V1-NO-AGE
USA | United States of America | Seldovia |  | USA0006283 | 2.2 | 59.4395 | -151.7134 | Oil |  |  |  | 2010.4545454545453 | Homer Electric Assn Inc | U.S. Energy Information Administration | http://www.eia.gov/electricity/data/browser/ | U.S. Energy Information Administration | 22302 | 2019 | 0.08700000000000001 | 0.444 | 0.07200000000000001 | 0.08700000000000001 | 0.015 | 0.085 | 0.063 | U.S. Energy Information Administration |  |  |  |  | 1.28 | SOLAR-V1-NO-AGE | SOLAR-V1-NO-AGE | SOLAR-V1-NO-AGE | SOLAR-V1-NO-AGE | SOLAR-V1-NO-AGE
USA | United States of America | New Stuyahok |  | USA0060245 | 1.4 | 59.4484 | -157.3255 | Oil |  |  |  | 2008.2142857142858 | Alaska Village Elec Coop Inc | U.S. Energy Information Administration | http://www.eia.gov/electricity/data/browser/ | U.S. Energy Information Administration | 12688 | 2019 |  |  | 1.351 | 1.343 | 1.68 | 1.803 | 1.789 | U.S. Energy Information Administration |  |  |  |  | 0.82 | SOLAR-V1-NO-AGE | SOLAR-V1-NO-AGE | SOLAR-V1-NO-AGE | SOLAR-V1-NO-AGE | SOLAR-V1-NO-AGE
USA | United States of America | Skagway |  | USA0000066 | 4.4 | 59.4545 | -135.3131 | Oil | Hydro |  |  | 1989.6136363636365 | Alaska Power and Telephone Co | U.S. Energy Information Administration | http://www.eia.gov/electricity/data/browser/ | U.S. Energy Information Administration | 12647 | 2019 | 3.276 | 3.002 | 2.5109999999999997 | 2.781 | 2.713 | 1.951 | 2.558 | U.S. Energy Information Administration |  |  |  |  | 2.57 | SOLAR-V1-NO-AGE | SOLAR-V1-NO-AGE | SOLAR-V1-NO-AGE | SOLAR-V1-NO-AGE | SOLAR-V1-NO-AGE
USA | United States of America | Yakutat |  | USA0006637 | 3.8 | 59.5446 | -139.7243 | Oil |  |  |  | 2005.6315789473683 | Alaska Village Elec Coop Inc | U.S. Energy Information Administration | http://www.eia.gov/electricity/data/browser/ | U.S. Energy Information Administration | 37461 | 2019 | 5.556 | 5.414 | 5.152 | 5.7940000000000005 | 5.915 | 5.711 | 5.765 | U.S. Energy Information Administration |  |  |  |  | 2.22 | NO-ESTIMATION | NO-ESTIMATION | NO-ESTIMATION | NO-ESTIMATION | CAPACITY-FACTOR-V1
USA | United States of America | Quinhagak |  | USA0057057 | 1.2 | 59.7474 | -161.9106 | Oil |  |  |  | 2007.4166666666667 | Alaska Village Elec Coop Inc | U.S. Energy Information Administration | http://www.eia.gov/electricity/data/browser/ | U.S. Energy Information Administration | 12693 | 2019 | 1.483 | 1.69 | 0.0 | 0.0 | 0.0 | 0.0 | 2.139 | U.S. Energy Information Administration |  |  |  |  | 0.7 | NO-ESTIMATION | NO-ESTIMATION | SOLAR-V1 | SOLAR-V1 | SOLAR-V1
USA | United States of America | Newhalen |  | USA0007183 | 1.7 | 59.8991 | -154.6987 | Oil | Hydro |  |  | 2005.4117647058827 | I-N-N Electric Coop Inc | U.S. Energy Information Administration | http://www.eia.gov/electricity/data/browser/ | U.S. Energy Information Administration |  | 2019 | 3.35 | 3.4250000000000003 | 3.294 | 3.177 | 3.641 | 3.324 | 3.388 | U.S. Energy Information Administration |  |  |  |  | 0.99 | NO-ESTIMATION | NO-ESTIMATION | NO-ESTIMATION | NO-ESTIMATION | CAPACITY-FACTOR-V1
USA | United States of America | Seward (AK) |  | USA0000092 | 15.6 | 60.1309 | -149.4350 | Oil |  |  |  | 1994.9230769230767 | City of Seward - (AK) | U.S. Energy Information Administration | http://www.eia.gov/electricity/data/browser/ | U.S. Energy Information Administration |  | 2019 | 0.306 | 0.049 | 0.386 | 0.105 | 0.085 | 0.14400000000000002 | 0.218 | U.S. Energy Information Administration |  |  |  |  | 9.14 | HYDRO-V1 | HYDRO-V1 | HYDRO-V1 | HYDRO-V1 | HYDRO-V1
USA | United States of America | Toksook Bay |  | USA0057067 | 2.1 | 60.5301 | -165.1086 | Oil |  |  |  | 2010.3333333333333 | Alaska Village Elec Coop Inc | U.S. Energy Information Administration | http://www.eia.gov/electricity/data/browser/ | U.S. Energy Information Administration | 12708 | 2019 | 2.672 | 2.54 | 0.0 | 0.0 | 0.0 | 0.0 | 3.555 | U.S. Energy Information Administration |  |  |  |  | 1.23 | NO-ESTIMATION | NO-ESTIMATION | NO-ESTIMATION | NO-ESTIMATION | CAPACITY-FACTOR-V1
USA | United States of America | Orca |  | USA0000789 | 10.7 | 60.5559 | -145.7530 | Oil |  |  |  | 1995.7009345794395 | Cordova Electric Coop Inc | U.S. Energy Information Administration | http://www.eia.gov/electricity/data/browser/ | U.S. Energy Information Administration | 17663 | 2019 | 9.086 | 7.57 | 7.739 | 5.589 | 8.659 | 7.021 | 6.137 | U.S. Energy Information Administration |  |  |  |  | 6.27 | NO-ESTIMATION | NO-ESTIMATION | NO-ESTIMATION | NO-ESTIMATION | CAPACITY-FACTOR-V1
USA | United States of America | Bethel |  | USA0006566 | 12.6 | 60.7897 | -161.7878 | Oil |  |  |  | 1981.0000000000002 | Alaska Village Elec Coop Inc | U.S. Energy Information Administration | http://www.eia.gov/electricity/data/browser/ | U.S. Energy Information Administration | 14435 | 2019 | 42.623 | 41.963 | 41.550000000000004 | 41.02 | 41.139 | 40.542 | 42.506 | U.S. Energy Information Administration |  |  |  |  | 7.38 | HYDRO-V1 | HYDRO-V1 | HYDRO-V1 | HYDRO-V1 | HYDRO-V1
USA | United States of America | Kasigluk |  | USA0057066 | 2 | 60.8731 | -162.5197 | Oil |  |  |  | 2010.1 | Alaska Village Elec Coop Inc | U.S. Energy Information Administration | http://www.eia.gov/electricity/data/browser/ | U.S. Energy Information Administration | 62180 | 2019 | 2.439 | 2.626 | 0.0 | 0.0 | 0.0 | 0.0 | 2.879 | U.S. Energy Information Administration |  |  |  |  | 1.17 | HYDRO-V1 | HYDRO-V1 | HYDRO-V1 | HYDRO-V1 | HYDRO-V1
USA | United States of America | Valdez Cogen |  | USA0007841 | 5.3 | 61.0839 | -146.2529 | Oil |  |  |  | 2000.0 | Copper Valley Elec Assn Inc | U.S. Energy Information Administration | http://www.eia.gov/electricity/data/browser/ | U.S. Energy Information Administration | 12615 | 2019 | 0.0 | 0.0 | 0.0 | 0.0 | 0.0 | 0.0 | 17.823 | U.S. Energy Information Administration |  |  |  |  | 3.1 | NO-ESTIMATION | NO-ESTIMATION | NO-ESTIMATION | NO-ESTIMATION | CAPACITY-FACTOR-V1
USA | United States of America | Valdez |  | USA0006306 | 8.6 | 61.1303 | -146.3647 | Oil |  |  |  | 1989.860465116279 | Copper Valley Elec Assn Inc | U.S. Energy Information Administration | http://www.eia.gov/electricity/data/browser/ | U.S. Energy Information Administration | 45401 | 2019 | 5.074999999999999 | 2.007 | 2.233 | 5.05 | 0.0 | 0.888 | 3.104 | U.S. Energy Information Administration |  |  |  |  | 5.04 | NO-ESTIMATION | NO-ESTIMATION | NO-ESTIMATION | NO-ESTIMATION | CAPACITY-FACTOR-V1
USA | United States of America | Chevak |  | USA0006311 | 1.8 | 61.5253 | -165.5902 | Oil |  |  |  | 2008.9999999999998 | Alaska Village Elec Coop Inc | U.S. Energy Information Administration | http://www.eia.gov/electricity/data/browser/ | U.S. Energy Information Administration | 12667 | 2019 |  |  | 1.597 | 2.471 | 2.516 | 1.724 | 2.395 | U.S. Energy Information Administration |  |  |  |  | 1.05 | NO-ESTIMATION | NO-ESTIMATION | NO-ESTIMATION | SOLAR-V1 | SOLAR-V1
USA | United States of America | Upper Kalskag |  | USA0057054 | 1.1 | 61.5269 | -160.3481 | Oil |  |  |  | 2004.9999999999998 | Alaska Village Elec Coop Inc | U.S. Energy Information Administration | http://www.eia.gov/electricity/data/browser/ | U.S. Energy Information Administration | 62181 | 2019 | 1.327 | 1.285 | 0.0 | 0.0 | 0.0 | 0.0 | 1.497 | U.S. Energy Information Administration |  |  |  |  | 0.64 | NO-ESTIMATION | NO-ESTIMATION | NO-ESTIMATION | NO-ESTIMATION | CAPACITY-FACTOR-V1
USA | United States of America | Hooper Bay |  | USA0006319 | 2.2 | 61.5309 | -166.1019 | Oil |  |  |  | 2011.3636363636363 | Alaska Village Elec Coop Inc | U.S. Energy Information Administration | http://www.eia.gov/electricity/data/browser/ | U.S. Energy Information Administration | 12676 | 2019 | 2.713 | 2.809 | 2.734 | 3.326 | 3.37 | 2.791 | 3.347 | U.S. Energy Information Administration |  |  |  |  | 1.28 | NO-ESTIMATION | NO-ESTIMATION | NO-ESTIMATION | NO-ESTIMATION | CAPACITY-FACTOR-V1
USA | United States of America | Aniak |  | USA0007182 | 1.7 | 61.5807 | -159.5356 | Oil |  |  |  | 2001.0588235294117 | Aniak Light & Power Co Inc | U.S. Energy Information Administration | http://www.eia.gov/electricity/data/browser/ | U.S. Energy Information Administration | 13305 | 2019 | 2.593 | 2.63 | 2.674 | 2.614 | 2.161 | 2.174 |  | U.S. Energy Information Administration |  |  |  |  | 0.99 | NO-ESTIMATION | NO-ESTIMATION | NO-ESTIMATION | NO-ESTIMATION | CAPACITY-FACTOR-V1
USA | United States of America | Scammon Bay |  | USA0057056 | 1.3 | 61.8430 | -165.5815 | Oil |  |  |  | 2004.230769230769 | Alaska Village Elec Coop Inc | U.S. Energy Information Administration | http://www.eia.gov/electricity/data/browser/ | U.S. Energy Information Administration | 12696 | 2019 | 1.675 | 1.68 | 0.0 | 0.0 | 0.0 | 0.0 | 1.611 | U.S. Energy Information Administration |  |  |  |  | 0.76 | NO-ESTIMATION | NO-ESTIMATION | NO-ESTIMATION | NO-ESTIMATION | CAPACITY-FACTOR-V1
USA | United States of America | Marshall |  | USA0060244 | 1.1 | 61.8782 | -162.0851 | Oil |  |  |  | 2005.6363636363637 | Alaska Village Elec Coop Inc | U.S. Energy Information Administration | http://www.eia.gov/electricity/data/browser/ | U.S. Energy Information Administration | 12683 | 2019 |  |  | 1.479 | 1.474 | 1.436 | 1.466 | 1.422 | U.S. Energy Information Administration |  |  |  |  | 0.64 | NO-ESTIMATION | NO-ESTIMATION | NO-ESTIMATION | NO-ESTIMATION | CAPACITY-FACTOR-V1
USA | United States of America | Pilot Station |  | USA0057058 | 1.3 | 61.9365 | -162.8807 | Oil |  |  |  | 2009.3076923076922 | Alaska Village Elec Coop Inc | U.S. Energy Information Administration | http://www.eia.gov/electricity/data/browser/ | U.S. Energy Information Administration | 12694 | 2019 | 1.806 | 1.698 | 0.0 | 0.0 | 0.0 | 0.0 | 1.751 | U.S. Energy Information Administration |  |  |  |  | 0.76 | NO-ESTIMATION | NO-ESTIMATION | NO-ESTIMATION | NO-ESTIMATION | CAPACITY-FACTOR-V1
USA | United States of America | St Marys IC |  | USA0006338 | 6.5 | 62.0515 | -163.1726 | Oil |  |  |  | 1999.9384615384615 | Alaska Village Elec Coop Inc | U.S. Energy Information Administration | http://www.eia.gov/electricity/data/browser/ | U.S. Energy Information Administration |  | 2019 | 3.1670000000000003 | 2.958 | 3.032 | 2.98 | 2.995 | 3.024 | 2.994 | U.S. Energy Information Administration |  |  |  |  | 3.8 | NO-ESTIMATION | NO-ESTIMATION | NO-ESTIMATION | NO-ESTIMATION | CAPACITY-FACTOR-V1
USA | United States of America | Mountain Village |  | USA0006329 | 2.3 | 62.0856 | -163.7291 | Oil |  |  |  | 2007.913043478261 | Alaska Village Elec Coop Inc | U.S. Energy Information Administration | http://www.eia.gov/electricity/data/browser/ | U.S. Energy Information Administration | 12685 | 2019 | 2.904 | 2.803 | 2.825 | 2.729 | 2.688 | 2.724 | 2.595 | U.S. Energy Information Administration |  |  |  |  | 1.34 | NO-ESTIMATION | NO-ESTIMATION | NO-ESTIMATION | NO-ESTIMATION | SOLAR-V1
USA | United States of America | Glennallen |  | USA0006305 | 9.2 | 62.1104 | -145.5325 | Oil |  |  |  | 1989.3478260869567 | Copper Valley Elec Assn Inc | U.S. Energy Information Administration | http://www.eia.gov/electricity/data/browser/ | U.S. Energy Information Administration | 17651 | 2019 | 13.574 | 9.104000000000001 | 8.63 | 10.403 | 10.237 | 9.662 | 2.958 | U.S. Energy Information Administration |  |  |  |  | 5.39 | HYDRO-V1 | HYDRO-V1 | HYDRO-V1 | HYDRO-V1 | HYDRO-V1
USA | United States of America | Slana Generating Station |  | USA0061685 | 1.2 | 62.5928 | -143.5889 | Oil |  |  |  | 2016.0 | Alaska Power and Telephone Co | U.S. Energy Information Administration | http://www.eia.gov/electricity/data/browser/ | U.S. Energy Information Administration |  | 2019 |  |  |  |  | 1.369 | 1.336 | 1.356 | U.S. Energy Information Administration |  |  |  |  | 0.7 | NO-ESTIMATION | NO-ESTIMATION | NO-ESTIMATION | NO-ESTIMATION | CAPACITY-FACTOR-V1
USA | United States of America | Emmonak |  | USA0006314 | 3.2 | 62.7777 | -164.5315 | Oil |  |  |  | 2007.7500000000002 | Alaska Village Elec Coop Inc | U.S. Energy Information Administration | http://www.eia.gov/electricity/data/browser/ | U.S. Energy Information Administration | 12668 | 2019 | 3.704 | 3.4250000000000003 | 3.5300000000000002 | 4.654 | 5.579 | 5.347 | 5.838 | U.S. Energy Information Administration |  |  |  |  | 1.87 | NO-ESTIMATION | NO-ESTIMATION | NO-ESTIMATION | NO-ESTIMATION | CAPACITY-FACTOR-V1
USA | United States of America | McGrath |  | USA0006555 | 2.2 | 62.9570 | -155.5950 | Oil |  |  |  | 2000.0909090909088 | McGrath Light & Power Co | U.S. Energy Information Administration | http://www.eia.gov/electricity/data/browser/ | U.S. Energy Information Administration | 25866 | 2019 | 2.598 | 2.399 | 2.47 | 2.289 | 2.178 | 2.111 | 1.556 | U.S. Energy Information Administration |  |  |  |  | 1.28 | NO-ESTIMATION | NO-ESTIMATION | NO-ESTIMATION | NO-ESTIMATION | CAPACITY-FACTOR-V1
USA | United States of America | Northway |  | USA0007169 | 1.1 | 62.9617 | -141.9372 | Oil |  |  |  | 2001.2727272727273 | Alaska Power and Telephone Co | U.S. Energy Information Administration | http://www.eia.gov/electricity/data/browser/ | U.S. Energy Information Administration | 12646 | 2019 | 1.237 | 1.158 | 1.1380000000000001 | 1.107 | 1.1440000000000001 | 1.102 | 1.027 | U.S. Energy Information Administration |  |  |  |  | 0.64 | NO-ESTIMATION | NO-ESTIMATION | NO-ESTIMATION | NO-ESTIMATION | CAPACITY-FACTOR-V1
USA | United States of America | Kotlik |  | USA0057064 | 1.4 | 63.0322 | -163.5531 | Oil |  |  |  | 2007.0000000000002 | Alaska Village Elec Coop Inc | U.S. Energy Information Administration | http://www.eia.gov/electricity/data/browser/ | U.S. Energy Information Administration | 24267 | 2019 | 1.966 | 1.92 | 0.0 | 0.0 | 0.0 | 0.0 | 1.965 | U.S. Energy Information Administration |  |  |  |  | 0.82 | NO-ESTIMATION | NO-ESTIMATION | NO-ESTIMATION | NO-ESTIMATION | CAPACITY-FACTOR-V1
USA | United States of America | Tok |  | USA0000406 | 5.3 | 63.3355 | -143.0000 | Oil |  |  |  | 1994.2075471698113 | Alaska Power and Telephone Co | U.S. Energy Information Administration | http://www.eia.gov/electricity/data/browser/ | U.S. Energy Information Administration | 12650 | 2019 | 9.774000000000001 | 8.902000000000001 | 9.068 | 9.175 | 9.193 | 9.185 | 9.157 | U.S. Energy Information Administration |  |  |  |  | 3.1 | NO-ESTIMATION | NO-ESTIMATION | NO-ESTIMATION | NO-ESTIMATION | CAPACITY-FACTOR-V1
USA | United States of America | Stebbins |  | USA0057055 | 2 | 63.5210 | -162.2863 | Oil |  |  |  | 2014.0 | Alaska Village Elec Coop Inc | U.S. Energy Information Administration | http://www.eia.gov/electricity/data/browser/ | U.S. Energy Information Administration | 12705 | 2019 | 1.518 | 1.496 | 0.0 | 0.0 | 0.0 | 0.0 | 3.399 | U.S. Energy Information Administration |  |  |  |  | 1.17 | NO-ESTIMATION | NO-ESTIMATION | NO-ESTIMATION | NO-ESTIMATION | CAPACITY-FACTOR-V1
USA | United States of America | Savoonga |  | USA0057052 | 1.7 | 63.6953 | -170.4757 | Oil |  |  |  | 2011.235294117647 | Alaska Village Elec Coop Inc | U.S. Energy Information Administration | http://www.eia.gov/electricity/data/browser/ | U.S. Energy Information Administration | 12698 | 2019 | 1.821 | 1.901 | 0.0 | 0.0 | 0.0 | 0.0 | 2.274 | U.S. Energy Information Administration |  |  |  |  | 0.99 | SOLAR-V1-NO-AGE | SOLAR-V1-NO-AGE | SOLAR-V1-NO-AGE | SOLAR-V1-NO-AGE | SOLAR-V1-NO-AGE
USA | United States of America | Gambell |  | USA0057062 | 1.6 | 63.7771 | -171.7124 | Oil |  |  |  | 2006.0000000000002 | Alaska Village Elec Coop Inc | U.S. Energy Information Administration | http://www.eia.gov/electricity/data/browser/ | U.S. Energy Information Administration | 12671 | 2019 | 1.5190000000000001 | 1.5130000000000001 | 0.0 | 0.0 | 0.0 | 0.0 | 1.932 | U.S. Energy Information Administration |  |  |  |  | 0.93 | HYDRO-V1 | HYDRO-V1 | HYDRO-V1 | HYDRO-V1 | HYDRO-V1
USA | United States of America | Unalakleet |  | USA0006299 | 2 | 63.8768 | -160.7904 | Oil |  |  |  | 2010.5 | Unalakleet Valley Elec Coop | U.S. Energy Information Administration | http://www.eia.gov/electricity/data/browser/ | U.S. Energy Information Administration | 25763 | 2019 | 3.168 | 3.44 | 3.595 | 3.1990000000000003 | 3.35 | 3.298 | 3.166 | U.S. Energy Information Administration |  |  |  |  | 1.17 | NO-ESTIMATION | NO-ESTIMATION | NO-ESTIMATION | NO-ESTIMATION | CAPACITY-FACTOR-V1
USA | United States of America | Fort Greely Power Plant |  | USA0054834 | 7.4 | 63.9736 | -145.7166 | Oil |  |  |  | 1993.4594594594591 | Doyon Utilities - Fort Greely | U.S. Energy Information Administration | http://www.eia.gov/electricity/data/browser/ | U.S. Energy Information Administration | 46273 | 2019 | 0.1372 | 0.11956 | 0.10192000000000001 | 0.10779999999999999 | 0.05684 | 0.06958 | 0.06566 | U.S. Energy Information Administration |  |  |  |  | 4.33 | HYDRO-V1 | HYDRO-V1 | HYDRO-V1 | HYDRO-V1 | HYDRO-V1
USA | United States of America | Delta Power |  | USA0056325 | 23.1 | 64.0281 | -145.7194 | Oil |  |  |  | 1976.0000000000002 | Golden Valley Elec Assn Inc | U.S. Energy Information Administration | http://www.eia.gov/electricity/data/browser/ | U.S. Energy Information Administration |  | 2019 | -0.17 | -0.121 | -0.183 | 0.038 | 0.223 | -0.176 | -0.133 | U.S. Energy Information Administration |  |  |  |  | 13.53 | NO-ESTIMATION | NO-ESTIMATION | NO-ESTIMATION | NO-ESTIMATION | CAPACITY-FACTOR-V1
USA | United States of America | Snake River |  | USA0000090 | 19.2 | 64.5053 | -165.4298 | Oil | Wind |  |  | 2004.125 | Nome Joint Utility Systems | U.S. Energy Information Administration | http://www.eia.gov/electricity/data/browser/ | U.S. Energy Information Administration | 27991 | 2019 | 32.811 | 30.342000000000002 | 29.274 | 31.846999999999998 | 32.459 | 32.235 | 32.649 | U.S. Energy Information Administration |  |  |  |  | 11.25 | NO-ESTIMATION | NO-ESTIMATION | NO-ESTIMATION | NO-ESTIMATION | CAPACITY-FACTOR-V1
USA | United States of America | Elim |  | USA0057060 | 1.1 | 64.6166 | -162.2637 | Oil |  |  |  | 2010.2727272727273 | Alaska Village Elec Coop Inc | U.S. Energy Information Administration | http://www.eia.gov/electricity/data/browser/ | U.S. Energy Information Administration | 12670 | 2019 | 1.19 | 1.198 | 0.0 | 0.0 | 0.0 | 0.0 | 1.271 | U.S. Energy Information Administration |  |  |  |  | 0.64 | NO-ESTIMATION | NO-ESTIMATION | NO-ESTIMATION | NO-ESTIMATION | CAPACITY-FACTOR-V1
USA | United States of America | North Pole |  | USA0006285 | 181 | 64.7356 | -147.3481 | Oil |  |  |  | 1986.9447513812154 | Golden Valley Elec Assn Inc | U.S. Energy Information Administration | http://www.eia.gov/electricity/data/browser/ | U.S. Energy Information Administration | 21142 | 2019 | 390.64400000000006 | 313.855005 | 340.146997 | 417.65200400000003 | 447.76699999999994 | 369.249998 | 431.296 | U.S. Energy Information Administration |  |  |  |  | 106.08 | SOLAR-V1-NO-AGE | SOLAR-V1-NO-AGE | SOLAR-V1-NO-AGE | SOLAR-V1-NO-AGE | SOLAR-V1-NO-AGE
USA | United States of America | Galena Electric Utility |  | USA0007437 | 3.9 | 64.7442 | -156.8736 | Oil |  |  |  | 2006.435897435897 | Galena Electric Utility | U.S. Energy Information Administration | http://www.eia.gov/electricity/data/browser/ | U.S. Energy Information Administration | 20690 | 2019 | 5.683 | 5.697 | 5.449 | 5.39 | 5.543 | 5.55 | 5.886 | U.S. Energy Information Administration |  |  |  |  | 2.28 | NO-ESTIMATION | NO-ESTIMATION | NO-ESTIMATION | NO-ESTIMATION | CAPACITY-FACTOR-V1
USA | United States of America | Fairbanks |  | USA0006286 | 42.2 | 64.8542 | -147.7194 | Oil |  |  |  | 1971.3080568720377 | Golden Valley Elec Assn Inc | U.S. Energy Information Administration | http://www.eia.gov/electricity/data/browser/ | U.S. Energy Information Administration | 21136 | 2019 | 6.878 | 7.085 | 5.8420000000000005 | 7.133 | 6.66 | 3.927 | 7.685 | U.S. Energy Information Administration |  |  |  |  | 24.73 | SOLAR-V1-NO-AGE | SOLAR-V1-NO-AGE | SOLAR-V1-NO-AGE | SOLAR-V1-NO-AGE | SOLAR-V1-NO-AGE
USA | United States of America | Koyuk |  | USA0057059 | 1.1 | 64.9321 | -161.1671 | Oil |  |  |  | 2004.9999999999998 | Alaska Village Elec Coop Inc | U.S. Energy Information Administration | http://www.eia.gov/electricity/data/browser/ | U.S. Energy Information Administration | 12679 | 2019 | 1.302 | 1.245 | 0.0 | 0.0 | 0.0 | 0.0 | 1.249 | U.S. Energy Information Administration |  |  |  |  | 0.64 | HYDRO-V1 | HYDRO-V1 | HYDRO-V1 | HYDRO-V1 | HYDRO-V1
USA | United States of America | Brevig Mission |  | USA0060260 | 1 | 65.3317 | -166.4795 | Oil |  |  |  | 2013.2 | Alaska Village Elec Coop Inc | U.S. Energy Information Administration | http://www.eia.gov/electricity/data/browser/ | U.S. Energy Information Administration | 12666 | 2019 |  |  | 1.1 | 1.137 | 1.1480000000000001 | 1.162 | 1.188 | U.S. Energy Information Administration |  |  |  |  | 0.58 | NO-ESTIMATION | NO-ESTIMATION | NO-ESTIMATION | NO-ESTIMATION | SOLAR-V1
USA | United States of America | Shishmaref |  | USA0006345 | 1.5 | 66.2551 | -166.0736 | Oil |  |  |  | 1998.7333333333333 | Alaska Village Elec Coop Inc | U.S. Energy Information Administration | http://www.eia.gov/electricity/data/browser/ | U.S. Energy Information Administration | 12699 | 2019 | 1.631 | 1.625 | 1.625 | 1.6380000000000001 | 1.605 | 1.59 | 1.663 | U.S. Energy Information Administration |  |  |  |  | 0.87 | NO-ESTIMATION | NO-ESTIMATION | NO-ESTIMATION | SOLAR-V1 | SOLAR-V1
USA | United States of America | Gwitchyaa Zhee |  | USA0007174 | 2.8 | 66.5663 | -145.2531 | Oil |  |  |  | 2015.9285714285718 | Gwitchyaa Zhee Utility Co | U.S. Energy Information Administration | http://www.eia.gov/electricity/data/browser/ | U.S. Energy Information Administration | 21631 | 2019 | 2.658 | 2.279 | 2.439 | 2.5540000000000003 | 2.6 | 2.398 | 2.091 | U.S. Energy Information Administration |  |  |  |  | 1.64 | NO-ESTIMATION | NO-ESTIMATION | NO-ESTIMATION | SOLAR-V1 | SOLAR-V1
USA | United States of America | Selawik |  | USA0006341 | 1.7 | 66.6068 | -160.0148 | Oil |  |  |  | 2011.7647058823527 | Alaska Village Elec Coop Inc | U.S. Energy Information Administration | http://www.eia.gov/electricity/data/browser/ | U.S. Energy Information Administration | 12695 | 2019 | 2.829 | 2.567 | 2.646 | 2.8120000000000003 | 2.805 | 2.685 | 2.515 | U.S. Energy Information Administration |  |  |  |  | 0.99 | SOLAR-V1-NO-AGE | SOLAR-V1-NO-AGE | SOLAR-V1-NO-AGE | SOLAR-V1-NO-AGE | SOLAR-V1-NO-AGE
USA | United States of America | Noorvik |  | USA0006330 | 1.5 | 66.8345 | -161.0387 | Oil |  |  |  | 2006.9333333333332 | Alaska Village Elec Coop Inc | U.S. Energy Information Administration | http://www.eia.gov/electricity/data/browser/ | U.S. Energy Information Administration | 12691 | 2019 | 1.925 | 1.834 | 1.946 | 1.855 | 1.9140000000000001 | 1.972 | 1.948 | U.S. Energy Information Administration |  |  |  |  | 0.87 | NO-ESTIMATION | NO-ESTIMATION | NO-ESTIMATION | NO-ESTIMATION | CAPACITY-FACTOR-V1
USA | United States of America | Kotzebue Hybrid |  | USA0006304 | 17.5 | 66.8378 | -162.5569 | Oil | Wind | Storage |  | 2002.154285714286 | Kotzebue Electric Assn Inc | U.S. Energy Information Administration | http://www.eia.gov/electricity/data/browser/ | U.S. Energy Information Administration | 24270 | 2019 | 19.361 | 21.293999999999997 | 24.131 | 20.474 | 0.0 | 21.297 | 22.1499 | U.S. Energy Information Administration |  |  |  |  | 10.25 | NO-ESTIMATION | NO-ESTIMATION | NO-ESTIMATION | NO-ESTIMATION | CAPACITY-FACTOR-V1
USA | United States of America | Shungnak |  | USA0057063 | 1.2 | 66.8881 | -157.1402 | Oil |  |  |  | 1990.9999999999995 | Alaska Village Elec Coop Inc | U.S. Energy Information Administration | http://www.eia.gov/electricity/data/browser/ | U.S. Energy Information Administration | 12701 | 2019 | 1.737 | 1.583 | 0.0 | 0.0 | 0.0 | 0.0 | 1.574 | U.S. Energy Information Administration |  |  |  |  | 0.7 | NO-ESTIMATION | NO-ESTIMATION | NO-ESTIMATION | NO-ESTIMATION | CAPACITY-FACTOR-V1
USA | United States of America | Kiana |  | USA0006323 | 1.2 | 66.9739 | -160.4286 | Oil |  |  |  | 1999.9166666666667 | Alaska Village Elec Coop Inc | U.S. Energy Information Administration | http://www.eia.gov/electricity/data/browser/ | U.S. Energy Information Administration | 12678 | 2019 | 1.5250000000000001 | 1.52 | 1.583 | 1.545 | 1.579 | 1.6320000000000001 | 1.62 | U.S. Energy Information Administration |  |  |  |  | 0.7 | NO-ESTIMATION | NO-ESTIMATION | NO-ESTIMATION | NO-ESTIMATION | CAPACITY-FACTOR-V1
USA | United States of America | Ambler |  | USA0060243 | 1.1 | 67.0880 | -157.8567 | Oil |  |  |  | 1994.090909090909 | Alaska Village Elec Coop Inc | U.S. Energy Information Administration | http://www.eia.gov/electricity/data/browser/ | U.S. Energy Information Administration | 12664 | 2019 |  |  | 1.328 | 1.316 | 1.2790000000000001 | 1.206 | 1.176 | U.S. Energy Information Administration |  |  |  |  | 0.64 | NO-ESTIMATION | NO-ESTIMATION | NO-ESTIMATION | NO-ESTIMATION | CAPACITY-FACTOR-V1
USA | United States of America | Noatak |  | USA0057051 | 1.3 | 67.5709 | -162.9657 | Oil |  |  |  | 2009.3846153846152 | Alaska Village Elec Coop Inc | U.S. Energy Information Administration | http://www.eia.gov/electricity/data/browser/ | U.S. Energy Information Administration | 12692 | 2019 | 1.874 | 1.776 | 0.0 | 0.0 | 0.0 | 0.0 | 1.813 | U.S. Energy Information Administration |  |  |  |  | 0.76 | SOLAR-V1-NO-AGE | SOLAR-V1-NO-AGE | SOLAR-V1-NO-AGE | SOLAR-V1-NO-AGE | SOLAR-V1-NO-AGE
USA | United States of America | Kivalina |  | USA0057065 | 1.1 | 67.7266 | -164.5384 | Oil |  |  |  | 1993.0 | Alaska Village Elec Coop Inc | U.S. Energy Information Administration | http://www.eia.gov/electricity/data/browser/ | U.S. Energy Information Administration | 12681 | 2019 | 1.268 | 1.193 | 0.0 | 0.0 | 0.0 | 0.0 | 1.634 | U.S. Energy Information Administration |  |  |  |  | 0.64 | NO-ESTIMATION | NO-ESTIMATION | NO-ESTIMATION | NO-ESTIMATION | CAPACITY-FACTOR-V1
USA | United States of America | NSB Anaktuvuk Pass |  | USA0007487 | 2.7 | 68.1380 | -151.7410 | Oil |  |  |  | 2000.666666666667 | North Slope Borough Power & Light | U.S. Energy Information Administration | http://www.eia.gov/electricity/data/browser/ | U.S. Energy Information Administration | 28163 | 2019 | 4.0 | 3.964 | 3.811 | 3.855 | 3.907 | 3.8040000000000003 | 3.813 | U.S. Energy Information Administration |  |  |  |  | 1.58 | NO-ESTIMATION | NO-ESTIMATION | NO-ESTIMATION | NO-ESTIMATION | CAPACITY-FACTOR-V1
USA | United States of America | NSB Point Hope Utility |  | USA0007485 | 3.1 | 68.3484 | -166.7372 | Oil |  |  |  | 2004.9032258064515 | North Slope Borough Power & Light | U.S. Energy Information Administration | http://www.eia.gov/electricity/data/browser/ | U.S. Energy Information Administration | 28167 | 2019 | 6.346 | 5.759 | 4.332 | 6.549 | 6.54 | 6.5120000000000005 | 6.269 | U.S. Energy Information Administration |  |  |  |  | 1.81 | NO-ESTIMATION | NO-ESTIMATION | NO-ESTIMATION | NO-ESTIMATION | CAPACITY-FACTOR-V1
USA | United States of America | NSB Point Lay Utility |  | USA0007486 | 2.4 | 69.7408 | -163.0058 | Oil |  |  |  | 2013.0 | North Slope Borough Power & Light | U.S. Energy Information Administration | http://www.eia.gov/electricity/data/browser/ | U.S. Energy Information Administration | 28166 | 2019 | 3.517 | 3.5420000000000003 | 3.528 | 3.609 | 3.592 | 4.032 | 3.667 | U.S. Energy Information Administration |  |  |  |  | 1.4 | NO-ESTIMATION | NO-ESTIMATION | NO-ESTIMATION | NO-ESTIMATION | CAPACITY-FACTOR-V1
USA | United States of America | NSB Kaktovik Utility |  | USA0007483 | 2.6 | 70.1256 | -143.6190 | Oil |  |  |  | 2000.0 | North Slope Borough Power & Light | U.S. Energy Information Administration | http://www.eia.gov/electricity/data/browser/ | U.S. Energy Information Administration | 28164 | 2019 | 4.569 | 4.492 | 4.495 | 4.58 | 4.485 | 4.449 | 4.51 | U.S. Energy Information Administration |  |  |  |  | 1.52 | NO-ESTIMATION | NO-ESTIMATION | NO-ESTIMATION | NO-ESTIMATION | CAPACITY-FACTOR-V1
USA | United States of America | NSB Nuiqsut Utility |  | USA0007484 | 4.4 | 70.2206 | -150.9935 | Oil | Gas |  |  | 2004.181818181818 | North Slope Borough Power & Light | U.S. Energy Information Administration | http://www.eia.gov/electricity/data/browser/ | U.S. Energy Information Administration | 28165 | 2019 | 5.924 | 6.597999999999999 | 6.643 | 6.349 | 6.787 | 6.78 | 6.902 | U.S. Energy Information Administration |  |  |  |  | 2.57 | NO-ESTIMATION | NO-ESTIMATION | NO-ESTIMATION | NO-ESTIMATION | CAPACITY-FACTOR-V1
USA | United States of America | NSB Atqasuk Utility |  | USA0007482 | 3.2 | 70.4826 | -157.4252 | Oil |  |  |  | 1997.6875 | North Slope Borough Power & Light | U.S. Energy Information Administration | http://www.eia.gov/electricity/data/browser/ | U.S. Energy Information Administration | 28162 | 2019 | 3.379 | 3.373 | 3.271 | 2.859 | 2.838 | 2.965 | 2.782 | U.S. Energy Information Administration |  |  |  |  | 1.87 | NO-ESTIMATION | NO-ESTIMATION | NO-ESTIMATION | NO-ESTIMATION | CAPACITY-FACTOR-V1
USA | United States of America | NSB Wainwright Utility |  | USA0007488 | 3 | 70.6429 | -160.0205 | Oil |  |  |  | 1995.9333333333332 | North Slope Borough Power & Light | U.S. Energy Information Administration | http://www.eia.gov/electricity/data/browser/ | U.S. Energy Information Administration | 28168 | 2019 | 6.3420000000000005 | 6.357 | 6.812 | 6.796 | 6.891 | 6.947 | 6.962 | U.S. Energy Information Administration |  |  |  |  | 1.75 | HYDRO-V1 | HYDRO-V1 | HYDRO-V1 | HYDRO-V1 | HYDRO-V1
UZB | Uzbekistan | Fergana |  | WRI1000145 | 300 | 40.4490 | 71.7820 | Oil |  |  |  | 1956.0 | Uzbekenergo | Asian Development Bank | http://www.carecprogram.org/ru/uploads/docs/Projects/TA/TA4029-UZB-Volume-1-Sections-I-III.pdf | GEODB | 1056030 | [13 empty] | 121.55 | HYDRO-V1 | HYDRO-V1 | HYDRO-V1 | HYDRO-V1 | HYDRO-V1
VNM | Vietnam | Can Tho |  | WRI1030733 | 185 | 10.1000 | 105.7200 | Oil |  |  |  |  | Vietnam Electricity (EVN) | Vietnam Electricity Annual Report | http://www.evn.com.vn/userfile/files/2017/3/AnnualReport2016.pdf | WRI | 1025672 | [13 empty] | 79.88 | HYDRO-V1 | HYDRO-V1 | HYDRO-V1 | HYDRO-V1 | HYDRO-V1
VNM | Vietnam | Bourbon |  | WRI1030743 | 24 | 10.6130 | 106.4900 | Oil | [5 empty] | Vietnam Electricity Annual Report | http://www.evn.com.vn/userfile/files/2017/3/AnnualReport2016.pdf | WRI | [14 empty] | 10.36 | NO-ESTIMATION | NO-ESTIMATION | NO-ESTIMATION | NO-ESTIMATION | CAPACITY-FACTOR-V1
VNM | Vietnam | Hiep Phuoc |  | WRI1030744 | 375 | 10.6420 | 106.7500 | Oil | [5 empty] | Vietnam Electricity Annual Report | http://www.evn.com.vn/userfile/files/2017/3/AnnualReport2016.pdf | WRI | 1011933 | [13 empty] | 161.91 | NO-ESTIMATION | NO-ESTIMATION | NO-ESTIMATION | NO-ESTIMATION | CAPACITY-FACTOR-V1
VNM | Vietnam | Thu Duc |  | WRI1030747 | 279 | 10.8284 | 106.7600 | Oil |  |  |  |  | Vietnam Electricity (EVN) | Vietnam Electricity Annual Report | http://www.evn.com.vn/userfile/files/2017/3/AnnualReport2016.pdf | WRI | 1025682 | [13 empty] | 120.46 | NO-ESTIMATION | NO-ESTIMATION | NO-ESTIMATION | NO-ESTIMATION | CAPACITY-FACTOR-V1
VNM | Vietnam | Amata |  | WRI1030748 | 13 | 10.9471 | 106.9000 | Oil | [5 empty] | Vietnam Electricity Annual Report | http://www.evn.com.vn/userfile/files/2017/3/AnnualReport2016.pdf | WRI | 1010098 | [13 empty] | 5.61 | NO-ESTIMATION | NO-ESTIMATION | NO-ESTIMATION | NO-ESTIMATION | CAPACITY-FACTOR-V1
VNM | Vietnam | Cai Lan |  | WRI1030763 | 39 | 20.9861 | 107.0300 | Oil | [5 empty] | Vietnam Electricity Annual Report | http://www.evn.com.vn/userfile/files/2017/3/AnnualReport2016.pdf | WRI | 1072605 | [13 empty] | 16.83 | NO-ESTIMATION | NO-ESTIMATION | NO-ESTIMATION | NO-ESTIMATION | CAPACITY-FACTOR-V1
YEM | Yemen | Khormaksar |  | WRI1022446 | 30 | 12.8155 | 45.0279 | Oil |  |  |  | 1974.0 | Public Electricity Corporation | Ministry of Electricity and Energy of Yemen | https://web.archive.org/web/20150318014800/http://www.pec.com.ye/ | Industry About | 1026271 | [13 empty] | 64.39 | NO-ESTIMATION | NO-ESTIMATION | NO-ESTIMATION | NO-ESTIMATION | CAPACITY-FACTOR-V1
YEM | Yemen | Al Hiswa |  | WRI1022444 | 125 | 12.8271 | 44.9227 | Oil |  |  |  | 1986.0 | Public Electricity Corporation | Ministry of Electricity and Energy of Yemen | https://web.archive.org/web/20150318014800/http://www.pec.com.ye/ | Industry About | 1026264 | [13 empty] | 268.32 | NO-ESTIMATION | NO-ESTIMATION | NO-ESTIMATION | NO-ESTIMATION | CAPACITY-FACTOR-V1
YEM | Yemen | Al Mansoura |  | WRI1022443 | 139 | 12.8536 | 44.9752 | Oil |  |  |  |  | Public Electricity Corporation | Ministry of Electricity and Energy of Yemen | https://web.archive.org/web/20150318014800/http://www.pec.com.ye/ | Industry About | 1026265 | [13 empty] | 298.37 | NO-ESTIMATION | NO-ESTIMATION | NO-ESTIMATION | NO-ESTIMATION | CAPACITY-FACTOR-V1
YEM | Yemen | Al Mukha |  | WRI1022441 | 160 | 13.3609 | 43.2517 | Oil |  |  |  | 1985.0 | Public Electricity Corporation | Ministry of Electricity and Energy of Yemen | https://web.archive.org/web/20150318014800/http://www.pec.com.ye/ | Industry About | 1057244 | [13 empty] | 343.45 | NO-ESTIMATION | NO-ESTIMATION | NO-ESTIMATION | NO-ESTIMATION | CAPACITY-FACTOR-V1
YEM | Yemen | Ras Kanatib |  | WRI1022442 | 150 | 14.9893 | 42.9113 | Oil |  |  |  | 1981.0 | Public Electricity Corporation | Ministry of Electricity and Energy of Yemen | https://web.archive.org/web/20150318014800/http://www.pec.com.ye/ | Industry About | 1026289 | [13 empty] | 321.98 | NO-ESTIMATION | NO-ESTIMATION | NO-ESTIMATION | NO-ESTIMATION | CAPACITY-FACTOR-V1
YEM | Yemen | Dhaban |  | WRI1022445 | 41 | 15.4306 | 44.1863 | Oil |  |  |  | 1980.0 | Public Electricity Corporation | Ministry of Electricity and Energy of Yemen | https://web.archive.org/web/20150318014800/http://www.pec.com.ye/ | Industry About | 1026269 | [13 empty] | 88 | HYDRO-V1 | HYDRO-V1 | HYDRO-V1 | HYDRO-V1 | HYDRO-V1
ZAF | South Africa | Ankerlig |  | WRI1000116 | 1327 | -33.5920 | 18.4607 | Oil |  |  |  | 2007.0 | Eskom | Eskom | http://www.eskom.co.za/Whatweredoing/ElectricityGeneration/PowerStations/Pages/Ankerlig.aspx | WRI | 1063471 | [13 empty] | 63.91 | NO-ESTIMATION | NO-ESTIMATION | NO-ESTIMATION | NO-ESTIMATION | CAPACITY-FACTOR-V1
ZAF | South Africa | Gourikwa |  | WRI1000122 | 740 | -34.1653 | 21.9608 | Oil |  |  |  | 2007.0 | Eskom | Eskom | http://www.eskom.co.za/OurCompany/PhotoGallery/Pages/Eskom_Power_Stations.aspx | WRI | 1063472 | [13 empty] | 35.63 | NO-ESTIMATION | NO-ESTIMATION | NO-ESTIMATION | NO-ESTIMATION | CAPACITY-FACTOR-V1
ZMB | Zambia | Luano |  | WRI1022388 | 40 | -11.5667 | 24.1333 | Oil |  |  |  |  | ZESCO | Energy Regulation Board of Zambia | http://www.erb.org.zm/reports/EnergySectorReport2014.pdf | Power Africa | 1013304 | [13 empty] | 147.03 | NO-ESTIMATION | NO-ESTIMATION | NO-ESTIMATION | NO-ESTIMATION | CAPACITY-FACTOR-V1
ZMB | Zambia | Bancroft Copperbelt |  | WRI1022387 | 20 | -12.3786 | 27.8317 | Oil |  |  |  |  | ZESCO | Energy Regulation Board of Zambia | http://www.erb.org.zm/reports/EnergySectorReport2014.pdf | Power Africa | 1013303 | [13 empty] | 73.51 | NO-ESTIMATION | NO-ESTIMATION | NO-ESTIMATION | NO-ESTIMATION | CAPACITY-FACTOR-V1
ZMB | Zambia | Mufulira Nchanga |  | WRI1022390 | 10 | -12.5500 | 28.2333 | Oil |  |  |  |  | ZESCO | Energy Regulation Board of Zambia | http://www.erb.org.zm/reports/EnergySectorReport2014.pdf | Power Africa | 1023713 | [13 empty] | 36.75 | NO-ESTIMATION | NO-ESTIMATION | NO-ESTIMATION | NO-ESTIMATION | CAPACITY-FACTOR-V1
ZMB | Zambia | Nkana |  | WRI1022384 | 20 | -12.8167 | 28.2000 | Oil |  |  |  |  | ZESCO | Energy Regulation Board of Zambia | http://www.erb.org.zm/reports/EnergySectorReport2014.pdf | Power Africa | 1043097 | [13 empty] | 73.51 | NO-ESTIMATION | NO-ESTIMATION | NO-ESTIMATION | NO-ESTIMATION | CAPACITY-FACTOR-V1
ZMB | Zambia | Ndola |  | WRI1022386 | 50 | -12.9667 | 28.6333 | Oil |  |  |  |  | ZESCO | Energy Regulation Board of Zambia | http://www.erb.org.zm/reports/EnergySectorReport2014.pdf | Power Africa | 1089529 | [13 empty] | 183.79 | NO-ESTIMATION | NO-ESTIMATION | NO-ESTIMATION | NO-ESTIMATION | SOLAR-V1
ZMB | Zambia | Luanshya Nchanga |  | WRI1022389 | 14.6 | -13.1333 | 28.4000 | Oil |  |  |  |  | ZESCO | Energy Regulation Board of Zambia | http://www.erb.org.zm/reports/EnergySectorReport2014.pdf | Power Africa | 1023712 | [13 empty] | 53.66 | NO-ESTIMATION | NO-ESTIMATION | NO-ESTIMATION | NO-ESTIMATION | CAPACITY-FACTOR-V1
ZMB | Zambia | Lusaka |  | WRI1022385 | 15 | -15.4330 | 28.3330 | Oil |  |  |  |  | ZESCO | Energy Regulation Board of Zambia | http://www.erb.org.zm/reports/EnergySectorReport2014.pdf | Power Africa | [14 empty] | 55.13 | NO-ESTIMATION | NO-ESTIMATION | NO-ESTIMATION | NO-ESTIMATION | CAPACITY-FACTOR-V1
ARG | Argentina | EMBALSE |  | ARG0000112 | 648 | -32.2316 | -64.4422 | Nuclear |  |  |  | 1984.0 | NASA | Ministerio de EnergÃ­a y MinerÃ­a | http://energia3.mecon.gov.ar/contenidos/archivos/Reorganizacion/informacion_del_mercado/publicaciones/mercado_electrico/estadisticosectorelectrico/2015/A1.POT_GEN_COMB_POR_CENTRAL_2015.xlsx | Ministerio de EnergÃ­a y MinerÃ­a | 1013181 | 2015 | [12 empty] | 2283.62 | NO-ESTIMATION | NO-ESTIMATION | NO-ESTIMATION | NO-ESTIMATION | CAPACITY-FACTOR-V1
ARG | Argentina | ATUCHA I |  | ARG0000029 | 370 | -33.9670 | -59.2059 | Nuclear |  |  |  | 1974.0 | NASA | Ministerio de EnergÃ­a y MinerÃ­a | http://energia3.mecon.gov.ar/contenidos/archivos/Reorganizacion/informacion_del_mercado/publicaciones/mercado_electrico/estadisticosectorelectrico/2015/A1.POT_GEN_COMB_POR_CENTRAL_2015.xlsx | Ministerio de EnergÃ­a y MinerÃ­a | 1013180 | 2015 | [12 empty] | 1303.91 | NO-ESTIMATION | NO-ESTIMATION | NO-ESTIMATION | NO-ESTIMATION | CAPACITY-FACTOR-V1
ARG | Argentina | ATUCHA II |  | ARG0000030 | 745 | -33.9674 | -59.2045 | Nuclear |  |  |  | 2014.0 | NASA | Ministerio de EnergÃ­a y MinerÃ­a | http://energia3.mecon.gov.ar/contenidos/archivos/Reorganizacion/informacion_del_mercado/publicaciones/mercado_electrico/estadisticosectorelectrico/2015/A1.POT_GEN_COMB_POR_CENTRAL_2015.xlsx | Ministerio de EnergÃ­a y MinerÃ­a | 1101851 | 2015 | [12 empty] | 2625.45 | NO-ESTIMATION | NO-ESTIMATION | NO-ESTIMATION | NO-ESTIMATION | CAPACITY-FACTOR-V1
ARM | Armenia | Armenian-2 |  | WRI1019028 | 375 | 40.1805 | 44.1498 | Nuclear |  |  |  | 1980.0 | Armenian Nuclear Power Company | IAEA | https://www.iaea.org/PRIS/CountryStatistics/ReactorDetails.aspx?current=2 | GEODB | 1010334 | [13 empty] | 2411.04 | NO-ESTIMATION | NO-ESTIMATION | NO-ESTIMATION | NO-ESTIMATION | CAPACITY-FACTOR-V1
BEL | Belgium | TIHANGE 1N |  | WRI1002275 | 962 | 50.5342 | 5.2751 | Nuclear |  |  |  | 1975.0 |  | ELIA Belgian Grid Operator | http://publications.elia.be/upload/ProductionParkOverview.html?TS=20120416193815 | GEODB | 1014440 |  |  |  | 3035.773 | 1344.215 | 1775.314 |  |  | JRC-PPDB-OPEN |  |  |  |  | 6679.11 | NO-ESTIMATION | NO-ESTIMATION | NO-ESTIMATION | NO-ESTIMATION | CAPACITY-FACTOR-V1
BEL | Belgium | TIHANGE 3 |  | WRI1002277 | 2053.8 | 50.5342 | 5.2751 | Nuclear |  |  |  | 1985.0 |  | ELIA Belgian Grid Operator | http://publications.elia.be/upload/ProductionParkOverview.html?TS=20120416193815 | GEODB | 1014440 |  |  |  |  | 17406.991 | 17895.761 |  |  | JRC-PPDB-OPEN |  |  |  |  | 14259.42 | NO-ESTIMATION | NO-ESTIMATION | NO-ESTIMATION | NO-ESTIMATION | CAPACITY-FACTOR-V1
BEL | Belgium | DOEL 4 |  | WRI1002223 | 2910 | 51.3254 | 4.2597 | Nuclear |  |  |  | 1985.0 |  | ELIA Belgian Grid Operator | http://publications.elia.be/upload/ProductionParkOverview.html?TS=20120416193815 | GEODB | 1014413 |  |  |  | 11719.536 | 22325.129 | 20680.324 |  |  | JRC-PPDB-OPEN |  |  |  |  | 20203.97 | NO-ESTIMATION | NO-ESTIMATION | NO-ESTIMATION | NO-ESTIMATION | CAPACITY-FACTOR-V1
BGR | Bulgaria | KOZLODUY |  | WRI1008053 | 2000 | 43.7438 | 23.7723 | Nuclear | [5 empty] | ENTSOE | https://transparency.entsoe.eu/generation/r2/installedCapacityPerProductionUnit/show | WRI | 1023679 |  |  |  | 15380.788 |  |  |  |  | JRC-PPDB-OPEN |  |  |  |  | 15544.99 | NO-ESTIMATION | NO-ESTIMATION | NO-ESTIMATION | NO-ESTIMATION | CAPACITY-FACTOR-V1
BRA | Brazil | Almirante Ãlvaro Alberto - Unidade II (Antiga Angra II) |  | BRA0000101 | 1350 | -23.0072 | -44.4588 | Nuclear |  |  |  | 2000 |  | AgÃªncia Nacional de Energia ElÃ©trica (Brazil) | http://www2.aneel.gov.br/aplicacoes/capacidadebrasil/capacidadebrasil.cfm | AgÃªncia Nacional de Energia ElÃ©trica (Brazil) |  | 2017 | [12 empty] | 10304.38 | NO-ESTIMATION | NO-ESTIMATION | NO-ESTIMATION | NO-ESTIMATION | CAPACITY-FACTOR-V1
BRA | Brazil | Almirante Ãlvaro Alberto - Unidade I (Antiga Angra I) |  | BRA0000100 | 640 | -23.0087 | -44.4574 | Nuclear |  |  |  | 1985 |  | AgÃªncia Nacional de Energia ElÃ©trica (Brazil) | http://www2.aneel.gov.br/aplicacoes/capacidadebrasil/capacidadebrasil.cfm | AgÃªncia Nacional de Energia ElÃ©trica (Brazil) |  | 2017 | [12 empty] | 4885.04 | HYDRO-V1 | HYDRO-V1 | HYDRO-V1 | HYDRO-V1 | HYDRO-V1
CAN | Canada | Pickering B |  | CAN0002074 | 2160 | 43.8096 | -79.0639 | Nuclear | [5 empty] | Natural Resources Canada | http://ftp.maps.canada.ca/pub/nacei_cnaie/energy_infrastructure/PowerPlantsAllGE100MW_NorthAmerica_201708.xlsx | Natural Resources Canada | 64093 | 2017 | [12 empty] | 15042.49 | HYDRO-V1 | HYDRO-V1 | HYDRO-V1 | HYDRO-V1 | HYDRO-V1
CAN | Canada | Pickering A |  | CAN0002073 | 1084 | 43.8107 | -79.0689 | Nuclear | [5 empty] | Natural Resources Canada | http://ftp.maps.canada.ca/pub/nacei_cnaie/energy_infrastructure/PowerPlantsAllGE100MW_NorthAmerica_201708.xlsx | Natural Resources Canada | 29018 | 2017 | [12 empty] | 7549.1 | HYDRO-V1 | HYDRO-V1 | HYDRO-V1 | HYDRO-V1 | HYDRO-V1
CAN | Canada | Darlington |  | CAN0002043 | 3740 | 43.8697 | -78.7239 | Nuclear | [5 empty] | Natural Resources Canada | http://ftp.maps.canada.ca/pub/nacei_cnaie/energy_infrastructure/PowerPlantsAllGE100MW_NorthAmerica_201708.xlsx | Natural Resources Canada | 28977 | 2017 | [12 empty] | 26045.79 | NO-ESTIMATION | NO-ESTIMATION | NO-ESTIMATION | NO-ESTIMATION | CAPACITY-FACTOR-V1
CAN | Canada | Bruce B |  | CAN0002031 | 3390 | 44.3190 | -81.6027 | Nuclear |  |  |  |  | Bruce Power LP | Natural Resources Canada | http://ftp.maps.canada.ca/pub/nacei_cnaie/energy_infrastructure/PowerPlantsAllGE100MW_NorthAmerica_201708.xlsx | Natural Resources Canada | 28966 | 2017 | [12 empty] | 23608.35 | NO-ESTIMATION | NO-ESTIMATION | NO-ESTIMATION | NO-ESTIMATION | CAPACITY-FACTOR-V1
CAN | Canada | Bruce A |  | CAN0002030 | 3220 | 44.3391 | -81.5747 | Nuclear |  |  |  |  | Bruce Power LP | Natural Resources Canada | http://ftp.maps.canada.ca/pub/nacei_cnaie/energy_infrastructure/PowerPlantsAllGE100MW_NorthAmerica_201708.xlsx | Natural Resources Canada |  | 2017 | [12 empty] | 22424.45 | NO-ESTIMATION | NO-ESTIMATION | NO-ESTIMATION | NO-ESTIMATION | CAPACITY-FACTOR-V1
CAN | Canada | Point Lepreau |  | CAN0002076 | 660 | 45.0686 | -66.4543 | Nuclear | [5 empty] | Natural Resources Canada | http://ftp.maps.canada.ca/pub/nacei_cnaie/energy_infrastructure/PowerPlantsAllGE100MW_NorthAmerica_201708.xlsx | Natural Resources Canada | 27406 | 2017 | [12 empty] | 4596.31 | NO-ESTIMATION | NO-ESTIMATION | NO-ESTIMATION | NO-ESTIMATION | CAPACITY-FACTOR-V1
CHE | Switzerland | Kernkraftwerk MÃ¼hleberg |  | WRI1004274 | 390 | 46.9689 | 7.2684 | Nuclear |  |  |  | 1972.0 | BWK FMB Energie AG | Swiss Federal Office of Energy | http://api3.geo.admin.ch/rest/services/api/MapServer/ch.bfe.kernkraftwerke/1/extendedHtmlPopup?lang=en | WRI | [14 empty] | 2620.92 | NO-ESTIMATION | NO-ESTIMATION | NO-ESTIMATION | NO-ESTIMATION | CAPACITY-FACTOR-V1
CHE | Switzerland | Kernkraftwerk GÃ¶sgen |  | WRI1004272 | 1035 | 47.3656 | 7.9680 | Nuclear |  |  |  | 1979.0 | Kernkraftwerk GÃ¶sgen-DÃ¤niken AG | Swiss Federal Office of Energy | http://api3.geo.admin.ch/rest/services/api/MapServer/ch.bfe.kernkraftwerke/2/extendedHtmlPopup?lang=en | WRI | [14 empty] | 6955.52 | NO-ESTIMATION | NO-ESTIMATION | NO-ESTIMATION | NO-ESTIMATION | CAPACITY-FACTOR-V1
CHE | Switzerland | Kernkraftwerk Beznau |  | WRI1004271 | 760 | 47.5520 | 8.2281 | Nuclear |  |  |  |  | Axpo AG | Swiss Federal Office of Energy | http://api3.geo.admin.ch/rest/services/api/MapServer/ch.bfe.kernkraftwerke/3/extendedHtmlPopup?lang=en | GEODB | 1024252 | [13 empty] | 5107.44 | NO-ESTIMATION | NO-ESTIMATION | NO-ESTIMATION | NO-ESTIMATION | CAPACITY-FACTOR-V1
CHE | Switzerland | Kernkraftwerk Leibstadt |  | WRI1004273 | 1245 | 47.6012 | 8.1845 | Nuclear |  |  |  | 1984.0 | Kernkraftwerk leibstadt AG | Swiss Federal Office of Energy | http://api3.geo.admin.ch/rest/services/api/MapServer/ch.bfe.kernkraftwerke/4/extendedHtmlPopup?lang=en | GEODB | 1020799 | [13 empty] | 8366.79 | NO-ESTIMATION | NO-ESTIMATION | NO-ESTIMATION | NO-ESTIMATION | CAPACITY-FACTOR-V1
CHN | China | Changjiang |  | WRI1061017 | 1220 | 19.4600 | 108.9000 | Nuclear | [5 empty] | IAEA | https://www.iaea.org/PRIS/CountryStatistics/CountryDetails.aspx?current=CN |  | 1074148 | [13 empty] | 9006.76 | NO-ESTIMATION | NO-ESTIMATION | NO-ESTIMATION | NO-ESTIMATION | CAPACITY-FACTOR-V1
CHN | China | Fangchenggang |  | WRI1061019 | 2000 | 21.6700 | 108.5600 | Nuclear | [5 empty] | IAEA | https://www.iaea.org/PRIS/CountryStatistics/CountryDetails.aspx?current=CN |  | 1069436 | [13 empty] | 14765.19 | NO-ESTIMATION | NO-ESTIMATION | NO-ESTIMATION | NO-ESTIMATION | CAPACITY-FACTOR-V1
CHN | China | Yangjiang |  | WRI1061027 | 4000 | 21.7100 | 112.2600 | Nuclear | [5 empty] | IAEA | https://www.iaea.org/PRIS/CountryStatistics/CountryDetails.aspx?current=CN |  | 1017829 | [13 empty] | 29530.38 | NO-ESTIMATION | NO-ESTIMATION | NO-ESTIMATION | NO-ESTIMATION | CAPACITY-FACTOR-V1
CHN | China | Daya Bay |  | WRI1061018 | 1888 | 22.6000 | 114.5400 | Nuclear | [5 empty] | IAEA | https://www.iaea.org/PRIS/CountryStatistics/CountryDetails.aspx?current=CN |  | 1017830 | [13 empty] | 13938.34 | NO-ESTIMATION | NO-ESTIMATION | NO-ESTIMATION | NO-ESTIMATION | CAPACITY-FACTOR-V1
CHN | China | Ling Ao |  | WRI1061023 | 3914 | 22.6000 | 114.5500 | Nuclear | [5 empty] | IAEA | https://www.iaea.org/PRIS/CountryStatistics/CountryDetails.aspx?current=CN | CARMA | 1058183 | [13 empty] | 28895.48 | NO-ESTIMATION | NO-ESTIMATION | NO-ESTIMATION | NO-ESTIMATION | CAPACITY-FACTOR-V1
CHN | China | Fuqing |  | WRI1061021 | 4000 | 25.4426 | 119.4440 | Nuclear | [5 empty] | IAEA | https://www.iaea.org/PRIS/CountryStatistics/CountryDetails.aspx?current=CN |  | 1065467 | [13 empty] | 29530.38 | NO-ESTIMATION | NO-ESTIMATION | NO-ESTIMATION | NO-ESTIMATION | CAPACITY-FACTOR-V1
CHN | China | Ningde |  | WRI1061024 | 4072 | 27.0446 | 120.2855 | Nuclear | [5 empty] | IAEA | https://www.iaea.org/PRIS/CountryStatistics/CountryDetails.aspx?current=CN |  | 1069414 | [13 empty] | 30061.93 | NO-ESTIMATION | NO-ESTIMATION | NO-ESTIMATION | NO-ESTIMATION | CAPACITY-FACTOR-V1
CHN | China | Qinshan 2 |  | WRI1061025 | 4101 | 30.4330 | 120.9501 | Nuclear | [5 empty] | IAEA | https://www.iaea.org/PRIS/CountryStatistics/CountryDetails.aspx?current=CN |  | 1012204 | [13 empty] | 30276.02 | HYDRO-V1 | HYDRO-V1 | HYDRO-V1 | HYDRO-V1 | HYDRO-V1
CHN | China | Fangjiashan |  | WRI1061020 | 2024 | 30.4400 | 120.9400 | Nuclear | [5 empty] | IAEA | https://www.iaea.org/PRIS/CountryStatistics/CountryDetails.aspx?current=CN |  | 1071053 | [13 empty] | 14942.37 | NO-ESTIMATION | NO-ESTIMATION | NO-ESTIMATION | NO-ESTIMATION | CAPACITY-FACTOR-V1
CHN | China | Tianwan |  | WRI1061026 | 1980 | 34.6900 | 119.4600 | Nuclear | [5 empty] | IAEA | https://www.iaea.org/PRIS/CountryStatistics/CountryDetails.aspx?current=CN |  | 1012202 | [13 empty] | 14617.54 | HYDRO-V1 | HYDRO-V1 | HYDRO-V1 | HYDRO-V1 | HYDRO-V1
CHN | China | CEFR |  | WRI1061016 | 20 | 39.7400 | 116.0300 | Nuclear | [5 empty] | IAEA | https://www.iaea.org/PRIS/CountryStatistics/CountryDetails.aspx?current=CN | [15 empty] | 147.65 | HYDRO-V1 | HYDRO-V1 | HYDRO-V1 | HYDRO-V1 | HYDRO-V1
CHN | China | Hongyanhe |  | WRI1061022 | 4183 | 39.8000 | 121.4800 | Nuclear | [5 empty] | IAEA | https://www.iaea.org/PRIS/CountryStatistics/CountryDetails.aspx?current=CN |  | 1062642 | [13 empty] | 30881.4 | NO-ESTIMATION | NO-ESTIMATION | NO-ESTIMATION | NO-ESTIMATION | CAPACITY-FACTOR-V1
CZE | Czech Republic | Dukonavy |  | WRI1019175 | 2040 | 49.0852 | 16.1479 | Nuclear |  |  |  |  | CEZ Group | CEZ Group | https://www.cez.cz/en/power-plants-and-environment/nuclear-power-plants/dukovany.html | WRI |  |  |  |  | 11812.082 | 11178.383 | 11123.564 |  |  | JRC-PPDB-OPEN |  |  |  |  | 14225.78 | NO-ESTIMATION | NO-ESTIMATION | NO-ESTIMATION | NO-ESTIMATION | CAPACITY-FACTOR-V1
CZE | Czech Republic | TemelÃ­n |  | WRI1019174 | 2133 | 49.1796 | 14.3795 | Nuclear |  |  |  | 2002.0 | CEZ Group | CEZ Group | https://www.cez.cz/en/power-plants-and-environment/nuclear-power-plants/temelin.html | WRI | 1012060 |  |  |  | 13513.509 | 11056.918 | 15655.058 |  |  | JRC-PPDB-OPEN |  |  |  |  | 14874.31 | NO-ESTIMATION | NO-ESTIMATION | NO-ESTIMATION | NO-ESTIMATION | CAPACITY-FACTOR-V1
DEU | Germany | Kernkraft Gundremmingen |  | WRI1005856 | 2572 | 48.5150 | 10.4016 | Nuclear |  |  |  | 1984.0 | Kernkraftwerk Gundremmingen GmbH (KGG) | Open Power System Data | http://data.open-power-system-data.org/ | Open Power System Data | 1020803 |  |  |  | 19972.048 | 18427.924 |  |  |  | JRC-PPDB-OPEN |  |  |  |  | 17284.96 | NO-ESTIMATION | NO-ESTIMATION | NO-ESTIMATION | NO-ESTIMATION | CAPACITY-FACTOR-V1
DEU | Germany | ISAR-2 |  | WRI1005849 | 1485 | 48.6049 | 12.2936 | Nuclear |  |  |  | 1988.0 |  | IAEA | https://www.iaea.org/PRIS/CountryStatistics/CountryStatisticsLandingPage.aspx | GEODB | 1020796 |  |  |  | 10394.236 | 11336.048 | 10901.416 |  |  | JRC-PPDB-OPEN |  |  |  |  | 9979.84 | NO-ESTIMATION | NO-ESTIMATION | NO-ESTIMATION | NO-ESTIMATION | CAPACITY-FACTOR-V1
DEU | Germany | NECKARWESTHEIM-2 |  | WRI1005974 | 1400 | 49.0408 | 9.1759 | Nuclear |  |  |  | 1989.0 |  | IAEA | https://www.iaea.org/PRIS/CountryStatistics/CountryStatisticsLandingPage.aspx | GEODB | [5 empty] | 10205.1 |  |  |  | IAEA |  |  |  |  | 9408.61 | NO-ESTIMATION | NO-ESTIMATION | NO-ESTIMATION | NO-ESTIMATION | CAPACITY-FACTOR-V1
DEU | Germany | PHILIPPSBURG-2 |  | WRI1006001 | 1468 | 49.2529 | 8.4364 | Nuclear |  |  |  | 1984.0 |  | IAEA | https://www.iaea.org/PRIS/CountryStatistics/CountryStatisticsLandingPage.aspx | GEODB | 1020800 |  |  |  | 10372.282 | 9701.603 | 7387.201 |  |  | JRC-PPDB-OPEN |  |  |  |  | 9865.6 | NO-ESTIMATION | NO-ESTIMATION | NO-ESTIMATION | NO-ESTIMATION | CAPACITY-FACTOR-V1
DEU | Germany | Grohnde |  | WRI1005703 | 1360 | 52.0356 | 9.4135 | Nuclear |  |  |  | 1985.0 | E.ON Kernkraft GmbH | Open Power System Data | http://data.open-power-system-data.org/ | Open Power System Data | 1017668 |  |  |  | 9755.002 | 8416.703 | 9133.248 |  |  | JRC-PPDB-OPEN |  |  |  |  | 9139.79 | NO-ESTIMATION | NO-ESTIMATION | NO-ESTIMATION | NO-ESTIMATION | CAPACITY-FACTOR-V1
DEU | Germany | EMSLAND |  | WRI1005659 | 1406 | 52.4716 | 7.3204 | Nuclear |  |  |  | 1988.0 |  | IAEA | https://www.iaea.org/PRIS/CountryStatistics/CountryStatisticsLandingPage.aspx | GEODB |  |  |  |  | 10285.976 | 10538.748 | 10752.041 |  |  | JRC-PPDB-OPEN |  |  |  |  | 9448.93 | HYDRO-V1 | HYDRO-V1 | HYDRO-V1 | HYDRO-V1 | HYDRO-V1
DEU | Germany | BROKDORF |  | WRI1005621 | 1480 | 53.8506 | 9.3450 | Nuclear |  |  |  | 1986.0 |  | IAEA | https://www.iaea.org/PRIS/CountryStatistics/CountryStatisticsLandingPage.aspx | GEODB | 1020793 |  |  |  | 10516.481 | 10939.383 | 5480.324 |  |  | JRC-PPDB-OPEN |  |  |  |  | 9946.24 | HYDRO-V1 | HYDRO-V1 | HYDRO-V1 | HYDRO-V1 | HYDRO-V1
ESP | Spain | CN COFRENTES |  | WRI1006359 | 1063.94 | 39.2134 | -1.0509 | Nuclear |  |  |  | 1985.0 | IBERDROLA GENERACION NUCLEAR S.A.U. | Red ElÃ©ctrica de EspaÃ±a | http://www.ree.es/en/statistical-data-of-spanish-electrical-system/annual-report/preliminary-report-spanish-electricity-system-2015 | GEODB | 1019116 |  |  |  | 7404.213 | 9152.878 | 7050.111 |  |  | JRC-PPDB-OPEN |  |  |  |  | 8499.89 | HYDRO-V1 | HYDRO-V1 | HYDRO-V1 | HYDRO-V1 | HYDRO-V1
ESP | Spain | CN ALMARAZ 1 |  | WRI1006358 | 2016.9 | 39.8070 | -5.6986 | Nuclear |  |  |  | 1984.0 | IBERDROLA GENERACION S.A. | Red ElÃ©ctrica de EspaÃ±a | http://www.ree.es/en/statistical-data-of-spanish-electrical-system/annual-report/preliminary-report-spanish-electricity-system-2015 | GEODB | 1011920 |  |  |  | 16026.973 | 15053.359 | 16343.997 |  |  | JRC-PPDB-OPEN |  |  |  |  | 16113.15 | NO-ESTIMATION | NO-ESTIMATION | NO-ESTIMATION | NO-ESTIMATION | CAPACITY-FACTOR-V1
ESP | Spain | TRILLO |  | WRI1007993 | 1003.41 | 40.7016 | -2.6227 | Nuclear |  |  |  | 1988.0 | IBERDROLA GENERACION S.A. | Red ElÃ©ctrica de EspaÃ±a | http://www.ree.es/en/statistical-data-of-spanish-electrical-system/annual-report/preliminary-report-spanish-electricity-system-2015 | GEODB | 1011922 |  |  |  | 7902.91 | 7979.67 | 7982.665 |  |  | JRC-PPDB-OPEN |  |  |  |  | 8016.31 | NO-ESTIMATION | NO-ESTIMATION | NO-ESTIMATION | NO-ESTIMATION | CAPACITY-FACTOR-V1
ESP | Spain | VANDELLOS GR 2 |  | WRI1023569 | 1045.31 | 40.9511 | 0.8662 | Nuclear |  |  |  | 1987.0 | ENDESA GENERACION S.A. | Red ElÃ©ctrica de EspaÃ±a | http://www.ree.es/en/statistical-data-of-spanish-electrical-system/annual-report/preliminary-report-spanish-electricity-system-2015 | WRI | 1011923 |  |  |  | 7452.839 | 7620.497 | 8994.289 |  |  | JRC-PPDB-OPEN |  |  |  |  | 8351.05 | NO-ESTIMATION | NO-ESTIMATION | NO-ESTIMATION | NO-ESTIMATION | CAPACITY-FACTOR-V1
ESP | Spain | ASCO GR |  | WRI1006213 | 1990.5 | 41.2008 | 0.5679 | Nuclear |  |  |  | 1983.0 | ENDESA GENERACION S.A. | Red ElÃ©ctrica de EspaÃ±a | http://www.ree.es/en/statistical-data-of-spanish-electrical-system/annual-report/preliminary-report-spanish-electricity-system-2015 | GEODB | 1011921 |  |  |  | 15802.182 | 16029.262 | 15241.801 |  |  | JRC-PPDB-OPEN |  |  |  |  | 15902.24 | NO-ESTIMATION | NO-ESTIMATION | NO-ESTIMATION | NO-ESTIMATION | CAPACITY-FACTOR-V1
FIN | Finland | Loviisa Y1 |  | WRI1002445 | 992 | 60.3708 | 26.3468 | Nuclear |  |  |  |  | Fortum Power & Heat Power | Finnish Energy Authority | http://www.energiavirasto.fi/en/voimalaitosrekisteri | GEODB | 1019393 |  |  |  | 7947.813 | 7914.977 | 8170.857 |  |  | JRC-PPDB-OPEN |  |  |  |  | 7851.12 | NO-ESTIMATION | NO-ESTIMATION | NO-ESTIMATION | NO-ESTIMATION | CAPACITY-FACTOR-V1
FIN | Finland | Olkiluoto 1 |  | WRI1002473 | 1760 | 61.2371 | 21.4433 | Nuclear |  |  |  |  | Teollisuuden Voima Oyj | Finnish Energy Authority | http://www.energiavirasto.fi/en/voimalaitosrekisteri | GEODB | 1031223 | [13 empty] | 13929.4 | HYDRO-V1 | HYDRO-V1 | HYDRO-V1 | HYDRO-V1 | HYDRO-V1
FRA | France | GOLFECH |  | WRI1002733 | 2620 | 44.1060 | 0.8443 | Nuclear | [5 empty] | RTE Transmission Operator | http://clients.rte-france.com/lang/an/visiteurs/vie/prod/parc_reference.jsp | GEODB | 1014796 |  |  |  | 18803.622 | 19791.29 | 17810.593 |  |  | JRC-PPDB-OPEN |  |  |  |  | 15841.96 | NO-ESTIMATION | NO-ESTIMATION | NO-ESTIMATION | NO-ESTIMATION | CAPACITY-FACTOR-V1
FRA | France | TRICASTIN 1 |  | WRI1002782 | 3660 | 44.3311 | 4.7311 | Nuclear | [5 empty] | RTE Transmission Operator | http://clients.rte-france.com/lang/an/visiteurs/vie/prod/parc_reference.jsp | GEODB | 1015108 |  |  |  |  | 20794.73 |  |  |  | JRC-PPDB-OPEN |  |  |  |  | 22130.38 | NO-ESTIMATION | NO-ESTIMATION | NO-ESTIMATION | NO-ESTIMATION | CAPACITY-FACTOR-V1
FRA | France | CRUAS |  | WRI1002716 | 3660 | 44.6325 | 4.7546 | Nuclear | [5 empty] | RTE Transmission Operator | http://clients.rte-france.com/lang/an/visiteurs/vie/prod/parc_reference.jsp | GEODB | 1014746 |  |  |  | 22068.295 | 22610.052 | 23127.477 |  |  | JRC-PPDB-OPEN |  |  |  |  | 22130.38 | NO-ESTIMATION | NO-ESTIMATION | NO-ESTIMATION | NO-ESTIMATION | CAPACITY-FACTOR-V1
FRA | France | BLAYAIS |  | WRI1002694 | 3640 | 45.2560 | -0.6932 | Nuclear | [5 empty] | RTE Transmission Operator | http://clients.rte-france.com/lang/an/visiteurs/vie/prod/parc_reference.jsp | GEODB | 1014665 |  |  |  | 19707.717 | 24031.457 | 26114.388 |  |  | JRC-PPDB-OPEN |  |  |  |  | 22009.45 | NO-ESTIMATION | NO-ESTIMATION | NO-ESTIMATION | NO-ESTIMATION | CAPACITY-FACTOR-V1
FRA | France | ST ALBAN |  | WRI1002777 | 2670 | 45.4043 | 4.7554 | Nuclear | [5 empty] | RTE Transmission Operator | http://clients.rte-france.com/lang/an/visiteurs/vie/prod/parc_reference.jsp | GEODB |  |  |  |  | 18278.497 |  | 14248.619 |  |  | JRC-PPDB-OPEN |  |  |  |  | 16144.29 | NO-ESTIMATION | NO-ESTIMATION | NO-ESTIMATION | NO-ESTIMATION | CAPACITY-FACTOR-V1
FRA | France | BUGEY |  | WRI1002701 | 3580 | 45.7973 | 5.2706 | Nuclear | [5 empty] | RTE Transmission Operator | http://clients.rte-france.com/lang/an/visiteurs/vie/prod/parc_reference.jsp | GEODB | 1014691 |  |  |  | 25031.122 | 14697.273 | 23811.547 |  |  | JRC-PPDB-OPEN |  |  |  |  | 21646.65 | WIND-V1 | WIND-V1 | WIND-V1 | WIND-V1 | WIND-V1
FRA | France | CIVAUX |  | WRI1002708 | 2990 | 46.4563 | 0.6548 | Nuclear | [5 empty] | RTE Transmission Operator | http://clients.rte-france.com/lang/an/visiteurs/vie/prod/parc_reference.jsp | GEODB | 1014736 |  |  |  | 20689.158 | 18070.376 | 19013.233 |  |  | JRC-PPDB-OPEN |  |  |  |  | 18079.19 | NO-ESTIMATION | NO-ESTIMATION | NO-ESTIMATION | NO-ESTIMATION | CAPACITY-FACTOR-V1
FRA | France | CHINON |  | WRI1002706 | 3620 | 47.2254 | 0.1656 | Nuclear | [5 empty] | RTE Transmission Operator | http://clients.rte-france.com/lang/an/visiteurs/vie/prod/parc_reference.jsp | GEODB | 1029170 |  |  |  | 24038.757 | 23152.275 | 24070.744 |  |  | JRC-PPDB-OPEN |  |  |  |  | 21888.52 | NO-ESTIMATION | NO-ESTIMATION | NO-ESTIMATION | NO-ESTIMATION | CAPACITY-FACTOR-V1
FRA | France | BELLEVILLE |  | WRI1002693 | 2620 | 47.5103 | 2.8750 | Nuclear | [5 empty] | RTE Transmission Operator | http://clients.rte-france.com/lang/an/visiteurs/vie/prod/parc_reference.jsp | GEODB | 1014654 |  |  |  | 19555.254 | 16485.667 | 14443.614 |  |  | JRC-PPDB-OPEN |  |  |  |  | 15841.96 | HYDRO-V1 | HYDRO-V1 | HYDRO-V1 | HYDRO-V1 | HYDRO-V1
FRA | France | ST LAURENT |  | WRI1002779 | 1830 | 47.7197 | 1.5783 | Nuclear | [5 empty] | RTE Transmission Operator | http://clients.rte-france.com/lang/an/visiteurs/vie/prod/parc_reference.jsp | GEODB |  |  |  |  | 10548.554 | 12135.058 | 12141.04 |  |  | JRC-PPDB-OPEN |  |  |  |  | 11065.19 | NO-ESTIMATION | NO-ESTIMATION | NO-ESTIMATION | NO-ESTIMATION | CAPACITY-FACTOR-V1
FRA | France | DAMPIERRE |  | WRI1002720 | 3560 | 47.7321 | 2.5185 | Nuclear | [5 empty] | RTE Transmission Operator | http://clients.rte-france.com/lang/an/visiteurs/vie/prod/parc_reference.jsp | GEODB | 1014749 |  |  |  | 25213.325 | 23799.577 | 24191.573 |  |  | JRC-PPDB-OPEN |  |  |  |  | 21525.72 | NO-ESTIMATION | NO-ESTIMATION | NO-ESTIMATION | NO-ESTIMATION | CAPACITY-FACTOR-V1
FRA | France | FESSENHEIM |  | WRI1002727 | 1760 | 47.9032 | 7.5631 | Nuclear | [5 empty] | RTE Transmission Operator | http://clients.rte-france.com/lang/an/visiteurs/vie/prod/parc_reference.jsp | GEODB | 1014779 |  |  |  | 12641.512 | 8241.491 | 5709.948 |  |  | JRC-PPDB-OPEN |  |  |  |  | 10641.93 | NO-ESTIMATION | NO-ESTIMATION | NO-ESTIMATION | NO-ESTIMATION | CAPACITY-FACTOR-V1
FRA | France | NOGENT |  | WRI1002749 | 2620 | 48.5171 | 3.5181 | Nuclear | [5 empty] | RTE Transmission Operator | http://clients.rte-france.com/lang/an/visiteurs/vie/prod/parc_reference.jsp | GEODB | 1014963 |  |  |  | 15899.809 | 20480.117 | 18876.597 |  |  | JRC-PPDB-OPEN |  |  |  |  | 15841.96 | NO-ESTIMATION | NO-ESTIMATION | NO-ESTIMATION | NO-ESTIMATION | CAPACITY-FACTOR-V1
FRA | France | CATTENOM |  | WRI1002703 | 5200 | 49.4160 | 6.2169 | Nuclear | [5 empty] | RTE Transmission Operator | http://clients.rte-france.com/lang/an/visiteurs/vie/prod/parc_reference.jsp | GEODB | 1014708 |  |  |  | 36024.124 | 31537.575 | 36448.643 |  |  | JRC-PPDB-OPEN |  |  |  |  | 31442.07 | NO-ESTIMATION | NO-ESTIMATION | NO-ESTIMATION | NO-ESTIMATION | CAPACITY-FACTOR-V1
FRA | France | FLAMANVILLE |  | WRI1002728 | 2660 | 49.5366 | -1.8823 | Nuclear | [5 empty] | RTE Transmission Operator | http://clients.rte-france.com/lang/an/visiteurs/vie/prod/parc_reference.jsp | GEODB | 1014781 |  |  |  | 16053.604 | 19275.464 | 13818.593 |  |  | JRC-PPDB-OPEN |  |  |  |  | 16083.83 | WIND-V1 | WIND-V1 | WIND-V1 | WIND-V1 | WIND-V1
FRA | France | PALUEL |  | WRI1002752 | 5320 | 49.8582 | 0.6354 | Nuclear | [5 empty] | RTE Transmission Operator | http://clients.rte-france.com/lang/an/visiteurs/vie/prod/parc_reference.jsp | GEODB | 1014976 |  |  |  | 29180.481 | 19353.564 | 20994.416 |  |  | JRC-PPDB-OPEN |  |  |  |  | 32167.66 | HYDRO-V1 | HYDRO-V1 | HYDRO-V1 | HYDRO-V1 | HYDRO-V1
FRA | France | PENLY |  | WRI1002754 | 2660 | 49.9764 | 1.2107 | Nuclear | [5 empty] | RTE Transmission Operator | http://clients.rte-france.com/lang/an/visiteurs/vie/prod/parc_reference.jsp | GEODB | 1014982 |  |  |  | 19328.346 | 18053.795 | 18021.161 |  |  | JRC-PPDB-OPEN |  |  |  |  | 16083.83 | NO-ESTIMATION | NO-ESTIMATION | NO-ESTIMATION | NO-ESTIMATION | CAPACITY-FACTOR-V1
FRA | France | CHOOZ |  | WRI1002707 | 3000 | 50.0900 | 4.7894 | Nuclear | [5 empty] | RTE Transmission Operator | http://clients.rte-france.com/lang/an/visiteurs/vie/prod/parc_reference.jsp | GEODB | 1014734 |  |  |  | 20746.316 | 22285.984 | 15774.583 |  |  | JRC-PPDB-OPEN |  |  |  |  | 18139.65 | SOLAR-V1-NO-AGE | SOLAR-V1-NO-AGE | SOLAR-V1-NO-AGE | SOLAR-V1-NO-AGE | SOLAR-V1-NO-AGE
FRA | France | GRAVELINES |  | WRI1002735 | 5460 | 51.0141 | 2.1332 | Nuclear | [5 empty] | RTE Transmission Operator | http://clients.rte-france.com/lang/an/visiteurs/vie/prod/parc_reference.jsp | GEODB | 1014801 |  |  |  | 37433.607 | 31096.403 | 31471.106 |  |  | JRC-PPDB-OPEN |  |  |  |  | 33014.17 | NO-ESTIMATION | NO-ESTIMATION | NO-ESTIMATION | NO-ESTIMATION | CAPACITY-FACTOR-V1
GBR | United Kingdom | Dungeness B |  | GBR1000052 | 1050 | 50.9133 | 0.9640 | Nuclear |  |  |  |  | British Energy (now part of EDF) | Department for Business Energy & Industrial Strategy | https://www.gov.uk/government/collections/digest-of-uk-energy-statistics-dukes | GEODB | 1043125 | [13 empty] | 6938.44 | NO-ESTIMATION | NO-ESTIMATION | NO-ESTIMATION | NO-ESTIMATION | CAPACITY-FACTOR-V1
GBR | United Kingdom | Hinkley Point B |  | GBR1000056 | 955 | 51.2085 | -3.1334 | Nuclear |  |  |  |  | British Energy (now part of EDF) | Department for Business Energy & Industrial Strategy | https://www.gov.uk/government/collections/digest-of-uk-energy-statistics-dukes | GEODB | 1024529 | [13 empty] | 6310.68 | NO-ESTIMATION | NO-ESTIMATION | NO-ESTIMATION | NO-ESTIMATION | CAPACITY-FACTOR-V1
GBR | United Kingdom | Sizewell B |  | GBR1000058 | 1198 | 52.2145 | 1.6206 | Nuclear |  |  |  |  | British Energy (now part of EDF) | Department for Business Energy & Industrial Strategy | https://www.gov.uk/government/collections/digest-of-uk-energy-statistics-dukes | GEODB | 1024533 |  |  |  | 7416.812 |  |  |  |  | JRC-PPDB-OPEN |  |  |  |  | 7916.43 | HYDRO-V1 | HYDRO-V1 | HYDRO-V1 | HYDRO-V1 | HYDRO-V1
GBR | United Kingdom | Heysham 1 |  | GBR1000054 | 1155 | 54.0285 | -2.9160 | Nuclear |  |  |  |  | British Energy (now part of EDF) | Department for Business Energy & Industrial Strategy | https://www.gov.uk/government/collections/digest-of-uk-energy-statistics-dukes | GEODB | 1024528 | [13 empty] | 7632.28 | NO-ESTIMATION | NO-ESTIMATION | NO-ESTIMATION | NO-ESTIMATION | CAPACITY-FACTOR-V1
GBR | United Kingdom | Heysham 2 |  | GBR1000055 | 1230 | 54.0285 | -2.9160 | Nuclear |  |  |  |  | British Energy (now part of EDF) | Department for Business Energy & Industrial Strategy | https://www.gov.uk/government/collections/digest-of-uk-energy-statistics-dukes | GEODB | 1043124 | [5 empty] | 10498.819 |  |  | JRC-PPDB-OPEN |  |  |  |  | 8127.89 | HYDRO-V1 | HYDRO-V1 | HYDRO-V1 | HYDRO-V1 | HYDRO-V1
GBR | United Kingdom | Hartlepool |  | GBR1000053 | 1180 | 54.6341 | -1.1801 | Nuclear |  |  |  |  | British Energy (now part of EDF) | Department for Business Energy & Industrial Strategy | https://www.gov.uk/government/collections/digest-of-uk-energy-statistics-dukes | GEODB | 1024527 | [13 empty] | 7797.48 | HYDRO-V1 | HYDRO-V1 | HYDRO-V1 | HYDRO-V1 | HYDRO-V1
GBR | United Kingdom | Hunterston B |  | GBR1000057 | 965 | 55.7204 | -4.8964 | Nuclear |  |  |  |  | British Energy (now part of EDF) | Department for Business Energy & Industrial Strategy | https://www.gov.uk/government/collections/digest-of-uk-energy-statistics-dukes | GEODB | 1028357 | [13 empty] | 6376.76 | HYDRO-V1 | HYDRO-V1 | HYDRO-V1 | HYDRO-V1 | HYDRO-V1
GBR | United Kingdom | Torness |  | GBR1000059 | 1185 | 55.9679 | -2.4086 | Nuclear |  |  |  |  | British Energy (now part of EDF) | Department for Business Energy & Industrial Strategy | https://www.gov.uk/government/collections/digest-of-uk-energy-statistics-dukes | GEODB | 1028358 | [13 empty] | 7830.52 | HYDRO-V1 | HYDRO-V1 | HYDRO-V1 | HYDRO-V1 | HYDRO-V1
HUN | Hungary | Paksi AtomerÅ‘mÅ± |  | WRI1020246 | 1886.8 | 46.5739 | 18.8536 | Nuclear | [5 empty] | ENTSOE | https://transparency.entsoe.eu/generation/r2/installedCapacityPerProductionUnit/show | WRI |  |  |  |  | 14933.833 | 15124.641 | 15159.233 |  |  | JRC-PPDB-OPEN |  |  |  |  | 15111.29 | NO-ESTIMATION | NO-ESTIMATION | NO-ESTIMATION | NO-ESTIMATION | CAPACITY-FACTOR-V1
IND | India | M.A.P.P. |  | IND0000242 | 440 | 12.5571 | 80.1754 | Nuclear |  |  |  | 1984 |  | Central Electricity Authority | http://www.cea.nic.in/ | WRI |  | 2019 |  | 2356.63 | 2927.0 | 2916.67 | 2704.38 | 1367.91 |  | Central Electricity Authority |  |  |  |  | 2944.54 | NO-ESTIMATION | NO-ESTIMATION | NO-ESTIMATION | NO-ESTIMATION | CAPACITY-FACTOR-V1
IND | India | KAIGA |  | IND0000170 | 880 | 14.8650 | 74.4385 | Nuclear |  |  |  | 2004 |  | Central Electricity Authority | http://www.cea.nic.in/ | WRI | 1024537 | 2019 |  | 5866.94 | 6996.0 | 5931.49 | 6825.73 | 6532.35 |  | Central Electricity Authority |  |  |  |  | 5889.08 | NO-ESTIMATION | NO-ESTIMATION | NO-ESTIMATION | NO-ESTIMATION | CAPACITY-FACTOR-V1
IND | India | TARAPUR |  | IND0000445 | 1400 | 19.8294 | 72.6617 | Nuclear |  |  |  | 1996 |  | Central Electricity Authority | http://www.cea.nic.in/ | WRI | 1024543 | 2019 |  | 9335.0 | 9453.0 | 9887.2 | 6173.62 | 9845.76 |  | Central Electricity Authority |  |  |  |  | 9369 | NO-ESTIMATION | NO-ESTIMATION | NO-ESTIMATION | NO-ESTIMATION | CAPACITY-FACTOR-V1
IND | India | KAKRAPARA |  | IND0000173 | 440 | 21.2384 | 73.3489 | Nuclear |  |  |  | 1993 |  | Central Electricity Authority | http://www.cea.nic.in/ | WRI | 1024538 | 2019 |  | 3155.0 | 1784.0 | 0.0 | 0.0 | 881.02 |  | Central Electricity Authority |  |  |  |  | 2944.54 | NO-ESTIMATION | NO-ESTIMATION | NO-ESTIMATION | NO-ESTIMATION | CAPACITY-FACTOR-V1
IND | India | DAE RAJASTHAN |  | IND0000086 | 100 | 24.8747 | 75.6189 | Nuclear |  |  |  | 1972 |  | Central Electricity Authority | http://www.cea.nic.in/ | WRI | 1024542 | 2019 |  |  | 0.0 | 0.0 | 0.0 | 0.0 |  | Central Electricity Authority |  |  |  |  | 669.21 | NO-ESTIMATION | NO-ESTIMATION | NO-ESTIMATION | NO-ESTIMATION | CAPACITY-FACTOR-V1
IND | India | R.A.P.S. |  | IND0000350 | 1080 | 24.8747 | 75.6189 | Nuclear |  |  |  | 2000 |  | Central Electricity Authority | http://www.cea.nic.in/ | WRI | 1024542 | 2019 |  | 6945.0 | 7612.0 | 6684.6 | 7720.62 | 7195.06 |  | Central Electricity Authority |  |  |  |  | 7227.51 | NO-ESTIMATION | NO-ESTIMATION | NO-ESTIMATION | NO-ESTIMATION | CAPACITY-FACTOR-V1
IND | India | N.A.P.S |  | IND0000283 | 440 | 28.1560 | 78.4089 | Nuclear |  |  |  | 1990 |  | Central Electricity Authority | http://www.cea.nic.in/ | WRI | 1024541 | 2019 |  | 2539.0 | 3080.0 | 3036.89 | 3268.57 | 2831.84 |  | Central Electricity Authority |  |  |  |  | 2944.54 | NO-ESTIMATION | NO-ESTIMATION | NO-ESTIMATION | NO-ESTIMATION | CAPACITY-FACTOR-V1
IND | India | Kudankulam |  | WRI1026848 | 2000 | 8.1689 | 77.7126 | Nuclear | [5 empty] | IAEA | https://www.iaea.org/PRIS/CountryStatistics/ReactorDetails.aspx?current=853 | WRI | 1024539 | [13 empty] | 13384.29 | HYDRO-V1 | HYDRO-V1 | HYDRO-V1 | HYDRO-V1 | HYDRO-V1
IND | India | KUNDANKULAM |  | IND0000220 | 2000 | 8.1691 | 77.1327 | Nuclear |  |  |  | 2015 |  | Central Electricity Authority | http://www.cea.nic.in/ | WRI | 1024539 | 2019 |  | 3875.32315 | 2027.0 | 5724.02 | 7894.4 | 5562.31 |  | Central Electricity Authority |  |  |  |  | 13384.29 | SOLAR-V1-NO-AGE | SOLAR-V1-NO-AGE | SOLAR-V1-NO-AGE | SOLAR-V1-NO-AGE | SOLAR-V1-NO-AGE
IRN | Iran | Bushehr |  | WRI1023916 | 1000 | 28.8298 | 50.8857 | Nuclear |  |  |  | 2011.0 | Nuclear Power Production and Development Company of Iran | IAEA | https://www.iaea.org/PRIS/CountryStatistics/ReactorDetails.aspx?current=310 | WRI | 1031062 |  |  |  | 3198.24 |  |  |  |  | IAEA |  |  |  |  | 7514 | SOLAR-V1-NO-AGE | SOLAR-V1-NO-AGE | SOLAR-V1-NO-AGE | SOLAR-V1-NO-AGE | SOLAR-V1-NO-AGE
JPN | Japan | Sendai |  | WRI1000688 | 1780 | 31.8335 | 130.1887 | Nuclear |  |  |  |  | Kyushu | Japanese Electric Power Information Center | https://www.jepic.or.jp/en/ | GEODB | [14 empty] | 14219.26 | NO-ESTIMATION | NO-ESTIMATION | NO-ESTIMATION | NO-ESTIMATION | CAPACITY-FACTOR-V1
JPN | Japan | Ikata |  | WRI1000686 | 2022 | 33.4909 | 132.3088 | Nuclear |  |  |  |  | Shikoku | Japanese Electric Power Information Center | https://www.jepic.or.jp/en/ | GEODB | 1028658 | [13 empty] | 16152.44 | NO-ESTIMATION | NO-ESTIMATION | NO-ESTIMATION | NO-ESTIMATION | CAPACITY-FACTOR-V1
JPN | Japan | Genkai |  | WRI1000687 | 3478 | 33.5152 | 129.8360 | Nuclear |  |  |  |  | Kyushu | Japanese Electric Power Information Center | https://www.jepic.or.jp/en/ | GEODB | [14 empty] | 27783.47 | NO-ESTIMATION | NO-ESTIMATION | NO-ESTIMATION | NO-ESTIMATION | CAPACITY-FACTOR-V1
JPN | Japan | Hamaoka |  | WRI1000680 | 3617 | 34.6235 | 138.1421 | Nuclear |  |  |  |  | Chubu | Japanese Electric Power Information Center | https://www.jepic.or.jp/en/ | GEODB | [14 empty] | 28893.86 | NO-ESTIMATION | NO-ESTIMATION | NO-ESTIMATION | NO-ESTIMATION | CAPACITY-FACTOR-V1
JPN | Japan | Takahama |  | WRI1000683 | 3392 | 35.5223 | 135.5036 | Nuclear |  |  |  |  | Kansai | Japanese Electric Power Information Center | https://www.jepic.or.jp/en/ | GEODB | 1020472 | [13 empty] | 27096.48 | NO-ESTIMATION | NO-ESTIMATION | NO-ESTIMATION | NO-ESTIMATION | CAPACITY-FACTOR-V1
JPN | Japan | Shimane |  | WRI1000685 | 820 | 35.5379 | 132.9991 | Nuclear |  |  |  |  | Chugoku | Japanese Electric Power Information Center | https://www.jepic.or.jp/en/ | GEODB | [14 empty] | 6550.44 | NO-ESTIMATION | NO-ESTIMATION | NO-ESTIMATION | NO-ESTIMATION | CAPACITY-FACTOR-V1
JPN | Japan | Ohi |  | WRI1000684 | 4710 | 35.5424 | 135.6544 | Nuclear |  |  |  |  | Kansai | Japanese Electric Power Information Center | https://www.jepic.or.jp/en/ | GEODB | 1020441 | [13 empty] | 37625.12 | NO-ESTIMATION | NO-ESTIMATION | NO-ESTIMATION | NO-ESTIMATION | CAPACITY-FACTOR-V1
JPN | Japan | Mihama |  | WRI1000682 | 826 | 35.7024 | 135.9634 | Nuclear |  |  |  |  | Kansai | Japanese Electric Power Information Center | https://www.jepic.or.jp/en/ | GEODB | [14 empty] | 6598.37 | HYDRO-V1 | HYDRO-V1 | HYDRO-V1 | HYDRO-V1 | HYDRO-V1
JPN | Japan | Tsuruga |  | WRI1000690 | 1160 | 35.7519 | 136.0189 | Nuclear |  |  |  |  | Japan Atomic Power Co. | Japanese Electric Power Information Center | https://www.jepic.or.jp/en/ | GEODB | 1018697 | [13 empty] | 9266.48 | NO-ESTIMATION | NO-ESTIMATION | NO-ESTIMATION | NO-ESTIMATION | CAPACITY-FACTOR-V1
JPN | Japan | Tokai Daini |  | WRI1000689 | 1100 | 36.4215 | 140.6028 | Nuclear |  |  |  |  | Japan Atomic Power Co. | Japanese Electric Power Information Center | https://www.jepic.or.jp/en/ | GEODB | [14 empty] | 8787.18 | HYDRO-V1 | HYDRO-V1 | HYDRO-V1 | HYDRO-V1 | HYDRO-V1
JPN | Japan | Shika |  | WRI1000681 | 1746 | 37.0609 | 136.7265 | Nuclear |  |  |  |  | Hokuriku | Japanese Electric Power Information Center | https://www.jepic.or.jp/en/ | GEODB | [14 empty] | 13947.65 | NO-ESTIMATION | NO-ESTIMATION | NO-ESTIMATION | NO-ESTIMATION | CAPACITY-FACTOR-V1
JPN | Japan | Fukushima Daina |  | WRI1000678 | 4400 | 37.3164 | 141.0265 | Nuclear |  |  |  |  | Tokyo | Japanese Electric Power Information Center | https://www.jepic.or.jp/en/ | GEODB | [14 empty] | 35148.73 | NO-ESTIMATION | NO-ESTIMATION | NO-ESTIMATION | NO-ESTIMATION | CAPACITY-FACTOR-V1
JPN | Japan | Kashiwazaki Kariwa |  | WRI1000679 | 8212 | 37.4259 | 138.5941 | Nuclear |  |  |  |  | Tokyo | Japanese Electric Power Information Center | https://www.jepic.or.jp/en/ | GEODB | [14 empty] | 65600.32 | NO-ESTIMATION | NO-ESTIMATION | NO-ESTIMATION | NO-ESTIMATION | CAPACITY-FACTOR-V1
JPN | Japan | Onagawa |  | WRI1000676 | 2174 | 38.4000 | 141.5000 | Nuclear |  |  |  |  | Tohoku | Japanese Electric Power Information Center | https://www.jepic.or.jp/en/ | GEODB | [14 empty] | 17366.67 | NO-ESTIMATION | NO-ESTIMATION | NO-ESTIMATION | NO-ESTIMATION | CAPACITY-FACTOR-V1
JPN | Japan | Higashi-Dori |  | WRI1000675 | 1100 | 41.1880 | 141.3903 | Nuclear |  |  |  |  | Tohoku | Japanese Electric Power Information Center | https://www.jepic.or.jp/en/ | GEODB | [14 empty] | 8787.18 | NO-ESTIMATION | NO-ESTIMATION | NO-ESTIMATION | NO-ESTIMATION | CAPACITY-FACTOR-V1
JPN | Japan | Tomari |  | WRI1000674 | 2000 | 43.0367 | 140.5125 | Nuclear |  |  |  |  | Hokkaido | Japanese Electric Power Information Center | https://www.jepic.or.jp/en/ | GEODB | [14 empty] | 15976.69 | NO-ESTIMATION | NO-ESTIMATION | NO-ESTIMATION | NO-ESTIMATION | CAPACITY-FACTOR-V1
KOR | South Korea | Kori |  | WRI1000213 | 3137 | 35.3199 | 129.2948 | Nuclear |  |  |  |  | Korea Hydro and Nuclear | KHNP | https://cms.khnp.co.kr/eng/plant-status/ | GEODB | 1021160 | [13 empty] | 19930.46 | NO-ESTIMATION | NO-ESTIMATION | NO-ESTIMATION | NO-ESTIMATION | CAPACITY-FACTOR-V1
KOR | South Korea | Shin-Kori |  | WRI1000214 | 3340 | 35.3271 | 129.3017 | Nuclear |  |  |  |  | Korea Hydro and Nuclear | KHNP | https://cms.khnp.co.kr/eng/plant-status/ | GEODB | 1045325 | [13 empty] | 21220.19 | NO-ESTIMATION | NO-ESTIMATION | NO-ESTIMATION | NO-ESTIMATION | CAPACITY-FACTOR-V1
KOR | South Korea | Hanbit |  | WRI1000217 | 5900 | 35.4105 | 126.4175 | Nuclear |  |  |  |  | Korea Hydro and Nuclear | KHNP | https://cms.khnp.co.kr/eng/plant-status/ | GEODB | 1021196 | [13 empty] | 37484.77 | NO-ESTIMATION | NO-ESTIMATION | NO-ESTIMATION | NO-ESTIMATION | CAPACITY-FACTOR-V1
KOR | South Korea | Wolsong |  | WRI1000215 | 2799 | 35.7111 | 129.4743 | Nuclear |  |  |  |  | Korea Hydro and Nuclear | KHNP | https://cms.khnp.co.kr/eng/plant-status/ | GEODB | 1021190 | [13 empty] | 17783.03 | NO-ESTIMATION | NO-ESTIMATION | NO-ESTIMATION | NO-ESTIMATION | CAPACITY-FACTOR-V1
KOR | South Korea | Shin-Wolsong |  | WRI1000216 | 2000 | 35.7221 | 129.4786 | Nuclear |  |  |  | 2012.0 | Korea Hydro and Nuclear | KHNP | https://cms.khnp.co.kr/eng/plant-status/ | GEODB | 1021134 | [13 empty] | 12706.7 | SOLAR-V1-NO-AGE | SOLAR-V1-NO-AGE | SOLAR-V1-NO-AGE | SOLAR-V1-NO-AGE | SOLAR-V1-NO-AGE
KOR | South Korea | Hanul |  | WRI1000218 | 5900 | 37.0931 | 129.3830 | Nuclear |  |  |  |  | Korea Hydro and Nuclear | KHNP | https://cms.khnp.co.kr/eng/plant-status/ | GEODB | 1021187 | [13 empty] | 37484.77 | HYDRO-V1 | HYDRO-V1 | HYDRO-V1 | HYDRO-V1 | HYDRO-V1
MEX | Mexico | Laguna Verde |  | MEX0001769 | 1510 | 19.7208 | -96.4064 | Nuclear |  |  |  |  | CFE | CFE-CENACE | http://base.energia.gob.mx/nacei/Archivos/3%20P%C3%A1gina%20Datos%20de%20Infraestructura/Ingl%C3%A9s/PowerPlantsAllGE100MW_NorthAmerica_201606.xlsx | North American Cooperation on Energy Information and ComisiÃ³n Reguladora de EnergÃ­a | 1013090 | 2016 | [12 empty] | 10020.32 | HYDRO-V1 | HYDRO-V1 | HYDRO-V1 | HYDRO-V1 | HYDRO-V1
NLD | Netherlands | Borssele Nuclear Power Station |  | WRI1019300 | 485 | 51.4312 | 3.7174 | Nuclear |  |  |  | 1973.0 | EPZ | IAEA | https://www.iaea.org/PRIS/CountryStatistics/CountryDetails.aspx?current=NL | WRI | 1016600 |  |  |  | 3674.924 | 3726.4 | 3220.584 |  |  | JRC-PPDB-OPEN |  |  |  |  | 3203.82 | NO-ESTIMATION | NO-ESTIMATION | NO-ESTIMATION | NO-ESTIMATION | CAPACITY-FACTOR-V1
PAK | Pakistan | Kanupp |  | WRI1001625 | 137 | 24.8450 | 66.7888 | Nuclear |  |  |  | 1971.0 | Pakistan Atomic Energy Commission | Islamabad Chamber of Commerce and Industry | http://icci.com.pk/data/downloads/63/1293619048_1.pdf | GEODB | 1025126 | [14 empty] | NO-ESTIMATION | NO-ESTIMATION | NO-ESTIMATION | NO-ESTIMATION | CAPACITY-FACTOR-V1
PAK | Pakistan | Chasnupp |  | WRI1001626 | 1330 | 32.3920 | 71.4616 | Nuclear |  |  |  |  | Pakistan Atomic Energy Commission | Islamabad Chamber of Commerce and Industry | http://icci.com.pk/data/downloads/63/1293619048_1.pdf | GEODB | 1025125 | [14 empty] | NO-ESTIMATION | NO-ESTIMATION | NO-ESTIMATION | NO-ESTIMATION | CAPACITY-FACTOR-V1
ROU | Romania | NPP Cernavoda |  | WRI1019093 | 1298 | 44.3215 | 28.0568 | Nuclear | [5 empty] | ENTSOE | https://transparency.entsoe.eu/generation/r2/installedCapacityPerProductionUnit/show | GEODB | 1027021 | [13 empty] | 10374.08 | HYDRO-V1 | HYDRO-V1 | HYDRO-V1 | HYDRO-V1 | HYDRO-V1
RUS | Russia | Rostov NPP |  | WRI1003791 | 4000 | 47.5993 | 42.3717 | Nuclear |  |  |  | 2001.0 | Rosatom | IAEA | http://www.rosenergoatom.ru/wps/wcm/connect/rosenergoatom_copy/ronpp/ | GEODB | [14 empty] | 28565.42 | NO-ESTIMATION | NO-ESTIMATION | NO-ESTIMATION | NO-ESTIMATION | CAPACITY-FACTOR-V1
RUS | Russia | Novovoronezh |  | WRI1003775 | 1880 | 51.2822 | 39.2100 | Nuclear |  |  |  |  | JSC "Concern Rosenergoatom" | EnergyBase (RUS) | https://energybase.ru/power-plant/Novovoronezh_NPP | GEODB | 1022704 | [13 empty] | 13425.74 | NO-ESTIMATION | NO-ESTIMATION | NO-ESTIMATION | NO-ESTIMATION | CAPACITY-FACTOR-V1
RUS | Russia | Kursk |  | WRI1003744 | 4000 | 51.6750 | 35.6056 | Nuclear |  |  |  |  | JSC "Concern Rosenergoatom" | EnergyBase (RUS) | https://energybase.ru/power-plant/Kursk_NPP | GEODB | [14 empty] | 28565.42 | NO-ESTIMATION | NO-ESTIMATION | NO-ESTIMATION | NO-ESTIMATION | CAPACITY-FACTOR-V1
RUS | Russia | Balakovo NPP |  | WRI1023915 | 4000 | 52.0928 | 47.9539 | Nuclear |  |  |  |  | JSC "Concern Rosenergoatom" | EnergyBase (RUS) | https://energybase.ru/power-plant/Balakovo_NPP | WRI | 1022693 | [13 empty] | 28565.42 | HYDRO-V1 | HYDRO-V1 | HYDRO-V1 | HYDRO-V1 | HYDRO-V1
RUS | Russia | Smolensk |  | WRI1003812 | 3000 | 54.1647 | 33.2367 | Nuclear |  |  |  |  | JSC "Concern Rosenergoatom" | EnergyBase (RUS) | https://energybase.ru/power-plant/Smolensk_NPP | GEODB | 1022706 | [13 empty] | 21424.06 | NO-ESTIMATION | NO-ESTIMATION | NO-ESTIMATION | NO-ESTIMATION | CAPACITY-FACTOR-V1
RUS | Russia | Beloyarsk |  | WRI1003666 | 1480 | 56.8417 | 61.3225 | Nuclear |  |  |  | 1964.0 | Rosatom | IAEA | http://www.rosenergoatom.ru/wps/wcm/connect/rosenergoatom_copy/site_en/NPP/ | CARMA | 1022694 | [13 empty] | 10569.2 | HYDRO-V1 | HYDRO-V1 | HYDRO-V1 | HYDRO-V1 | HYDRO-V1
RUS | Russia | Kalinn NPP |  | WRI1003717 | 4000 | 57.9050 | 35.0614 | Nuclear |  |  |  |  | JSC "Concern Rosenergoatom" | EnergyBase (RUS) | https://energybase.ru/power-plant/Kalinin_NPP | WRI | 1022699 | [13 empty] | 28565.42 | HYDRO-V1 | HYDRO-V1 | HYDRO-V1 | HYDRO-V1 | HYDRO-V1
RUS | Russia | Leningrad NPP |  | WRI1003749 | 4000 | 59.8528 | 29.0486 | Nuclear |  |  |  |  | JSC "Concern Rosenergoatom" | EnergyBase (RUS) | https://energybase.ru/power-plant/Leningrad_NPP | GEODB | 1022707 | [13 empty] | 28565.42 | HYDRO-V1 | HYDRO-V1 | HYDRO-V1 | HYDRO-V1 | HYDRO-V1
RUS | Russia | Kola NPP |  | WRI1003733 | 1760 | 67.4667 | 32.4667 | Nuclear |  |  |  |  | JSC "Concern Rosenergoatom" | EnergyBase (RUS) | https://energybase.ru/power-plant/Kola_NPP | GEODB | 1022700 | [13 empty] | 12568.78 | NO-ESTIMATION | NO-ESTIMATION | NO-ESTIMATION | NO-ESTIMATION | CAPACITY-FACTOR-V1
RUS | Russia | Bilibino |  | WRI1003671 | 48 | 68.0503 | 166.5389 | Nuclear |  |  |  |  | JSC "Concern Rosenergoatom" | EnergyBase (RUS) | https://energybase.ru/power-plant/Bilibino_NPP | GEODB | 1022695 | [13 empty] | 342.78 | HYDRO-V1 | HYDRO-V1 | HYDRO-V1 | HYDRO-V1 | HYDRO-V1
SVK | Slovakia | Mochovce Nuclear Power Plant Slovakia |  | GEODB0004330 | 880 | 48.2621 | 18.4590 | Nuclear | [5 empty] | GEODB | http://globalenergyobservatory.org | GEODB | 1029033 | 2017 |  |  |  |  | 7196.592 |  |  | JRC-PPDB-OPEN |  |  |  |  | 6805.78 | NO-ESTIMATION | NO-ESTIMATION | NO-ESTIMATION | NO-ESTIMATION | NO-ESTIMATION
SVK | Slovakia | Bohunice Nuclear Power Plant Slovakia |  | GEODB0002385 | 880 | 48.4960 | 17.6816 | Nuclear | [5 empty] | GEODB | http://globalenergyobservatory.org | GEODB | 1029012 | 2017 |  |  |  |  | 7730.65 |  |  | JRC-PPDB-OPEN |  |  |  |  | 6805.78 | NO-ESTIMATION | NO-ESTIMATION | NO-ESTIMATION | NO-ESTIMATION | NO-ESTIMATION
SVN | Slovenia | Krsko (NEK) |  | WRI1022414 | 696 | 45.9389 | 15.5160 | Nuclear | [5 empty] | ENTSOE | https://transparency.entsoe.eu/generation/r2/installedCapacityPerProductionUnit/show | GEODB | 1015518 |  |  |  | 5361.506 | 5390.881 | 5958.904 |  |  | JRC-PPDB-OPEN |  |  |  |  | 6017 | NO-ESTIMATION | NO-ESTIMATION | NO-ESTIMATION | NO-ESTIMATION | NO-ESTIMATION
SWE | Sweden | Ringhals |  | WRI1002097 | 3932 | 57.2574 | 12.1087 | Nuclear |  |  |  |  | 70.4% Vattenfall | [18 empty] | NO-ESTIMATION | NO-ESTIMATION | NO-ESTIMATION | NO-ESTIMATION | NO-ESTIMATION
SWE | Sweden | Oskarshamn |  | WRI1002168 | 2603 | 57.4130 | 16.6683 | Nuclear | [5 empty] | IAEA | https://www.iaea.org/PRIS/CountryStatistics/CountryStatisticsLandingPage.aspx | GEODB | 1024770 |  |  |  |  | 13550.964 | 11073.695 |  |  | JRC-PPDB-OPEN |  |  |  |  | 18517.23 | HYDRO-V1 | HYDRO-V1 | HYDRO-V1 | HYDRO-V1 | HYDRO-V1
SWE | Sweden | Forsmark |  | WRI1002098 | 3227 | 60.4028 | 18.1744 | Nuclear |  |  |  |  | 65% Vattenfall | [18 empty] | HYDRO-V1 | HYDRO-V1 | HYDRO-V1 | HYDRO-V1 | HYDRO-V1
TWN | Taiwan | Maanshan |  | WRI1000380 | 1902 | 21.9589 | 120.7501 | Nuclear | [5 empty] | IAEA | https://www.iaea.org/pris/ | GEODB | 1030815 | [13 empty] | 8188.01 | HYDRO-V1 | HYDRO-V1 | HYDRO-V1 | HYDRO-V1 | HYDRO-V1
TWN | Taiwan | Kuosheng |  | WRI1000379 | 2040 | 25.2025 | 121.6629 | Nuclear | [5 empty] | IAEA | https://www.iaea.org/pris/ | GEODB | 1030807 | [13 empty] | 8782.09 | HYDRO-V1 | HYDRO-V1 | HYDRO-V1 | HYDRO-V1 | HYDRO-V1
TWN | Taiwan | Chinshan |  | WRI1000378 | 1272 | 25.2861 | 121.5874 | Nuclear | [5 empty] | IAEA | https://www.iaea.org/pris/ | GEODB | [14 empty] | 5475.89 | HYDRO-V1 | HYDRO-V1 | HYDRO-V1 | HYDRO-V1 | HYDRO-V1
UKR | Ukraine | Zaporozhye |  | WRI1005114 | 6000 | 47.5119 | 34.5863 | Nuclear |  |  |  |  | Energoatom | Energoatom | http://www.energoatom.kiev.ua/en/separated/npp_zp/ | GEODB | 1013724 | [13 empty] | 36992.5 | HYDRO-V1 | HYDRO-V1 | HYDRO-V1 | HYDRO-V1 | HYDRO-V1
UKR | Ukraine | South Ukraine |  | WRI1005113 | 3000 | 47.8120 | 31.2200 | Nuclear |  |  |  |  | Energoatom | Energoatom | http://www.energoatom.kiev.ua/en/separated/npp_su/ | GEODB | 1017730 | [13 empty] | 18496.25 | NO-ESTIMATION | NO-ESTIMATION | NO-ESTIMATION | SOLAR-V1 | SOLAR-V1
UKR | Ukraine | Khmelnytska |  | WRI1005111 | 2000 | 50.3024 | 26.6473 | Nuclear |  |  |  |  | Energoatom | Energoatom | http://www.energoatom.kiev.ua/en/separated/npp_khmelnytska/ | WRI | 1017728 | [13 empty] | 12330.83 | SOLAR-V1-NO-AGE | SOLAR-V1-NO-AGE | SOLAR-V1-NO-AGE | SOLAR-V1-NO-AGE | SOLAR-V1-NO-AGE
UKR | Ukraine | Rivne (Rouno) |  | WRI1005112 | 2835 | 51.3245 | 25.8974 | Nuclear |  |  |  |  | Energoatom | Energoatom | http://www.energoatom.kiev.ua/en/separated/npp_rivne/ | GEODB | 1017729 | [13 empty] | 17478.95 | NO-ESTIMATION | NO-ESTIMATION | NO-ESTIMATION | NO-ESTIMATION | CAPACITY-FACTOR-V1
USA | United States of America | Turkey Point |  | USA0000621 | 2861.2 | 25.4356 | -80.3308 | Nuclear | Oil | Gas |  | 1987.5449461764294 | Florida Power & Light Co | U.S. Energy Information Administration | http://www.eia.gov/electricity/data/browser/ | U.S. Energy Information Administration | 20282¦20284 | 2019 | 17871.732957999997 | 18371.295983 | 20337.856061 | 20506.629986 | 18022.696956 | 19812.429994000002 | 19270.17 | U.S. Energy Information Administration |  |  |  |  | 22698.72 | NO-ESTIMATION | NO-ESTIMATION | NO-ESTIMATION | NO-ESTIMATION | CAPACITY-FACTOR-V1
USA | United States of America | St Lucie |  | USA0006045 | 2160 | 27.3486 | -80.2464 | Nuclear |  |  |  | 1979.5 | Florida Power & Light Co | U.S. Energy Information Administration | http://www.eia.gov/electricity/data/browser/ | U.S. Energy Information Administration | 20281 | 2019 | 15619.911 | 15817.574 | 15075.264 | 15586.562000000002 | 16427.920000000002 | 15562.581000000002 | 14965.628 | U.S. Energy Information Administration |  |  |  |  | 17135.89 | NO-ESTIMATION | NO-ESTIMATION | NO-ESTIMATION | NO-ESTIMATION | CAPACITY-FACTOR-V1
USA | United States of America | South Texas Project |  | USA0006251 | 2708.6 | 28.7950 | -96.0481 | Nuclear |  |  |  | 1988.5 | STP Nuclear Operating Co | U.S. Energy Information Administration | http://www.eia.gov/electricity/data/browser/ | U.S. Energy Information Administration | 22406 | 2019 | 17827.856 | 20651.667 | 19400.553 | 21694.303 | 21581.476000000002 | 20687.631999999998 | 21993.297 | U.S. Energy Information Administration |  |  |  |  | 21488.1 | NO-ESTIMATION | NO-ESTIMATION | NO-ESTIMATION | NO-ESTIMATION | CAPACITY-FACTOR-V1
USA | United States of America | Waterford 3 |  | USA0004270 | 1199.8 | 29.9953 | -90.4716 | Nuclear |  |  |  | 1985.0 | Entergy Louisiana LLC | U.S. Energy Information Administration | http://www.eia.gov/electricity/data/browser/ | U.S. Energy Information Administration | 25138 | 2019 | 9367.751 | 9156.336 | 8384.741 | 10096.757 | 8377.463 | 10152.586 | 7560.402 | U.S. Energy Information Administration |  |  |  |  | 9518.35 | NO-ESTIMATION | NO-ESTIMATION | NO-ESTIMATION | NO-ESTIMATION | CAPACITY-FACTOR-V1
USA | United States of America | River Bend |  | USA0006462 | 1035.9 | 30.7570 | -91.3327 | Nuclear |  |  |  | 1986.0 | Entergy Louisiana LLC | U.S. Energy Information Administration | http://www.eia.gov/electricity/data/browser/ | U.S. Energy Information Administration | 19601 | 2019 | 7586.643 | 8154.994000000001 | 6915.995 | 7055.069 | 7032.282 | 6999.996 | 6420.933 | U.S. Energy Information Administration |  |  |  |  | 8218.09 | NO-ESTIMATION | NO-ESTIMATION | NO-ESTIMATION | NO-ESTIMATION | CAPACITY-FACTOR-V1
USA | United States of America | Joseph M Farley |  | USA0006001 | 1776.4 | 31.2231 | -85.1116 | Nuclear |  |  |  | 1979.5 | Alabama Power Co | U.S. Energy Information Administration | http://www.eia.gov/electricity/data/browser/ | U.S. Energy Information Administration | 33231 | 2019 | 14098.022 | 14505.389 | 14281.688 | 13687.256000000001 | 14804.094000000001 | 14065.046 | 14136.962 | U.S. Energy Information Administration |  |  |  |  | 14092.69 | NO-ESTIMATION | NO-ESTIMATION | NO-ESTIMATION | NO-ESTIMATION | CAPACITY-FACTOR-V1
USA | United States of America | Edwin I Hatch |  | USA0006051 | 1848 | 31.9342 | -82.3447 | Nuclear |  |  |  | 1977.5 | Georgia Power Co | U.S. Energy Information Administration | http://www.eia.gov/electricity/data/browser/ | U.S. Energy Information Administration | 20981 | 2019 | 13823.828000000001 | 14509.992000000002 | 14497.254 | 14620.433 | 14530.942000000001 | 14403.55 | 13916.881 | U.S. Energy Information Administration |  |  |  |  | 14660.71 | NO-ESTIMATION | NO-ESTIMATION | NO-ESTIMATION | NO-ESTIMATION | CAPACITY-FACTOR-V1
USA | United States of America | Grand Gulf |  | USA0006072 | 1440 | 32.0081 | -91.0478 | Nuclear |  |  |  | 1985.0 | System Energy Resources Inc | U.S. Energy Information Administration | http://www.eia.gov/electricity/data/browser/ | U.S. Energy Information Administration | 19600 | 2019 | 10864.509 | 10252.183 | 11714.588 | 5897.272 | 7364.648 | 6919.47 | 11032.514 | U.S. Energy Information Administration |  |  |  |  | 11423.93 | SOLAR-V1-NO-AGE | SOLAR-V1-NO-AGE | SOLAR-V1-NO-AGE | SOLAR-V1-NO-AGE | SOLAR-V1-NO-AGE
USA | United States of America | Comanche Peak |  | USA0006145 | 2430 | 32.2984 | -97.7855 | Nuclear |  |  |  | 1991.5 | Luminant Generation Company LLC | U.S. Energy Information Administration | http://www.eia.gov/electricity/data/browser/ | U.S. Energy Information Administration | 34461 | 2019 | 20487.14 | 18635.775999999998 | 19954.124000000003 | 20385.142 | 16999.925 | 20498.107000000004 | 19304.71 | U.S. Energy Information Administration |  |  |  |  | 19277.88 | NO-ESTIMATION | NO-ESTIMATION | NO-ESTIMATION | NO-ESTIMATION | CAPACITY-FACTOR-V1
USA | United States of America | Vogtle |  | USA0000649 | 2430 | 33.1427 | -81.7625 | Nuclear |  |  |  | 1988.0 | Georgia Power Co | U.S. Energy Information Administration | http://www.eia.gov/electricity/data/browser/ | U.S. Energy Information Administration | 21007 | 2019 | 19078.953 | 18060.190000000002 | 19341.208 | 19860.229 | 19177.863 | 19959.126 | 19674.3 | U.S. Energy Information Administration |  |  |  |  | 19277.88 | NO-ESTIMATION | NO-ESTIMATION | NO-ESTIMATION | NO-ESTIMATION | CAPACITY-FACTOR-V1
USA | United States of America | Palo Verde |  | USA0006008 | 4209.6 | 33.3881 | -112.8617 | Nuclear |  |  |  | 1986.6666666666665 | Arizona Public Service Co | U.S. Energy Information Administration | http://www.eia.gov/electricity/data/browser/ | U.S. Energy Information Administration | 13496 | 2019 | 31431.08 | 32320.917 | 32525.595 | 32377.477 | 32340.138 | 31097.259000000002 | 31920.368 | U.S. Energy Information Administration |  |  |  |  | 33395.96 | NO-ESTIMATION | NO-ESTIMATION | NO-ESTIMATION | NO-ESTIMATION | CAPACITY-FACTOR-V1
USA | United States of America | Brunswick Nuclear |  | USA0006014 | 2003.2 | 33.9597 | -78.0114 | Nuclear |  |  |  | 1976.0 | Duke Energy Progress - (NC) | U.S. Energy Information Administration | http://www.eia.gov/electricity/data/browser/ | U.S. Energy Information Administration | 15608 | 2019 | 14455.768 | 15332.240000000002 | 15288.581999999999 | 15388.747 | 15370.155 | 14626.967 | 14716.756 | U.S. Energy Information Administration |  |  |  |  | 15891.96 | NO-ESTIMATION | NO-ESTIMATION | NO-ESTIMATION | NO-ESTIMATION | CAPACITY-FACTOR-V1
USA | United States of America | V C Summer |  | USA0006127 | 1029.6 | 34.2983 | -81.3153 | Nuclear |  |  |  | 1984.0 | Dominion Energy South Carolina Inc | U.S. Energy Information Administration | http://www.eia.gov/electricity/data/browser/ | U.S. Energy Information Administration | 32993 | 2019 | 8370.156 | 6916.201 | 7115.397 | 8658.361 | 6913.294 | 7366.3910000000005 | 8248.436 | U.S. Energy Information Administration |  |  |  |  | 8168.11 | NO-ESTIMATION | NO-ESTIMATION | NO-ESTIMATION | NO-ESTIMATION | CAPACITY-FACTOR-V1
USA | United States of America | H B Robinson |  | USA0003251 | 768.6 | 34.4017 | -80.1589 | Nuclear |  |  |  | 1971.0 | Duke Energy Progress - (NC) | U.S. Energy Information Administration | http://www.eia.gov/electricity/data/browser/ | U.S. Energy Information Administration | 15620 | 2019 | 5692.987 | 5597.462 | 5723.722 | 0.0 | 0.0 | 0.0 | 6376.319 | U.S. Energy Information Administration |  |  |  |  | 6097.52 | NO-ESTIMATION | NO-ESTIMATION | NO-ESTIMATION | NO-ESTIMATION | CAPACITY-FACTOR-V1
USA | United States of America | Browns Ferry |  | USA0000046 | 3494 | 34.7042 | -87.1189 | Nuclear |  |  |  | 1975.351459645106 | Tennessee Valley Authority | U.S. Energy Information Administration | http://www.eia.gov/electricity/data/browser/ | U.S. Energy Information Administration | 34332 | 2019 | 26718.113000000005 | 26738.300000000003 | 27669.694 | 26214.623000000003 | 27847.879 | 25397.781000000003 | 29519.9 | U.S. Energy Information Administration |  |  |  |  | 27718.9 | NO-ESTIMATION | NO-ESTIMATION | NO-ESTIMATION | NO-ESTIMATION | CAPACITY-FACTOR-V1
USA | United States of America | Oconee |  | USA0003265 | 2666.7 | 34.7939 | -82.8986 | Nuclear |  |  |  | 1974.002474969063 | Duke Energy Carolinas LLC | U.S. Energy Information Administration | http://www.eia.gov/electricity/data/browser/ | U.S. Energy Information Administration | 18733 | 2019 | 21021.244 | 21193.381 | 21939.74 | 21177.103 | 21798.744 | 21294.245 | 21884.681 | U.S. Energy Information Administration |  |  |  |  | 21155.69 | SOLAR-V1 | SOLAR-V1 | SOLAR-V1 | SOLAR-V1 | SOLAR-V1
USA | United States of America | Catawba |  | USA0006036 | 2410.2 | 35.0514 | -81.0694 | Nuclear |  |  |  | 1985.5 | Duke Energy Carolinas LLC | U.S. Energy Information Administration | http://www.eia.gov/electricity/data/browser/ | U.S. Energy Information Administration | 18709 | 2019 | 19165.965 | 18711.509 | 18377.461 | 19558.264 | 19706.683 | 18779.715000000004 | 19593.607 | U.S. Energy Information Administration |  |  |  |  | 19120.8 | SOLAR-V1-NO-AGE | SOLAR-V1-NO-AGE | SOLAR-V1-NO-AGE | SOLAR-V1-NO-AGE | SOLAR-V1-NO-AGE
USA | United States of America | Diablo Canyon |  | USA0006099 | 2323 | 35.2115 | -120.8555 | Nuclear |  |  |  | 1985.501076194576 | Pacific Gas & Electric Co. | U.S. Energy Information Administration | http://www.eia.gov/electricity/data/browser/ | U.S. Energy Information Administration | 29376 | 2019 | 18012.439 | 16985.978000000003 | 18505.385000000002 | 18907.578 | 17901.079 | 18213.519 | 16165.384 | U.S. Energy Information Administration |  |  |  |  | 18429.02 | NO-ESTIMATION | NO-ESTIMATION | NO-ESTIMATION | NO-ESTIMATION | CAPACITY-FACTOR-V1
USA | United States of America | Sequoyah |  | USA0006152 | 2441 | 35.2267 | -85.0917 | Nuclear |  |  |  | 1981.5 | Tennessee Valley Authority | U.S. Energy Information Administration | http://www.eia.gov/electricity/data/browser/ | U.S. Energy Information Administration | 34367 | 2019 | 18526.011 | 18892.391 | 16511.322 | 17242.608 | 18241.299 | 17703.749 | 18064.619 | U.S. Energy Information Administration |  |  |  |  | 19365.15 | NO-ESTIMATION | NO-ESTIMATION | NO-ESTIMATION | NO-ESTIMATION | CAPACITY-FACTOR-V1
USA | United States of America | Arkansas Nuclear One |  | USA0008055 | 1845 | 35.3110 | -93.2351 | Nuclear |  |  |  | 1977.5542005420054 | Entergy Arkansas LLC | U.S. Energy Information Administration | http://www.eia.gov/electricity/data/browser/ | U.S. Energy Information Administration | 19599 | 2019 | 11945.257000000001 | 14478.259000000002 | 13837.794 | 13421.022 | 12691.079000000002 | 12720.818 | 13574.947 | U.S. Energy Information Administration |  |  |  |  | 14636.91 | NO-ESTIMATION | NO-ESTIMATION | NO-ESTIMATION | NO-ESTIMATION | CAPACITY-FACTOR-V1
USA | United States of America | McGuire |  | USA0006038 | 2440.6 | 35.4331 | -80.9486 | Nuclear |  |  |  | 1982.5 | Duke Energy Carolinas LLC | U.S. Energy Information Administration | http://www.eia.gov/electricity/data/browser/ | U.S. Energy Information Administration | 18730 | 2019 | 18897.606 | 17586.205 | 19536.002 | 19884.289 | 18795.536 | 19862.068 | 19588.255 | U.S. Energy Information Administration |  |  |  |  | 19361.98 | NO-ESTIMATION | NO-ESTIMATION | NO-ESTIMATION | NO-ESTIMATION | CAPACITY-FACTOR-V1
USA | United States of America | Watts Bar Nuclear Plant |  | USA0007722 | 2539.8 | 35.6021 | -84.7895 | Nuclear |  |  |  | 2006.0000000000002 | Tennessee Valley Authority | U.S. Energy Information Administration | http://www.eia.gov/electricity/data/browser/ | U.S. Energy Information Administration | 34375 | 2019 | 9967.803 | 8777.615 | 8449.15 | 12335.478 | 13576.203 | 18472.633 | 17655.786 | U.S. Energy Information Administration |  |  |  |  | 20148.96 | NO-ESTIMATION | NO-ESTIMATION | NO-ESTIMATION | NO-ESTIMATION | CAPACITY-FACTOR-V1
USA | United States of America | Harris |  | USA0006015 | 950.9 | 35.6334 | -78.9556 | Nuclear |  |  |  | 1987.0 | Duke Energy Progress - (NC) | U.S. Energy Information Administration | http://www.eia.gov/electricity/data/browser/ | U.S. Energy Information Administration | 15613 | 2019 | 6888.363 | 8048.575 | 7272.177000000001 | 7513.051 | 8208.573 | 7587.914 | 7610.594 | U.S. Energy Information Administration |  |  |  |  | 7543.76 | NO-ESTIMATION | NO-ESTIMATION | NO-ESTIMATION | NO-ESTIMATION | CAPACITY-FACTOR-V1
USA | United States of America | Surry |  | USA0003806 | 1695 | 37.1661 | -76.6986 | Nuclear |  |  |  | 1973.0 | Virginia Electric & Power Co | U.S. Energy Information Administration | http://www.eia.gov/electricity/data/browser/ | U.S. Energy Information Administration | 36113 | 2019 | 14320.958 | 14332.325 | 11789.726 | 14610.518 | 14427.647 | 13219.137 | 14172.977 | U.S. Energy Information Administration |  |  |  |  | 13446.92 | NO-ESTIMATION | NO-ESTIMATION | NO-ESTIMATION | NO-ESTIMATION | CAPACITY-FACTOR-V1
USA | United States of America | North Anna |  | USA0006168 | 1960.4 | 38.0600 | -77.7897 | Nuclear | Hydro |  |  | 1979.5043358498267 | Virginia Electric & Power Co | U.S. Energy Information Administration | http://www.eia.gov/electricity/data/browser/ | U.S. Energy Information Administration | 36107 | 2019 | 15005.273000000001 | 15891.448 | 16274.264 | 15125.365000000002 | 16128.643 | 16034.822 | 15325.055 | U.S. Energy Information Administration |  |  |  |  | 15552.41 | NO-ESTIMATION | NO-ESTIMATION | NO-ESTIMATION | NO-ESTIMATION | CAPACITY-FACTOR-V1
USA | United States of America | Wolf Creek Generating Station |  | USA0000210 | 1267.7 | 38.2393 | -95.6898 | Nuclear |  |  |  | 1985.0 | Wolf Creek Nuclear Optg Corp | U.S. Energy Information Administration | http://www.eia.gov/electricity/data/browser/ | U.S. Energy Information Administration | 37294 | 2019 | 7168.301 | 8558.384 | 8630.178 | 8246.042 | 10647.987000000001 | 9168.289 | 9247.734 | U.S. Energy Information Administration |  |  |  |  | 10057.02 | NO-ESTIMATION | NO-ESTIMATION | NO-ESTIMATION | NO-ESTIMATION | CAPACITY-FACTOR-V1
USA | United States of America | Calvert Cliffs Nuclear Power Plant |  | USA0006011 | 1850.4 | 38.4344 | -76.4417 | Nuclear |  |  |  | 1976.007782101167 | Exelon Nuclear | U.S. Energy Information Administration | http://www.eia.gov/electricity/data/browser/ | U.S. Energy Information Administration | 13941 | 2019 | 14264.305 | 14343.333999999999 | 14643.325 | 14760.177 | 15106.988000000001 | 14987.931 | 15012.922 | U.S. Energy Information Administration |  |  |  |  | 14679.75 | NO-ESTIMATION | NO-ESTIMATION | NO-ESTIMATION | NO-ESTIMATION | CAPACITY-FACTOR-V1
USA | United States of America | Callaway |  | USA0006153 | 1235.8 | 38.7589 | -91.7788 | Nuclear |  |  |  | 1985.0 | Union Electric Co - (MO) | U.S. Energy Information Administration | http://www.eia.gov/electricity/data/browser/ | U.S. Energy Information Administration | 35247 | 2019 | 8367.103000000001 | 9276.356 | 10440.082 | 9430.179 | 8304.127 | 10655.279 | 9189.863 | U.S. Energy Information Administration |  |  |  |  | 9803.95 | NO-ESTIMATION | NO-ESTIMATION | NO-ESTIMATION | NO-ESTIMATION | CAPACITY-FACTOR-V1
USA | United States of America | PSEG Salem Generating Station |  | USA0002410 | 2381.8 | 39.4625 | -75.5358 | Nuclear | Oil |  |  | 1978.8596019816944 | PSEG Nuclear LLC | U.S. Energy Information Administration | http://www.eia.gov/electricity/data/browser/ | U.S. Energy Information Administration | 30889 | 2019 | 19208.221999999998 | 16283.135 | 18593.629 | 15696.636000000002 | 17975.166 | 18895.042 | 17910.262 | U.S. Energy Information Administration |  |  |  |  | 18895.5 | NO-ESTIMATION | NO-ESTIMATION | NO-ESTIMATION | NO-ESTIMATION | CAPACITY-FACTOR-V1
USA | United States of America | PSEG Hope Creek Generating Station |  | USA0006118 | 1290.7 | 39.4666 | -75.5377 | Nuclear |  |  |  | 1986.9999999999998 | PSEG Nuclear LLC | U.S. Energy Information Administration | http://www.eia.gov/electricity/data/browser/ | U.S. Energy Information Administration | 30878 | 2019 | 9070.386 | 10373.816 | 9409.357 | 9603.443 | 10627.333 | 9546.684000000001 | 8726.946 | U.S. Energy Information Administration |  |  |  |  | 10239.49 | NO-ESTIMATION | NO-ESTIMATION | NO-ESTIMATION | NO-ESTIMATION | CAPACITY-FACTOR-V1
USA | United States of America | Peach Bottom |  | USA0003166 | 2876.4 | 39.7589 | -76.2687 | Nuclear |  |  |  | 1974.478723404255 | Exelon Nuclear | U.S. Energy Information Administration | http://www.eia.gov/electricity/data/browser/ | U.S. Energy Information Administration | 29834 | 2019 | 18834.532 | 18771.169 | 19858.302 | 21875.434999999998 | 21722.543 | 21680.116 | 22294.385 | U.S. Energy Information Administration |  |  |  |  | 22819.3 | NO-ESTIMATION | NO-ESTIMATION | NO-ESTIMATION | NO-ESTIMATION | CAPACITY-FACTOR-V1
USA | United States of America | Clinton Power Station |  | USA0000204 | 1138.3 | 40.1719 | -88.8339 | Nuclear |  |  |  | 1987.0000000000002 | Exelon Nuclear | U.S. Energy Information Administration | http://www.eia.gov/electricity/data/browser/ | U.S. Energy Information Administration | 22851 | 2019 | 8195.548 | 9071.711 | 8663.837 | 8914.453 | 8348.336 | 8346.686 | 8363.289 | U.S. Energy Information Administration |  |  |  |  | 9030.46 | NO-ESTIMATION | NO-ESTIMATION | NO-ESTIMATION | NO-ESTIMATION | CAPACITY-FACTOR-V1
USA | United States of America | Limerick |  | USA0006105 | 2277 | 40.2243 | -75.5874 | Nuclear |  |  |  | 1988.0 | Exelon Nuclear | U.S. Energy Information Administration | http://www.eia.gov/electricity/data/browser/ | U.S. Energy Information Administration | 29831 | 2019 | 19542.065000000002 | 19077.244 | 18931.377 | 19395.375 | 18552.957000000002 | 19338.626 | 19345.594 | U.S. Energy Information Administration |  |  |  |  | 18064.09 | SOLAR-V1 | SOLAR-V1 | SOLAR-V1 | SOLAR-V1 | SOLAR-V1
USA | United States of America | Cooper Nuclear Station |  | USA0008036 | 801 | 40.3628 | -95.6408 | Nuclear |  |  |  | 1974.0 | Nebraska Public Power District | U.S. Energy Information Administration | http://www.eia.gov/electricity/data/browser/ | U.S. Energy Information Administration | 27284 | 2019 | 6804.022 | 5917.335 | 6800.771 | 5925.356 | 6912.737 | 5632.14 | 6951.6 | U.S. Energy Information Administration |  |  |  |  | 6354.56 | NO-ESTIMATION | NO-ESTIMATION | NO-ESTIMATION | NO-ESTIMATION | CAPACITY-FACTOR-V1
USA | United States of America | Beaver Valley |  | USA0006040 | 1846.8 | 40.6219 | -80.4336 | Nuclear |  |  |  | 1981.5000000000002 | FirstEnergy Nuclear Operating Company | U.S. Energy Information Administration | http://www.eia.gov/electricity/data/browser/ | U.S. Energy Information Administration | 18797 | 2019 | 14779.303 | 14757.306 | 14537.772 | 15219.574 | 15311.507000000001 | 14653.456 | 15456.47 | U.S. Energy Information Administration |  |  |  |  | 14651.19 | NO-ESTIMATION | NO-ESTIMATION | NO-ESTIMATION | NO-ESTIMATION | CAPACITY-FACTOR-V1
USA | United States of America | TalenEnergy Susquehanna |  | USA0006103 | 2532 | 41.0919 | -76.1462 | Nuclear |  |  |  | 1984.0 | TalenEnergy Susquehanna LLC | U.S. Energy Information Administration | http://www.eia.gov/electricity/data/browser/ | U.S. Energy Information Administration | 29956 | 2019 | 18899.063000000002 | 18781.295 | 20591.260000000002 | 19350.975 | 20752.565000000002 | 20468.722 | 20919.007 | U.S. Energy Information Administration |  |  |  |  | 20087.08 | SOLAR-V1-NO-AGE | SOLAR-V1-NO-AGE | SOLAR-V1-NO-AGE | SOLAR-V1-NO-AGE | SOLAR-V1-NO-AGE
USA | United States of America | Braidwood Generation Station |  | USA0006022 | 2449.8 | 41.2435 | -88.2286 | Nuclear |  |  |  | 1988.0 | Exelon Nuclear | U.S. Energy Information Administration | http://www.eia.gov/electricity/data/browser/ | U.S. Energy Information Administration | 17147 | 2019 | 19661.975 | 20263.665 | 19710.011 | 19849.269 | 19943.554 | 19343.459000000003 | 20251.14 | U.S. Energy Information Administration |  |  |  |  | 19434.96 | NO-ESTIMATION | NO-ESTIMATION | NO-ESTIMATION | NO-ESTIMATION | CAPACITY-FACTOR-V1
USA | United States of America | LaSalle Generating Station |  | USA0006026 | 2340 | 41.2455 | -88.6691 | Nuclear |  |  |  | 1984.0 | Exelon Nuclear | U.S. Energy Information Administration | http://www.eia.gov/electricity/data/browser/ | U.S. Energy Information Administration |  | 2019 | 18760.161 | 18754.699 | 18686.369 | 19144.08 | 18908.459000000003 | 19345.766000000003 | 19435.255 | U.S. Energy Information Administration |  |  |  |  | 18563.89 | NO-ESTIMATION | NO-ESTIMATION | NO-ESTIMATION | NO-ESTIMATION | CAPACITY-FACTOR-V1
USA | United States of America | Indian Point 3 |  | USA0008907 | 1012 | 41.2706 | -73.9526 | Nuclear |  |  |  | 1976.0 | Entergy Nuclear Indian Point 3 | U.S. Energy Information Administration | http://www.eia.gov/electricity/data/browser/ | U.S. Energy Information Administration | 27570 | 2019 | 8291.512 | 8977.699 | 7609.292 | 9076.168 | 6952.476000000001 | 8300.481 | 8342.898 | U.S. Energy Information Administration |  |  |  |  | 8028.48 | NO-ESTIMATION | NO-ESTIMATION | NO-ESTIMATION | NO-ESTIMATION | CAPACITY-FACTOR-V1
USA | United States of America | Indian Point 2 |  | USA0002497 | 1299 | 41.2706 | -73.9527 | Nuclear |  |  |  | 1973.0 | Entergy Nuclear Indian Point 2 | U.S. Energy Information Administration | http://www.eia.gov/electricity/data/browser/ | U.S. Energy Information Administration | 27570 | 2019 | 8784.643 | 8330.556 | 8811.875 | 6050.001 | 8350.154 | 8018.479 | 8351.945 | U.S. Energy Information Administration |  |  |  |  | 10305.33 | NO-ESTIMATION | NO-ESTIMATION | NO-ESTIMATION | NO-ESTIMATION | CAPACITY-FACTOR-V1
USA | United States of America | Millstone |  | USA0000566 | 2162.9 | 41.3107 | -72.1677 | Nuclear |  |  |  | 1981.793148088215 | Dominion Energy Nuclear Conn Inc | U.S. Energy Information Administration | http://www.eia.gov/electricity/data/browser/ | U.S. Energy Information Administration | 28195 | 2019 | 17079.582 | 15840.618999999999 | 17410.917 | 16575.492 | 16499.621 | 16881.492000000002 | 16733.398 | U.S. Energy Information Administration |  |  |  |  | 17158.9 | NO-ESTIMATION | NO-ESTIMATION | NO-ESTIMATION | NO-ESTIMATION | CAPACITY-FACTOR-V1
USA | United States of America | Dresden Generating Station |  | USA0000869 | 2018.6 | 41.3900 | -88.2700 | Nuclear |  |  |  | 1970.5 | Exelon Nuclear | U.S. Energy Information Administration | http://www.eia.gov/electricity/data/browser/ | U.S. Energy Information Administration | 17159 | 2019 | 15412.472 | 15128.939999999999 | 15188.358 | 15443.893 | 15444.882 | 15538.135 | 15081.715 | U.S. Energy Information Administration |  |  |  |  | 16014.13 | NO-ESTIMATION | NO-ESTIMATION | NO-ESTIMATION | NO-ESTIMATION | CAPACITY-FACTOR-V1
USA | United States of America | Davis Besse |  | USA0006149 | 925.2 | 41.5967 | -83.0861 | Nuclear |  |  |  | 1977.0 | FirstEnergy Nuclear Operating Company | U.S. Energy Information Administration | http://www.eia.gov/electricity/data/browser/ | U.S. Energy Information Administration | 34724 | 2019 | 7679.828 | 5829.169 | 7893.8910000000005 | 6394.136 | 7875.4130000000005 | 7380.271 | 7837.459 | U.S. Energy Information Administration |  |  |  |  | 7339.87 | NO-ESTIMATION | NO-ESTIMATION | NO-ESTIMATION | NO-ESTIMATION | CAPACITY-FACTOR-V1
USA | United States of America | Quad Cities Generating Station |  | USA0000880 | 2018.6 | 41.7261 | -90.3103 | Nuclear |  |  |  | 1973.0 | Exelon Nuclear | U.S. Energy Information Administration | http://www.eia.gov/electricity/data/browser/ | U.S. Energy Information Administration | 17174 | 2019 | 15554.219000000001 | 15386.504 | 15562.151000000002 | 15655.095000000001 | 15401.867 | 15476.458 | 15486.108 | U.S. Energy Information Administration |  |  |  |  | 16014.13 | NO-ESTIMATION | NO-ESTIMATION | NO-ESTIMATION | NO-ESTIMATION | CAPACITY-FACTOR-V1
USA | United States of America | Perry |  | USA0006020 | 1311.6 | 41.8006 | -81.1439 | Nuclear |  |  |  | 1987.0 | FirstEnergy Nuclear Operating Company | U.S. Energy Information Administration | http://www.eia.gov/electricity/data/browser/ | U.S. Energy Information Administration | 16728 | 2019 | 8441.422 | 10455.271 | 9482.845 | 10423.25 | 9812.376 | 10934.736 | 9173.102 | U.S. Energy Information Administration |  |  |  |  | 10405.29 | NO-ESTIMATION | NO-ESTIMATION | NO-ESTIMATION | NO-ESTIMATION | CAPACITY-FACTOR-V1
USA | United States of America | Fermi |  | USA0001729 | 1281 | 41.9631 | -83.2581 | Nuclear | Oil |  |  | 1986.9008587041374 | DTE Electric Company | U.S. Energy Information Administration | http://www.eia.gov/electricity/data/browser/ | U.S. Energy Information Administration | 18385 | 2019 | 6599.55 | 7793.433 | 7331.529 | 9151.421 | 8696.461 | 7420.89602 | 9886.149 | U.S. Energy Information Administration |  |  |  |  | 10162.54 | NO-ESTIMATION | NO-ESTIMATION | NO-ESTIMATION | NO-ESTIMATION | CAPACITY-FACTOR-V1
USA | United States of America | Donald C Cook |  | USA0006000 | 2285.3 | 41.9756 | -86.5652 | Nuclear |  |  |  | 1976.4877259003194 | Indiana Michigan Power Co | U.S. Energy Information Administration | http://www.eia.gov/electricity/data/browser/ | U.S. Energy Information Administration |  | 2019 | 16280.165 | 17630.792 | 15684.720000000001 | 15359.763 | 17592.001 | 17610.811999999998 | 16157.848 | U.S. Energy Information Administration |  |  |  |  | 18129.94 | NO-ESTIMATION | NO-ESTIMATION | NO-ESTIMATION | NO-ESTIMATION | CAPACITY-FACTOR-V1
USA | United States of America | Byron Generating Station |  | USA0006023 | 2449.8 | 42.0742 | -89.2819 | Nuclear |  |  |  | 1986.0000000000002 | Exelon Nuclear | U.S. Energy Information Administration | http://www.eia.gov/electricity/data/browser/ | U.S. Energy Information Administration | 17151 | 2019 | 19547.061 | 19252.381 | 19471.413 | 19600.248 | 19144.044 | 20051.023 | 20117.981 | U.S. Energy Information Administration |  |  |  |  | 19434.96 | NO-ESTIMATION | NO-ESTIMATION | NO-ESTIMATION | NO-ESTIMATION | CAPACITY-FACTOR-V1
USA | United States of America | Duane Arnold Energy Center |  | USA0001060 | 679.5 | 42.1011 | -91.7781 | Nuclear |  |  |  | 1975.0 | NextEra Energy Duane Arnold LLC | U.S. Energy Information Administration | http://www.eia.gov/electricity/data/browser/ | U.S. Energy Information Administration | 22803 | 2019 | 5320.785 | 4152.468 | 5243.446 | 4702.665 | 5213.509 | 4895.399 | 5235.716 | U.S. Energy Information Administration |  |  |  |  | 5390.66 | NO-ESTIMATION | NO-ESTIMATION | NO-ESTIMATION | NO-ESTIMATION | CAPACITY-FACTOR-V1
USA | United States of America | Palisades |  | USA0001715 | 811.8 | 42.3230 | -86.3146 | Nuclear |  |  |  | 1972.0 | Entergy Nuclear Palisades LLC | U.S. Energy Information Administration | http://www.eia.gov/electricity/data/browser/ | U.S. Energy Information Administration | 17535 | 2019 | 6041.696 | 5822.926 | 6318.52 | 7045.1810000000005 | 6097.496 | 5455.9400000000005 | 6865.167 | U.S. Energy Information Administration |  |  |  |  | 6440.24 | NO-ESTIMATION | NO-ESTIMATION | NO-ESTIMATION | NO-ESTIMATION | CAPACITY-FACTOR-V1
USA | United States of America | Seabrook |  | USA0006115 | 1242 | 42.8992 | -70.8489 | Nuclear |  |  |  | 1990.0 | NextEra Energy Seabrook LLC | U.S. Energy Information Administration | http://www.eia.gov/electricity/data/browser/ | U.S. Energy Information Administration | 28093 | 2019 | 10926.725 | 10168.265 | 9484.204 | 10761.163 | 9990.704 | 10061.696 | 10906.923 | U.S. Energy Information Administration |  |  |  |  | 9853.14 | NO-ESTIMATION | NO-ESTIMATION | NO-ESTIMATION | NO-ESTIMATION | CAPACITY-FACTOR-V1
USA | United States of America | R E Ginna Nuclear Power Plant |  | USA0006122 | 614 | 43.2777 | -77.3099 | Nuclear |  |  |  | 1970.0 | Exelon Nuclear | U.S. Energy Information Administration | http://www.eia.gov/electricity/data/browser/ | U.S. Energy Information Administration | 31588 | 2019 | 4993.296 | 4662.495 | 4801.3910000000005 | 5070.323 | 4697.675 | 4689.4400000000005 | 4993.693 | U.S. Energy Information Administration |  |  |  |  | 4871.03 | NO-ESTIMATION | NO-ESTIMATION | NO-ESTIMATION | NO-ESTIMATION | CAPACITY-FACTOR-V1
USA | United States of America | Nine Mile Point Nuclear Station |  | USA0002589 | 1901.1 | 43.5211 | -76.4100 | Nuclear |  |  |  | 1981.260901583294 | Exelon Nuclear | U.S. Energy Information Administration | http://www.eia.gov/electricity/data/browser/ | U.S. Energy Information Administration | 27841 | 2019 | 15846.333 | 15239.18 | 15998.076000000001 | 15500.372000000001 | 15992.880000000001 | 15382.83 | 15821.376 | U.S. Energy Information Administration |  |  |  |  | 15081.97 | NO-ESTIMATION | NO-ESTIMATION | NO-ESTIMATION | NO-ESTIMATION | CAPACITY-FACTOR-V1
USA | United States of America | James A Fitzpatrick |  | USA0006110 | 883.3 | 43.5214 | -76.4084 | Nuclear |  |  |  | 1976.0 | Exelon Nuclear | U.S. Energy Information Administration | http://www.eia.gov/electricity/data/browser/ | U.S. Energy Information Administration | 27566 | 2019 | 6839.822 | 5828.694 | 7382.237 | 5874.126 | 6174.224 | 6527.781 | 7355.106 | U.S. Energy Information Administration |  |  |  |  | 7007.47 | NO-ESTIMATION | NO-ESTIMATION | NO-ESTIMATION | NO-ESTIMATION | CAPACITY-FACTOR-V1
USA | United States of America | Point Beach Nuclear Plant |  | USA0004046 | 1311 | 44.2806 | -87.5369 | Nuclear | Oil |  |  | 1971.4523264683448 | NextEra Energy Point Beach LLC | U.S. Energy Information Administration | http://www.eia.gov/electricity/data/browser/ | U.S. Energy Information Administration | 37201 | 2019 | 9941.94642 | 9447.148000000001 | 10008.039 | 10151.411 | 9648.847999999998 | 10128.796 | 10029.974 | U.S. Energy Information Administration |  |  |  |  | 10400.53 | NO-ESTIMATION | NO-ESTIMATION | NO-ESTIMATION | NO-ESTIMATION | CAPACITY-FACTOR-V1
USA | United States of America | Prairie Island |  | USA0001925 | 1186.2 | 44.6220 | -92.6333 | Nuclear |  |  |  | 1974.0000000000002 | Northern States Power Co - Minnesota | U.S. Energy Information Administration | http://www.eia.gov/electricity/data/browser/ | U.S. Energy Information Administration | 28280 | 2019 | 7714.143 | 8383.2 | 7374.711 | 8263.058 | 8744.731 | 8983.305 | 9139.972 | U.S. Energy Information Administration |  |  |  |  | 9410.46 | NO-ESTIMATION | NO-ESTIMATION | NO-ESTIMATION | NO-ESTIMATION | CAPACITY-FACTOR-V1
USA | United States of America | Monticello Nuclear Facility |  | USA0001922 | 685 | 45.3338 | -93.8493 | Nuclear |  |  |  | 1971.0 | Northern States Power Co - Minnesota | U.S. Energy Information Administration | http://www.eia.gov/electricity/data/browser/ | U.S. Energy Information Administration | 28270 | 2019 | 2993.574 | 4323.966 | 4663.895 | 5597.758 | 5159.62 | 5618.024 | 4964.575 | U.S. Energy Information Administration |  |  |  |  | 5434.3 | NO-ESTIMATION | NO-ESTIMATION | NO-ESTIMATION | NO-ESTIMATION | CAPACITY-FACTOR-V1
USA | United States of America | Columbia Generating Station |  | USA0000371 | 1200 | 46.4711 | -119.3339 | Nuclear |  |  |  | 1985.0 | Energy Northwest | U.S. Energy Information Administration | http://www.eia.gov/electricity/data/browser/ | U.S. Energy Information Administration | 36343 | 2019 | 8460.89 | 9497.321 | 8160.912 | 9625.622 | 8128.259 | 9708.441 | 8866.499 | U.S. Energy Information Administration |  |  |  |  | 9519.94 | NO-ESTIMATION | NO-ESTIMATION | NO-ESTIMATION | NO-ESTIMATION | CAPACITY-FACTOR-V1
ZAF | South Africa | Koeberg |  | WRI1000137 | 1800 | -33.6737 | 18.4281 | Nuclear |  |  |  | 1984.0 | Eskom | Eskom | http://www.eskom.co.za/Whatweredoing/ElectricityGeneration/KoebergNuclearPowerStation/Pages/Koeberg_Power_Station.aspx | WRI | 1016660 | [13 empty] | 13236.99 | NO-ESTIMATION | NO-ESTIMATION | NO-ESTIMATION | NO-ESTIMATION | CAPACITY-FACTOR-V1
AFG | Afghanistan | Kajaki Hydroelectric Power Plant Afghanistan |  | GEODB0040538 | 33 | 32.3220 | 65.1190 | Hydro | [5 empty] | GEODB | http://globalenergyobservatory.org | GEODB | 1009793 | 2017 | [8 empty] | 123.77 | 162.90 | 97.39 | 137.76 | 119.5 | NO-ESTIMATION | NO-ESTIMATION | NO-ESTIMATION | NO-ESTIMATION | CAPACITY-FACTOR-V1
AFG | Afghanistan | Nangarhar (Darunta) Hydroelectric Power Plant Afghanistan |  | GEODB0040536 | 11.55 | 34.4847 | 70.3633 | Hydro | [5 empty] | GEODB | http://globalenergyobservatory.org | GEODB | 1009787 | 2017 | [8 empty] | 58.77 | 54.42 | 42.71 | 59.72 | 46.12 | NO-ESTIMATION | NO-ESTIMATION | NO-ESTIMATION | NO-ESTIMATION | CAPACITY-FACTOR-V1
AFG | Afghanistan | Mahipar Hydroelectric Power Plant Afghanistan |  | GEODB0040541 | 66 | 34.5560 | 69.4787 | Hydro | [5 empty] | GEODB | http://globalenergyobservatory.org | GEODB | 1009795 | 2017 | [8 empty] | 225.06 | 203.55 | 146.90 | 230.18 | 174.91 | NO-ESTIMATION | NO-ESTIMATION | NO-ESTIMATION | NO-ESTIMATION | CAPACITY-FACTOR-V1
AFG | Afghanistan | Sarobi Dam Hydroelectric Power Plant Afghanistan |  | GEODB0040535 | 22 | 34.5865 | 69.7757 | Hydro | [5 empty] | GEODB | http://globalenergyobservatory.org | GEODB | 1009799 | 2017 | [8 empty] | 123.23 | 82.87 | 69.15 | 93.83 | 80 | NO-ESTIMATION | NO-ESTIMATION | NO-ESTIMATION | NO-ESTIMATION | CAPACITY-FACTOR-V1
AFG | Afghanistan | Naghlu Dam Hydroelectric Power Plant Afghanistan |  | GEODB0040534 | 100 | 34.6410 | 69.7170 | Hydro | [5 empty] | GEODB | http://globalenergyobservatory.org | GEODB | 1009797 | 2017 | [8 empty] | 406.16 | 357.22 | 270.99 | 395.38 | 350.8 | NO-ESTIMATION | NO-ESTIMATION | NO-ESTIMATION | NO-ESTIMATION | CAPACITY-FACTOR-V1
AFG | Afghanistan | Pul-e-Khumri Hydroelectric Power Plant Afghanistan |  | GEODB0040537 | 6 | 35.9416 | 68.7100 | Hydro | [5 empty] | GEODB | http://globalenergyobservatory.org | GEODB |  | 2017 | [8 empty] | 21.99 | 21.19 | 18.40 | 25.34 | 19.74 | NO-ESTIMATION | NO-ESTIMATION | NO-ESTIMATION | NO-ESTIMATION | CAPACITY-FACTOR-V1
AGO | Angola | Biopio (hydro) |  | WRI1023001 | 14.6 | -12.4706 | 13.7319 | Hydro | [5 empty] | African Development Bank Group | http://powerafrica.opendataforafrica.org | Power Africa | 1014555 | [9 empty] | 60.76 | 50.79 | 49.87 | 80.70 | 48.53 | NO-ESTIMATION | NO-ESTIMATION | NO-ESTIMATION | NO-ESTIMATION | CAPACITY-FACTOR-V1
AGO | Angola | Matala |  | WRI1023011 | 40 | -14.7333 | 15.0333 | Hydro | [5 empty] | African Development Bank Group | http://powerafrica.opendataforafrica.org | Power Africa | 1014569 | [9 empty] | 165.92 | 138.23 | 128.15 | 152.57 | 125.42 | NO-ESTIMATION | NO-ESTIMATION | NO-ESTIMATION | NO-ESTIMATION | CAPACITY-FACTOR-V1
AGO | Angola | Rio Luachimo |  | WRI1023013 | 16 | -7.3000 | 20.8500 | Hydro | [5 empty] | African Development Bank Group | http://powerafrica.opendataforafrica.org | Power Africa | [10 empty] | 79.25 | 66.06 | 67.94 | 82.20 | 66.01 | NO-ESTIMATION | NO-ESTIMATION | NO-ESTIMATION | NO-ESTIMATION | CAPACITY-FACTOR-V1
AGO | Angola | Cambambe |  | WRI1023003 | 180 | -9.7523 | 14.4809 | Hydro | [5 empty] | African Development Bank Group | http://powerafrica.opendataforafrica.org | Power Africa | [10 empty] | 573.81 | 732.53 | 709.84 | 604.31 | 678.19 | NO-ESTIMATION | NO-ESTIMATION | NO-ESTIMATION | NO-ESTIMATION | CAPACITY-FACTOR-V1
AGO | Angola | Capanda |  | WRI1023004 | 520 | -9.7955 | 15.4672 | Hydro | [5 empty] | African Development Bank Group | http://powerafrica.opendataforafrica.org | Power Africa | 1014558 | [9 empty] | 1450.81 | 1919.52 | 1853.98 | 1538.35 | 1746.62 | NO-ESTIMATION | NO-ESTIMATION | NO-ESTIMATION | NO-ESTIMATION | CAPACITY-FACTOR-V1
ALB | Albania | Bistrica 1 |  | WRI1002169 | 27 | 39.9116 | 20.1047 | Hydro |  |  |  | 1965.0 |  | Energy Charter Secretariat | http://www.energycharter.org/fileadmin/DocumentsMedia/IDEER/IDEER-Albania_2013_en.pdf | GEODB | 1021225 | [9 empty] | 105.17 | 75.26 | 79.50 | 105.45 | 88.45 | NO-ESTIMATION | NO-ESTIMATION | NO-ESTIMATION | NO-ESTIMATION | CAPACITY-FACTOR-V1
ALB | Albania | Lanabregas |  | WRI1002172 | 5 | 41.3428 | 19.8964 | Hydro |  |  |  | 1951.0 |  | Energy Charter Secretariat | http://www.energycharter.org/fileadmin/DocumentsMedia/IDEER/IDEER-Albania_2013_en.pdf | GEODB | 1021236 | [9 empty] | 20.37 | 12.89 | 14.64 | 20.04 | 15.23 | NO-ESTIMATION | NO-ESTIMATION | NO-ESTIMATION | NO-ESTIMATION | CAPACITY-FACTOR-V1
ALB | Albania | Shkopet |  | WRI1002173 | 24 | 41.6796 | 19.8305 | Hydro |  |  |  | 1963.0 |  | Energy Charter Secretariat | http://www.energycharter.org/fileadmin/DocumentsMedia/IDEER/IDEER-Albania_2013_en.pdf | GEODB | 1021238 | [9 empty] | 93.52 | 69.86 | 77.51 | 96.20 | 83.57 | NO-ESTIMATION | NO-ESTIMATION | NO-ESTIMATION | NO-ESTIMATION | CAPACITY-FACTOR-V1
ALB | Albania | Ulez |  | WRI1002174 | 25 | 41.6796 | 19.8936 | Hydro |  |  |  | 1958.0 |  | Energy Charter Secretariat | http://www.energycharter.org/fileadmin/DocumentsMedia/IDEER/IDEER-Albania_2013_en.pdf | GEODB | 1021241 | [9 empty] | 97.42 | 72.77 | 80.74 | 100.21 | 87.06 | NO-ESTIMATION | NO-ESTIMATION | NO-ESTIMATION | NO-ESTIMATION | CAPACITY-FACTOR-V1
ALB | Albania | Vau i Dijes |  | WRI1002175 | 250 | 42.0137 | 19.6359 | Hydro |  |  |  | 1971.0 |  | Energy Charter Secretariat | http://www.energycharter.org/fileadmin/DocumentsMedia/IDEER/IDEER-Albania_2013_en.pdf | GEODB | 1021242 | [9 empty] | 895.02 | 561.94 | 614.47 | 897.47 | 703.64 | NO-ESTIMATION | NO-ESTIMATION | NO-ESTIMATION | NO-ESTIMATION | CAPACITY-FACTOR-V1
ALB | Albania | Koman |  | WRI1002171 | 600 | 42.1033 | 19.8224 | Hydro |  |  |  | 1985.0 |  | Energy Charter Secretariat | http://www.energycharter.org/fileadmin/DocumentsMedia/IDEER/IDEER-Albania_2013_en.pdf | GEODB | 1021233 | [9 empty] | 2072.13 | 1618.73 | 1805.63 | 2434.84 | 1982.72 | NO-ESTIMATION | NO-ESTIMATION | NO-ESTIMATION | NO-ESTIMATION | CAPACITY-FACTOR-V1
ALB | Albania | Fierza |  | WRI1002170 | 500 | 42.2514 | 20.0431 | Hydro |  |  |  | 1978.0 |  | Energy Charter Secretariat | http://www.energycharter.org/fileadmin/DocumentsMedia/IDEER/IDEER-Albania_2013_en.pdf | GEODB | 1021231 | [9 empty] | 1976.01 | 1276.61 | 1503.72 | 1795.15 | 1648.24 | NO-ESTIMATION | NO-ESTIMATION | NO-ESTIMATION | NO-ESTIMATION | CAPACITY-FACTOR-V1
ARG | Argentina | LAS MADERAS |  | ARG0000169 | 30 | -24.4438 | -65.2203 | Hydro |  |  |  |  | HIDROELECTRICA LAS MADERAS | Ministerio de EnergÃ­a y MinerÃ­a | http://energia3.mecon.gov.ar/contenidos/archivos/Reorganizacion/informacion_del_mercado/publicaciones/mercado_electrico/estadisticosectorelectrico/2015/A1.POT_GEN_COMB_POR_CENTRAL_2015.xlsx | Ministerio de EnergÃ­a y MinerÃ­a | 1034444 | 2015 | [8 empty] | 73.63 | 73.63 | 100.52 | 86.34 | 73.63 | NO-ESTIMATION | NO-ESTIMATION | NO-ESTIMATION | NO-ESTIMATION | CAPACITY-FACTOR-V1
ARG | Argentina | RIO CORRALITO |  | ARG0000282 | 13.2 | -24.9830 | -65.6860 | Hydro |  |  |  | 1962.0 | AES ARGENTINA GENERACION S.A. | Ministerio de EnergÃ­a y MinerÃ­a | http://energia3.mecon.gov.ar/contenidos/archivos/Reorganizacion/informacion_del_mercado/publicaciones/mercado_electrico/estadisticosectorelectrico/2015/A1.POT_GEN_COMB_POR_CENTRAL_2015.xlsx | Ministerio de EnergÃ­a y MinerÃ­a | 1009886 | 2015 | [8 empty] | 29.96 | 29.96 | 40.37 | 34.42 | 29.96 | NO-ESTIMATION | NO-ESTIMATION | NO-ESTIMATION | NO-ESTIMATION | CAPACITY-FACTOR-V1
ARG | Argentina | EL TUNAL |  | ARG0000276 | 11 | -25.2323 | -64.4762 | Hydro |  |  |  | 1972.0 | AES ARGENTINA GENERACION S.A. | Ministerio de EnergÃ­a y MinerÃ­a | http://energia3.mecon.gov.ar/contenidos/archivos/Reorganizacion/informacion_del_mercado/publicaciones/mercado_electrico/estadisticosectorelectrico/2015/A1.POT_GEN_COMB_POR_CENTRAL_2015.xlsx | Ministerio de EnergÃ­a y MinerÃ­a | 1009769 | 2015 | [8 empty] | 43.25 | 43.03 | 51.42 | 56.59 | 45.91 | NO-ESTIMATION | NO-ESTIMATION | NO-ESTIMATION | NO-ESTIMATION | CAPACITY-FACTOR-V1
ARG | Argentina | CABRA CORRAL |  | ARG0000275 | 102 | -25.2712 | -65.3298 | Hydro |  |  |  | 1978.0 | AES ARGENTINA GENERACION S.A. | Ministerio de EnergÃ­a y MinerÃ­a | http://energia3.mecon.gov.ar/contenidos/archivos/Reorganizacion/informacion_del_mercado/publicaciones/mercado_electrico/estadisticosectorelectrico/2015/A1.POT_GEN_COMB_POR_CENTRAL_2015.xlsx | Ministerio de EnergÃ­a y MinerÃ­a | 1009763 | 2015 | [8 empty] | 380.17 | 337.42 | 416.66 | 431.73 | 409.06 | NO-ESTIMATION | NO-ESTIMATION | NO-ESTIMATION | NO-ESTIMATION | CAPACITY-FACTOR-V1
ARG | Argentina | URUGUA-I |  | ARG0000228 | 120 | -25.8766 | -54.5687 | Hydro |  |  |  | 1991.0 | EMSA | Ministerio de EnergÃ­a y MinerÃ­a | http://energia3.mecon.gov.ar/contenidos/archivos/Reorganizacion/informacion_del_mercado/publicaciones/mercado_electrico/estadisticosectorelectrico/2015/A1.POT_GEN_COMB_POR_CENTRAL_2015.xlsx | Ministerio de EnergÃ­a y MinerÃ­a | 1014553 | 2015 | [8 empty] | 303.41 | 303.41 | 395.11 | 366.02 | 297.94 | NO-ESTIMATION | NO-ESTIMATION | NO-ESTIMATION | NO-ESTIMATION | CAPACITY-FACTOR-V1
ARG | Argentina | EL CADILLAL |  | ARG0000338 | 14 | -26.6156 | -65.1929 | Hydro |  |  |  | 1966.0 | H. TUCUMAN SA | Ministerio de EnergÃ­a y MinerÃ­a | http://energia3.mecon.gov.ar/contenidos/archivos/Reorganizacion/informacion_del_mercado/publicaciones/mercado_electrico/estadisticosectorelectrico/2015/A1.POT_GEN_COMB_POR_CENTRAL_2015.xlsx | Ministerio de EnergÃ­a y MinerÃ­a | 1043036 | 2015 | [8 empty] | 42.65 | 47.23 | 58.11 | 61.22 | 45.64 | SOLAR-V1-NO-AGE | SOLAR-V1-NO-AGE | SOLAR-V1-NO-AGE | SOLAR-V1-NO-AGE | SOLAR-V1-NO-AGE
ARG | Argentina | PUEBLO VIEJO |  | ARG0000340 | 19.2 | -27.1149 | -65.7523 | Hydro |  |  |  | 1967.0 | H. TUCUMAN SA | Ministerio de EnergÃ­a y MinerÃ­a | http://energia3.mecon.gov.ar/contenidos/archivos/Reorganizacion/informacion_del_mercado/publicaciones/mercado_electrico/estadisticosectorelectrico/2015/A1.POT_GEN_COMB_POR_CENTRAL_2015.xlsx | Ministerio de EnergÃ­a y MinerÃ­a | 1009883 | 2015 | [8 empty] | 42.32 | 42.32 | 57.47 | 48.81 | 42.32 | NO-ESTIMATION | NO-ESTIMATION | NO-ESTIMATION | NO-ESTIMATION | CAPACITY-FACTOR-V1
ARG | Argentina | YACYRETA |  | ARG0000136 | 1550 | -27.4827 | -56.7397 | Hydro |  |  |  | 1995.6 | EBY | Ministerio de EnergÃ­a y MinerÃ­a | http://energia3.mecon.gov.ar/contenidos/archivos/Reorganizacion/informacion_del_mercado/publicaciones/mercado_electrico/estadisticosectorelectrico/2015/A1.POT_GEN_COMB_POR_CENTRAL_2015.xlsx | Ministerio de EnergÃ­a y MinerÃ­a | 1016581 | 2015 | [8 empty] | 3605.49 | 3605.49 | 4994.66 | 4275.97 | 3605.49 | NO-ESTIMATION | NO-ESTIMATION | NO-ESTIMATION | NO-ESTIMATION | CAPACITY-FACTOR-V1
ARG | Argentina | RIO HONDO |  | ARG0000332 | 19 | -27.5225 | -64.8861 | Hydro |  |  |  | 1976.0 | H. RIO HONDO SA | Ministerio de EnergÃ­a y MinerÃ­a | http://energia3.mecon.gov.ar/contenidos/archivos/Reorganizacion/informacion_del_mercado/publicaciones/mercado_electrico/estadisticosectorelectrico/2015/A1.POT_GEN_COMB_POR_CENTRAL_2015.xlsx | Ministerio de EnergÃ­a y MinerÃ­a | 1018426 | 2015 | [8 empty] | 75.68 | 75.75 | 85.09 | 87.29 | 75.75 | NO-ESTIMATION | NO-ESTIMATION | NO-ESTIMATION | NO-ESTIMATION | CAPACITY-FACTOR-V1
ARG | Argentina | LOS QUIROGA |  | ARG0000331 | 2.5 | -27.6509 | -64.3618 | Hydro |  |  |  | 1963.0 | H. RIO HONDO SA | Ministerio de EnergÃ­a y MinerÃ­a | http://energia3.mecon.gov.ar/contenidos/archivos/Reorganizacion/informacion_del_mercado/publicaciones/mercado_electrico/estadisticosectorelectrico/2015/A1.POT_GEN_COMB_POR_CENTRAL_2015.xlsx | Ministerio de EnergÃ­a y MinerÃ­a | 1009877 | 2015 | [8 empty] | 8.92 | 9.11 | 10.24 | 9.55 | 9.11 | NO-ESTIMATION | NO-ESTIMATION | NO-ESTIMATION | NO-ESTIMATION | CAPACITY-FACTOR-V1
ARG | Argentina | ESCABA |  | ARG0000339 | 24 | -27.6589 | -65.7633 | Hydro |  |  |  | 1956.0 | H. TUCUMAN SA | Ministerio de EnergÃ­a y MinerÃ­a | http://energia3.mecon.gov.ar/contenidos/archivos/Reorganizacion/informacion_del_mercado/publicaciones/mercado_electrico/estadisticosectorelectrico/2015/A1.POT_GEN_COMB_POR_CENTRAL_2015.xlsx | Ministerio de EnergÃ­a y MinerÃ­a | 1009867 | 2015 | [8 empty] | 57.43 | 56.54 | 76.82 | 65.13 | 55.01 | NO-ESTIMATION | NO-ESTIMATION | NO-ESTIMATION | NO-ESTIMATION | CAPACITY-FACTOR-V1
ARG | Argentina | PLANICIE BANDERITA |  | ARG0000241 | 472 | -28.5339 | -65.7997 | Hydro |  |  |  | 1979.0 | DUKE ENERGY CERROS COLORADOS SA | Ministerio de EnergÃ­a y MinerÃ­a | http://energia3.mecon.gov.ar/contenidos/archivos/Reorganizacion/informacion_del_mercado/publicaciones/mercado_electrico/estadisticosectorelectrico/2015/A1.POT_GEN_COMB_POR_CENTRAL_2015.xlsx | Ministerio de EnergÃ­a y MinerÃ­a |  | 2015 | [8 empty] | 711.26 | 670.52 | 1075.16 | 988.70 | 726.87 | NO-ESTIMATION | NO-ESTIMATION | NO-ESTIMATION | NO-ESTIMATION | CAPACITY-FACTOR-V1
ARG | Argentina | CUESTA DEL VIENTO |  | ARG0000297 | 10.55 | -30.1833 | -69.0667 | Hydro |  |  |  | 1997.0 | EPSE - ENERGIA PROVINCIAL SOCIEDAD DEL ESTADO | Ministerio de EnergÃ­a y MinerÃ­a | http://energia3.mecon.gov.ar/contenidos/archivos/Reorganizacion/informacion_del_mercado/publicaciones/mercado_electrico/estadisticosectorelectrico/2015/A1.POT_GEN_COMB_POR_CENTRAL_2015.xlsx | Ministerio de EnergÃ­a y MinerÃ­a | 1062221 | 2015 | [8 empty] | 37.46 | 37.96 | 46.09 | 45.58 | 39.33 | NO-ESTIMATION | NO-ESTIMATION | NO-ESTIMATION | NO-ESTIMATION | CAPACITY-FACTOR-V1
ARG | Argentina | QUEBRADA DE ULLUM |  | ARG0000299 | 45 | -31.2567 | -61.5203 | Hydro |  |  |  | 1981.0 | EPSE - ENERGIA PROVINCIAL SOCIEDAD DEL ESTADO | Ministerio de EnergÃ­a y MinerÃ­a | http://energia3.mecon.gov.ar/contenidos/archivos/Reorganizacion/informacion_del_mercado/publicaciones/mercado_electrico/estadisticosectorelectrico/2015/A1.POT_GEN_COMB_POR_CENTRAL_2015.xlsx | Ministerio de EnergÃ­a y MinerÃ­a | 1009779 | 2015 | [8 empty] | 113.26 | 113.26 | 153.59 | 132.33 | 113.26 | SOLAR-V1-NO-AGE | SOLAR-V1-NO-AGE | SOLAR-V1-NO-AGE | SOLAR-V1-NO-AGE | SOLAR-V1-NO-AGE
ARG | Argentina | SAN ROQUE |  | ARG0000107 | 26 | -31.3533 | -64.3938 | Hydro |  |  |  | 1944.0 | EPEC | Ministerio de EnergÃ­a y MinerÃ­a | http://energia3.mecon.gov.ar/contenidos/archivos/Reorganizacion/informacion_del_mercado/publicaciones/mercado_electrico/estadisticosectorelectrico/2015/A1.POT_GEN_COMB_POR_CENTRAL_2015.xlsx | Ministerio de EnergÃ­a y MinerÃ­a | 1048630 | 2015 | [8 empty] | 65.87 | 61.22 | 90.36 | 74.91 | 62.38 | NO-ESTIMATION | NO-ESTIMATION | NO-ESTIMATION | NO-ESTIMATION | CAPACITY-FACTOR-V1
ARG | Argentina | SALTO GRANDE (MITAD ARGENTINA) |  | ARG0000144 | 945 | -31.3891 | -68.6752 | Hydro |  |  |  | 1980.4 | CTMSG | Ministerio de EnergÃ­a y MinerÃ­a | http://energia3.mecon.gov.ar/contenidos/archivos/Reorganizacion/informacion_del_mercado/publicaciones/mercado_electrico/estadisticosectorelectrico/2015/A1.POT_GEN_COMB_POR_CENTRAL_2015.xlsx | Ministerio de EnergÃ­a y MinerÃ­a |  | 2015 | [8 empty] | 1552.41 | 1822.94 | 2392.64 | 2344.90 | 1477.96 | NO-ESTIMATION | NO-ESTIMATION | NO-ESTIMATION | NO-ESTIMATION | CAPACITY-FACTOR-V1
ARG | Argentina | CASSAFFOUSTH |  | ARG0000086 | 17.28 | -31.3992 | -64.2006 | Hydro |  |  |  | 1953.0 | EPEC | Ministerio de EnergÃ­a y MinerÃ­a | http://energia3.mecon.gov.ar/contenidos/archivos/Reorganizacion/informacion_del_mercado/publicaciones/mercado_electrico/estadisticosectorelectrico/2015/A1.POT_GEN_COMB_POR_CENTRAL_2015.xlsx | Ministerio de EnergÃ­a y MinerÃ­a | 1048628 | 2015 | [8 empty] | 45.68 | 41.26 | 51.23 | 48.30 | 43.63 | SOLAR-V1-NO-AGE | SOLAR-V1-NO-AGE | SOLAR-V1-NO-AGE | SOLAR-V1-NO-AGE | SOLAR-V1-NO-AGE
ARG | Argentina | ULLUM |  | ARG0000290 | 42 | -31.4557 | -68.7556 | Hydro |  |  |  |  | AES ARGENTINA GENERACION S.A. | Ministerio de EnergÃ­a y MinerÃ­a | http://energia3.mecon.gov.ar/contenidos/archivos/Reorganizacion/informacion_del_mercado/publicaciones/mercado_electrico/estadisticosectorelectrico/2015/A1.POT_GEN_COMB_POR_CENTRAL_2015.xlsx | Ministerio de EnergÃ­a y MinerÃ­a | 1086316 | 2015 | [8 empty] | 84.46 | 84.35 | 122.57 | 104.40 | 78.23 | NO-ESTIMATION | NO-ESTIMATION | NO-ESTIMATION | NO-ESTIMATION | CAPACITY-FACTOR-V1
ARG | Argentina | CH LOS CARACOLES |  | ARG0000296 | 121.4 | -31.5192 | -68.9814 | Hydro |  |  |  | 2009.0 | EPSE - ENERGIA PROVINCIAL SOCIEDAD DEL ESTADO | Ministerio de EnergÃ­a y MinerÃ­a | http://energia3.mecon.gov.ar/contenidos/archivos/Reorganizacion/informacion_del_mercado/publicaciones/mercado_electrico/estadisticosectorelectrico/2015/A1.POT_GEN_COMB_POR_CENTRAL_2015.xlsx | Ministerio de EnergÃ­a y MinerÃ­a | 1045177 | 2015 | [8 empty] | 341.90 | 340.96 | 423.27 | 489.01 | 339.93 | SOLAR-V1-NO-AGE | SOLAR-V1-NO-AGE | SOLAR-V1-NO-AGE | SOLAR-V1-NO-AGE | SOLAR-V1-NO-AGE
ARG | Argentina | PIEDRA DEL AGUILA (CPSA) |  | ARG0000233 | 1400 | -31.6651 | -63.8314 | Hydro |  |  |  | 1993.5 | CENTRAL PUERTO S.A | Ministerio de EnergÃ­a y MinerÃ­a | http://energia3.mecon.gov.ar/contenidos/archivos/Reorganizacion/informacion_del_mercado/publicaciones/mercado_electrico/estadisticosectorelectrico/2015/A1.POT_GEN_COMB_POR_CENTRAL_2015.xlsx | Ministerio de EnergÃ­a y MinerÃ­a | 1018415 | 2015 | [8 empty] | 2754.67 | 4695.70 | 5391.28 | 4233.28 | 2931.94 | NO-ESTIMATION | NO-ESTIMATION | NO-ESTIMATION | NO-ESTIMATION | CAPACITY-FACTOR-V1
ARG | Argentina | LOS MOLINOS I |  | ARG0000096 | 59.04 | -31.8380 | -64.4452 | Hydro |  |  |  | 1957.0 | EPEC | Ministerio de EnergÃ­a y MinerÃ­a | http://energia3.mecon.gov.ar/contenidos/archivos/Reorganizacion/informacion_del_mercado/publicaciones/mercado_electrico/estadisticosectorelectrico/2015/A1.POT_GEN_COMB_POR_CENTRAL_2015.xlsx | Ministerio de EnergÃ­a y MinerÃ­a | 1009876 | 2015 | [8 empty] | 122.29 | 136.89 | 187.39 | 164.98 | 135.62 | HYDRO-V1 | HYDRO-V1 | HYDRO-V1 | HYDRO-V1 | HYDRO-V1
ARG | Argentina | LOS MOLINOS II |  | ARG0000097 | 4.5 | -31.8380 | -64.4452 | Hydro |  |  |  | 1958.0 | EPEC | Ministerio de EnergÃ­a y MinerÃ­a | http://energia3.mecon.gov.ar/contenidos/archivos/Reorganizacion/informacion_del_mercado/publicaciones/mercado_electrico/estadisticosectorelectrico/2015/A1.POT_GEN_COMB_POR_CENTRAL_2015.xlsx | Ministerio de EnergÃ­a y MinerÃ­a | 1050833 | 2015 | [8 empty] | 10.80 | 10.98 | 13.78 | 12.74 | 11.33 | SOLAR-V1-NO-AGE | SOLAR-V1-NO-AGE | SOLAR-V1-NO-AGE | SOLAR-V1-NO-AGE | SOLAR-V1-NO-AGE
ARG | Argentina | LA VIÃ‘A |  | ARG0000094 | 16 | -31.8708 | -65.0349 | Hydro |  |  |  | 1958.0 | EPEC | Ministerio de EnergÃ­a y MinerÃ­a | http://energia3.mecon.gov.ar/contenidos/archivos/Reorganizacion/informacion_del_mercado/publicaciones/mercado_electrico/estadisticosectorelectrico/2015/A1.POT_GEN_COMB_POR_CENTRAL_2015.xlsx | Ministerio de EnergÃ­a y MinerÃ­a |  | 2015 | [8 empty] | 43.06 | 37.06 | 55.72 | 50.19 | 44.18 | HYDRO-V1 | HYDRO-V1 | HYDRO-V1 | HYDRO-V1 | HYDRO-V1
ARG | Argentina | PIEDRAS MORAS |  | ARG0000099 | 6.3 | -32.1675 | -64.2438 | Hydro |  |  |  | 1995.0 | EPEC | Ministerio de EnergÃ­a y MinerÃ­a | http://energia3.mecon.gov.ar/contenidos/archivos/Reorganizacion/informacion_del_mercado/publicaciones/mercado_electrico/estadisticosectorelectrico/2015/A1.POT_GEN_COMB_POR_CENTRAL_2015.xlsx | Ministerio de EnergÃ­a y MinerÃ­a | 1015808 | 2015 | [8 empty] | 16.23 | 18.28 | 18.80 | 21.70 | 18.44 | HYDRO-V1 | HYDRO-V1 | HYDRO-V1 | HYDRO-V1 | HYDRO-V1
ARG | Argentina | FITZ SIMON |  | ARG0000089 | 10.8 | -32.1784 | -64.4207 | Hydro |  |  |  | 1943.0 | EPEC | Ministerio de EnergÃ­a y MinerÃ­a | http://energia3.mecon.gov.ar/contenidos/archivos/Reorganizacion/informacion_del_mercado/publicaciones/mercado_electrico/estadisticosectorelectrico/2015/A1.POT_GEN_COMB_POR_CENTRAL_2015.xlsx | Ministerio de EnergÃ­a y MinerÃ­a | 1048629 | 2015 | [8 empty] | 27.69 | 31.34 | 32.08 | 37.21 | 31.47 | HYDRO-V1 | HYDRO-V1 | HYDRO-V1 | HYDRO-V1 | HYDRO-V1
ARG | Argentina | BENJAMIN REOLIN |  | ARG0000085 | 38.4 | -32.1883 | -64.3233 | Hydro |  |  |  | 1966.0 | EPEC | Ministerio de EnergÃ­a y MinerÃ­a | http://energia3.mecon.gov.ar/contenidos/archivos/Reorganizacion/informacion_del_mercado/publicaciones/mercado_electrico/estadisticosectorelectrico/2015/A1.POT_GEN_COMB_POR_CENTRAL_2015.xlsx | Ministerio de EnergÃ­a y MinerÃ­a | 1009859 | 2015 | [8 empty] | 90.12 | 102.50 | 118.19 | 123.62 | 104.67 | HYDRO-V1 | HYDRO-V1 | HYDRO-V1 | HYDRO-V1 | HYDRO-V1
ARG | Argentina | CACHEUTA (NUEVA) |  | ARG0000195 | 120 | -33.0291 | -69.1109 | Hydro |  |  |  | 2002.0 | CEMPPSA - HIDROCUYO SA | Ministerio de EnergÃ­a y MinerÃ­a | http://energia3.mecon.gov.ar/contenidos/archivos/Reorganizacion/informacion_del_mercado/publicaciones/mercado_electrico/estadisticosectorelectrico/2015/A1.POT_GEN_COMB_POR_CENTRAL_2015.xlsx | Ministerio de EnergÃ­a y MinerÃ­a | 1046032 | 2015 | [8 empty] | 297.51 | 314.76 | 416.30 | 408.80 | 341.24 | NO-ESTIMATION | NO-ESTIMATION | NO-ESTIMATION | NO-ESTIMATION | CAPACITY-FACTOR-V1
ARG | Argentina | GENERAL SAN MARTIN |  | ARG0000208 | 6 | -33.0449 | -68.9219 | Hydro |  |  |  | 1950.0 | GEMSA - HIDROCUYO SA | Ministerio de EnergÃ­a y MinerÃ­a | http://energia3.mecon.gov.ar/contenidos/archivos/Reorganizacion/informacion_del_mercado/publicaciones/mercado_electrico/estadisticosectorelectrico/2015/A1.POT_GEN_COMB_POR_CENTRAL_2015.xlsx | Ministerio de EnergÃ­a y MinerÃ­a | 1015897 | 2015 | [8 empty] | 17.78 | 19.07 | 22.08 | 25.44 | 21.74 | NO-ESTIMATION | NO-ESTIMATION | NO-ESTIMATION | NO-ESTIMATION | CAPACITY-FACTOR-V1
ARG | Argentina | ALVAREZ CONDARCO |  | ARG0000194 | 50.7 | -33.0452 | -69.0516 | Hydro |  |  |  | 2003.0 | CEMPPSA - HIDROCUYO SA | Ministerio de EnergÃ­a y MinerÃ­a | http://energia3.mecon.gov.ar/contenidos/archivos/Reorganizacion/informacion_del_mercado/publicaciones/mercado_electrico/estadisticosectorelectrico/2015/A1.POT_GEN_COMB_POR_CENTRAL_2015.xlsx | Ministerio de EnergÃ­a y MinerÃ­a | 1009855 | 2015 | [8 empty] | 141.57 | 150.75 | 188.01 | 190.95 | 163.07 | NO-ESTIMATION | NO-ESTIMATION | NO-ESTIMATION | NO-ESTIMATION | CAPACITY-FACTOR-V1
ARG | Argentina | EL CARRIZAL |  | ARG0000196 | 17 | -33.2993 | -68.7199 | Hydro |  |  |  | 1971.0 | CEMPPSA - HIDROCUYO SA | Ministerio de EnergÃ­a y MinerÃ­a | http://energia3.mecon.gov.ar/contenidos/archivos/Reorganizacion/informacion_del_mercado/publicaciones/mercado_electrico/estadisticosectorelectrico/2015/A1.POT_GEN_COMB_POR_CENTRAL_2015.xlsx | Ministerio de EnergÃ­a y MinerÃ­a | 1013689 | 2015 | [8 empty] | 68.04 | 66.16 | 82.11 | 103.27 | 66.05 | NO-ESTIMATION | NO-ESTIMATION | NO-ESTIMATION | NO-ESTIMATION | CAPACITY-FACTOR-V1
ARG | Argentina | AGUA DEL TORO |  | ARG0000210 | 130 | -34.5792 | -68.9892 | Hydro |  |  |  | 1982.0 | HIDISA | Ministerio de EnergÃ­a y MinerÃ­a | http://energia3.mecon.gov.ar/contenidos/archivos/Reorganizacion/informacion_del_mercado/publicaciones/mercado_electrico/estadisticosectorelectrico/2015/A1.POT_GEN_COMB_POR_CENTRAL_2015.xlsx | Ministerio de EnergÃ­a y MinerÃ­a | 1018417 | 2015 | [8 empty] | 288.58 | 330.11 | 413.29 | 415.17 | 289.92 | NO-ESTIMATION | NO-ESTIMATION | NO-ESTIMATION | NO-ESTIMATION | CAPACITY-FACTOR-V1
ARG | Argentina | LOS CORONELES (EX 25 DE MAYO) |  | ARG0000209 | 6.6 | -34.6000 | -68.5285 | Hydro |  |  |  | 1970.0 | GEMSA - HIDROCUYO SA | Ministerio de EnergÃ­a y MinerÃ­a | http://energia3.mecon.gov.ar/contenidos/archivos/Reorganizacion/informacion_del_mercado/publicaciones/mercado_electrico/estadisticosectorelectrico/2015/A1.POT_GEN_COMB_POR_CENTRAL_2015.xlsx | Ministerio de EnergÃ­a y MinerÃ­a |  | 2015 | [8 empty] | 17.19 | 19.30 | 22.32 | 24.96 | 19.26 | NO-ESTIMATION | NO-ESTIMATION | NO-ESTIMATION | NO-ESTIMATION | CAPACITY-FACTOR-V1
ARG | Argentina | LOS REYUNOS |  | ARG0000212 | 224 | -34.6028 | -68.6383 | Hydro |  |  |  | 1983.0 | HIDISA | Ministerio de EnergÃ­a y MinerÃ­a | http://energia3.mecon.gov.ar/contenidos/archivos/Reorganizacion/informacion_del_mercado/publicaciones/mercado_electrico/estadisticosectorelectrico/2015/A1.POT_GEN_COMB_POR_CENTRAL_2015.xlsx | Ministerio de EnergÃ­a y MinerÃ­a | 1018423 | 2015 | [8 empty] | 496.33 | 651.04 | 815.20 | 703.50 | 556.92 | NO-ESTIMATION | NO-ESTIMATION | NO-ESTIMATION | NO-ESTIMATION | CAPACITY-FACTOR-V1
ARG | Argentina | EL TIGRE |  | ARG0000211 | 14.4 | -34.6100 | -68.6136 | Hydro |  |  |  | 1989.0 | HIDISA | Ministerio de EnergÃ­a y MinerÃ­a | http://energia3.mecon.gov.ar/contenidos/archivos/Reorganizacion/informacion_del_mercado/publicaciones/mercado_electrico/estadisticosectorelectrico/2015/A1.POT_GEN_COMB_POR_CENTRAL_2015.xlsx | Ministerio de EnergÃ­a y MinerÃ­a | 1018420 | 2015 | [8 empty] | 37.42 | 42.02 | 48.62 | 55.49 | 41.96 | NO-ESTIMATION | NO-ESTIMATION | NO-ESTIMATION | NO-ESTIMATION | CAPACITY-FACTOR-V1
ARG | Argentina | NIHUIL IV |  | ARG0000213 | 22.4 | -34.8330 | -68.5168 | Hydro |  |  |  | 1965.0 | HIDRONIHUIL SA - LIHUEN SA | Ministerio de EnergÃ­a y MinerÃ­a | http://energia3.mecon.gov.ar/contenidos/archivos/Reorganizacion/informacion_del_mercado/publicaciones/mercado_electrico/estadisticosectorelectrico/2015/A1.POT_GEN_COMB_POR_CENTRAL_2015.xlsx | Ministerio de EnergÃ­a y MinerÃ­a | 1062405 | 2015 | [8 empty] | 73.60 | 72.92 | 85.94 | 86.46 | 73.35 | NO-ESTIMATION | NO-ESTIMATION | NO-ESTIMATION | NO-ESTIMATION | NO-ESTIMATION
ARG | Argentina | NIHUIL III |  | ARG0000216 | 52 | -34.8821 | -68.5760 | Hydro |  |  |  | 1972.0 | HINISA | Ministerio de EnergÃ­a y MinerÃ­a | http://energia3.mecon.gov.ar/contenidos/archivos/Reorganizacion/informacion_del_mercado/publicaciones/mercado_electrico/estadisticosectorelectrico/2015/A1.POT_GEN_COMB_POR_CENTRAL_2015.xlsx | Ministerio de EnergÃ­a y MinerÃ­a | 1018406 | 2015 | [8 empty] | 157.43 | 156.48 | 186.82 | 184.93 | 156.86 | HYDRO-V1 | HYDRO-V1 | HYDRO-V1 | HYDRO-V1 | HYDRO-V1
ARG | Argentina | NIHUIL II |  | ARG0000215 | 133.12 | -34.9039 | -68.6177 | Hydro |  |  |  | 1968.0 | HINISA | Ministerio de EnergÃ­a y MinerÃ­a | http://energia3.mecon.gov.ar/contenidos/archivos/Reorganizacion/informacion_del_mercado/publicaciones/mercado_electrico/estadisticosectorelectrico/2015/A1.POT_GEN_COMB_POR_CENTRAL_2015.xlsx | Ministerio de EnergÃ­a y MinerÃ­a | 1018405 | 2015 | [8 empty] | 351.98 | 349.56 | 427.21 | 423.49 | 350.53 | NO-ESTIMATION | NO-ESTIMATION | NO-ESTIMATION | NO-ESTIMATION | NO-ESTIMATION
ARG | Argentina | NIHUIL I |  | ARG0000214 | 74.24 | -34.9907 | -68.6237 | Hydro |  |  |  | 1957.0 | HINISA | Ministerio de EnergÃ­a y MinerÃ­a | http://energia3.mecon.gov.ar/contenidos/archivos/Reorganizacion/informacion_del_mercado/publicaciones/mercado_electrico/estadisticosectorelectrico/2015/A1.POT_GEN_COMB_POR_CENTRAL_2015.xlsx | Ministerio de EnergÃ­a y MinerÃ­a | 1018404 | 2015 | [8 empty] | 224.77 | 223.41 | 266.72 | 264.03 | 223.95 | NO-ESTIMATION | NO-ESTIMATION | NO-ESTIMATION | NO-ESTIMATION | CAPACITY-FACTOR-V1
ARG | Argentina | CASA DE PIEDRA |  | ARG0000183 | 60 | -38.2143 | -67.1908 | Hydro |  |  |  | 1996.0 | ENTE CASA DE PIEDRA | Ministerio de EnergÃ­a y MinerÃ­a | http://energia3.mecon.gov.ar/contenidos/archivos/Reorganizacion/informacion_del_mercado/publicaciones/mercado_electrico/estadisticosectorelectrico/2015/A1.POT_GEN_COMB_POR_CENTRAL_2015.xlsx | Ministerio de EnergÃ­a y MinerÃ­a | 1016560 | 2015 | [8 empty] | 195.69 | 200.87 | 228.48 | 222.00 | 206.48 | NO-ESTIMATION | NO-ESTIMATION | NO-ESTIMATION | NO-ESTIMATION | CAPACITY-FACTOR-V1
ARG | Argentina | SALTO ANDERSEN |  | ARG0000271 | 7.9 | -38.8244 | -64.8296 | Hydro |  |  |  | 2012.0 | DPA RIO NEGRO | Ministerio de EnergÃ­a y MinerÃ­a | http://energia3.mecon.gov.ar/contenidos/archivos/Reorganizacion/informacion_del_mercado/publicaciones/mercado_electrico/estadisticosectorelectrico/2015/A1.POT_GEN_COMB_POR_CENTRAL_2015.xlsx | Ministerio de EnergÃ­a y MinerÃ­a | 1082818 | 2015 | [8 empty] | 27.88 | 27.60 | 27.37 | 32.08 | 27.6 | NO-ESTIMATION | NO-ESTIMATION | NO-ESTIMATION | NO-ESTIMATION | CAPACITY-FACTOR-V1
ARG | Argentina | JULIAN ROMERO |  | ARG0000270 | 6.2 | -38.8367 | -68.0380 | Hydro |  |  |  |  | DPA RIO NEGRO | Ministerio de EnergÃ­a y MinerÃ­a | http://energia3.mecon.gov.ar/contenidos/archivos/Reorganizacion/informacion_del_mercado/publicaciones/mercado_electrico/estadisticosectorelectrico/2015/A1.POT_GEN_COMB_POR_CENTRAL_2015.xlsx | Ministerio de EnergÃ­a y MinerÃ­a | 1048810 | 2015 | [8 empty] | 25.93 | 32.72 | 28.55 | 26.85 | 25.64 | NO-ESTIMATION | NO-ESTIMATION | NO-ESTIMATION | NO-ESTIMATION | CAPACITY-FACTOR-V1
ARG | Argentina | CIPOLLETTI |  | ARG0000267 | 5.78 | -38.9121 | -67.9427 | Hydro |  |  |  | 1954.0 | DPA RIO NEGRO | Ministerio de EnergÃ­a y MinerÃ­a | http://energia3.mecon.gov.ar/contenidos/archivos/Reorganizacion/informacion_del_mercado/publicaciones/mercado_electrico/estadisticosectorelectrico/2015/A1.POT_GEN_COMB_POR_CENTRAL_2015.xlsx | Ministerio de EnergÃ­a y MinerÃ­a | 1048807 | 2015 | [8 empty] | 11.10 | 11.37 | 15.66 | 13.32 | 11.1 | NO-ESTIMATION | NO-ESTIMATION | NO-ESTIMATION | NO-ESTIMATION | CAPACITY-FACTOR-V1
ARG | Argentina | ARROYITO |  | ARG0000254 | 128 | -39.1009 | -68.5982 | Hydro |  |  |  | 1977.0 | H. EL CHOCON SA | Ministerio de EnergÃ­a y MinerÃ­a | http://energia3.mecon.gov.ar/contenidos/archivos/Reorganizacion/informacion_del_mercado/publicaciones/mercado_electrico/estadisticosectorelectrico/2015/A1.POT_GEN_COMB_POR_CENTRAL_2015.xlsx | Ministerio de EnergÃ­a y MinerÃ­a | 1018412 | 2015 | [8 empty] | 413.34 | 406.43 | 496.11 | 479.69 | 413.34 | NO-ESTIMATION | NO-ESTIMATION | NO-ESTIMATION | NO-ESTIMATION | CAPACITY-FACTOR-V1
ARG | Argentina | EL CHOCON |  | ARG0000255 | 1200 | -39.2577 | -68.7483 | Hydro |  |  |  | 1975.5 | H. EL CHOCON SA | Ministerio de EnergÃ­a y MinerÃ­a | http://energia3.mecon.gov.ar/contenidos/archivos/Reorganizacion/informacion_del_mercado/publicaciones/mercado_electrico/estadisticosectorelectrico/2015/A1.POT_GEN_COMB_POR_CENTRAL_2015.xlsx | Ministerio de EnergÃ­a y MinerÃ­a | 1018413 | 2015 | [8 empty] | 3517.36 | 3452.56 | 4293.30 | 4138.45 | 3517.36 | NO-ESTIMATION | NO-ESTIMATION | NO-ESTIMATION | NO-ESTIMATION | CAPACITY-FACTOR-V1
ARG | Argentina | GUILLERMO CESPEDES |  | ARG0000269 | 5.2 | -39.5600 | -65.6817 | Hydro |  |  |  | 1963.0 | DPA RIO NEGRO | Ministerio de EnergÃ­a y MinerÃ­a | http://energia3.mecon.gov.ar/contenidos/archivos/Reorganizacion/informacion_del_mercado/publicaciones/mercado_electrico/estadisticosectorelectrico/2015/A1.POT_GEN_COMB_POR_CENTRAL_2015.xlsx | Ministerio de EnergÃ­a y MinerÃ­a | 1048809 | 2015 | [8 empty] | 9.19 | 9.19 | 13.29 | 10.94 | 9.19 | NO-ESTIMATION | NO-ESTIMATION | NO-ESTIMATION | NO-ESTIMATION | CAPACITY-FACTOR-V1
ARG | Argentina | H. PICHI PICUN LEUFU |  | ARG0000272 | 285 | -40.0120 | -69.9918 | Hydro |  |  |  | 1999.0 | PETROBRAS ENERGIA | Ministerio de EnergÃ­a y MinerÃ­a | http://energia3.mecon.gov.ar/contenidos/archivos/Reorganizacion/informacion_del_mercado/publicaciones/mercado_electrico/estadisticosectorelectrico/2015/A1.POT_GEN_COMB_POR_CENTRAL_2015.xlsx | Ministerio de EnergÃ­a y MinerÃ­a | 1018424 | 2015 | [8 empty] | 805.77 | 805.77 | 990.06 | 953.20 | 805.77 | NO-ESTIMATION | NO-ESTIMATION | NO-ESTIMATION | NO-ESTIMATION | CAPACITY-FACTOR-V1
ARG | Argentina | ALICURA |  | ARG0000230 | 1050 | -40.5800 | -70.7489 | Hydro |  |  |  | 1987.0 | AES ARGENTINA GENERACION S.A. | Ministerio de EnergÃ­a y MinerÃ­a | http://energia3.mecon.gov.ar/contenidos/archivos/Reorganizacion/informacion_del_mercado/publicaciones/mercado_electrico/estadisticosectorelectrico/2015/A1.POT_GEN_COMB_POR_CENTRAL_2015.xlsx | Ministerio de EnergÃ­a y MinerÃ­a | 1018418 | 2015 | [8 empty] | 2896.84 | 3621.29 | 3575.78 | 3416.89 | 2896.84 | NO-ESTIMATION | NO-ESTIMATION | NO-ESTIMATION | NO-ESTIMATION | CAPACITY-FACTOR-V1
ARG | Argentina | FUTALEUFU |  | ARG0000080 | 472 | -43.1288 | -71.6300 | Hydro |  |  |  | 1978.0 | H. FUTALEUFU SA | Ministerio de EnergÃ­a y MinerÃ­a | http://energia3.mecon.gov.ar/contenidos/archivos/Reorganizacion/informacion_del_mercado/publicaciones/mercado_electrico/estadisticosectorelectrico/2015/A1.POT_GEN_COMB_POR_CENTRAL_2015.xlsx | Ministerio de EnergÃ­a y MinerÃ­a | 1018422 | 2015 | [8 empty] | 1117.92 | 1117.92 | 1367.97 | 1447.81 | 1216.6 | NO-ESTIMATION | NO-ESTIMATION | NO-ESTIMATION | NO-ESTIMATION | CAPACITY-FACTOR-V1
ARG | Argentina | FLORENTINO AMEGHINO |  | ARG0000079 | 60 | -43.6996 | -66.4815 | Hydro |  |  |  | 1963.0 | H. AMEGHINO SA | Ministerio de EnergÃ­a y MinerÃ­a | http://energia3.mecon.gov.ar/contenidos/archivos/Reorganizacion/informacion_del_mercado/publicaciones/mercado_electrico/estadisticosectorelectrico/2015/A1.POT_GEN_COMB_POR_CENTRAL_2015.xlsx | Ministerio de EnergÃ­a y MinerÃ­a | 1018421 | 2015 | [8 empty] | 196.56 | 185.78 | 236.03 | 213.26 | 185.17 | NO-ESTIMATION | NO-ESTIMATION | NO-ESTIMATION | NO-ESTIMATION | CAPACITY-FACTOR-V1
ARG | Argentina | RIO GRANDE |  | ARG0000104 | 750 | -53.7862 | -67.7222 | Hydro |  |  |  | 1986.0 | EPEC | Ministerio de EnergÃ­a y MinerÃ­a | http://energia3.mecon.gov.ar/contenidos/archivos/Reorganizacion/informacion_del_mercado/publicaciones/mercado_electrico/estadisticosectorelectrico/2015/A1.POT_GEN_COMB_POR_CENTRAL_2015.xlsx | Ministerio de EnergÃ­a y MinerÃ­a |  | 2015 | [8 empty] | 1965.53 | 1965.53 | 2637.71 | 2290.56 | 1965.53 | NO-ESTIMATION | NO-ESTIMATION | NO-ESTIMATION | NO-ESTIMATION | CAPACITY-FACTOR-V1
ARM | Armenia | Tatev |  | WRI1019029 | 158 | 39.3956 | 46.2578 | Hydro |  |  |  | 1970.0 | Ministry of Energy an Natural Resources | Armenia Ministry of Energy and Natural Resources | http://www.minenergy.am/en/page/533 | WRI | 1010339 | [9 empty] | 218.42 | 218.42 | 218.37 | 219.59 | 263.44 | NO-ESTIMATION | NO-ESTIMATION | NO-ESTIMATION | NO-ESTIMATION | CAPACITY-FACTOR-V1
ARM | Armenia | Shamb |  | WRI1019030 | 170 | 39.4743 | 46.1306 | Hydro |  |  |  | 1978.0 | Ministry of Energy an Natural Resources | Armenia Ministry of Energy and Natural Resources | http://www.minenergy.am/en/page/533 | GEODB | [10 empty] | 254.59 | 248.21 | 225.18 | 234.89 | 226.04 | SOLAR-V1-NO-AGE | SOLAR-V1-NO-AGE | SOLAR-V1-NO-AGE | SOLAR-V1-NO-AGE | SOLAR-V1-NO-AGE
ARM | Armenia | Spandaryan |  | WRI1019031 | 76 | 39.6494 | 45.8500 | Hydro |  |  |  | 1989.0 | Ministry of Energy an Natural Resources | Armenia Ministry of Energy and Natural Resources | http://www.minenergy.am/en/page/533 | GEODB | [10 empty] | 91.89 | 59.65 | 134.22 | 106.80 | 91.89 | NO-ESTIMATION | NO-ESTIMATION | NO-ESTIMATION | NO-ESTIMATION | CAPACITY-FACTOR-V1
ARM | Armenia | Sevan-Hrazdan Cascade |  | WRI1003805 | 561 | 40.5078 | 44.7606 | Hydro |  |  |  |  | RusHydro | Armenia Ministry of Energy and Natural Resources | http://www.minenergy.am/en/page/534 | GEODB | [10 empty] | 847.52 | 854.95 | 838.63 | 846.61 | 853.67 | HYDRO-V1 | HYDRO-V1 | HYDRO-V1 | HYDRO-V1 | HYDRO-V1
AUS | Australia | Ord River |  | AUS0000224 | 30 | -16.1201 | 128.7383 | Hydro |  |  |  |  | Pacific Hydro Pty Ltd | Australian Renewable Energy Mapping Infrastructure | https://www.nationalmap.gov.au/ | Australian Renewable Energy Mapping Infrastructure |  |  | 221.3347222222222 | 205.43277777777777 | 206.13972222222222 | 216.72222222222223 | 212.62194444444444 | 220.78666666666666 |  | Australia Clean Energy Regulator | 82.07 | 92.10 | 65.49 | 60.45 | 106.02 | HYDRO-V1 | HYDRO-V1 | HYDRO-V1 | HYDRO-V1 | HYDRO-V1
AUS | Australia | Barron Gorge |  | AUS0000151 | 60 | -16.8502 | 145.6465 | Hydro |  |  |  |  | Stanwell Corporation Ltd | Australian Renewable Energy Mapping Infrastructure | https://www.nationalmap.gov.au/ | Australian Renewable Energy Mapping Infrastructure | 1010507 |  | 180.4636111111111 | 202.7461111111111 | 173.72666666666666 | 106.88388888888889 | 127.77027777777778 | 153.89833333333334 |  | Australia Clean Energy Regulator | 147.07 | 166.85 | 98.41 | 87.80 | 194.56 | HYDRO-V1 | HYDRO-V1 | HYDRO-V1 | HYDRO-V1 | HYDRO-V1
AUS | Australia | Kareeya |  | AUS0000161 | 88 | -17.7670 | 145.5779 | Hydro |  |  |  |  | Stanwell Corporation Ltd | Australian Renewable Energy Mapping Infrastructure | https://www.nationalmap.gov.au/ | Australian Renewable Energy Mapping Infrastructure | 1067221 |  | 471.5858333333333 | 597.9138888888889 | 448.3927777777778 | 295.0736111111111 | 487.80333333333334 | 450.4194444444444 |  | Australia Clean Energy Regulator | 185.48 | 177.85 | 117.77 | 70.75 | 220.81 | HYDRO-V1 | HYDRO-V1 | HYDRO-V1 | HYDRO-V1 | HYDRO-V1
AUS | Australia | Koombooloomba |  | AUS0000055 | 7.3 | -17.8313 | 145.6034 | Hydro |  |  |  |  | Stanwell Corporation Ltd | Australian Renewable Energy Mapping Infrastructure | https://www.nationalmap.gov.au/ | Australian Renewable Energy Mapping Infrastructure | 1050161 | [9 empty] | 18.50 | 17.87 | 13.60 | 10.18 | 21.28 | HYDRO-V1 | HYDRO-V1 | HYDRO-V1 | HYDRO-V1 | HYDRO-V1
AUS | Australia | Wivenhoe Hydroelectric |  | AUS0000150 | 500 | -27.3722 | 152.6320 | Hydro |  |  |  |  | CS Energy | Australian Renewable Energy Mapping Infrastructure | https://www.nationalmap.gov.au/ | Australian Renewable Energy Mapping Infrastructure | 1010532 |  | 23.1975 | 13.744722222222222 | 20.24361111111111 | 86.9325 | 66.16972222222222 | 35.92166666666667 |  | Australia Clean Energy Regulator | 1215.91 | 676.23 | 437.76 | 428.00 | 1468.52 | HYDRO-V1 | HYDRO-V1 | HYDRO-V1 | HYDRO-V1 | HYDRO-V1
AUS | Australia | Wivenhoe |  | AUS0000057 | 4.7 | -27.3952 | 152.6092 | Hydro |  |  |  |  | Stanwell Corporation Ltd | Australian Renewable Energy Mapping Infrastructure | https://www.nationalmap.gov.au/ | Australian Renewable Energy Mapping Infrastructure | [10 empty] | 16.03 | 12.50 | 11.10 | 11.79 | 15.73 | HYDRO-V1 | HYDRO-V1 | HYDRO-V1 | HYDRO-V1 | HYDRO-V1
AUS | Australia | Pindari |  | AUS0000012 | 6.7 | -29.3886 | 151.2442 | Hydro |  |  |  |  | AGL Energy Pty Ltd | Australian Renewable Energy Mapping Infrastructure | https://www.nationalmap.gov.au/ | Australian Renewable Energy Mapping Infrastructure | 1057530 |  | 3.828888888888889 | 1.4069444444444446 |  | 1.1530555555555555 | 7.195555555555556 | 3.602777777777778 |  | Australia Clean Energy Regulator | 20.86 | 17.26 | 13.37 | 15.48 | 24.35 | HYDRO-V1 | HYDRO-V1 | HYDRO-V1 | HYDRO-V1 | HYDRO-V1
AUS | Australia | Copeton |  | AUS0000301 | 24 | -29.9102 | 150.9235 | Hydro |  |  |  |  | AGL Energy Pty Ltd | Australian Renewable Energy Mapping Infrastructure | https://www.nationalmap.gov.au/ | Australian Renewable Energy Mapping Infrastructure | 1019041 |  | 40.45944444444444 | 46.93083333333333 | 38.829166666666666 | 12.689444444444444 | 28.087222222222223 | 41.25666666666667 |  | Australia Clean Energy Regulator | 53.84 | 51.76 | 36.63 | 31.66 | 65.1 | HYDRO-V1 | HYDRO-V1 | HYDRO-V1 | HYDRO-V1 | HYDRO-V1
AUS | Australia | Nymboida |  | AUS0000283 | 33.6 | -29.9257 | 152.7417 | Hydro |  |  |  |  | Essential Energy | Australian Renewable Energy Mapping Infrastructure | https://www.nationalmap.gov.au/ | Australian Renewable Energy Mapping Infrastructure | 1061744 | [9 empty] | 78.47 | 69.57 | 52.26 | 51.59 | 92.19 | HYDRO-V1 | HYDRO-V1 | HYDRO-V1 | HYDRO-V1 | HYDRO-V1
AUS | Australia | Oaky |  | AUS0000284 | 4.8 | -30.5751 | 152.0690 | Hydro |  |  |  |  | Essential Energy | Australian Renewable Energy Mapping Infrastructure | https://www.nationalmap.gov.au/ | Australian Renewable Energy Mapping Infrastructure | 1034599 | [9 empty] | 11.12 | 11.12 | 9.55 | 9.58 | 13.36 | SOLAR-V1-NO-AGE | SOLAR-V1-NO-AGE | SOLAR-V1-NO-AGE | SOLAR-V1-NO-AGE | SOLAR-V1-NO-AGE
AUS | Australia | Lake Keepit |  | AUS0000304 | 6.5 | -30.8792 | 150.4914 | Hydro |  |  |  |  | Country Energy | Australian Renewable Energy Mapping Infrastructure | https://www.nationalmap.gov.au/ | Australian Renewable Energy Mapping Infrastructure |  |  |  | 6.53 | 2.8480555555555553 | 1.2236111111111112 | 5.9719444444444445 | 11.439444444444444 |  | Australia Clean Energy Regulator | 16.98 | 17.07 | 12.70 | 12.69 | 20.57 | NO-ESTIMATION | NO-ESTIMATION | NO-ESTIMATION | NO-ESTIMATION | CAPACITY-FACTOR-V1
AUS | Australia | Glenbawn |  | AUS0000275 | 5.8 | -32.1097 | 150.9982 | Hydro |  |  |  |  | AGL Energy Pty Ltd | Australian Renewable Energy Mapping Infrastructure | https://www.nationalmap.gov.au/ | Australian Renewable Energy Mapping Infrastructure | 1019042 |  | 2.1597222222222223 | 6.454722222222222 | 11.737222222222222 | 9.075833333333334 | 4.1433333333333335 | 19.60333333333333 |  | Australia Clean Energy Regulator | 14.89 | 14.54 | 9.73 | 12.57 | 17.66 | HYDRO-V1 | HYDRO-V1 | HYDRO-V1 | HYDRO-V1 | HYDRO-V1
AUS | Australia | Burrendong |  | AUS0000300 | 19 | -32.6646 | 149.1080 | Hydro |  |  |  |  | AGL Energy Pty Ltd | Australian Renewable Energy Mapping Infrastructure | https://www.nationalmap.gov.au/ | Australian Renewable Energy Mapping Infrastructure | 1019040 |  | 43.844722222222224 | 15.805277777777778 | 7.618888888888889 | 6.788333333333333 | 41.501666666666665 | 36.22694444444444 |  | Australia Clean Energy Regulator | 56.55 | 64.50 | 42.08 | 56.48 | 68.87 | HYDRO-V1 | HYDRO-V1 | HYDRO-V1 | HYDRO-V1 | HYDRO-V1
AUS | Australia | Warragamba |  | AUS0000297 | 50 | -33.8832 | 150.5965 | Hydro |  |  |  |  | Eraring Energy | Australian Renewable Energy Mapping Infrastructure | https://www.nationalmap.gov.au/ | Australian Renewable Energy Mapping Infrastructure | 1014219 | [9 empty] | 141.43 | 137.05 | 88.14 | 88.32 | 162.06 | HYDRO-V1 | HYDRO-V1 | HYDRO-V1 | HYDRO-V1 | HYDRO-V1
AUS | Australia | Wyangala A |  | AUS0000026 | 20 | -33.9810 | 148.9473 | Hydro |  |  |  |  | Country Energy | Australian Renewable Energy Mapping Infrastructure | https://www.nationalmap.gov.au/ | Australian Renewable Energy Mapping Infrastructure | 1019004 |  | 84.60638888888889 | 42.45333333333333 | 38.46722222222222 | 40.11333333333334 | 70.96472222222222 | 60.52916666666667 |  | Australia Clean Energy Regulator | 43.54 | 45.49 | 41.44 | 45.77 | 59.24 | NO-ESTIMATION | NO-ESTIMATION | NO-ESTIMATION | NO-ESTIMATION | CAPACITY-FACTOR-V1
AUS | Australia | Kangaroo Valley (Shoalhaven Scheme) |  | AUS0000279 | 160 | -34.7230 | 150.4795 | Hydro |  |  |  |  | Eraring Energy | Australian Renewable Energy Mapping Infrastructure | https://www.nationalmap.gov.au/ | Australian Renewable Energy Mapping Infrastructure | [10 empty] | 298.94 | 285.01 | 130.24 | 142.12 | 360.88 | HYDRO-V1 | HYDRO-V1 | HYDRO-V1 | HYDRO-V1 | HYDRO-V1
AUS | Australia | Bendeela (Shoalhaven Scheme) |  | AUS0000266 | 240 | -34.7337 | 150.4669 | Hydro |  |  |  |  | Origin Energy | Australian Renewable Energy Mapping Infrastructure | https://www.nationalmap.gov.au/ | Australian Renewable Energy Mapping Infrastructure | 1014214 | [9 empty] | 374.78 | 408.34 | 135.92 | 148.34 | 536.34 | NO-ESTIMATION | NO-ESTIMATION | NO-ESTIMATION | NO-ESTIMATION | CAPACITY-FACTOR-V1
AUS | Australia | Terminal Storage |  | AUS0000058 | 2.5 | -34.8393 | 138.7112 | Hydro |  |  |  |  | Hydro-Electric Corp Tasmania/SA Water | Australian Renewable Energy Mapping Infrastructure | https://www.nationalmap.gov.au/ | Australian Renewable Energy Mapping Infrastructure | 1058811 | [9 empty] | 6.72 | 6.73 | 6.39 | 7.00 | 8.02 | HYDRO-V1 | HYDRO-V1 | HYDRO-V1 | HYDRO-V1 | HYDRO-V1
AUS | Australia | Burrinjuck Power Station |  | AUS0000048 | 27 | -35.0025 | 148.5834 | Hydro |  |  |  |  | Eraring Energy | Australian Renewable Energy Mapping Infrastructure | https://www.nationalmap.gov.au/ | Australian Renewable Energy Mapping Infrastructure | 1014203 |  | 85.92888888888889 | 41.01583333333333 | 84.74777777777778 | 83.07222222222222 | 106.96916666666667 | 59.83444444444444 |  | Australia Clean Energy Regulator | 82.15 | 81.47 | 61.15 | 74.33 | 94.75 | NO-ESTIMATION | NO-ESTIMATION | NO-ESTIMATION | NO-ESTIMATION | CAPACITY-FACTOR-V1
AUS | Australia | Blowering |  | AUS0000267 | 70 | -35.3986 | 148.2463 | Hydro |  |  |  |  | Snowy Hydro Ltd | Australian Renewable Energy Mapping Infrastructure | https://www.nationalmap.gov.au/ | Australian Renewable Energy Mapping Infrastructure | 1029076 | [9 empty] | 208.64 | 207.35 | 102.29 | 143.46 | 224.43 | HYDRO-V1 | HYDRO-V1 | HYDRO-V1 | HYDRO-V1 | HYDRO-V1
AUS | Australia | Jounama |  | AUS0000038 | 14 | -35.5620 | 148.3055 | Hydro |  |  |  |  | Snowy Hydro Ltd | Australian Renewable Energy Mapping Infrastructure | https://www.nationalmap.gov.au/ | Australian Renewable Energy Mapping Infrastructure | 1066821 | [9 empty] | 46.48 | 45.94 | 27.49 | 37.04 | 48.76 | HYDRO-V1 | HYDRO-V1 | HYDRO-V1 | HYDRO-V1 | HYDRO-V1
AUS | Australia | The Drop |  | AUS0000011 | 3 | -35.6043 | 145.7837 | Hydro |  |  |  |  | Pacific Hydro Investments Pty Ltd | Australian Renewable Energy Mapping Infrastructure | https://www.nationalmap.gov.au/ | Australian Renewable Energy Mapping Infrastructure | 1055740 |  | 7.658888888888889 | 6.122777777777777 | 7.834722222222222 | 3.94 | 5.364444444444445 | 4.3036111111111115 |  | Australia Clean Energy Regulator | 7.14 | 7.14 | 6.41 | 6.42 | 8.34 | NO-ESTIMATION | NO-ESTIMATION | NO-ESTIMATION | NO-ESTIMATION | CAPACITY-FACTOR-V1
AUS | Australia | Tumut 3 |  | AUS0000031 | 1500 | -35.6112 | 148.2917 | Hydro |  |  |  |  | Snowy Hydro Ltd | Australian Renewable Energy Mapping Infrastructure | https://www.nationalmap.gov.au/ | Australian Renewable Energy Mapping Infrastructure | 1029082 | [9 empty] | 4379.05 | 4257.32 | 2046.68 | 3107.43 | 5544.09 | HYDRO-V1 | HYDRO-V1 | HYDRO-V1 | HYDRO-V1 | HYDRO-V1
AUS | Australia | Tumut 2 (Upper Tumut) |  | AUS0000293 | 336 | -35.8814 | 148.3672 | Hydro |  |  |  |  | Snowy Hydro Ltd | Australian Renewable Energy Mapping Infrastructure | https://www.nationalmap.gov.au/ | Australian Renewable Energy Mapping Infrastructure | 1060516 | [9 empty] | 665.39 | 665.59 | 213.98 | 356.89 | 873.51 | HYDRO-V1 | HYDRO-V1 | HYDRO-V1 | HYDRO-V1 | HYDRO-V1
AUS | Australia | Tumut 1 (Upper Tumut) |  | AUS0000292 | 616 | -35.9517 | 148.3637 | Hydro |  |  |  |  | Snowy Hydro Ltd | Australian Renewable Energy Mapping Infrastructure | https://www.nationalmap.gov.au/ | Australian Renewable Energy Mapping Infrastructure | 1029081 | [9 empty] | 1212.06 | 1212.44 | 388.72 | 650.72 | 1845.84 | HYDRO-V1 | HYDRO-V1 | HYDRO-V1 | HYDRO-V1 | HYDRO-V1
AUS | Australia | Yarrawonga |  | AUS0000101 | 9 | -36.0094 | 145.9995 | Hydro |  |  |  |  | AGL Energy Pty Ltd | Australian Renewable Energy Mapping Infrastructure | https://www.nationalmap.gov.au/ | Australian Renewable Energy Mapping Infrastructure | 1020876 |  | 38.21611111111111 | 44.22472222222222 | 50.18388888888889 | 46.03527777777778 | 31.44472222222222 | 37.31777777777778 |  | Australia Clean Energy Regulator | 39.41 | 39.35 | 33.31 | 49.62 | 41.56 | HYDRO-V1 | HYDRO-V1 | HYDRO-V1 | HYDRO-V1 | HYDRO-V1
AUS | Australia | Hume |  | AUS0000076 | 70 | -36.1066 | 147.0326 | Hydro |  |  |  |  | Eraring Energy | Australian Renewable Energy Mapping Infrastructure | https://www.nationalmap.gov.au/ | Australian Renewable Energy Mapping Infrastructure | 1014205 |  | 238.94944444444445 | 0.3497222222222222 | 209.73638888888888 | 181.65722222222223 | 255.67694444444444 | 203.37194444444444 |  | Australia Clean Energy Regulator | 243.32 | 243.32 | 194.03 | 277.31 | 247.46 | NO-ESTIMATION | NO-ESTIMATION | NO-ESTIMATION | NO-ESTIMATION | CAPACITY-FACTOR-V1
AUS | Australia | Murray 2 |  | AUS0000106 | 552 | -36.2423 | 148.1362 | Hydro |  |  |  |  | Snowy Hydro Ltd | Australian Renewable Energy Mapping Infrastructure | https://www.nationalmap.gov.au/ | Australian Renewable Energy Mapping Infrastructure | 1029080 | [9 empty] | 965.81 | 1003.67 | 314.58 | 702.60 | 1617.28 | NO-ESTIMATION | NO-ESTIMATION | NO-ESTIMATION | NO-ESTIMATION | CAPACITY-FACTOR-V1
AUS | Australia | Murray 1 |  | AUS0000107 | 950 | -36.2467 | 148.1901 | Hydro |  |  |  |  | Snowy Hydro Ltd | Australian Renewable Energy Mapping Infrastructure | https://www.nationalmap.gov.au/ | Australian Renewable Energy Mapping Infrastructure | 1029079 | [9 empty] | 2655.64 | 2655.64 | 2039.11 | 2044.70 | 3518.51 | NO-ESTIMATION | NO-ESTIMATION | NO-ESTIMATION | NO-ESTIMATION | CAPACITY-FACTOR-V1
AUS | Australia | Guthega |  | AUS0000303 | 80 | -36.3501 | 148.4135 | Hydro |  |  |  |  | Snowy Hydro Ltd | Australian Renewable Energy Mapping Infrastructure | https://www.nationalmap.gov.au/ | Australian Renewable Energy Mapping Infrastructure | 1029077 | [9 empty] | 215.04 | 231.29 | 130.38 | 147.43 | 258.31 | HYDRO-V1 | HYDRO-V1 | HYDRO-V1 | HYDRO-V1 | HYDRO-V1
AUS | Australia | Jindabyne Dam Mini Hydro |  | AUS0000021 | 1.1 | -36.4351 | 148.6333 | Hydro |  |  |  |  | Snowy Hydro Ltd | Australian Renewable Energy Mapping Infrastructure | https://www.nationalmap.gov.au/ | Australian Renewable Energy Mapping Infrastructure | 1029078 | [9 empty] | 4.29 | 4.16 | 3.14 | 2.78 | 4.86 | HYDRO-V1 | HYDRO-V1 | HYDRO-V1 | HYDRO-V1 | HYDRO-V1
AUS | Australia | Banimboola |  | AUS0000014 | 12.85 | -36.5344 | 147.4594 | Hydro |  |  |  |  | AGL Energy Pty Ltd | Australian Renewable Energy Mapping Infrastructure | https://www.nationalmap.gov.au/ | Australian Renewable Energy Mapping Infrastructure | 1060043 |  | 11.468333333333334 | 26.24138888888889 | 38.08166666666666 | 47.238055555555555 | 3.0383333333333336 | 3.080277777777778 |  | Australia Clean Energy Regulator | 43.38 | 43.38 | 32.67 | 38.49 | 51.03 | NO-ESTIMATION | NO-ESTIMATION | NO-ESTIMATION | NO-ESTIMATION | CAPACITY-FACTOR-V1
AUS | Australia | Dartmouth (Mount Beauty Hydro Scheme) |  | AUS0000109 | 150 | -36.5564 | 147.5206 | Hydro |  |  |  |  | AGL Energy Pty Ltd | Australian Renewable Energy Mapping Infrastructure | https://www.nationalmap.gov.au/ | Australian Renewable Energy Mapping Infrastructure |  |  | 178.60444444444445 | 357.5444444444444 | 446.69138888888887 | 508.08444444444444 | 44.397777777777776 | 56.003055555555555 |  | Australia Clean Energy Regulator | 421.46 | 421.46 | 275.80 | 294.86 | 515.46 | NO-ESTIMATION | NO-ESTIMATION | NO-ESTIMATION | NO-ESTIMATION | CAPACITY-FACTOR-V1
AUS | Australia | Brown Mountain |  | AUS0000269 | 4.95 | -36.5951 | 149.4740 | Hydro |  |  |  |  | Eraring Energy | Australian Renewable Energy Mapping Infrastructure | https://www.nationalmap.gov.au/ | Australian Renewable Energy Mapping Infrastructure | 1014201 |  | 9.999444444444444 | 1.8797222222222223 | [5 empty] | Australia Clean Energy Regulator | 10.88 | 10.88 | 9.26 | 9.29 | 13.19 | NO-ESTIMATION | NO-ESTIMATION | NO-ESTIMATION | NO-ESTIMATION | CAPACITY-FACTOR-V1
AUS | Australia | West Kiewa (Mount Beauty Hydro Scheme) |  | AUS0000105 | 62 | -36.7601 | 147.1860 | Hydro |  |  |  |  | AGL Energy Pty Ltd | Australian Renewable Energy Mapping Infrastructure | https://www.nationalmap.gov.au/ | Australian Renewable Energy Mapping Infrastructure | 1030179 |  | 115.00138888888888 | 107.3525 | 117.48916666666666 | 129.37666666666667 | 197.99083333333334 | 153.66472222222222 |  | Australia Clean Energy Regulator | 173.34 | 173.34 | 130.25 | 130.61 | 203.61 | HYDRO-V1 | HYDRO-V1 | HYDRO-V1 | HYDRO-V1 | HYDRO-V1
AUS | Australia | Clover |  | AUS0000103 | 30 | -36.7853 | 147.2205 | Hydro |  |  |  |  | AGL Energy Pty Ltd | Australian Renewable Energy Mapping Infrastructure | https://www.nationalmap.gov.au/ | Australian Renewable Energy Mapping Infrastructure | 1030164 |  | 47.93388888888889 | 57.42388888888889 | 42.04666666666667 | 45.70444444444445 | 70.97527777777778 | 54.39194444444445 |  | Australia Clean Energy Regulator | 82.27 | 82.27 | 69.95 | 70.15 | 94.88 | NO-ESTIMATION | NO-ESTIMATION | NO-ESTIMATION | NO-ESTIMATION | CAPACITY-FACTOR-V1
AUS | Australia | Bogong (Mount Beauty Hydro Scheme) |  | AUS0000102 | 300 | -36.8055 | 147.2280 | Hydro |  |  |  |  | AGL Energy Pty Ltd | Australian Renewable Energy Mapping Infrastructure | https://www.nationalmap.gov.au/ | Australian Renewable Energy Mapping Infrastructure | 1062864 |  | 80.19083333333333 | 99.11944444444444 | 74.14361111111111 | 73.14861111111111 | 116.3325 | 80.8013888888889 |  | Australia Clean Energy Regulator | 695.17 | 695.17 | 498.41 | 499.78 | 844.82 | SOLAR-V1-NO-AGE | SOLAR-V1-NO-AGE | SOLAR-V1-NO-AGE | SOLAR-V1-NO-AGE | SOLAR-V1-NO-AGE
AUS | Australia | McKay Creek (Mount Beauty Hydro Scheme) |  | AUS0000104 | 150 | -36.8584 | 147.2345 | Hydro |  |  |  |  | AGL Energy Pty Ltd | Australian Renewable Energy Mapping Infrastructure | https://www.nationalmap.gov.au/ | Australian Renewable Energy Mapping Infrastructure | 1030170 |  | 100.75888888888889 | 120.8313888888889 | 88.2088888888889 | 87.75472222222223 | 139.43416666666667 | 99.42305555555555 |  | Australia Clean Energy Regulator | 363.31 | 363.31 | 286.84 | 287.62 | 429.26 | NO-ESTIMATION | NO-ESTIMATION | NO-ESTIMATION | NO-ESTIMATION | WIND-V1
AUS | Australia | Lake William Hovell |  | AUS0000099 | 2 | -36.9129 | 146.3921 | Hydro |  |  |  |  | Pacific Hydro Investments Pty Ltd | Australian Renewable Energy Mapping Infrastructure | https://www.nationalmap.gov.au/ | Australian Renewable Energy Mapping Infrastructure |  |  | 3.9608333333333334 | 4.841666666666667 | 2.9608333333333334 | 2.7641666666666667 | 5.466666666666667 | 4.001944444444445 |  | Australia Clean Energy Regulator | 8.93 | 8.93 | 7.17 | 7.63 | 9.84 | NO-ESTIMATION | NO-ESTIMATION | NO-ESTIMATION | NO-ESTIMATION | CAPACITY-FACTOR-V1
AUS | Australia | Eildon |  | AUS0000084 | 120 | -37.2220 | 145.9215 | Hydro |  |  |  |  | AGL Energy Pty Ltd | Australian Renewable Energy Mapping Infrastructure | https://www.nationalmap.gov.au/ | Australian Renewable Energy Mapping Infrastructure | 1030166 |  | 266.9038888888889 | 184.37027777777777 | 197.31694444444443 | 153.18444444444444 | 102.96083333333333 | 185.79416666666665 |  | Australia Clean Energy Regulator | 328.41 | 321.94 | 194.97 | 242.67 | 397.2 | NO-ESTIMATION | NO-ESTIMATION | SOLAR-V1 | SOLAR-V1 | SOLAR-V1
AUS | Australia | Eildon Small Hydro |  | AUS0000335 | 5 | -37.2431 | 145.8974 | Hydro |  |  |  |  | Pacific Hydro Investments Pty Ltd | Australian Renewable Energy Mapping Infrastructure | https://www.nationalmap.gov.au/ | Australian Renewable Energy Mapping Infrastructure |  |  | 18.529722222222222 | 12.07 | 14.727777777777778 | 12.632222222222222 | 8.516944444444444 | 15.1925 |  | Australia Clean Energy Regulator | 17.26 | 17.77 | 13.30 | 16.56 | 19.87 | NO-ESTIMATION | NO-ESTIMATION | NO-ESTIMATION | NO-ESTIMATION | CAPACITY-FACTOR-V1
AUS | Australia | Lower Rubicon |  | AUS0000338 | 13.55 | -37.3027 | 145.8458 | Hydro |  |  |  |  | AGL Energy Pty Ltd | Australian Renewable Energy Mapping Infrastructure | https://www.nationalmap.gov.au/ | Australian Renewable Energy Mapping Infrastructure | 1030168 | [9 empty] | 38.78 | 38.65 | 24.51 | 37.36 | 45.05 | NO-ESTIMATION | NO-ESTIMATION | SOLAR-V1 | SOLAR-V1 | SOLAR-V1
AUS | Australia | Rubicon |  | AUS0000095 | 13.55 | -37.3272 | 145.8605 | Hydro |  |  |  |  | AGL Energy Pty Ltd | Australian Renewable Energy Mapping Infrastructure | https://www.nationalmap.gov.au/ | Australian Renewable Energy Mapping Infrastructure | 1030176 |  | 38.716944444444444 | 40.664722222222224 | 46.44611111111111 | 46.04472222222222 | 48.9375 | 41.91888888888889 |  | Australia Clean Energy Regulator | 38.78 | 38.65 | 24.51 | 37.36 | 45.05 | HYDRO-V1 | HYDRO-V1 | HYDRO-V1 | HYDRO-V1 | HYDRO-V1
AUS | Australia | Lake Glenmaggie |  | AUS0000086 | 4 | -37.9047 | 146.8011 | Hydro |  |  |  |  | Pacific Hydro Investments Pty Ltd | Australian Renewable Energy Mapping Infrastructure | https://www.nationalmap.gov.au/ | Australian Renewable Energy Mapping Infrastructure |  |  | 7.985 | 5.456944444444445 | 6.778888888888889 | 5.010277777777778 | 10.22861111111111 | 4.05 |  | Australia Clean Energy Regulator | 12.75 | 12.75 | 10.34 | 11.37 | 14.83 | NO-ESTIMATION | NO-ESTIMATION | NO-ESTIMATION | NO-ESTIMATION | CAPACITY-FACTOR-V1
AUS | Australia | Paloona |  | AUS0000130 | 28 | -41.2826 | 146.2490 | Hydro |  |  |  |  | Hydro-Electric Corporation (Tasmania) | Australian Renewable Energy Mapping Infrastructure | https://www.nationalmap.gov.au/ | Australian Renewable Energy Mapping Infrastructure | 1019024 |  | 109.41916666666667 |  | 93.07861111111112 | 100.00555555555556 | 44.405833333333334 | 135.89444444444445 |  | Australia Clean Energy Regulator | 87.37 | 82.82 | 62.66 | 65.01 | 96.94 | NO-ESTIMATION | NO-ESTIMATION | NO-ESTIMATION | NO-ESTIMATION | SOLAR-V1
AUS | Australia | Devils Gate |  | AUS0000136 | 60 | -41.3505 | 146.2632 | Hydro |  |  |  |  | Hydro-Electric Corporation (Tasmania) | Australian Renewable Energy Mapping Infrastructure | https://www.nationalmap.gov.au/ | Australian Renewable Energy Mapping Infrastructure | 1019012 |  | 247.81472222222223 | 319.4211111111111 | 261.6947222222222 | 226.21138888888888 | 287.2163888888889 | 297.18638888888887 |  | Australia Clean Energy Regulator | 187.66 | 177.92 | 115.28 | 120.26 | 208.17 | NO-ESTIMATION | NO-ESTIMATION | SOLAR-V1 | SOLAR-V1 | SOLAR-V1
AUS | Australia | Trevallyn |  | AUS0000032 | 80 | -41.4226 | 147.1119 | Hydro |  |  |  |  | Hydro-Electric Corporation (Tasmania) | Australian Renewable Energy Mapping Infrastructure | https://www.nationalmap.gov.au/ | Australian Renewable Energy Mapping Infrastructure | 1019031 |  | 523.4597222222222 | 536.1694444444445 | 348.9186111111111 | 381.2763888888889 | 439.575 | 353.3911111111111 |  | Australia Clean Energy Regulator | 237.92 | 236.08 | 151.76 | 156.87 | 277.87 | NO-ESTIMATION | NO-ESTIMATION | NO-ESTIMATION | NO-ESTIMATION | CAPACITY-FACTOR-V1
AUS | Australia | Cethana |  | AUS0000144 | 85 | -41.4787 | 146.1349 | Hydro |  |  |  |  | Hydro-Electric Corporation (Tasmania) | Australian Renewable Energy Mapping Infrastructure | https://www.nationalmap.gov.au/ | Australian Renewable Energy Mapping Infrastructure | 1019010 |  | 346.2808333333333 | 456.66 | 241.87777777777777 | 169.82638888888889 | 413.9902777777778 | 426.43833333333333 |  | Australia Clean Energy Regulator | 265.85 | 252.06 | 163.32 | 170.37 | 294.9 | NO-ESTIMATION | NO-ESTIMATION | NO-ESTIMATION | WIND-V1 | WIND-V1
AUS | Australia | Wilmot |  | AUS0000140 | 81.6 | -41.4833 | 146.1251 | Hydro |  |  |  |  | Hydro-Electric Corporation (Tasmania) | Australian Renewable Energy Mapping Infrastructure | https://www.nationalmap.gov.au/ | Australian Renewable Energy Mapping Infrastructure | 1019037 |  | 108.175 | 142.4922222222222 | 114.26416666666667 | 103.09472222222222 | 133.22694444444446 | 119.48194444444445 |  | Australia Clean Energy Regulator | 255.22 | 241.97 | 156.79 | 163.55 | 283.11 | WIND-V1 | WIND-V1 | WIND-V1 | WIND-V1 | WIND-V1
AUS | Australia | Lemonthyme |  | AUS0000132 | 81.6 | -41.6038 | 146.1390 | Hydro |  |  |  |  | Hydro-Electric Corporation (Tasmania) | Australian Renewable Energy Mapping Infrastructure | https://www.nationalmap.gov.au/ | Australian Renewable Energy Mapping Infrastructure | 1019019 |  | 250.3386111111111 | 304.54555555555555 | 257.3525 | 225.09944444444446 | 286.53833333333336 | 299.6508333333333 |  | Australia Clean Energy Regulator | 212.26 | 194.22 | 109.99 | 156.37 | 251.67 | NO-ESTIMATION | NO-ESTIMATION | WIND-V1 | WIND-V1 | WIND-V1
AUS | Australia | Fisher |  | AUS0000135 | 43.2 | -41.6732 | 146.2687 | Hydro |  |  |  |  | Hydro-Electric Corporation (Tasmania) | Australian Renewable Energy Mapping Infrastructure | https://www.nationalmap.gov.au/ | Australian Renewable Energy Mapping Infrastructure | 1019013 |  | 205.70222222222222 | 241.83138888888888 | 127.96666666666667 | 165.17444444444445 | 237.56944444444446 | 235.61944444444444 |  | Australia Clean Energy Regulator | 119.77 | 119.77 | 99.46 | 99.74 | 140.86 | WIND-V1 | WIND-V1 | WIND-V1 | WIND-V1 | WIND-V1
AUS | Australia | Mackintosh |  | AUS0000142 | 79.9 | -41.6997 | 145.6461 | Hydro |  |  |  |  | Hydro-Electric Corporation (Tasmania) | Australian Renewable Energy Mapping Infrastructure | https://www.nationalmap.gov.au/ | Australian Renewable Energy Mapping Infrastructure | 1019021 |  | 314.24888888888887 | 421.9738888888889 | 341.08972222222224 | 269.56138888888887 | 403.21555555555557 | 394.05333333333334 |  | Australia Clean Energy Regulator | 223.85 | 223.85 | 168.31 | 168.78 | 262.86 | NO-ESTIMATION | NO-ESTIMATION | WIND-V1 | WIND-V1 | WIND-V1
AUS | Australia | Reece |  | AUS0000141 | 238 | -41.7238 | 145.1359 | Hydro |  |  |  |  | Hydro-Electric Corporation (Tasmania) | Australian Renewable Energy Mapping Infrastructure | https://www.nationalmap.gov.au/ | Australian Renewable Energy Mapping Infrastructure | 1019026 |  | 825.2922222222222 | 1135.1483333333333 | 915.2930555555556 | 760.2041666666667 | 1031.3863888888889 | 1055.8380555555555 |  | Australia Clean Energy Regulator | 560.59 | 513.41 | 234.11 | 469.87 | 591.1 | NO-ESTIMATION | NO-ESTIMATION | SOLAR-V1 | SOLAR-V1 | SOLAR-V1
AUS | Australia | Rowallan |  | AUS0000129 | 10.5 | -41.7295 | 146.2176 | Hydro |  |  |  |  | Hydro-Electric Corporation (Tasmania) | Australian Renewable Energy Mapping Infrastructure | https://www.nationalmap.gov.au/ | Australian Renewable Energy Mapping Infrastructure | 1019028 |  | 38.95527777777778 | 48.1825 | 23.586388888888887 | 29.170555555555556 | 49.9175 | 39.31472222222222 |  | Australia Clean Energy Regulator | 34.28 | 34.19 | 24.70 | 28.04 | 41.13 | NO-ESTIMATION | NO-ESTIMATION | SOLAR-V1 | SOLAR-V1 | SOLAR-V1
AUS | Australia | Bastyan |  | AUS0000137 | 79.9 | -41.7360 | 145.5321 | Hydro |  |  |  |  | Hydro-Electric Corporation (Tasmania) | Australian Renewable Energy Mapping Infrastructure | https://www.nationalmap.gov.au/ | Australian Renewable Energy Mapping Infrastructure | 1019006 |  | 323.6777777777778 | 418.91527777777776 | 358.2547222222222 | 271.21166666666664 | 384.79805555555555 | 359.2727777777778 |  | Australia Clean Energy Regulator | 253.11 | 240.12 | 153.34 | 160.47 | 262.31 | NO-ESTIMATION | NO-ESTIMATION | NO-ESTIMATION | NO-ESTIMATION | SOLAR-V1
AUS | Australia | Poatina |  | AUS0000121 | 100 | -41.8115 | 146.9192 | Hydro |  |  |  |  | Hydro-Electric Corporation (Tasmania) | Australian Renewable Energy Mapping Infrastructure | https://www.nationalmap.gov.au/ | Australian Renewable Energy Mapping Infrastructure | 1019025 |  | 2156.905277777778 | 1468.8883333333333 | 1055.098611111111 | 1256.4541666666667 | 754.0302777777778 | 1214.1863888888888 |  | Australia Clean Energy Regulator | 272.00 | 272.00 | 212.91 | 213.49 | 320.82 | SOLAR-V1-NO-AGE | SOLAR-V1-NO-AGE | SOLAR-V1-NO-AGE | SOLAR-V1-NO-AGE | SOLAR-V1-NO-AGE
AUS | Australia | Tribute |  | AUS0000128 | 82.8 | -41.8129 | 145.6538 | Hydro |  |  |  |  | Hydro-Electric Corporation (Tasmania) | Australian Renewable Energy Mapping Infrastructure | https://www.nationalmap.gov.au/ | Australian Renewable Energy Mapping Infrastructure | 1019032 |  | 192.94583333333333 | 258.6025 | 219.01555555555555 | 182.49777777777777 | 245.55916666666667 | 248.1063888888889 |  | Australia Clean Energy Regulator | 262.30 | 248.83 | 158.90 | 166.29 | 271.83 | NO-ESTIMATION | NO-ESTIMATION | WIND-V1 | WIND-V1 | WIND-V1
AUS | Australia | Tods Corner |  | AUS0000118 | 1.7 | -41.9707 | 146.7938 | Hydro |  |  |  |  | Hydro-Electric Corporation (Tasmania) | Australian Renewable Energy Mapping Infrastructure | https://www.nationalmap.gov.au/ | Australian Renewable Energy Mapping Infrastructure | 1019030 |  |  | 8.87 | 5.758611111111111 | 2.5236111111111112 | 1.2641666666666667 | 1.7633333333333334 |  | Australia Clean Energy Regulator | 4.79 | 4.79 | 4.38 | 4.39 | 5.58 | HYDRO-V1 | HYDRO-V1 | HYDRO-V1 | HYDRO-V1 | HYDRO-V1
AUS | Australia | Upper Lake Margaret |  | AUS0000133 | 8.4 | -42.0046 | 145.5437 | Hydro |  |  |  |  | Hydro-Electric Corporation (Tasmania) | Australian Renewable Energy Mapping Infrastructure | https://www.nationalmap.gov.au/ | Australian Renewable Energy Mapping Infrastructure | 1023164 |  | 37.87 | 26.4975 | 47.25861111111111 | 42.23083333333334 | 48.12861111111111 | 45.38611111111111 |  | Australia Clean Energy Regulator | 21.96 | 21.96 | 17.83 | 17.87 | 25.89 | NO-ESTIMATION | NO-ESTIMATION | SOLAR-V1 | SOLAR-V1 | SOLAR-V1
AUS | Australia | Lower Lake Margaret |  | AUS0000131 | 3.2 | -42.0147 | 145.5261 | Hydro |  |  |  |  | Hydro-Electric Corporation (Tasmania) | Australian Renewable Energy Mapping Infrastructure | https://www.nationalmap.gov.au/ | Australian Renewable Energy Mapping Infrastructure | 1083938 |  | 16.46611111111111 | 8.528611111111111 | 5.676388888888889 | 15.410277777777777 | 14.689444444444444 | 15.544444444444444 |  | Australia Clean Energy Regulator | 7.17 | 7.17 | 6.24 | 6.26 | 8.67 | NO-ESTIMATION | NO-ESTIMATION | SOLAR-V1 | SOLAR-V1 | SOLAR-V1
AUS | Australia | John Butters |  | AUS0000134 | 144 | -42.1548 | 145.5345 | Hydro |  |  |  |  | Hydro-Electric Corporation (Tasmania) | Australian Renewable Energy Mapping Infrastructure | https://www.nationalmap.gov.au/ | Australian Renewable Energy Mapping Infrastructure | 1019016 |  | 587.3741666666666 | 636.4144444444445 | 490.69944444444445 | 373.4716666666667 | 737.6419444444444 | 571.6463888888889 |  | Australia Clean Energy Regulator | 318.40 | 333.39 | 163.04 | 177.77 | 414.06 | NO-ESTIMATION | NO-ESTIMATION | NO-ESTIMATION | NO-ESTIMATION | CAPACITY-FACTOR-V1
AUS | Australia | Lake Echo |  | AUS0000124 | 32.4 | -42.2537 | 146.6207 | Hydro |  |  |  |  | Hydro-Electric Corporation (Tasmania) | Australian Renewable Energy Mapping Infrastructure | https://www.nationalmap.gov.au/ | Australian Renewable Energy Mapping Infrastructure | 1019018 |  | 99.81666666666666 | 93.00638888888889 | 33.55416666666667 | 105.05638888888889 | 53.87888888888889 | 59.261944444444445 |  | Australia Clean Energy Regulator | 82.12 | 87.58 | 56.48 | 48.86 | 109.4 | NO-ESTIMATION | NO-ESTIMATION | NO-ESTIMATION | NO-ESTIMATION | CAPACITY-FACTOR-V1
AUS | Australia | Butlers Gorge |  | AUS0000127 | 14.4 | -42.2669 | 146.2618 | Hydro |  |  |  |  | Hydro-Electric Corporation (Tasmania) | Australian Renewable Energy Mapping Infrastructure | https://www.nationalmap.gov.au/ | Australian Renewable Energy Mapping Infrastructure | 1019008 |  | 101.86888888888889 | 65.56694444444445 | 91.80583333333334 | 47.056666666666665 | 93.22916666666667 | 80.28138888888888 |  | Australia Clean Energy Regulator | 51.53 | 46.20 | 34.58 | 37.72 | 57.17 | NO-ESTIMATION | NO-ESTIMATION | NO-ESTIMATION | NO-ESTIMATION | CAPACITY-FACTOR-V1
AUS | Australia | Nieterana |  | AUS0000013 | 2.2 | -42.2686 | 146.2629 | Hydro |  |  |  |  | Hydro-Electric Corporation (Tasmania) | Australian Renewable Energy Mapping Infrastructure | https://www.nationalmap.gov.au/ | Australian Renewable Energy Mapping Infrastructure | 1106335 | [9 empty] | 9.05 | 8.35 | 6.72 | 7.12 | 9.78 | HYDRO-V1 | HYDRO-V1 | HYDRO-V1 | HYDRO-V1 | HYDRO-V1
AUS | Australia | Tungatinah |  | AUS0000117 | 125 | -42.2967 | 146.4565 | Hydro |  |  |  |  | Hydro-Electric Corporation (Tasmania) | Australian Renewable Energy Mapping Infrastructure | https://www.nationalmap.gov.au/ | Australian Renewable Energy Mapping Infrastructure | 1019033 |  | 528.8736111111111 | 663.4572222222222 | 425.20222222222225 | 508.8408333333333 | 531.8688888888889 | 542.8102777777777 |  | Australia Clean Energy Regulator | 291.89 | 289.62 | 150.49 | 188.67 | 359.65
AUS | Australia | Tarraleah |  | AUS0000119 | 90 | -42.3012 | 146.4572 | Hydro |  |  |  |  | Hydro-Electric Corporation (Tasmania) | Australian Renewable Energy Mapping Infrastructure | https://www.nationalmap.gov.au/ | Australian Renewable Energy Mapping Infrastructure | 1019029 |  | 623.1661111111111 | 575.6097222222222 | 632.0111111111111 | 448.32666666666665 | 551.0427777777778 | 579.0194444444444 |  | Australia Clean Energy Regulator | 260.09 | 255.38 | 150.56 | 178.16 | 304.06 | NO-ESTIMATION | NO-ESTIMATION | NO-ESTIMATION | NO-ESTIMATION | CAPACITY-FACTOR-V1
AUS | Australia | Liapootah |  | AUS0000123 | 87.3 | -42.3763 | 146.5099 | Hydro |  |  |  |  | Hydro-Electric Corporation (Tasmania) | Australian Renewable Energy Mapping Infrastructure | https://www.nationalmap.gov.au/ | Australian Renewable Energy Mapping Infrastructure | 1019020 |  | 438.81444444444446 | 502.4580555555556 | 414.34527777777777 | 380.96972222222223 | 435.1383333333333 | 415.9797222222222 |  | Australia Clean Energy Regulator | 252.29 | 247.72 | 146.04 | 172.82 | 294.93 | NO-ESTIMATION | NO-ESTIMATION | NO-ESTIMATION | NO-ESTIMATION | NO-ESTIMATION
AUS | Australia | Wayatinah |  | AUS0000116 | 38.3 | -42.4272 | 146.5347 | Hydro |  |  |  |  | Hydro-Electric Corporation (Tasmania) | Australian Renewable Energy Mapping Infrastructure | https://www.nationalmap.gov.au/ | Australian Renewable Energy Mapping Infrastructure | 1019035 |  | 254.6825 | 256.69083333333333 | 242.80805555555557 | 222.00972222222222 | 232.23777777777778 | 336.4427777777778 |  | Australia Clean Energy Regulator | 119.73 | 111.13 | 77.51 | 111.30 | 121.29 | NO-ESTIMATION | NO-ESTIMATION | NO-ESTIMATION | WIND-V1 | WIND-V1
AUS | Australia | Catagunya |  | AUS0000126 | 48 | -42.4524 | 146.5977 | Hydro |  |  |  |  | Hydro-Electric Corporation (Tasmania) | Australian Renewable Energy Mapping Infrastructure | https://www.nationalmap.gov.au/ | Australian Renewable Energy Mapping Infrastructure | 1019009 |  | 222.52277777777778 | 264.53 | 217.17333333333335 | 223.6161111111111 | 224.42111111111112 | 231.69805555555556 |  | Australia Clean Energy Regulator | 150.40 | 139.62 | 86.25 | 132.42 | 152.36 | SOLAR-V1 | SOLAR-V1 | SOLAR-V1 | SOLAR-V1 | SOLAR-V1
AUS | Australia | Cluny |  | AUS0000125 | 17 | -42.5064 | 146.6812 | Hydro |  |  |  |  | Hydro-Electric Corporation (Tasmania) | Australian Renewable Energy Mapping Infrastructure | https://www.nationalmap.gov.au/ | Australian Renewable Energy Mapping Infrastructure | 1019011 |  | 76.83222222222223 | 94.14 | 81.42805555555556 | 75.03861111111111 | 62.45111111111111 | 18.2125 |  | Australia Clean Energy Regulator | 73.02 | 67.03 | 55.67 | 60.18 | 73.67 | NO-ESTIMATION | NO-ESTIMATION | NO-ESTIMATION | NO-ESTIMATION | CAPACITY-FACTOR-V1
AUS | Australia | Repulse |  | AUS0000120 | 28 | -42.5077 | 146.6470 | Hydro |  |  |  |  | Hydro-Electric Corporation (Tasmania) | Australian Renewable Energy Mapping Infrastructure | https://www.nationalmap.gov.au/ | Australian Renewable Energy Mapping Infrastructure | 1019027 |  | 141.40027777777777 | 169.14333333333335 | 139.04333333333332 | 126.53222222222222 | 144.24527777777777 | 119.59972222222223 |  | Australia Clean Energy Regulator | 87.53 | 81.24 | 57.12 | 81.83 | 88.67 | NO-ESTIMATION | NO-ESTIMATION | NO-ESTIMATION | NO-ESTIMATION | CAPACITY-FACTOR-V1
AUS | Australia | Meadowbank |  | AUS0000122 | 40 | -42.6112 | 146.8457 | Hydro |  |  |  |  | Hydro-Electric Corporation (Tasmania) | Australian Renewable Energy Mapping Infrastructure | https://www.nationalmap.gov.au/ | Australian Renewable Energy Mapping Infrastructure | 1019023 |  | 161.98777777777778 | 210.8113888888889 | 44.14805555555556 | 102.96777777777778 | 184.2302777777778 | 181.35166666666666 |  | Australia Clean Energy Regulator | 122.37 | 126.83 | 101.54 | 141.77 | 145.13 | NO-ESTIMATION | SOLAR-V1 | SOLAR-V1 | SOLAR-V1 | SOLAR-V1
AUS | Australia | Gordon |  | AUS0000143 | 432 | -42.7405 | 145.9828 | Hydro |  |  |  |  | Hydro-Electric Corporation (Tasmania) | Australian Renewable Energy Mapping Infrastructure | https://www.nationalmap.gov.au/ | Australian Renewable Energy Mapping Infrastructure | 1019014 |  | 1827.4372222222223 | 2739.3077777777776 | 1061.7811111111112 | 1389.868888888889 | 403.3986111111111 | 1019.7230555555556 |  | Australia Clean Energy Regulator | 809.18 | 808.07 | 273.85 | 363.76 | 955.62 | NO-ESTIMATION | NO-ESTIMATION | NO-ESTIMATION | NO-ESTIMATION | CAPACITY-FACTOR-V1
AUT | Austria | NeuÃ¶tting |  | WRI1019132 | 26.1 | 40.1247 | -8.7751 | Hydro |  |  |  | 1951.0 | Wien Energie | Wien Energie | http://www.wienenergie.at/eportal3/ep/channelView.do/pageTypeId/67860/channelId/-51546 | GEODB | [10 empty] | 92.81 | 110.91 | 74.20 | 76.71 | 71.98 | NO-ESTIMATION | NO-ESTIMATION | WIND-V1 | WIND-V1 | WIND-V1
AUT | Austria | Feistritz-Ludmannsdorf |  | WRI1005166 | 88 | 46.5347 | 14.1712 | Hydro |  |  |  | 1968.0 | Verbund | Verbund | http://www.verbund.com/pp/de/region/oesterreich | GEODB | 1025023 | [9 empty] | 325.39 | 367.03 | 281.92 | 281.15 | 281.63 | NO-ESTIMATION | NO-ESTIMATION | SOLAR-V1 | SOLAR-V1 | SOLAR-V1
AUT | Austria | Ferlach Maria Rain |  | WRI1005167 | 75 | 46.5462 | 14.2985 | Hydro |  |  |  | 1975.0 | Verbund | Verbund | http://www.verbund.com/pp/de/region/oesterreich | GEODB | 1025024 | [9 empty] | 277.32 | 312.81 | 240.27 | 239.61 | 240.03 | NO-ESTIMATION | NO-ESTIMATION | WIND-V1 | WIND-V1 | WIND-V1
AUT | Austria | Rosegg-St.Â James |  | WRI1005232 | 80 | 46.5696 | 14.0268 | Hydro |  |  |  | 1974.0 | Verbund | Verbund | http://www.verbund.com/pp/de/region/oesterreich | GEODB | [10 empty] | 295.81 | 333.66 | 256.29 | 255.59 | 256.03 | NO-ESTIMATION | NO-ESTIMATION | NO-ESTIMATION | SOLAR-V1 | SOLAR-V1
AUT | Austria | Villach |  | WRI1005258 | 25 | 46.6329 | 13.8294 | Hydro |  |  |  | 1984.0 | Verbund | Verbund | http://www.verbund.com/pp/de/region/oesterreich | GEODB | 1025037 | [9 empty] | 105.84 | 123.33 | 83.68 | 84.03 | 83.76 | SOLAR-V1-NO-AGE | SOLAR-V1-NO-AGE | SOLAR-V1-NO-AGE | SOLAR-V1-NO-AGE | SOLAR-V1-NO-AGE
AUT | Austria | Schwabeck |  | WRI1005239 | 79 | 46.6580 | 14.8726 | Hydro |  |  |  | 1943.0 | Verbund | Verbund | http://www.verbund.com/pp/de/region/oesterreich | GEODB | 1025035 | [9 empty] | 350.61 | 351.28 | 251.51 | 263.71 | 312.88 | SOLAR-V1-NO-AGE | SOLAR-V1-NO-AGE | SOLAR-V1-NO-AGE | SOLAR-V1-NO-AGE | SOLAR-V1-NO-AGE
AUT | Austria | Kellerberg |  | WRI1005193 | 25 | 46.6700 | 13.6886 | Hydro |  |  |  | 1985.0 | Verbund | Verbund | http://www.verbund.com/pp/de/region/oesterreich | CARMA | 1025026 | [9 empty] | 105.84 | 123.33 | 83.68 | 84.03 | 83.76 | NO-ESTIMATION | NO-ESTIMATION | WIND-V1 | NO-ESTIMATION | CAPACITY-FACTOR-V1
AUT | Austria | Paternion |  | WRI1005222 | 24 | 46.7209 | 13.6453 | Hydro |  |  |  | 1988.0 | Verbund | Verbund | http://www.verbund.com/pp/de/region/oesterreich | GEODB | 1025031 | [9 empty] | 101.96 | 118.75 | 80.68 | 81.02 | 80.77 | SOLAR-V1-NO-AGE | SOLAR-V1-NO-AGE | SOLAR-V1-NO-AGE | SOLAR-V1-NO-AGE | SOLAR-V1-NO-AGE
AUT | Austria | Retznei |  | WRI1005231 | 1 | 46.7333 | 15.5667 | Hydro |  |  |  | 1992.0 | Verbund | Verbund | http://www.verbund.com/pp/de/region/oesterreich | CARMA | 1052547 | [9 empty] | 3.99 | 4.42 | 4.51 | 4.50 | 4.51 | SOLAR-V1-NO-AGE | SOLAR-V1-NO-AGE | SOLAR-V1-NO-AGE | SOLAR-V1-NO-AGE | SOLAR-V1-NO-AGE
AUT | Austria | Obervogau |  | WRI1005218 | 13 | 46.7450 | 15.5847 | Hydro |  |  |  | 1978.0 | Verbund | Verbund | http://www.verbund.com/pp/de/region/oesterreich | CARMA | 1030378 | [9 empty] | 62.79 | 66.92 | 58.76 | 58.62 | 58.8 | NO-ESTIMATION | NO-ESTIMATION | NO-ESTIMATION | NO-ESTIMATION | CAPACITY-FACTOR-V1
AUT | Austria | Steinfeld |  | WRI1005249 | 1 | 46.7656 | 13.2717 | Hydro |  |  |  | 1963.0 | Verbund | Verbund | http://www.verbund.com/pp/de/region/oesterreich | CARMA | 1060064 | [9 empty] | 3.70 | 4.65 | 3.89 | 3.86 | 3.74 | NO-ESTIMATION | NO-ESTIMATION | NO-ESTIMATION | NO-ESTIMATION | CAPACITY-FACTOR-V1
AUT | Austria | Altenmarkt |  | WRI1005150 | 26 | 46.7667 | 15.5500 | Hydro |  |  |  | 1960.0 | Verbund | Verbund | http://www.verbund.com/pp/de/region/oesterreich | CARMA | 1041613 | [9 empty] | 89.14 | 111.66 | 75.33 | 79.88 | 75.33 | NO-ESTIMATION | NO-ESTIMATION | NO-ESTIMATION | NO-ESTIMATION | SOLAR-V1
AUT | Austria | Gabersdorf |  | WRI1005171 | 14 | 46.7772 | 15.5842 | Hydro |  |  |  | 1974.0 | Verbund | Verbund | http://www.verbund.com/pp/de/region/oesterreich | CARMA | 1030366 | [9 empty] | 69.32 | 72.19 | 60.03 | 63.31 | 60.23 | NO-ESTIMATION | NO-ESTIMATION | NO-ESTIMATION | NO-ESTIMATION | CAPACITY-FACTOR-V1
AUT | Austria | KW Amlach |  | WRI1005900 | 60 | 46.8142 | 12.7618 | Hydro |  |  |  | 1989.0 | TIWAG-Tiroler Wasserkraft AG | Open Power System Data | http://data.open-power-system-data.org/ | Open Power System Data | 1046734 | [9 empty] | 195.22 | 281.49 | 175.51 | 174.72 | 157.69 | NO-ESTIMATION | NO-ESTIMATION | WIND-V1 | WIND-V1 | WIND-V1
AUT | Austria | Niklai |  | WRI1005215 | 2 | 46.8167 | 13.3167 | Hydro |  |  |  | 1960.0 | Verbund | Verbund | http://www.verbund.com/pp/de/region/oesterreich | CARMA | 1060065 | [9 empty] | 7.67 | 9.52 | 7.67 | 7.61 | 7.39 | NO-ESTIMATION | NO-ESTIMATION | NO-ESTIMATION | NO-ESTIMATION | CAPACITY-FACTOR-V1
AUT | Austria | Weissenegg |  | WRI1005264 | 1 | 46.8167 | 15.8667 | Hydro |  |  |  | 1985.0 | Verbund | Verbund | http://www.verbund.com/pp/de/region/oesterreich | CARMA | 1034937 | [9 empty] | 2.31 | 3.20 | 2.61 | 2.62 | 2.61 | NO-ESTIMATION | NO-ESTIMATION | NO-ESTIMATION | NO-ESTIMATION | CAPACITY-FACTOR-V1
AUT | Austria | Lebring |  | WRI1005203 | 20 | 46.8522 | 15.5383 | Hydro |  |  |  | 1988.0 | Verbund | Verbund | http://www.verbund.com/pp/de/region/oesterreich | CARMA | 1030356 | [9 empty] | 92.61 | 96.33 | 77.64 | 82.30 | 77.91 | SOLAR-V1-NO-AGE | SOLAR-V1-NO-AGE | SOLAR-V1-NO-AGE | SOLAR-V1-NO-AGE | SOLAR-V1-NO-AGE
AUT | Austria | Feldkirchen |  | WRI1019130 | 38 | 46.8638 | 13.3355 | Hydro |  |  |  | 1970.0 | Wien Energie | Wien Energie | http://www.wienenergie.at/eportal3/ep/channelView.do/pageTypeId/67860/channelId/-51544 | WRI | [10 empty] | 131.27 | 156.21 | 111.22 | 114.42 | 114.43 | NO-ESTIMATION | NO-ESTIMATION | SOLAR-V1 | SOLAR-V1 | SOLAR-V1
AUT | Austria | Kreuzeck days storage |  | WRI1005198 | 45 | 46.8727 | 13.3117 | Hydro |  |  |  | 1960.0 | Verbund | Verbund | http://www.verbund.com/pp/de/region/oesterreich | GEODB | [10 empty] | 155.78 | 185.32 | 132.04 | 135.82 | 135.84 | NO-ESTIMATION | NO-ESTIMATION | NO-ESTIMATION | NO-ESTIMATION | CAPACITY-FACTOR-V1
AUT | Austria | Mellach run power plant |  | WRI1005212 | 16 | 46.8833 | 15.5167 | Hydro |  |  |  | 1985.0 | Verbund | Verbund | http://www.verbund.com/pp/de/region/oesterreich | CARMA | [10 empty] | 79.22 | 82.50 | 68.61 | 72.36 | 68.83 | NO-ESTIMATION | NO-ESTIMATION | NO-ESTIMATION | NO-ESTIMATION | CAPACITY-FACTOR-V1
AUT | Austria | Obervermuntwerk |  | WRI1019156 | 30 | 46.9271 | 10.0539 | Hydro |  |  |  | 1943.0 | Vorarlberge Illwerke AG | Vorarlberger Illwerke AG | https://www.illwerke.at/obervermuntwerk-i.htm | WRI | [10 empty] | 97.41 | 128.04 | 83.75 | 87.77 | 81.44 | NO-ESTIMATION | NO-ESTIMATION | SOLAR-V1 | SOLAR-V1 | SOLAR-V1
AUT | Austria | Vermuntwerk |  | WRI1019160 | 157 | 46.9684 | 10.0599 | Hydro |  |  |  |  | Vorarlberge Illwerke AG | Vorarlberger Illwerke AG | https://www.illwerke.at/vermuntwerk.htm | WRI | 1033090 | [9 empty] | 457.16 | 605.45 | 385.16 | 408.06 | 373.04 | NO-ESTIMATION | NO-ESTIMATION | NO-ESTIMATION | NO-ESTIMATION | CAPACITY-FACTOR-V1
AUT | Austria | Kopswerk II |  | WRI1019153 | 525 | 46.9750 | 10.0430 | Hydro |  |  |  | 2008.0 | Vorarlberge Illwerke AG | Vorarlberger Illwerke AG | https://www.illwerke.at/kopswerk-2.htm | WRI |  |  |  |  | 496.671 | 510.95 | 460.491 |  |  | JRC-PPDB-OPEN | 1280.52 | 1795.67 | 1074.07 | 1150.04 | 1033.52 | NO-ESTIMATION | NO-ESTIMATION | SOLAR-V1 | SOLAR-V1 | SOLAR-V1
AUT | Austria | Arnstein |  | WRI1005153 | 30 | 47.0167 | 15.1667 | Hydro |  |  |  | 1925.0 | Verbund | Verbund | http://www.verbund.com/pp/de/region/oesterreich | CARMA | 1030361 | [9 empty] | 88.43 | 111.56 | 84.33 | 84.56 | 84.33 | NO-ESTIMATION | NO-ESTIMATION | SOLAR-V1 | SOLAR-V1 | SOLAR-V1
AUT | Austria | Malta Secondary school |  | WRI1005207 | 120 | 47.0659 | 13.3539 | Hydro |  |  |  | 1979.0 | Verbund | Verbund | http://www.verbund.com/pp/de/region/oesterreich | GEODB |  |  |  |  | 67.303 | 79.815 | 51.11 |  |  | JRC-PPDB-OPEN | 305.21 | 392.46 | 286.40 | 287.18 | 286.4 | NO-ESTIMATION | NO-ESTIMATION | NO-ESTIMATION | NO-ESTIMATION | CAPACITY-FACTOR-V1
AUT | Austria | Malta main stage |  | WRI1005206 | 730 | 47.0659 | 13.3539 | Hydro |  |  |  | 1979.0 | Verbund | Verbund | http://www.verbund.com/pp/de/region/oesterreich | GEODB |  |  |  |  | 760.458 | 863.431 | 676.575 |  |  | JRC-PPDB-OPEN | 1999.10 | 2529.84 | 2144.89 | 2150.76 | 2144.89 | NO-ESTIMATION | NO-ESTIMATION | NO-ESTIMATION | NO-ESTIMATION | NO-ESTIMATION
AUT | Austria | KW Kaunertal |  | WRI1005908 | 392 | 47.0678 | 10.6652 | Hydro |  |  |  | 1964.0 | TIWAG-Tiroler Wasserkraft AG | Open Power System Data | http://data.open-power-system-data.org/ | Open Power System Data | [10 empty] | 1078.76 | 1396.07 | 994.45 | 1001.46 | 961.14 | NO-ESTIMATION | NO-ESTIMATION | NO-ESTIMATION | NO-ESTIMATION | CAPACITY-FACTOR-V1
AUT | Austria | LÃ¼nerseewerk |  | WRI1019155 | 280 | 47.0740 | 9.8740 | Hydro |  |  |  | 1958.0 | Vorarlberge Illwerke AG | Vorarlberger Illwerke AG | https://www.illwerke.at/lunerseewerk.htm | WRI | [10 empty] | 707.53 | 983.21 | 625.89 | 682.64 | 635.67 | NO-ESTIMATION | NO-ESTIMATION | NO-ESTIMATION | NO-ESTIMATION | CAPACITY-FACTOR-V1
AUT | Austria | Rodundwerk II |  | WRI1019159 | 295 | 47.0847 | 9.8744 | Hydro |  |  |  | 1976.0 | Vorarlberge Illwerke AG | Vorarlberger Illwerke AG | https://www.illwerke.at/rodundwerk-ii.htm | WRI | 1033089 |  |  |  | 132.988 | 144.392 | 336.577 |  |  | JRC-PPDB-OPEN | 745.43 | 1035.88 | 659.42 | 719.21 | 669.72 | NO-ESTIMATION | NO-ESTIMATION | NO-ESTIMATION | NO-ESTIMATION | CAPACITY-FACTOR-V1
AUT | Austria | Rodundwerk I |  | WRI1019158 | 198 | 47.0850 | 9.8813 | Hydro |  |  |  |  | Vorarlberge Illwerke AG | Vorarlberger Illwerke AG | https://www.illwerke.at/rodundwerk-i.htm | WRI | 1033089 | [9 empty] | 585.65 | 741.50 | 498.92 | 531.71 | 517.86 | NO-ESTIMATION | NO-ESTIMATION | NO-ESTIMATION | NO-ESTIMATION | CAPACITY-FACTOR-V1
AUT | Austria | Gratkorn |  | WRI1005177 | 11 | 47.1333 | 15.3500 | Hydro |  |  |  |  | Verbund | Verbund | http://www.verbund.com/pp/de/region/oesterreich | CARMA | 1107045 | [9 empty] | 53.68 | 59.82 | 45.49 | 49.01 | 46.54 | NO-ESTIMATION | NO-ESTIMATION | NO-ESTIMATION | NO-ESTIMATION | CAPACITY-FACTOR-V1
AUT | Austria | Low Tuxbach - Small power plant Stillupp |  | WRI1005256 | 2 | 47.1485 | 11.8225 | Hydro |  |  |  |  | Verbund | Verbund | http://www.verbund.com/pp/de/region/oesterreich | GEODB | [10 empty] | 5.42 | 7.20 | 5.79 | 5.80 | 5.79 | NO-ESTIMATION | NO-ESTIMATION | NO-ESTIMATION | NO-ESTIMATION | CAPACITY-FACTOR-V1
AUT | Austria | Tuxbach |  | WRI1005255 | 1 | 47.1485 | 11.8225 | Hydro |  |  |  | 1930.0 | Verbund | Verbund | http://www.verbund.com/pp/de/region/oesterreich | GEODB | [10 empty] | 2.31 | 3.20 | 2.61 | 2.62 | 2.61 | SOLAR-V1-NO-AGE | SOLAR-V1-NO-AGE | SOLAR-V1-NO-AGE | SOLAR-V1-NO-AGE | SOLAR-V1-NO-AGE
AUT | Austria | Mayrhofen |  | WRI1005210 | 355 | 47.1581 | 11.8501 | Hydro |  |  |  | 1977.0 | Verbund | Verbund | http://www.verbund.com/pp/de/region/oesterreich | GEODB | 1031038 |  |  |  | 718.642 | 775.94 | 673.888 |  |  | JRC-PPDB-OPEN | 726.35 | 1177.58 | 652.42 | 634.11 | 621.65 | NO-ESTIMATION | NO-ESTIMATION | NO-ESTIMATION | NO-ESTIMATION | SOLAR-V1
AUT | Austria | Fisching |  | WRI1005168 | 22 | 47.1667 | 14.7333 | Hydro |  |  |  | 1994.0 | Verbund | Verbund | http://www.verbund.com/pp/de/region/oesterreich | CARMA | 1034180 | [9 empty] | 84.14 | 101.75 | 73.67 | 73.05 | 73.05 | HYDRO-V1 | HYDRO-V1 | HYDRO-V1 | HYDRO-V1 | HYDRO-V1
AUT | Austria | Friesach |  | WRI1005169 | 12 | 47.1667 | 15.3333 | Hydro |  |  |  | 1998.0 | Verbund | Verbund | http://www.verbund.com/pp/de/region/oesterreich | CARMA | 1030364 | [9 empty] | 58.43 | 65.26 | 45.07 | 53.46 | 50.77 | NO-ESTIMATION | NO-ESTIMATION | NO-ESTIMATION | NO-ESTIMATION | WIND-V1
AUT | Austria | Walgauwerk |  | WRI1019161 | 86 | 47.1920 | 9.6815 | Hydro |  |  |  | 1984.0 | Vorarlberge Illwerke AG | Vorarlberger Illwerke AG | https://www.illwerke.at/walgauwerk.htm | CARMA | 1033091 | [9 empty] | 311.79 | 358.36 | 255.91 | 265.87 | 260.66 | SOLAR-V1-NO-AGE | SOLAR-V1-NO-AGE | SOLAR-V1-NO-AGE | SOLAR-V1-NO-AGE | SOLAR-V1-NO-AGE
AUT | Austria | Kaprun Oberstufe |  | WRI1005192 | 113 | 47.1968 | 12.7192 | Hydro |  |  |  | 1956.0 | Verbund | Verbund | http://www.verbund.com/pp/de/region/oesterreich | GEODB | 1031037 |  |  |  | 123.022 | 200.598 | 226.891 |  |  | JRC-PPDB-OPEN | 394.18 | 506.90 | 332.86 | 383.35 | 342.16 | HYDRO-V1 | HYDRO-V1 | HYDRO-V1 | HYDRO-V1 | HYDRO-V1
AUT | Austria | Kaprun Limberg II |  | WRI1005191 | 480 | 47.1985 | 12.7223 | Hydro |  |  |  | 2011.0 | Verbund | Verbund | http://www.verbund.com/pp/de/region/oesterreich | GEODB | 1066491 |  |  |  | 582.699 | 530.133 | 559.108 |  |  | JRC-PPDB-OPEN | 1201.64 | 1689.37 | 1058.26 | 1232.55 | 1049.52 | NO-ESTIMATION | NO-ESTIMATION | NO-ESTIMATION | NO-ESTIMATION | CAPACITY-FACTOR-V1
AUT | Austria | Peggau |  | WRI1005223 | 13 | 47.2000 | 15.3500 | Hydro |  |  |  | 1965.0 | Verbund | Verbund | http://www.verbund.com/pp/de/region/oesterreich | CARMA | 1030357 | [9 empty] | 64.23 | 71.62 | 49.75 | 58.85 | 55.92 | NO-ESTIMATION | NO-ESTIMATION | NO-ESTIMATION | NO-ESTIMATION | CAPACITY-FACTOR-V1
AUT | Austria | KW KÃ¼htai |  | WRI1005910 | 289 | 47.2078 | 11.0057 | Hydro |  |  |  | 1981.0 | TIWAG-Tiroler Wasserkraft AG | Open Power System Data | http://data.open-power-system-data.org/ | Open Power System Data |  |  |  |  | 126.869 | 164.278 | 429.198 |  |  | JRC-PPDB-OPEN | 689.49 | 1012.11 | 626.75 | 628.50 | 560.15 | NO-ESTIMATION | NO-ESTIMATION | NO-ESTIMATION | NO-ESTIMATION | CAPACITY-FACTOR-V1
AUT | Austria | KW Imst |  | WRI1005905 | 89 | 47.2122 | 10.7215 | Hydro |  |  |  | 1956.0 | TIWAG-Tiroler Wasserkraft AG | Open Power System Data | http://data.open-power-system-data.org/ | Open Power System Data | [10 empty] | 322.67 | 371.22 | 268.91 | 275.14 | 262.67 | SOLAR-V1-NO-AGE | SOLAR-V1-NO-AGE | SOLAR-V1-NO-AGE | SOLAR-V1-NO-AGE | SOLAR-V1-NO-AGE
AUT | Austria | Nussdorf near Vienna |  | WRI1005216 | 5 | 47.2167 | 14.4833 | Hydro |  |  |  | 2005.0 | Verbund | Verbund | http://www.verbund.com/pp/de/region/oesterreich | CARMA | 1059148 | [9 empty] | 19.92 | 24.35 | 17.39 | 16.82 | 17.65 | NO-ESTIMATION | NO-ESTIMATION | NO-ESTIMATION | NO-ESTIMATION | SOLAR-V1
AUT | Austria | Gerlos |  | WRI1005174 | 200 | 47.2342 | 11.8997 | Hydro |  |  |  | 1949.0 | Verbund | Verbund | http://www.verbund.com/pp/de/region/oesterreich | GEODB | 1031032 |  |  |  | 299.898 | 334.153 | 245.409 |  |  | JRC-PPDB-OPEN | 592.22 | 796.01 | 499.08 | 521.53 | 504.55 | NO-ESTIMATION | NO-ESTIMATION | NO-ESTIMATION | NO-ESTIMATION | CAPACITY-FACTOR-V1
AUT | Austria | Funsingau |  | WRI1005170 | 25 | 47.2354 | 12.0583 | Hydro |  |  |  | 1968.0 | Verbund | Verbund | http://www.verbund.com/pp/de/region/oesterreich | GEODB | 1031031 | [9 empty] | 73.69 | 92.97 | 70.27 | 70.47 | 70.27 | NO-ESTIMATION | NO-ESTIMATION | NO-ESTIMATION | WIND-V1 | WIND-V1
AUT | Austria | Kaprun main stage |  | WRI1005190 | 240 | 47.2591 | 12.7389 | Hydro |  |  |  | 1953.0 | Verbund | Verbund | http://www.verbund.com/pp/de/region/oesterreich | GEODB | [10 empty] | 615.87 | 864.31 | 529.43 | 624.31 | 537.34 | NO-ESTIMATION | NO-ESTIMATION | NO-ESTIMATION | NO-ESTIMATION | CAPACITY-FACTOR-V1
AUT | Austria | Klammsee |  | WRI1005194 | 1 | 47.2591 | 12.7389 | Hydro |  |  |  | 1947.0 | Verbund | Verbund | http://www.verbund.com/pp/de/region/oesterreich | GEODB | 1060066 | [9 empty] | 3.57 | 4.68 | 3.97 | 4.08 | 3.66 | NO-ESTIMATION | SOLAR-V1 | SOLAR-V1 | SOLAR-V1 | SOLAR-V1
AUT | Austria | KW Silz |  | WRI1005914 | 500 | 47.2696 | 10.9678 | Hydro |  |  |  | 1981.0 | TIWAG-Tiroler Wasserkraft AG | Open Power System Data | http://data.open-power-system-data.org/ | Open Power System Data | 1031380 | [9 empty] | 1476.70 | 1878.79 | 1290.73 | 1255.81 | 1280.29 | NO-ESTIMATION | NO-ESTIMATION | NO-ESTIMATION | WIND-V1 | WIND-V1
AUT | Austria | Laufnitzdorf |  | WRI1005201 | 18 | 47.3000 | 15.3167 | Hydro |  |  |  | 1931.0 | Verbund | Verbund | http://www.verbund.com/pp/de/region/oesterreich | CARMA | 1030374 | [9 empty] | 88.93 | 99.17 | 68.89 | 81.48 | 77.43 | NO-ESTIMATION | NO-ESTIMATION | SOLAR-V1 | SOLAR-V1 | SOLAR-V1
AUT | Austria | Schwarzach |  | WRI1005240 | 120 | 47.3152 | 13.1389 | Hydro |  |  |  | 1960.0 | Verbund | Verbund | http://www.verbund.com/pp/de/region/oesterreich | GEODB | 1031040 |  |  |  | 434.551 | 436.159 | 460.782 |  |  | JRC-PPDB-OPEN | 377.86 | 462.52 | 312.90 | 329.11 | 328.56 | SOLAR-V1-NO-AGE | SOLAR-V1-NO-AGE | SOLAR-V1-NO-AGE | SOLAR-V1-NO-AGE | SOLAR-V1-NO-AGE
AUT | Austria | Wallnerau Salzach stage |  | WRI1005260 | 13 | 47.3160 | 13.1410 | Hydro |  |  |  | 1990.0 | Verbund | Verbund | http://www.verbund.com/pp/de/region/oesterreich | GEODB | [10 empty] | 54.66 | 65.32 | 48.45 | 49.37 | 49.28 | NO-ESTIMATION | NO-ESTIMATION | SOLAR-V1 | SOLAR-V1 | SOLAR-V1
AUT | Austria | St. Veit |  | WRI1005247 | 16 | 47.3214 | 13.1744 | Hydro |  |  |  | 1989.0 | Verbund | Verbund | http://www.verbund.com/pp/de/region/oesterreich | GEODB | 1031041 | [9 empty] | 67.28 | 80.39 | 59.64 | 60.77 | 60.65 | NO-ESTIMATION | NO-ESTIMATION | NO-ESTIMATION | SOLAR-V1 | SOLAR-V1
AUT | Austria | St. Johann |  | WRI1005244 | 16 | 47.3386 | 13.1974 | Hydro |  |  |  | 1991.0 | Verbund | Verbund | http://www.verbund.com/pp/de/region/oesterreich | GEODB | [10 empty] | 67.28 | 80.39 | 59.64 | 60.77 | 60.65 | SOLAR-V1-NO-AGE | SOLAR-V1-NO-AGE | SOLAR-V1-NO-AGE | SOLAR-V1-NO-AGE | SOLAR-V1-NO-AGE
AUT | Austria | Rabenstein |  | WRI1005227 | 14 | 47.3500 | 13.6833 | Hydro |  |  |  | 1987.0 | Verbund | Verbund | http://www.verbund.com/pp/de/region/oesterreich | CARMA | 1030354 | [9 empty] | 35.40 | 47.10 | 34.25 | 34.35 | 34.25 | NO-ESTIMATION | NO-ESTIMATION | NO-ESTIMATION | SOLAR-V1 | SOLAR-V1
AUT | Austria | Pernegg |  | WRI1005224 | 22 | 47.3598 | 15.3424 | Hydro |  |  |  | 2013.0 | Verbund | Verbund | http://www.verbund.com/pp/de/region/oesterreich | CARMA | 1030379 | [9 empty] | 100.83 | 112.92 | 73.95 | 89.82 | 84.39 | NO-ESTIMATION | NO-ESTIMATION | NO-ESTIMATION | NO-ESTIMATION | CAPACITY-FACTOR-V1
AUT | Austria | Urreiting |  | WRI1005257 | 16 | 47.3749 | 13.2101 | Hydro |  |  |  | 1986.0 | Verbund | Verbund | http://www.verbund.com/pp/de/region/oesterreich | GEODB | 1031401 | [9 empty] | 69.07 | 86.43 | 60.68 | 62.66 | 62.62 | NO-ESTIMATION | NO-ESTIMATION | SOLAR-V1 | SOLAR-V1 | SOLAR-V1
AUT | Austria | Wallnerau underwater stage |  | WRI1005261 | 5 | 47.3833 | 12.6000 | Hydro |  |  |  | 1989.0 | Verbund | Verbund | http://www.verbund.com/pp/de/region/oesterreich | CARMA | [10 empty] | 16.41 | 21.86 | 17.46 | 17.51 | 17.53 | NO-ESTIMATION | NO-ESTIMATION | NO-ESTIMATION | NO-ESTIMATION | WIND-V1
AUT | Austria | Leoben |  | WRI1005204 | 10 | 47.3833 | 15.1000 | Hydro |  |  |  | 2005.0 | Verbund | Verbund | http://www.verbund.com/pp/de/region/oesterreich | CARMA | 1058629 | [9 empty] | 46.23 | 55.73 | 37.82 | 41.52 | 37.75 | NO-ESTIMATION | NO-ESTIMATION | NO-ESTIMATION | NO-ESTIMATION | CAPACITY-FACTOR-V1
AUT | Austria | KW Jenbach |  | WRI1005907 | 79 | 47.3932 | 11.7886 | Hydro |  |  |  | 1926.0 | TIWAG-Tiroler Wasserkraft AG | Open Power System Data | http://data.open-power-system-data.org/ | Open Power System Data | [10 empty] | 301.80 | 326.28 | 261.80 | 262.10 | 245.39 | NO-ESTIMATION | NO-ESTIMATION | SOLAR-V1 | SOLAR-V1 | SOLAR-V1
AUT | Austria | Mandling |  | WRI1005209 | 6 | 47.4000 | 13.5667 | Hydro |  |  |  | 1985.0 | Verbund | Verbund | http://www.verbund.com/pp/de/region/oesterreich | CARMA | 1030375 | [9 empty] | 21.31 | 26.92 | 19.60 | 20.39 | 20.33 | NO-ESTIMATION | NO-ESTIMATION | WIND-V1 | WIND-V1 | WIND-V1
AUT | Austria | Bischofshofen |  | WRI1005155 | 16 | 47.4070 | 13.2205 | Hydro |  |  |  | 1986.0 | Verbund | Verbund | http://www.verbund.com/pp/de/region/oesterreich | GEODB | 1031397 | [9 empty] | 69.07 | 86.43 | 60.68 | 62.66 | 62.62 | HYDRO-V1 | HYDRO-V1 | HYDRO-V1 | HYDRO-V1 | HYDRO-V1
AUT | Austria | Dionysen |  | WRI1005160 | 16 | 47.4167 | 15.2833 | Hydro |  |  |  | 1949.0 | Verbund | Verbund | http://www.verbund.com/pp/de/region/oesterreich | CARMA | 1030365 | [9 empty] | 58.34 | 81.28 | 52.98 | 54.43 | 53.39 | NO-ESTIMATION | NO-ESTIMATION | SOLAR-V1 | SOLAR-V1 | SOLAR-V1
AUT | Austria | Kreuzbergmaut |  | WRI1005197 | 18 | 47.4412 | 13.2108 | Hydro |  |  |  | 1996.0 | Verbund | Verbund | http://www.verbund.com/pp/de/region/oesterreich | GEODB | 1031398 | [9 empty] | 77.70 | 97.24 | 68.27 | 70.49 | 70.45 | NO-ESTIMATION | NO-ESTIMATION | NO-ESTIMATION | NO-ESTIMATION | WIND-V1
AUT | Austria | St. Martin |  | WRI1005245 | 10 | 47.4467 | 15.2849 | Hydro |  |  |  | 1965.0 | Verbund | Verbund | http://www.verbund.com/pp/de/region/oesterreich | CARMA | [10 empty] | 34.71 | 47.58 | 31.60 | 31.89 | 31.6 | NO-ESTIMATION | NO-ESTIMATION | NO-ESTIMATION | WIND-V1 | WIND-V1
AUT | Austria | Werfen-Pfarrwerfen |  | WRI1005265 | 16 | 47.4698 | 13.1945 | Hydro |  |  |  | 2009.0 | Verbund | Verbund | http://www.verbund.com/pp/de/region/oesterreich | GEODB | 1031399 | [9 empty] | 69.07 | 86.43 | 60.68 | 62.66 | 62.62 | NO-ESTIMATION | NO-ESTIMATION | SOLAR-V1 | SOLAR-V1 | SOLAR-V1
AUT | Austria | Triebenbach |  | WRI1005254 | 10 | 47.5000 | 14.4667 | Hydro |  |  |  | 1995.0 | Verbund | Verbund | http://www.verbund.com/pp/de/region/oesterreich | CARMA | 1044982 | [9 empty] | 25.47 | 33.83 | 24.66 | 24.72 | 24.66 | SOLAR-V1-NO-AGE | SOLAR-V1-NO-AGE | SOLAR-V1-NO-AGE | SOLAR-V1-NO-AGE | SOLAR-V1-NO-AGE
AUT | Austria | St. Georgen |  | WRI1005243 | 6 | 47.5333 | 14.3667 | Hydro |  |  |  | 1985.0 | Verbund | Verbund | http://www.verbund.com/pp/de/region/oesterreich | CARMA | 1030384 | [9 empty] | 13.51 | 18.52 | 13.50 | 13.54 | 13.5 | HYDRO-V1 | HYDRO-V1 | HYDRO-V1 | HYDRO-V1 | HYDRO-V1
AUT | Austria | Erzbach |  | WRI1005165 | 1 | 47.6000 | 14.7333 | Hydro |  |  |  | 1986.0 | Verbund | Verbund | http://www.verbund.com/pp/de/region/oesterreich | CARMA | 1052507 | [9 empty] | 3.91 | 4.63 | 4.00 | 4.18 | 4.17 | NO-ESTIMATION | NO-ESTIMATION | NO-ESTIMATION | NO-ESTIMATION | CAPACITY-FACTOR-V1
AUT | Austria | Hieflau |  | WRI1005185 | 63 | 47.6000 | 14.7333 | Hydro |  |  |  |  | Verbund | Verbund | http://www.verbund.com/pp/de/region/oesterreich | CARMA | 1030369 | [9 empty] | 226.43 | 276.85 | 197.72 | 195.67 | 195.69 | NO-ESTIMATION | NO-ESTIMATION | NO-ESTIMATION | NO-ESTIMATION | CAPACITY-FACTOR-V1
AUT | Austria | Hieflau-Erzbach |  | WRI1005186 | 1 | 47.6000 | 14.7333 | Hydro |  |  |  | 1956.0 | Verbund | Verbund | http://www.verbund.com/pp/de/region/oesterreich | CARMA | [10 empty] | 3.91 | 4.63 | 4.00 | 4.18 | 4.17 | NO-ESTIMATION | NO-ESTIMATION | NO-ESTIMATION | NO-ESTIMATION | CAPACITY-FACTOR-V1
AUT | Austria | Oberaudorf Ebbs |  | WRI1005217 | 60 | 47.6413 | 12.1989 | Hydro |  |  |  | 1992.0 | Verbund | Verbund | http://www.verbund.com/pp/de/region/oesterreich | WRI | [10 empty] | 219.59 | 246.12 | 192.22 | 192.43 | 192.76 | SOLAR-V1-NO-AGE | SOLAR-V1-NO-AGE | SOLAR-V1-NO-AGE | SOLAR-V1-NO-AGE | SOLAR-V1-NO-AGE
AUT | Austria | Pichlern |  | WRI1005225 | 2 | 47.6500 | 13.6667 | Hydro |  |  |  | 2005.0 | Verbund | Verbund | http://www.verbund.com/pp/de/region/oesterreich | CARMA | 1060073 | [9 empty] | 6.85 | 9.24 | 7.96 | 7.00 | 7.05 | HYDRO-V1 | HYDRO-V1 | HYDRO-V1 | HYDRO-V1 | HYDRO-V1
AUT | Austria | Landl |  | WRI1005200 | 25 | 47.6500 | 14.7167 | Hydro |  |  |  | 1967.0 | Verbund | Verbund | http://www.verbund.com/pp/de/region/oesterreich | CARMA | 1030373 | [9 empty] | 105.58 | 123.07 | 85.38 | 93.42 | 93.39 | SOLAR-V1-NO-AGE | SOLAR-V1-NO-AGE | SOLAR-V1-NO-AGE | SOLAR-V1-NO-AGE | SOLAR-V1-NO-AGE
AUT | Austria | Krippau |  | WRI1005199 | 30 | 47.6833 | 14.7000 | Hydro |  |  |  | 1965.0 | Verbund | Verbund | http://www.verbund.com/pp/de/region/oesterreich | CARMA | 1030371 | [9 empty] | 114.08 | 131.41 | 92.22 | 99.31 | 98.99 | NO-ESTIMATION | NO-ESTIMATION | NO-ESTIMATION | NO-ESTIMATION | CAPACITY-FACTOR-V1
AUT | Austria | Klaus |  | WRI1005195 | 20 | 47.8314 | 14.1572 | Hydro |  |  |  | 1975.0 | Verbund | Verbund | http://www.verbund.com/pp/de/region/oesterreich | CARMA | 1016512 | [9 empty] | 58.50 | 74.84 | 55.37 | 55.52 | 55.37 | NO-ESTIMATION | NO-ESTIMATION | NO-ESTIMATION | NO-ESTIMATION | CAPACITY-FACTOR-V1
AUT | Austria | Losenstein |  | WRI1005205 | 39 | 47.9243 | 14.4367 | Hydro |  |  |  | 1962.0 | Verbund | Verbund | http://www.verbund.com/pp/de/region/oesterreich | CARMA | 1016513 | [9 empty] | 149.11 | 166.64 | 120.72 | 125.48 | 129.5 | HYDRO-V1 | HYDRO-V1 | HYDRO-V1 | HYDRO-V1 | HYDRO-V1
AUT | Austria | Ternberg |  | WRI1005253 | 40 | 47.9333 | 14.3500 | Hydro |  |  |  | 1949.0 | Verbund | Verbund | http://www.verbund.com/pp/de/region/oesterreich | CARMA | 1016519 | [9 empty] | 152.93 | 170.91 | 123.81 | 128.70 | 132.82 | NO-ESTIMATION | NO-ESTIMATION | NO-ESTIMATION | NO-ESTIMATION | CAPACITY-FACTOR-V1
AUT | Austria | St. Pantaleon |  | WRI1005246 | 52 | 48.0076 | 12.8942 | Hydro |  |  |  | 1966.0 | Verbund | Verbund | http://www.verbund.com/pp/de/region/oesterreich | CARMA | 1016517 | [9 empty] | 210.57 | 221.02 | 174.39 | 187.61 | 186.87 | NO-ESTIMATION | NO-ESTIMATION | NO-ESTIMATION | NO-ESTIMATION | CAPACITY-FACTOR-V1
AUT | Austria | Staning |  | WRI1005248 | 43 | 48.1007 | 14.4568 | Hydro |  |  |  | 1946.0 | Verbund | Verbund | http://www.verbund.com/pp/de/region/oesterreich | CARMA | 1016518 | [9 empty] | 159.52 | 184.05 | 142.05 | 137.91 | 138.14 | NO-ESTIMATION | NO-ESTIMATION | NO-ESTIMATION | NO-ESTIMATION | NO-ESTIMATION
AUT | Austria | Weyer |  | WRI1005266 | 37 | 48.1465 | 14.1176 | Hydro |  |  |  | 1969.0 | Verbund | Verbund | http://www.verbund.com/pp/de/region/oesterreich | CARMA | 1016520 | [9 empty] | 141.08 | 162.32 | 111.68 | 122.49 | 122.09 | NO-ESTIMATION | NO-ESTIMATION | NO-ESTIMATION | NO-ESTIMATION | CAPACITY-FACTOR-V1
AUT | Austria | Wallsee-Mitterkirchen |  | WRI1005262 | 210 | 48.1666 | 14.6953 | Hydro |  |  |  | 1969.0 | Verbund | Verbund | http://www.verbund.com/pp/de/region/oesterreich | GEODB | 1025010 |  |  |  | 1218.866 | 1340.524 | 1348.401 |  |  | JRC-PPDB-OPEN | 1094.57 | 1141.70 | 1183.89 | 1241.47 | 1170.49 | NO-ESTIMATION | NO-ESTIMATION | NO-ESTIMATION | NO-ESTIMATION | CAPACITY-FACTOR-V1
AUT | Austria | Freudenau Danube |  | WRI1019128 | 172 | 48.1764 | 16.4811 | Hydro |  |  |  | 1998.0 | Wien Energie | Wien Energie | http://www.wienenergie.at/eportal3/ep/channelView.do/channelId/-51618 | WRI | 1025006 | [9 empty] | 891.52 | 877.02 | 969.66 | 1004.16 | 958.69 | NO-ESTIMATION | NO-ESTIMATION | NO-ESTIMATION | NO-ESTIMATION | CAPACITY-FACTOR-V1
AUT | Austria | Gaming |  | WRI1019129 | 14 | 48.1766 | 16.4813 | Hydro |  |  |  | 1926.0 | Wien Energie | Wien Energie | http://www.wienenergie.at/eportal3/ep/channelView.do/pageTypeId/67860/channelId/-51541 | WRI | 1033342 | [9 empty] | 66.79 | 68.49 | 72.10 | 74.90 | 71.72 | NO-ESTIMATION | NO-ESTIMATION | NO-ESTIMATION | NO-ESTIMATION | CAPACITY-FACTOR-V1
AUT | Austria | Vienna-Freudenau |  | WRI1005267 | 172 | 48.1766 | 16.4814 | Hydro |  |  |  | 1999.0 | Verbund | Verbund | http://www.verbund.com/pp/de/region/oesterreich | GEODB | 1025006 |  |  |  | 964.358 | 1070.255 | 1073.72 |  |  | JRC-PPDB-OPEN | 891.52 | 877.02 | 969.66 | 1004.16 | 958.69 | HYDRO-V1 | HYDRO-V1 | HYDRO-V1 | HYDRO-V1 | HYDRO-V1
AUT | Austria | Ybbs-Persenbeug |  | WRI1018682 | 236 | 48.1892 | 15.0682 | Hydro |  |  |  | 1960.0 | Verbund | Verbund | http://www.verbund.com/pp/de/region/oesterreich | GEODB | 1025011 |  |  |  | 1214.247 | 1369.644 | 1380.628 |  |  | JRC-PPDB-OPEN | 1201.04 | 1234.90 | 1297.86 | 1355.58 | 1282.81 | HYDRO-V1 | HYDRO-V1 | HYDRO-V1 | HYDRO-V1 | HYDRO-V1
AUT | Austria | Ering-Frauenstein |  | WRI1005164 | 72 | 48.2194 | 13.1600 | Hydro |  |  |  | 1943.0 | Verbund | Verbund | http://www.verbund.com/pp/de/region/oesterreich | WRI | [10 empty] | 190.81 | 274.34 | 190.18 | 165.63 | 183.63 | HYDRO-V1 | HYDRO-V1 | HYDRO-V1 | HYDRO-V1 | HYDRO-V1
AUT | Austria | Melk |  | WRI1005211 | 187 | 48.2232 | 15.3042 | Hydro |  |  |  | 1982.0 | Verbund | Verbund | http://www.verbund.com/pp/de/region/oesterreich | GEODB | 1025008 |  |  |  | 1150.228 | 1262.875 | 1277.047 |  |  | JRC-PPDB-OPEN | 971.74 | 1013.71 | 1054.22 | 1101.21 | 1042.3 | HYDRO-V1 | HYDRO-V1 | HYDRO-V1 | HYDRO-V1 | HYDRO-V1
AUT | Austria | Braunau-Simbach |  | WRI1005159 | 100 | 48.2440 | 13.0060 | Hydro |  |  |  | 1954.0 | Verbund | Verbund | http://www.verbund.com/pp/de/region/oesterreich | WRI | [10 empty] | 425.09 | 447.53 | 408.34 | 412.70 | 409.24 | HYDRO-V1 | HYDRO-V1 | HYDRO-V1 | HYDRO-V1 | HYDRO-V1
AUT | Austria | Abwinden-Asten |  | WRI1005149 | 168 | 48.2480 | 14.4305 | Hydro |  |  |  | 1980.0 | Verbund | Verbund | http://www.verbund.com/pp/de/region/oesterreich | GEODB | 1025003 |  |  |  | 940.65 | 1032.646 | 1041.638 |  |  | JRC-PPDB-OPEN | 873.43 | 911.14 | 714.06 | 943.51 | 942.57 | HYDRO-V1 | HYDRO-V1 | HYDRO-V1 | HYDRO-V1 | HYDRO-V1
AUT | Austria | Ottensheim-Wilhering |  | WRI1005219 | 179 | 48.3166 | 14.1512 | Hydro |  |  |  | 1975.0 | Verbund | Verbund | http://www.verbund.com/pp/de/region/oesterreich | GEODB | 1025009 |  |  |  | 1014.127 | 1094.49 | 1098.173 |  |  | JRC-PPDB-OPEN | 937.21 | 977.38 | 760.81 | 1011.89 | 762.43 | HYDRO-V1 | HYDRO-V1 | HYDRO-V1 | HYDRO-V1 | HYDRO-V1
AUT | Austria | Greifenstein |  | WRI1005179 | 293 | 48.3553 | 16.2424 | Hydro |  |  |  | 1985.0 | Verbund | Verbund | http://www.verbund.com/pp/de/region/oesterreich | GEODB | 1025007 |  |  |  | 1551.394 | 1751.72 | 1721.334 |  |  | JRC-PPDB-OPEN | 1465.01 | 1421.21 | 1594.37 | 1644.42 | 1575.69 | NO-ESTIMATION | NO-ESTIMATION | NO-ESTIMATION | NO-ESTIMATION | CAPACITY-FACTOR-V1
AUT | Austria | Aschach |  | WRI1005154 | 287 | 48.3853 | 14.0230 | Hydro |  |  |  | 1964.0 | Verbund | Verbund | http://www.verbund.com/pp/de/region/oesterreich | GEODB | 1025005 |  |  |  | 1475.516 | 1636.943 | 1598.931 |  |  | JRC-PPDB-OPEN | 1439.75 | 1504.16 | 1113.44 | 1566.00 | 1116.03 | NO-ESTIMATION | NO-ESTIMATION | NO-ESTIMATION | NO-ESTIMATION | CAPACITY-FACTOR-V1
AUT | Austria | Schonau |  | WRI1005238 | 30 | 48.3946 | 14.7302 | Hydro |  |  |  | 1972.0 | Verbund | Verbund | http://www.verbund.com/pp/de/region/oesterreich | CARMA | 1016516 | [9 empty] | 88.33 | 112.83 | 83.63 | 83.86 | 83.63 | HYDRO-V1 | HYDRO-V1 | HYDRO-V1 | HYDRO-V1 | HYDRO-V1
AUT | Austria | Rosenau |  | WRI1005233 | 34 | 48.4890 | 14.6288 | Hydro |  |  |  | 1953.0 | Verbund | Verbund | http://www.verbund.com/pp/de/region/oesterreich | CARMA | 1016515 | [9 empty] | 97.25 | 121.97 | 91.92 | 92.17 | 91.92 | NO-ESTIMATION | NO-ESTIMATION | NO-ESTIMATION | NO-ESTIMATION | CAPACITY-FACTOR-V1
AUT | Austria | Jochenstein |  | WRI1005188 | 132 | 48.5184 | 13.7076 | Hydro |  |  |  | 1956.0 | Verbund | Verbund | http://www.verbund.com/pp/de/region/oesterreich | GEODB | [10 empty] | 691.12 | 720.75 | 561.04 | 746.19 | 562.24 | SOLAR-V1-NO-AGE | SOLAR-V1-NO-AGE | SOLAR-V1-NO-AGE | SOLAR-V1-NO-AGE | SOLAR-V1-NO-AGE
AUT | Austria | Passau-Ingling |  | WRI1005221 | 86 | 48.5536 | 13.4371 | Hydro |  |  |  | 1966.0 | Verbund | Verbund | http://www.verbund.com/pp/de/region/oesterreich | WRI | [10 empty] | 365.58 | 384.88 | 351.17 | 356.38 | 351.95 | NO-ESTIMATION | NO-ESTIMATION | NO-ESTIMATION | NO-ESTIMATION | CAPACITY-FACTOR-V1
AZE | Azerbaijan | Varvara |  | WRI1002201 | 16 | 40.6837 | 47.0926 | Hydro |  |  |  | 1957.0 | AzerEnerji | AzerEnerji | http://www.azerenerji.gov.az/index.php?option=com_content&view=article&id=91&Itemid=112&lang=az | GEODB | 1010581 | [9 empty] | 72.11 | 69.40 | 72.28 | 70.06 | 72.58 | SOLAR-V1-NO-AGE | SOLAR-V1-NO-AGE | SOLAR-V1-NO-AGE | SOLAR-V1-NO-AGE | SOLAR-V1-NO-AGE
AZE | Azerbaijan | Mingechevir |  | WRI1002190 | 402 | 40.7900 | 47.0287 | Hydro |  |  |  | 1953.0 | AzerEnerji | AzerEnerji | http://www.azerenerji.gov.az/index.php?option=com_content&view=article&id=91&Itemid=112&lang=az | WRI | 1010575 | [9 empty] | 963.73 | 1190.36 | 1196.20 | 1193.56 | 984.99 | NO-ESTIMATION | NO-ESTIMATION | NO-ESTIMATION | NO-ESTIMATION | CAPACITY-FACTOR-V1
AZE | Azerbaijan | Yenikend |  | WRI1002203 | 150 | 40.9193 | 46.2829 | Hydro |  |  |  | 2000.0 | AzerEnerji | AzerEnerji | http://www.azerenerji.gov.az/index.php?option=com_content&view=article&id=91&Itemid=112&lang=az | GEODB | 1010582 | [9 empty] | 385.47 | 387.32 | 393.41 | 475.73 | 334.99 | NO-ESTIMATION | NO-ESTIMATION | NO-ESTIMATION | NO-ESTIMATION | CAPACITY-FACTOR-V1
AZE | Azerbaijan | Shamkir |  | WRI1002197 | 405 | 40.9487 | 46.1680 | Hydro |  |  |  |  | AzerEnerji | AzerEnerji | http://www.azerenerji.gov.az/index.php?option=com_content&view=article&id=91&Itemid=112&lang=az | GEODB | 1010577 | [9 empty] | 793.23 | 964.05 | 972.37 | 988.17 | 814.65 | HYDRO-V1 | HYDRO-V1 | HYDRO-V1 | HYDRO-V1 | HYDRO-V1
AZE | Azerbaijan | Gusar |  | WRI1002186 | 1 | 41.3979 | 48.3308 | Hydro |  |  |  | 2012.0 | AzerEnerji | AzerEnerji | http://www.azerenerji.gov.az/index.php?option=com_content&view=article&id=91&Itemid=112&lang=az | CARMA | 1010574 | [9 empty] | 2.24 | 2.24 | 2.38 | 2.39 | 2.38 | HYDRO-V1 | HYDRO-V1 | HYDRO-V1 | HYDRO-V1 | HYDRO-V1
BDI | Burundi | Kabu |  | WRI1023024 | 20 | -2.8900 | 29.1200 | Hydro | [5 empty] | African Development Bank Group | http://powerafrica.opendataforafrica.org | Power Africa | 1057359 | [9 empty] | 111.16 | 82.95 | 110.83 | 75.16 | 74.8 | WIND-V1 | WIND-V1 | WIND-V1 | WIND-V1 | WIND-V1
BDI | Burundi | Rwegura |  | WRI1023026 | 19.17 | -2.9319 | 29.5194 | Hydro | [5 empty] | African Development Bank Group | http://powerafrica.opendataforafrica.org | Power Africa | 1026909 | [9 empty] | 43.45 | 43.45 | 43.45 | 43.57 | 43.45 | SOLAR-V1-NO-AGE | SOLAR-V1-NO-AGE | SOLAR-V1-NO-AGE | SOLAR-V1-NO-AGE | SOLAR-V1-NO-AGE
BDI | Burundi | Mpanda Burundi |  | WRI1023025 | 10.4 | -3.0833 | 29.3944 | Hydro | [5 empty] | African Development Bank Group | http://powerafrica.opendataforafrica.org | Power Africa | 1011419 | [9 empty] | 22.89 | 22.89 | 22.89 | 22.95 | 22.89 | SOLAR-V1-NO-AGE | SOLAR-V1-NO-AGE | SOLAR-V1-NO-AGE | SOLAR-V1-NO-AGE | SOLAR-V1-NO-AGE
BEL | Belgium | La Vierre |  | WRI1002250 | 1.9 | 49.7330 | 5.3770 | Hydro | [5 empty] | ELIA Belgian Grid Operator | http://publications.elia.be/upload/ProductionParkOverview.html?TS=20120416193815 | GEODB | 1029408 | [9 empty] | 7.38 | 7.78 | 7.92 | 7.16 | 7.5 | SOLAR-V1-NO-AGE | SOLAR-V1-NO-AGE | SOLAR-V1-NO-AGE | SOLAR-V1-NO-AGE | SOLAR-V1-NO-AGE
BEL | Belgium | PLATE TAILLE T |  | WRI1002263 | 144 | 50.1884 | 4.3861 | Hydro | [5 empty] | ELIA Belgian Grid Operator | http://publications.elia.be/upload/ProductionParkOverview.html?TS=20120416193815 | GEODB | 1022671 | [5 empty] | 76.362 |  |  | JRC-PPDB-OPEN | 369.39 | 346.82 | 357.18 | 370.40 | 419.92 | SOLAR-V1-NO-AGE | SOLAR-V1-NO-AGE | SOLAR-V1-NO-AGE | SOLAR-V1-NO-AGE | SOLAR-V1-NO-AGE
BEL | Belgium | COO |  | WRI1002221 | 1164 | 50.3849 | 5.8618 | Hydro | [5 empty] | ELIA Belgian Grid Operator | http://publications.elia.be/upload/ProductionParkOverview.html?TS=20120416193815 | GEODB |  |  |  |  | 851.324 | 879.428 | 945.545 |  |  | JRC-PPDB-OPEN | 2822.62 | 2633.03 | 2955.29 | 2759.47 | 4120.37 | HYDRO-V1 | HYDRO-V1 | HYDRO-V1 | HYDRO-V1 | HYDRO-V1
BEL | Belgium | HEID-DE-GOREUX 1 |  | WRI1002233 | 8 | 50.4260 | 5.7328 | Hydro | [5 empty] | ELIA Belgian Grid Operator | http://publications.elia.be/upload/ProductionParkOverview.html?TS=20120416193815 | GEODB | 1014420 | [9 empty] | 27.92 | 23.52 | 27.04 | 30.65 | 29.79 | HYDRO-V1 | HYDRO-V1 | HYDRO-V1 | HYDRO-V1 | HYDRO-V1
BEL | Belgium | BUTGENBACH |  | WRI1002218 | 1.8 | 50.4359 | 6.2106 | Hydro | [5 empty] | ELIA Belgian Grid Operator | http://publications.elia.be/upload/ProductionParkOverview.html?TS=20120416193815 | GEODB | 1044072 | [9 empty] | 4.78 | 5.07 | 5.20 | 4.79 | 5.93 | HYDRO-V1 | HYDRO-V1 | HYDRO-V1 | HYDRO-V1 | HYDRO-V1
BEL | Belgium | HU GRAND-MALADES |  | WRI1002239 | 5 | 50.4665 | 4.8992 | Hydro | [5 empty] | ELIA Belgian Grid Operator | http://publications.elia.be/upload/ProductionParkOverview.html?TS=20120416193815 | GEODB | 1029387 | [9 empty] | 20.98 | 19.34 | 19.93 | 23.31 | 20.53 | NO-ESTIMATION | NO-ESTIMATION | NO-ESTIMATION | NO-ESTIMATION | CAPACITY-FACTOR-V1
BEL | Belgium | HU ANDENNE |  | WRI1002237 | 9 | 50.4928 | 5.0700 | Hydro | [5 empty] | ELIA Belgian Grid Operator | http://publications.elia.be/upload/ProductionParkOverview.html?TS=20120416193815 | GEODB | 1029385 | [9 empty] | 39.08 | 35.21 | 36.28 | 42.91 | 37.36 | NO-ESTIMATION | NO-ESTIMATION | NO-ESTIMATION | NO-ESTIMATION | CAPACITY-FACTOR-V1
BEL | Belgium | HU AMPSIN-NEUVILLE |  | WRI1002236 | 9.9 | 50.5335 | 5.2962 | Hydro | [5 empty] | ELIA Belgian Grid Operator | http://publications.elia.be/upload/ProductionParkOverview.html?TS=20120416193815 | GEODB | 1029384 | [9 empty] | 43.32 | 43.79 | 39.45 | 47.54 | 40.65 | NO-ESTIMATION | NO-ESTIMATION | NO-ESTIMATION | NO-ESTIMATION | CAPACITY-FACTOR-V1
BEL | Belgium | HU IVOZ-RAMET |  | WRI1002240 | 10 | 50.5922 | 5.4613 | Hydro | [5 empty] | ELIA Belgian Grid Operator | http://publications.elia.be/upload/ProductionParkOverview.html?TS=20120416193815 | GEODB | 1029388 | [9 empty] | 43.76 | 44.23 | 39.85 | 48.02 | 41.06 | NO-ESTIMATION | NO-ESTIMATION | NO-ESTIMATION | NO-ESTIMATION | CAPACITY-FACTOR-V1
BEL | Belgium | HU MONSIN |  | WRI1002242 | 19.7 | 50.6517 | 5.6308 | Hydro | [5 empty] | ELIA Belgian Grid Operator | http://publications.elia.be/upload/ProductionParkOverview.html?TS=20120416193815 | GEODB | [10 empty] | 95.16 | 85.27 | 86.66 | 96.40 | 81.75 | NO-ESTIMATION | NO-ESTIMATION | NO-ESTIMATION | NO-ESTIMATION | CAPACITY-FACTOR-V1
BEL | Belgium | HU LIXHE |  | WRI1002241 | 20 | 50.7517 | 5.6863 | Hydro | [5 empty] | ELIA Belgian Grid Operator | http://publications.elia.be/upload/ProductionParkOverview.html?TS=20120416193815 | GEODB | 1029389 | [9 empty] | 86.27 | 75.55 | 76.96 | 87.49 | 75.9 | NO-ESTIMATION | NO-ESTIMATION | NO-ESTIMATION | NO-ESTIMATION | CAPACITY-FACTOR-V1
BFA | Burkina Faso | Kompienga |  | WRI1023021 | 14 | 11.0700 | 0.7000 | Hydro |  |  |  |  | SociÃ©tÃ© Nationale d'Ã©lectricitÃ© du Burkina Faso | African Development Bank Group | http://powerafrica.opendataforafrica.org | Power Africa | 1029211 | [9 empty] | 38.52 | 37.13 | 33.84 | 45.45 | 51.77 | NO-ESTIMATION | NO-ESTIMATION | NO-ESTIMATION | NO-ESTIMATION | CAPACITY-FACTOR-V1
BFA | Burkina Faso | Bagre |  | WRI1023019 | 16 | 11.4750 | -0.5460 | Hydro |  |  |  |  | SociÃ©tÃ© Nationale d'Ã©lectricitÃ© du Burkina Faso | African Development Bank Group | http://powerafrica.opendataforafrica.org | Power Africa | 1029199 | [9 empty] | 42.80 | 43.66 | 45.72 | 54.30 | 51.76 | NO-ESTIMATION | NO-ESTIMATION | NO-ESTIMATION | NO-ESTIMATION | CAPACITY-FACTOR-V1
BGD | Bangladesh | Kaptai Hydro:Unit-1 2 3 4 5 |  | WRI1029228 | 230 | 22.4950 | 92.2160 | Hydro |  |  |  | 1962.0 | Bangladesh Power Development Board | Bangladesh Power Development Board | http://www.bpdb.gov.bd/bpdb/index.php?option=com_content&view=article&id=151&Itemid=153 | GEODB | [10 empty] | 816.76 | 643.15 | 830.42 | 936.24 | 945.31 | HYDRO-V1 | HYDRO-V1 | HYDRO-V1 | HYDRO-V1 | HYDRO-V1
BGR | Bulgaria | IVAILOVGRAD |  | WRI1008048 | 114 | 41.5839 | 26.1075 | Hydro | [5 empty] | ENTSOE | https://transparency.entsoe.eu/generation/r2/installedCapacityPerProductionUnit/show | WRI | 1023676 | [9 empty] | 227.91 | 227.54 | 389.58 | 207.79 | 196.91 | HYDRO-V1 | HYDRO-V1 | HYDRO-V1 | HYDRO-V1 | HYDRO-V1
BGR | Bulgaria | KARDZHALI |  | WRI1008049 | 110 | 41.6334 | 25.3381 | Hydro | [5 empty] | ENTSOE | https://transparency.entsoe.eu/generation/r2/installedCapacityPerProductionUnit/show | WRI | 1023677 | [9 empty] | 190.88 | 210.73 | 410.73 | 202.31 | 177.01 | NO-ESTIMATION | NO-ESTIMATION | NO-ESTIMATION | NO-ESTIMATION | CAPACITY-FACTOR-V1
BGR | Bulgaria | PESHTERA |  | WRI1008051 | 135 | 42.0132 | 24.2574 | Hydro | [5 empty] | ENTSOE | https://transparency.entsoe.eu/generation/r2/installedCapacityPerProductionUnit/show | WRI | 1023685 | [9 empty] | 246.94 | 246.94 | 390.11 | 247.61 | 227.69 | HYDRO-V1 | HYDRO-V1 | HYDRO-V1 | HYDRO-V1 | HYDRO-V1
BGR | Bulgaria | PSCHAIRA GEN |  | WRI1008055 | 864 | 42.1603 | 23.8612 | Hydro | [5 empty] | ENTSOE | https://transparency.entsoe.eu/generation/r2/installedCapacityPerProductionUnit/show | WRI | 1023673 | [9 empty] | 1876.64 | 1876.64 | 3318.05 | 1881.78 | 1753.44 | SOLAR-V1-NO-AGE | SOLAR-V1-NO-AGE | SOLAR-V1-NO-AGE | SOLAR-V1-NO-AGE | SOLAR-V1-NO-AGE
BGR | Bulgaria | PSBELMEKEN |  | WRI1008054 | 375 | 42.1996 | 23.8586 | Hydro | [5 empty] | ENTSOE | https://transparency.entsoe.eu/generation/r2/installedCapacityPerProductionUnit/show | WRI | 1023671 | [9 empty] | 632.62 | 632.62 | 1107.27 | 634.35 | 579.15 | NO-ESTIMATION | NO-ESTIMATION | NO-ESTIMATION | NO-ESTIMATION | CAPACITY-FACTOR-V1
BGR | Bulgaria | SESTRIMO |  | WRI1008052 | 240 | 42.2083 | 23.9158 | Hydro | [5 empty] | ENTSOE | https://transparency.entsoe.eu/generation/r2/installedCapacityPerProductionUnit/show | WRI | 1023689 | [9 empty] | 413.68 | 413.68 | 717.46 | 414.82 | 379.46 | NO-ESTIMATION | NO-ESTIMATION | NO-ESTIMATION | NO-ESTIMATION | CAPACITY-FACTOR-V1
BGR | Bulgaria | MOMINA KLISU |  | WRI1008050 | 120 | 42.2320 | 23.9494 | Hydro | [5 empty] | ENTSOE | https://transparency.entsoe.eu/generation/r2/installedCapacityPerProductionUnit/show | WRI | 1040577 | [9 empty] | 220.05 | 220.05 | 347.31 | 220.65 | 202.94 | HYDRO-V1 | HYDRO-V1 | HYDRO-V1 | HYDRO-V1 | HYDRO-V1
BIH | Bosnia and Herzegovina | Dubrovnik Hydroelectric Power Plant Bosnia and Herzegovina |  | GEODB0044805 | 216 | 42.6037 | 18.2357 | Hydro | [5 empty] | GEODB | http://globalenergyobservatory.org | GEODB |  | 2017 | [8 empty] | 900.15 | 536.48 | 628.29 | 630.01 | 689.59 | NO-ESTIMATION | NO-ESTIMATION | NO-ESTIMATION | NO-ESTIMATION | CAPACITY-FACTOR-V1
BIH | Bosnia and Herzegovina | Trebinje II Hydroelectric Power Plant Bosnia and Herzegovina |  | GEODB0044806 | 8 | 42.7066 | 18.3805 | Hydro | [5 empty] | GEODB | http://globalenergyobservatory.org | GEODB |  | 2017 | [8 empty] | 35.84 | 22.40 | 25.13 | 25.57 | 25.25 | HYDRO-V1 | HYDRO-V1 | HYDRO-V1 | HYDRO-V1 | HYDRO-V1
BIH | Bosnia and Herzegovina | Trebinje I Hydroelectric Power Plant Bosnia and Herzegovina |  | GEODB0044768 | 180 | 42.7338 | 18.4971 | Hydro | [5 empty] | GEODB | http://globalenergyobservatory.org | GEODB | 1020240 | 2017 | [8 empty] | 790.01 | 406.05 | 450.53 | 494.12 | 432.17 | NO-ESTIMATION | NO-ESTIMATION | NO-ESTIMATION | NO-ESTIMATION | CAPACITY-FACTOR-V1
BIH | Bosnia and Herzegovina | Capljina Pumped Storage Power Plant Bosnia and Herzegovina |  | GEODB0044764 | 420 | 43.0133 | 17.8041 | Hydro | [5 empty] | GEODB | http://globalenergyobservatory.org | GEODB | 1020226 | 2017 | [8 empty] | 1561.77 | 854.65 | 1033.17 | 1036.00 | 1230 | NO-ESTIMATION | NO-ESTIMATION | NO-ESTIMATION | NO-ESTIMATION | CAPACITY-FACTOR-V1
BIH | Bosnia and Herzegovina | Mostarsko Blato Hydroelectric Power Plant Bosnia and Herzegovina |  | GEODB0044809 | 60 | 43.2989 | 17.7940 | Hydro | [5 empty] | GEODB | http://globalenergyobservatory.org | GEODB | 1052891 | 2017 | [8 empty] | 249.34 | 179.88 | 212.07 | 212.65 | 204.86 | NO-ESTIMATION | NO-ESTIMATION | NO-ESTIMATION | NO-ESTIMATION | CAPACITY-FACTOR-V1
BIH | Bosnia and Herzegovina | Pec Mlini Hydroelectric Power Plant Bosnia and Herzegovina |  | GEODB0044808 | 30 | 43.3375 | 17.3261 | Hydro | [5 empty] | GEODB | http://globalenergyobservatory.org | GEODB | 1046326 | 2017 | [8 empty] | 120.86 | 75.86 | 88.33 | 88.57 | 98.27 | NO-ESTIMATION | NO-ESTIMATION | NO-ESTIMATION | NO-ESTIMATION | CAPACITY-FACTOR-V1
BIH | Bosnia and Herzegovina | Mostar Hydroelectric Power Plant Bosnia and Herzegovina |  | GEODB0044773 | 75 | 43.3776 | 17.8449 | Hydro | [5 empty] | GEODB | http://globalenergyobservatory.org | GEODB | 1020235 | 2017 | [8 empty] | 311.67 | 224.85 | 265.09 | 265.82 | 256.07 | HYDRO-V1 | HYDRO-V1 | HYDRO-V1 | HYDRO-V1 | HYDRO-V1
BIH | Bosnia and Herzegovina | Salakovac Hydroelectric Power Plant Bosnia and Herzegovina |  | GEODB0044766 | 210 | 43.4478 | 17.8369 | Hydro | [5 empty] | GEODB | http://globalenergyobservatory.org | GEODB | 1020237 | 2017 | [8 empty] | 823.71 | 553.05 | 661.21 | 668.30 | 659.64 | NO-ESTIMATION | NO-ESTIMATION | NO-ESTIMATION | NO-ESTIMATION | NO-ESTIMATION
BIH | Bosnia and Herzegovina | Grabovica Hydroelectric Power Plant Bosnia and Herzegovina |  | GEODB0044771 | 115 | 43.5872 | 17.7189 | Hydro | [5 empty] | GEODB | http://globalenergyobservatory.org | GEODB | 1020229 | 2017 | [8 empty] | 479.39 | 344.88 | 413.74 | 407.03 | 396.18 | NO-ESTIMATION | NO-ESTIMATION | NO-ESTIMATION | NO-ESTIMATION | CAPACITY-FACTOR-V1
BIH | Bosnia and Herzegovina | Jablanica Hydroelectric Power Plant Bosnia and Herzegovina |  | GEODB0044767 | 180 | 43.6924 | 17.7325 | Hydro | [5 empty] | GEODB | http://globalenergyobservatory.org | GEODB | 1020231 | 2017 | [8 empty] | 706.67 | 471.81 | 556.53 | 559.50 | 568.95 | NO-ESTIMATION | NO-ESTIMATION | NO-ESTIMATION | NO-ESTIMATION | CAPACITY-FACTOR-V1