BIH | Bosnia and Herzegovina | Rama Hydroelectric Power Plant Bosnia and Herzegovina |  | GEODB0044770 | 160 | 43.7470 | 17.6758 | Hydro | [5 empty] | GEODB | http://globalenergyobservatory.org | GEODB | 1020236 | 2017 | [8 empty] | 621.24 | 351.86 | 419.86 | 421.01 | 476 | NO-ESTIMATION | NO-ESTIMATION | NO-ESTIMATION | NO-ESTIMATION | CAPACITY-FACTOR-V1
BIH | Bosnia and Herzegovina | Visegrad Hydroelectric Power Plant Bosnia and Herzegovina |  | GEODB0044765 | 315 | 43.7603 | 19.2891 | Hydro | [5 empty] | GEODB | http://globalenergyobservatory.org | GEODB | 1020243 | 2017 | [8 empty] | 1205.56 | 831.63 | 1009.73 | 1013.12 | 1027.03 | SOLAR-V1-NO-AGE | SOLAR-V1-NO-AGE | SOLAR-V1-NO-AGE | SOLAR-V1-NO-AGE | SOLAR-V1-NO-AGE
BIH | Bosnia and Herzegovina | Jajce I Hidroelektrana Bosnia and Herzegovina |  | GEODB0044811 | 48 | 44.3774 | 17.2816 | Hydro | [5 empty] | GEODB | http://globalenergyobservatory.org | GEODB | 1020232 | 2017 | [8 empty] | 197.79 | 142.53 | 167.87 | 167.04 | 168.44 | NO-ESTIMATION | NO-ESTIMATION | NO-ESTIMATION | NO-ESTIMATION | CAPACITY-FACTOR-V1
BIH | Bosnia and Herzegovina | Jajce II Hidroelektrana Bosnia and Herzegovin |  | GEODB0044813 | 30 | 44.4279 | 17.2404 | Hydro | [5 empty] | GEODB | http://globalenergyobservatory.org | GEODB | 1085733 | 2017 | [8 empty] | 123.40 | 88.86 | 104.70 | 104.18 | 105.05 | HYDRO-V1 | HYDRO-V1 | HYDRO-V1 | HYDRO-V1 | HYDRO-V1
BIH | Bosnia and Herzegovina | Bocac Hydroelectric Power Plant Bosnia and Herzegovina |  | GEODB0044772 | 110 | 44.5075 | 17.1618 | Hydro | [5 empty] | GEODB | http://globalenergyobservatory.org | GEODB | 1020222 | 2017 | [8 empty] | 463.07 | 336.15 | 394.21 | 392.33 | 395.52 | HYDRO-V1 | HYDRO-V1 | HYDRO-V1 | HYDRO-V1 | HYDRO-V1
BIH | Bosnia and Herzegovina | Krupa Hydroelectric Power Plant Bosnia and Herzegovina |  | GEODB0044818 | 48.5 | 44.5624 | 17.1350 | Hydro | [5 empty] | GEODB | http://globalenergyobservatory.org | GEODB | 1055754 | 2017 | [8 empty] | 199.85 | 144.02 | 169.62 | 168.78 | 170.19 | NO-ESTIMATION | NO-ESTIMATION | NO-ESTIMATION | NO-ESTIMATION | CAPACITY-FACTOR-V1
BOL | Bolivia | Huaji Hydroelectric Power Plant Bolivia |  | GEODB0044749 | 34 | -16.0416 | -67.9566 | Hydro | [5 empty] | GEODB | http://globalenergyobservatory.org | GEODB | 1012485 | 2017 | [8 empty] | 97.51 | 134.92 | 98.39 | 107.99 | 100.93 | NO-ESTIMATION | NO-ESTIMATION | NO-ESTIMATION | NO-ESTIMATION | CAPACITY-FACTOR-V1
BOL | Bolivia | Cahua Hydroelectric Power Plant Bolivia |  | GEODB0044748 | 30 | -16.0456 | -67.9939 | Hydro | [5 empty] | GEODB | http://globalenergyobservatory.org | GEODB | 1012476 | 2017 | [8 empty] | 86.04 | 119.05 | 86.81 | 95.28 | 89.06 | HYDRO-V1 | HYDRO-V1 | HYDRO-V1 | HYDRO-V1 | HYDRO-V1
BOL | Bolivia | Harca Hydroelectric Power Plant Bolivia |  | GEODB0044747 | 30 | -16.0784 | -68.0336 | Hydro | [5 empty] | GEODB | http://globalenergyobservatory.org | GEODB | 1012484 | 2017 | [8 empty] | 86.04 | 119.05 | 86.81 | 95.28 | 89.06 | NO-ESTIMATION | NO-ESTIMATION | NO-ESTIMATION | NO-ESTIMATION | CAPACITY-FACTOR-V1
BOL | Bolivia | Chururaqui Hydroelectric Power Plant Bolivia |  | GEODB0044746 | 34 | -16.1050 | -68.0670 | Hydro | [5 empty] | GEODB | http://globalenergyobservatory.org | GEODB | 1012480 | 2017 | [8 empty] | 97.51 | 134.92 | 98.39 | 107.99 | 100.93 | NO-ESTIMATION | NO-ESTIMATION | NO-ESTIMATION | NO-ESTIMATION | CAPACITY-FACTOR-V1
BOL | Bolivia | Sainani Hydroelectric Power Plant Bolivia |  | GEODB0044743 | 11 | -16.1240 | -68.0900 | Hydro | [5 empty] | GEODB | http://globalenergyobservatory.org | GEODB | 1012488 | 2017 | [8 empty] | 24.21 | 36.81 | 24.21 | 24.39 | 24.32 | NO-ESTIMATION | NO-ESTIMATION | NO-ESTIMATION | NO-ESTIMATION | CAPACITY-FACTOR-V1
BOL | Bolivia | Santa Rosa Hydroelectric Power Plant Bolivia |  | GEODB0044742 | 18 | -16.1318 | -68.1095 | Hydro | [5 empty] | GEODB | http://globalenergyobservatory.org | GEODB |  | 2017 | [8 empty] | 39.28 | 59.90 | 39.28 | 39.57 | 39.46 | NO-ESTIMATION | NO-ESTIMATION | NO-ESTIMATION | NO-ESTIMATION | CAPACITY-FACTOR-V1
BOL | Bolivia | Cutichucho Hydroelectric Power Plant Bolivia |  | GEODB0044741 | 24 | -16.1425 | -68.1158 | Hydro | [5 empty] | GEODB | http://globalenergyobservatory.org | GEODB | 1012481 | 2017 | [8 empty] | 61.69 | 89.78 | 61.69 | 59.51 | 59.35 | NO-ESTIMATION | NO-ESTIMATION | NO-ESTIMATION | NO-ESTIMATION | CAPACITY-FACTOR-V1
BOL | Bolivia | Botijlaca Hydroelectric Power Plant Bolivia |  | GEODB0044740 | 10.6 | -16.1925 | -68.1405 | Hydro | [5 empty] | GEODB | http://globalenergyobservatory.org | GEODB | 1012475 | 2017 | [8 empty] | 23.33 | 35.47 | 23.33 | 23.50 | 23.44 | NO-ESTIMATION | NO-ESTIMATION | NO-ESTIMATION | NO-ESTIMATION | CAPACITY-FACTOR-V1
BOL | Bolivia | Tiquimani Hydroelectric Power Plant Bolivia |  | GEODB0044739 | 9.6 | -16.2072 | -68.1235 | Hydro | [5 empty] | GEODB | http://globalenergyobservatory.org | GEODB | 1012490 | 2017 | [8 empty] | 20.75 | 32.13 | 20.75 | 21.28 | 21.23 | NO-ESTIMATION | NO-ESTIMATION | NO-ESTIMATION | NO-ESTIMATION | CAPACITY-FACTOR-V1
BOL | Bolivia | Zongo Hydroelectric Power Plant Bolivia |  | GEODB0044738 | 11 | -16.2719 | -68.1227 | Hydro | [5 empty] | GEODB | http://globalenergyobservatory.org | GEODB | 1012491 | 2017 | [8 empty] | 24.21 | 36.81 | 24.21 | 24.39 | 24.32 | NO-ESTIMATION | NO-ESTIMATION | NO-ESTIMATION | NO-ESTIMATION | CAPACITY-FACTOR-V1
BOL | Bolivia | Yanacachi Norte Hydroelectric Power Plant Bolivia |  | GEODB0044752 | 51.1 | -16.3887 | -67.7373 | Hydro | [5 empty] | GEODB | http://globalenergyobservatory.org | GEODB | 1044574 | 2017 | [8 empty] | 170.76 | 219.89 | 170.34 | 157.65 | 144 | HYDRO-V1 | HYDRO-V1 | HYDRO-V1 | HYDRO-V1 | HYDRO-V1
BOL | Bolivia | Chojlla Hydroelectric Power Plant Bolivia |  | GEODB0044750 | 38.4 | -16.4124 | -67.7725 | Hydro | [5 empty] | GEODB | http://globalenergyobservatory.org | GEODB | 1019726 | 2017 | [8 empty] | 97.42 | 142.36 | 97.42 | 93.93 | 93.67 | SOLAR-V1-NO-AGE | SOLAR-V1-NO-AGE | SOLAR-V1-NO-AGE | SOLAR-V1-NO-AGE | SOLAR-V1-NO-AGE
BOL | Bolivia | Santa Isabel Hydroelectric Power Plant Bolivia |  | GEODB0044722 | 93.4 | -17.1916 | -65.8232 | Hydro | [5 empty] | GEODB | http://globalenergyobservatory.org | GEODB | 1015843 | 2017 | [8 empty] | 246.94 | 356.49 | 246.94 | 238.46 | 237.81 | HYDRO-V1 | HYDRO-V1 | HYDRO-V1 | HYDRO-V1 | HYDRO-V1
BOL | Bolivia | Corani Hydroelectric Power Plant Bolivia |  | GEODB0044721 | 54 | -17.2122 | -65.8758 | Hydro | [5 empty] | GEODB | http://globalenergyobservatory.org | GEODB | 1015842 | 2017 | [8 empty] | 141.19 | 204.39 | 141.19 | 136.29 | 135.92 | HYDRO-V1 | HYDRO-V1 | HYDRO-V1 | HYDRO-V1 | HYDRO-V1
BRA | Brazil | Santo AntÃ´nio do Jari |  | BRA0026792 | 373.4 | -0.6500 | -52.5167 | Hydro |  |  |  | 2014 |  | AgÃªncia Nacional de Energia ElÃ©trica (Brazil) | http://www2.aneel.gov.br/aplicacoes/capacidadebrasil/capacidadebrasil.cfm | AgÃªncia Nacional de Energia ElÃ©trica (Brazil) | 1020073 | 2017 | [8 empty] | 1635.67 | 1577.20 | 1548.77 | 1546.66 | 1686.24 | NO-ESTIMATION | NO-ESTIMATION | NO-ESTIMATION | NO-ESTIMATION | CAPACITY-FACTOR-V1
BRA | Brazil | Pitinga |  | BRA0028009 | 24.96 | -0.8664 | -59.6047 | Hydro |  |  |  | 1986 |  | AgÃªncia Nacional de Energia ElÃ©trica (Brazil) | http://www2.aneel.gov.br/aplicacoes/capacidadebrasil/capacidadebrasil.cfm | AgÃªncia Nacional de Energia ElÃ©trica (Brazil) |  | 2017 | [8 empty] | 103.05 | 109.82 | 106.64 | 107.17 | 113.07 | HYDRO-V1 | HYDRO-V1 | HYDRO-V1 | HYDRO-V1 | HYDRO-V1
BRA | Brazil | Balbina |  | BRA0000190 | 249.75 | -1.9158 | -59.4733 | Hydro |  |  |  | 1989 |  | AgÃªncia Nacional de Energia ElÃ©trica (Brazil) | http://www2.aneel.gov.br/aplicacoes/capacidadebrasil/capacidadebrasil.cfm | AgÃªncia Nacional de Energia ElÃ©trica (Brazil) | 1011757 | 2017 | [8 empty] | 707.70 | 915.41 | 844.02 | 868.01 | 705.75 | NO-ESTIMATION | NO-ESTIMATION | NO-ESTIMATION | NO-ESTIMATION | CAPACITY-FACTOR-V1
BRA | Brazil | Faxinal II |  | BRA0028780 | 30 | -10.1622 | -59.4578 | Hydro |  |  |  | 2005 |  | AgÃªncia Nacional de Energia ElÃ©trica (Brazil) | http://www2.aneel.gov.br/aplicacoes/capacidadebrasil/capacidadebrasil.cfm | AgÃªncia Nacional de Energia ElÃ©trica (Brazil) | 1059262 | 2017 | [8 empty] | 147.24 | 142.10 | 137.16 | 134.84 | 140.45 | NO-ESTIMATION | NO-ESTIMATION | NO-ESTIMATION | NO-ESTIMATION | CAPACITY-FACTOR-V1
BRA | Brazil | Dardanelos |  | BRA0029597 | 261 | -10.1633 | -59.4642 | Hydro |  |  |  | 2011 |  | AgÃªncia Nacional de Energia ElÃ©trica (Brazil) | http://www2.aneel.gov.br/aplicacoes/capacidadebrasil/capacidadebrasil.cfm | AgÃªncia Nacional de Energia ElÃ©trica (Brazil) | 1068469 | 2017 | [8 empty] | 1107.27 | 1075.19 | 1031.58 | 1009.29 | 1022.09 | NO-ESTIMATION | NO-ESTIMATION | NO-ESTIMATION | NO-ESTIMATION | CAPACITY-FACTOR-V1
BRA | Brazil | Faxinal l |  | BRA0000935 | 2.788 | -10.1648 | -59.4466 | Hydro |  |  |  | 1997 |  | AgÃªncia Nacional de Energia ElÃ©trica (Brazil) | http://www2.aneel.gov.br/aplicacoes/capacidadebrasil/capacidadebrasil.cfm | AgÃªncia Nacional de Energia ElÃ©trica (Brazil) |  | 2017 | [8 empty] | 14.72 | 14.65 | 14.23 | 14.02 | 15.24 | SOLAR-V1-NO-AGE | SOLAR-V1-NO-AGE | SOLAR-V1-NO-AGE | SOLAR-V1-NO-AGE | SOLAR-V1-NO-AGE
BRA | Brazil | Santa Cruz de Monte Negro |  | BRA0029434 | 17.01 | -10.2303 | -63.2336 | Hydro |  |  |  | 2014 |  | AgÃªncia Nacional de Energia ElÃ©trica (Brazil) | http://www2.aneel.gov.br/aplicacoes/capacidadebrasil/capacidadebrasil.cfm | AgÃªncia Nacional de Energia ElÃ©trica (Brazil) | 1093194 | 2017 | [8 empty] | 62.64 | 77.95 | 73.33 | 73.45 | 69.5 | HYDRO-V1 | HYDRO-V1 | HYDRO-V1 | HYDRO-V1 | HYDRO-V1
BRA | Brazil | Da Fazenda |  | BRA0029734 | 27 | -10.3303 | -56.9814 | Hydro |  |  |  | 2016 |  | AgÃªncia Nacional de Energia ElÃ©trica (Brazil) | http://www2.aneel.gov.br/aplicacoes/capacidadebrasil/capacidadebrasil.cfm | AgÃªncia Nacional de Energia ElÃ©trica (Brazil) | 1086834 | 2017 | [8 empty] | 103.48 | 120.17 | 120.71 | 118.82 | 106.6 | NO-ESTIMATION | NO-ESTIMATION | NO-ESTIMATION | NO-ESTIMATION | CAPACITY-FACTOR-V1
BRA | Brazil | Salto ApiacÃ¡s |  | BRA0031401 | 45 | -10.3376 | -56.9821 | Hydro |  |  |  | 2016 |  | AgÃªncia Nacional de Energia ElÃ©trica (Brazil) | http://www2.aneel.gov.br/aplicacoes/capacidadebrasil/capacidadebrasil.cfm | AgÃªncia Nacional de Energia ElÃ©trica (Brazil) | 1086832 | 2017 | [8 empty] | 172.79 | 200.61 | 201.52 | 198.36 | 177.99 | NO-ESTIMATION | NO-ESTIMATION | NO-ESTIMATION | NO-ESTIMATION | CAPACITY-FACTOR-V1
BRA | Brazil | CabeÃ§a de Boi |  | BRA0029733 | 30 | -10.3542 | -56.9850 | Hydro |  |  |  | 2016 |  | AgÃªncia Nacional de Energia ElÃ©trica (Brazil) | http://www2.aneel.gov.br/aplicacoes/capacidadebrasil/capacidadebrasil.cfm | AgÃªncia Nacional de Energia ElÃ©trica (Brazil) | 1086833 | 2017 | [8 empty] | 101.90 | 128.56 | 124.48 | 123.60 | 113.65 | NO-ESTIMATION | NO-ESTIMATION | NO-ESTIMATION | NO-ESTIMATION | CAPACITY-FACTOR-V1
BRA | Brazil | Isamu Ikeda |  | BRA0001149 | 29.064 | -10.7008 | -47.7939 | Hydro |  |  |  | 1982 |  | AgÃªncia Nacional de Energia ElÃ©trica (Brazil) | http://www2.aneel.gov.br/aplicacoes/capacidadebrasil/capacidadebrasil.cfm | AgÃªncia Nacional de Energia ElÃ©trica (Brazil) | 1046611 | 2017 | [8 empty] | 74.18 | 114.94 | 111.05 | 111.35 | 97.38 | NO-ESTIMATION | NO-ESTIMATION | NO-ESTIMATION | NO-ESTIMATION | CAPACITY-FACTOR-V1
BRA | Brazil | JuÃ­na |  | BRA0028168 | 2.648 | -11.3033 | -59.2236 | Hydro | [5 empty] | AgÃªncia Nacional de Energia ElÃ©trica (Brazil) | http://www2.aneel.gov.br/aplicacoes/capacidadebrasil/capacidadebrasil.cfm | AgÃªncia Nacional de Energia ElÃ©trica (Brazil) | 1011814 | 2017 | [8 empty] | 11.97 | 15.54 | 13.52 | 13.61 | 12.76 | NO-ESTIMATION | NO-ESTIMATION | NO-ESTIMATION | NO-ESTIMATION | CAPACITY-FACTOR-V1
BRA | Brazil | DianÃ³polis |  | BRA0027227 | 5.5 | -11.4661 | -46.8189 | Hydro |  |  |  | 1994 |  | AgÃªncia Nacional de Energia ElÃ©trica (Brazil) | http://www2.aneel.gov.br/aplicacoes/capacidadebrasil/capacidadebrasil.cfm | AgÃªncia Nacional de Energia ElÃ©trica (Brazil) | 1046614 | 2017 | [8 empty] | 16.82 | 23.51 | 22.69 | 21.25 | 18.6 | NO-ESTIMATION | NO-ESTIMATION | NO-ESTIMATION | NO-ESTIMATION | NO-ESTIMATION
BRA | Brazil | EspigÃ£o |  | BRA0029074 | 2.3 | -11.4797 | -60.7469 | Hydro |  |  |  | 2004 |  | AgÃªncia Nacional de Energia ElÃ©trica (Brazil) | http://www2.aneel.gov.br/aplicacoes/capacidadebrasil/capacidadebrasil.cfm | AgÃªncia Nacional de Energia ElÃ©trica (Brazil) |  | 2017 | [8 empty] | 4.71 | 8.28 | 8.00 | 8.02 | 7.08 | HYDRO-V1 | HYDRO-V1 | HYDRO-V1 | HYDRO-V1 | HYDRO-V1
BRA | Brazil | Agro Trafo |  | BRA0000031 | 14.683 | -11.6750 | -46.6722 | Hydro |  |  |  | 1992 |  | AgÃªncia Nacional de Energia ElÃ©trica (Brazil) | http://www2.aneel.gov.br/aplicacoes/capacidadebrasil/capacidadebrasil.cfm | AgÃªncia Nacional de Energia ElÃ©trica (Brazil) |  | 2017 | [8 empty] | 48.57 | 62.10 | 52.19 | 62.35 | 51 | NO-ESTIMATION | NO-ESTIMATION | NO-ESTIMATION | NO-ESTIMATION | CAPACITY-FACTOR-V1
BRA | Brazil | Ãgua Limpa |  | BRA0028447 | 14 | -11.6922 | -46.7050 | Hydro |  |  |  | 2010 |  | AgÃªncia Nacional de Energia ElÃ©trica (Brazil) | http://www2.aneel.gov.br/aplicacoes/capacidadebrasil/capacidadebrasil.cfm | AgÃªncia Nacional de Energia ElÃ©trica (Brazil) | 1063440 | 2017 | [8 empty] | 46.31 | 59.21 | 49.76 | 59.45 | 48.63 | HYDRO-V1 | HYDRO-V1 | HYDRO-V1 | HYDRO-V1 | HYDRO-V1
BRA | Brazil | Areia |  | BRA0028446 | 11.4 | -11.6986 | -46.7361 | Hydro |  |  |  | 2011 |  | AgÃªncia Nacional de Energia ElÃ©trica (Brazil) | http://www2.aneel.gov.br/aplicacoes/capacidadebrasil/capacidadebrasil.cfm | AgÃªncia Nacional de Energia ElÃ©trica (Brazil) | 1072303 | 2017 | [8 empty] | 37.92 | 48.43 | 40.74 | 48.62 | 39.82 | NO-ESTIMATION | NO-ESTIMATION | NO-ESTIMATION | NO-ESTIMATION | CAPACITY-FACTOR-V1
BRA | Brazil | Doido |  | BRA0031244 | 6 | -11.7098 | -46.7563 | Hydro |  |  |  | 2015 |  | AgÃªncia Nacional de Energia ElÃ©trica (Brazil) | http://www2.aneel.gov.br/aplicacoes/capacidadebrasil/capacidadebrasil.cfm | AgÃªncia Nacional de Energia ElÃ©trica (Brazil) |  | 2017 | [8 empty] | 20.36 | 25.49 | 21.52 | 25.59 | 21.03 | NO-ESTIMATION | NO-ESTIMATION | NO-ESTIMATION | NO-ESTIMATION | CAPACITY-FACTOR-V1
BRA | Brazil | Diacal II |  | BRA0027411 | 5.04 | -11.7403 | -46.7525 | Hydro |  |  |  | 1999 |  | AgÃªncia Nacional de Energia ElÃ©trica (Brazil) | http://www2.aneel.gov.br/aplicacoes/capacidadebrasil/capacidadebrasil.cfm | AgÃªncia Nacional de Energia ElÃ©trica (Brazil) | 1046616 | 2017 | [8 empty] | 16.87 | 21.06 | 17.44 | 21.14 | 17.31 | NO-ESTIMATION | NO-ESTIMATION | NO-ESTIMATION | NO-ESTIMATION | CAPACITY-FACTOR-V1
BRA | Brazil | Porto Franco |  | BRA0029059 | 30 | -11.8142 | -46.7831 | Hydro |  |  |  | 2009 |  | AgÃªncia Nacional de Energia ElÃ©trica (Brazil) | http://www2.aneel.gov.br/aplicacoes/capacidadebrasil/capacidadebrasil.cfm | AgÃªncia Nacional de Energia ElÃ©trica (Brazil) | 1072299 | 2017 | [8 empty] | 92.36 | 113.56 | 99.06 | 114.29 | 96.66 | SOLAR-V1-NO-AGE | SOLAR-V1-NO-AGE | SOLAR-V1-NO-AGE | SOLAR-V1-NO-AGE | SOLAR-V1-NO-AGE
BRA | Brazil | Boa Sorte |  | BRA0029060 | 16 | -11.8803 | -46.7717 | Hydro |  |  |  | 2008 |  | AgÃªncia Nacional de Energia ElÃ©trica (Brazil) | http://www2.aneel.gov.br/aplicacoes/capacidadebrasil/capacidadebrasil.cfm | AgÃªncia Nacional de Energia ElÃ©trica (Brazil) | 1072300 | 2017 | [8 empty] | 52.92 | 67.67 | 56.87 | 67.94 | 55.58 | NO-ESTIMATION | NO-ESTIMATION | NO-ESTIMATION | NO-ESTIMATION | CAPACITY-FACTOR-V1
BRA | Brazil | Primavera |  | BRA0028840 | 24.743 | -11.9044 | -61.2353 | Hydro |  |  |  | 2007 |  | AgÃªncia Nacional de Energia ElÃ©trica (Brazil) | http://www2.aneel.gov.br/aplicacoes/capacidadebrasil/capacidadebrasil.cfm | AgÃªncia Nacional de Energia ElÃ©trica (Brazil) | 1068034 | 2017 | [8 empty] | 110.29 | 127.24 | 118.16 | 122.22 | 110.4 | NO-ESTIMATION | NO-ESTIMATION | NO-ESTIMATION | NO-ESTIMATION | CAPACITY-FACTOR-V1
BRA | Brazil | Rio Branco |  | BRA0028026 | 7.14 | -11.9058 | -62.1814 | Hydro |  |  |  | 2004 |  | AgÃªncia Nacional de Energia ElÃ©trica (Brazil) | http://www2.aneel.gov.br/aplicacoes/capacidadebrasil/capacidadebrasil.cfm | AgÃªncia Nacional de Energia ElÃ©trica (Brazil) |  | 2017 | [8 empty] | 26.90 | 32.85 | 32.06 | 29.53 | 30.05 | NO-ESTIMATION | NO-ESTIMATION | NO-ESTIMATION | NO-ESTIMATION | CAPACITY-FACTOR-V1
BRA | Brazil | Buritirana |  | BRA0029804 | 1.12 | -11.9272 | -46.2972 | Hydro |  |  |  | 2008 |  | AgÃªncia Nacional de Energia ElÃ©trica (Brazil) | http://www2.aneel.gov.br/aplicacoes/capacidadebrasil/capacidadebrasil.cfm | AgÃªncia Nacional de Energia ElÃ©trica (Brazil) |  | 2017 | [8 empty] | 1.99 | 3.64 | 3.50 | 3.51 | 3.05 | HYDRO-V1 | HYDRO-V1 | HYDRO-V1 | HYDRO-V1 | HYDRO-V1
BRA | Brazil | Ã‚ngelo Cassol |  | BRA0028849 | 3.6 | -11.9300 | -62.1008 | Hydro |  |  |  | 2011 |  | AgÃªncia Nacional de Energia ElÃ©trica (Brazil) | http://www2.aneel.gov.br/aplicacoes/capacidadebrasil/capacidadebrasil.cfm | AgÃªncia Nacional de Energia ElÃ©trica (Brazil) | 1068038 | 2017 | [8 empty] | 14.30 | 17.52 | 16.44 | 16.72 | 14.5 | NO-ESTIMATION | NO-ESTIMATION | NO-ESTIMATION | NO-ESTIMATION | CAPACITY-FACTOR-V1
BRA | Brazil | Alta Floresta |  | BRA0000058 | 5 | -11.9319 | -62.0425 | Hydro | [5 empty] | AgÃªncia Nacional de Energia ElÃ©trica (Brazil) | http://www2.aneel.gov.br/aplicacoes/capacidadebrasil/capacidadebrasil.cfm | AgÃªncia Nacional de Energia ElÃ©trica (Brazil) | 1063416 | 2017 | [8 empty] | 19.67 | 24.03 | 22.52 | 22.23 | 19.78 | NO-ESTIMATION | NO-ESTIMATION | NO-ESTIMATION | NO-ESTIMATION | CAPACITY-FACTOR-V1
BRA | Brazil | Monte Belo |  | BRA0027072 | 4.8 | -11.9319 | -62.1828 | Hydro | [5 empty] | AgÃªncia Nacional de Energia ElÃ©trica (Brazil) | http://www2.aneel.gov.br/aplicacoes/capacidadebrasil/capacidadebrasil.cfm | AgÃªncia Nacional de Energia ElÃ©trica (Brazil) | 1059133 | 2017 | [8 empty] | 15.45 | 22.29 | 21.02 | 20.78 | 17.54 | HYDRO-V1 | HYDRO-V1 | HYDRO-V1 | HYDRO-V1 | HYDRO-V1
BRA | Brazil | Riacho Preto |  | BRA0029058 | 9.3 | -11.9505 | -46.7555 | Hydro |  |  |  | 2008 |  | AgÃªncia Nacional de Energia ElÃ©trica (Brazil) | http://www2.aneel.gov.br/aplicacoes/capacidadebrasil/capacidadebrasil.cfm | AgÃªncia Nacional de Energia ElÃ©trica (Brazil) | 1072301 | 2017 | [8 empty] | 30.57 | 39.51 | 33.36 | 39.67 | 32.6 | HYDRO-V1 | HYDRO-V1 | HYDRO-V1 | HYDRO-V1 | HYDRO-V1
BRA | Brazil | Saldanha |  | BRA0002569 | 5.28 | -11.9858 | -62.1772 | Hydro |  |  |  | 2006 |  | AgÃªncia Nacional de Energia ElÃ©trica (Brazil) | http://www2.aneel.gov.br/aplicacoes/capacidadebrasil/capacidadebrasil.cfm | AgÃªncia Nacional de Energia ElÃ©trica (Brazil) |  | 2017 | [8 empty] | 16.70 | 24.22 | 22.83 | 22.56 | 19 | HYDRO-V1 | HYDRO-V1 | HYDRO-V1 | HYDRO-V1 | HYDRO-V1
BRA | Brazil | Rondon II |  | BRA0027448 | 73.5 | -11.9975 | -60.6972 | Hydro |  |  |  | 2011 |  | AgÃªncia Nacional de Energia ElÃ©trica (Brazil) | http://www2.aneel.gov.br/aplicacoes/capacidadebrasil/capacidadebrasil.cfm | AgÃªncia Nacional de Energia ElÃ©trica (Brazil) | 1048855 | 2017 | [8 empty] | 337.24 | 399.60 | 354.56 | 333.01 | 303.15 | NO-ESTIMATION | NO-ESTIMATION | NO-ESTIMATION | NO-ESTIMATION | CAPACITY-FACTOR-V1
BRA | Brazil | Lagoa Grande |  | BRA0029057 | 25.6 | -12.1525 | -46.8177 | Hydro |  |  |  | 2008 |  | AgÃªncia Nacional de Energia ElÃ©trica (Brazil) | http://www2.aneel.gov.br/aplicacoes/capacidadebrasil/capacidadebrasil.cfm | AgÃªncia Nacional de Energia ElÃ©trica (Brazil) | 1072302 | 2017 | [8 empty] | 85.90 | 112.97 | 87.46 | 107.85 | 95.57 | NO-ESTIMATION | NO-ESTIMATION | NO-ESTIMATION | NO-ESTIMATION | CAPACITY-FACTOR-V1
BRA | Brazil | Santa Cruz |  | BRA0026701 | 3.97 | -12.2117 | -45.4681 | Hydro | [5 empty] | AgÃªncia Nacional de Energia ElÃ©trica (Brazil) | http://www2.aneel.gov.br/aplicacoes/capacidadebrasil/capacidadebrasil.cfm | AgÃªncia Nacional de Energia ElÃ©trica (Brazil) |  | 2017 | [8 empty] | 12.38 | 18.40 | 15.12 | 15.92 | 13.06 | SOLAR-V1-NO-AGE | SOLAR-V1-NO-AGE | SOLAR-V1-NO-AGE | SOLAR-V1-NO-AGE | SOLAR-V1-NO-AGE
BRA | Brazil | Peixe Angical |  | BRA0028353 | 498.75 | -12.2391 | -48.3824 | Hydro |  |  |  | 2006 |  | AgÃªncia Nacional de Energia ElÃ©trica (Brazil) | http://www2.aneel.gov.br/aplicacoes/capacidadebrasil/capacidadebrasil.cfm | AgÃªncia Nacional de Energia ElÃ©trica (Brazil) | 1048160 | 2017 | [8 empty] | 2042.12 | 1954.69 | 1922.01 | 1978.61 | 1844.32 | NO-ESTIMATION | NO-ESTIMATION | NO-ESTIMATION | NO-ESTIMATION | CAPACITY-FACTOR-V1
BRA | Brazil | Cesar Filho |  | BRA0031050 | 7 | -12.2698 | -61.1862 | Hydro |  |  |  | 2014 |  | AgÃªncia Nacional de Energia ElÃ©trica (Brazil) | http://www2.aneel.gov.br/aplicacoes/capacidadebrasil/capacidadebrasil.cfm | AgÃªncia Nacional de Energia ElÃ©trica (Brazil) |  | 2017 | [8 empty] | 13.69 | 23.16 | 22.23 | 22.29 | 18.93 | NO-ESTIMATION | NO-ESTIMATION | NO-ESTIMATION | NO-ESTIMATION | CAPACITY-FACTOR-V1
BRA | Brazil | Santa Luzia DÂ´Oeste |  | BRA0026716 | 3 | -12.3453 | -61.7697 | Hydro | [5 empty] | AgÃªncia Nacional de Energia ElÃ©trica (Brazil) | http://www2.aneel.gov.br/aplicacoes/capacidadebrasil/capacidadebrasil.cfm | AgÃªncia Nacional de Energia ElÃ©trica (Brazil) |  | 2017 | [8 empty] | 6.01 | 9.70 | 9.30 | 9.32 | 7.88 | NO-ESTIMATION | NO-ESTIMATION | NO-ESTIMATION | NO-ESTIMATION | CAPACITY-FACTOR-V1
BRA | Brazil | SÃ­tio Grande |  | BRA0002754 | 25 | -12.4167 | -45.1167 | Hydro |  |  |  | 2010 |  | AgÃªncia Nacional de Energia ElÃ©trica (Brazil) | http://www2.aneel.gov.br/aplicacoes/capacidadebrasil/capacidadebrasil.cfm | AgÃªncia Nacional de Energia ElÃ©trica (Brazil) | 1066327 | 2017 | [8 empty] | 86.21 | 109.66 | 96.00 | 99.65 | 85.88 | SOLAR-V1-NO-AGE | SOLAR-V1-NO-AGE | SOLAR-V1-NO-AGE | SOLAR-V1-NO-AGE | SOLAR-V1-NO-AGE
BRA | Brazil | Alto FÃªmeas I |  | BRA0027414 | 10.649 | -12.4500 | -45.2000 | Hydro |  |  |  | 1992 |  | AgÃªncia Nacional de Energia ElÃ©trica (Brazil) | http://www2.aneel.gov.br/aplicacoes/capacidadebrasil/capacidadebrasil.cfm | AgÃªncia Nacional de Energia ElÃ©trica (Brazil) | 1033932 | 2017 | [8 empty] | 35.69 | 52.43 | 44.54 | 46.19 | 40.22 | NO-ESTIMATION | NO-ESTIMATION | NO-ESTIMATION | NO-ESTIMATION | CAPACITY-FACTOR-V1
BRA | Brazil | Rieger AgropecuÃ¡ria |  | BRA0002271 | 3 | -12.4533 | -45.1917 | Hydro |  |  |  | 1987 |  | AgÃªncia Nacional de Energia ElÃ©trica (Brazil) | http://www2.aneel.gov.br/aplicacoes/capacidadebrasil/capacidadebrasil.cfm | AgÃªncia Nacional de Energia ElÃ©trica (Brazil) |  | 2017 | [8 empty] | 10.02 | 13.82 | 12.73 | 12.54 | 11.03 | SOLAR-V1-NO-AGE | SOLAR-V1-NO-AGE | SOLAR-V1-NO-AGE | SOLAR-V1-NO-AGE | SOLAR-V1-NO-AGE
BRA | Brazil | Taguatinga |  | BRA0002796 | 1.75 | -12.4703 | -46.4467 | Hydro | [5 empty] | AgÃªncia Nacional de Energia ElÃ©trica (Brazil) | http://www2.aneel.gov.br/aplicacoes/capacidadebrasil/capacidadebrasil.cfm | AgÃªncia Nacional de Energia ElÃ©trica (Brazil) | 1072292 | 2017 | [8 empty] | 3.95 | 7.90 | 6.19 | 6.50 | 4.63 | NO-ESTIMATION | NO-ESTIMATION | NO-ESTIMATION | NO-ESTIMATION | CAPACITY-FACTOR-V1
BRA | Brazil | Cachoeira |  | BRA0000396 | 11.12 | -12.4922 | -60.4717 | Hydro | [5 empty] | AgÃªncia Nacional de Energia ElÃ©trica (Brazil) | http://www2.aneel.gov.br/aplicacoes/capacidadebrasil/capacidadebrasil.cfm | AgÃªncia Nacional de Energia ElÃ©trica (Brazil) | 1063464 | 2017 | [8 empty] | 42.63 | 50.49 | 47.37 | 45.60 | 43.16 | NO-ESTIMATION | NO-ESTIMATION | NO-ESTIMATION | NO-ESTIMATION | CAPACITY-FACTOR-V1
BRA | Brazil | Sobrado |  | BRA0002756 | 4.82 | -12.5292 | -46.2689 | Hydro |  |  |  | 1994 |  | AgÃªncia Nacional de Energia ElÃ©trica (Brazil) | http://www2.aneel.gov.br/aplicacoes/capacidadebrasil/capacidadebrasil.cfm | AgÃªncia Nacional de Energia ElÃ©trica (Brazil) | 1046615 | 2017 | [8 empty] | 9.08 | 15.48 | 14.83 | 14.87 | 12.56 | SOLAR-V1-NO-AGE | SOLAR-V1-NO-AGE | SOLAR-V1-NO-AGE | SOLAR-V1-NO-AGE | SOLAR-V1-NO-AGE
BRA | Brazil | BocaiÃºva |  | BRA0029184 | 30 | -12.5303 | -57.8808 | Hydro |  |  |  | 2010 |  | AgÃªncia Nacional de Energia ElÃ©trica (Brazil) | http://www2.aneel.gov.br/aplicacoes/capacidadebrasil/capacidadebrasil.cfm | AgÃªncia Nacional de Energia ElÃ©trica (Brazil) | 1061085 | 2017 | [8 empty] | 106.19 | 135.39 | 137.33 | 128.45 | 119.74 | NO-ESTIMATION | NO-ESTIMATION | NO-ESTIMATION | NO-ESTIMATION | CAPACITY-FACTOR-V1
BRA | Brazil | Chupinguaia |  | BRA0000775 | 1.27 | -12.5694 | -60.8928 | Hydro |  |  |  | 1995 |  | AgÃªncia Nacional de Energia ElÃ©trica (Brazil) | http://www2.aneel.gov.br/aplicacoes/capacidadebrasil/capacidadebrasil.cfm | AgÃªncia Nacional de Energia ElÃ©trica (Brazil) |  | 2017 | [8 empty] | 2.17 | 4.09 | 3.93 | 3.94 | 3.42 | NO-ESTIMATION | NO-ESTIMATION | NO-ESTIMATION | NO-ESTIMATION | CAPACITY-FACTOR-V1
BRA | Brazil | Pedra do Cavalo |  | BRA0028565 | 162 | -12.5852 | -38.9986 | Hydro |  |  |  | 2004 |  | AgÃªncia Nacional de Energia ElÃ©trica (Brazil) | http://www2.aneel.gov.br/aplicacoes/capacidadebrasil/capacidadebrasil.cfm | AgÃªncia Nacional de Energia ElÃ©trica (Brazil) | 1048163 | 2017 | [8 empty] | 384.22 | 647.55 | 610.14 | 653.23 | 462.75 | NO-ESTIMATION | NO-ESTIMATION | NO-ESTIMATION | NO-ESTIMATION | CAPACITY-FACTOR-V1
BRA | Brazil | CÃ³rrego Santa Cruz |  | BRA0029518 | 1 | -12.6456 | -58.3189 | Hydro |  |  |  | 2010 |  | AgÃªncia Nacional de Energia ElÃ©trica (Brazil) | http://www2.aneel.gov.br/aplicacoes/capacidadebrasil/capacidadebrasil.cfm | AgÃªncia Nacional de Energia ElÃ©trica (Brazil) |  | 2017 | [8 empty] | 3.99 | 4.73 | 4.39 | 4.66 | 4.39 | NO-ESTIMATION | NO-ESTIMATION | NO-ESTIMATION | NO-ESTIMATION | CAPACITY-FACTOR-V1
BRA | Brazil | Cascata Chupinguaia |  | BRA0029373 | 9.6 | -12.7139 | -60.8717 | Hydro |  |  |  | 2009 |  | AgÃªncia Nacional de Energia ElÃ©trica (Brazil) | http://www2.aneel.gov.br/aplicacoes/capacidadebrasil/capacidadebrasil.cfm | AgÃªncia Nacional de Energia ElÃ©trica (Brazil) | 1081179 | 2017 | [8 empty] | 36.58 | 43.71 | 42.53 | 38.85 | 40.2 | NO-ESTIMATION | NO-ESTIMATION | NO-ESTIMATION | NO-ESTIMATION | CAPACITY-FACTOR-V1
BRA | Brazil | Canoa Quebrada |  | BRA0000646 | 28 | -12.7833 | -56.0000 | Hydro |  |  |  | 2006 |  | AgÃªncia Nacional de Energia ElÃ©trica (Brazil) | http://www2.aneel.gov.br/aplicacoes/capacidadebrasil/capacidadebrasil.cfm | AgÃªncia Nacional de Energia ElÃ©trica (Brazil) | 1061924 | 2017 | [8 empty] | 100.69 | 137.18 | 113.56 | 113.75 | 103.89 | NO-ESTIMATION | WIND-V1 | WIND-V1 | WIND-V1 | WIND-V1
BRA | Brazil | SÃ£o Salvador |  | BRA0028567 | 243.2 | -12.8098 | -48.2393 | Hydro |  |  |  | 2009 |  | AgÃªncia Nacional de Energia ElÃ©trica (Brazil) | http://www2.aneel.gov.br/aplicacoes/capacidadebrasil/capacidadebrasil.cfm | AgÃªncia Nacional de Energia ElÃ©trica (Brazil) | 1048161 | 2017 | [8 empty] | 1081.58 | 1035.84 | 1013.20 | 1020.11 | 934.39 | NO-ESTIMATION | NO-ESTIMATION | NO-ESTIMATION | NO-ESTIMATION | CAPACITY-FACTOR-V1
BRA | Brazil | Martinuv |  | BRA0029211 | 1.84 | -12.8217 | -60.2958 | Hydro |  |  |  | 2005 |  | AgÃªncia Nacional de Energia ElÃ©trica (Brazil) | http://www2.aneel.gov.br/aplicacoes/capacidadebrasil/capacidadebrasil.cfm | AgÃªncia Nacional de Energia ElÃ©trica (Brazil) |  | 2017 | [8 empty] | 3.76 | 6.53 | 6.31 | 6.33 | 5.57 | NO-ESTIMATION | NO-ESTIMATION | NO-ESTIMATION | NO-ESTIMATION | NO-ESTIMATION
BRA | Brazil | TelegrÃ¡fica |  | BRA0028820 | 30 | -12.8486 | -58.9261 | Hydro |  |  |  | 2011 |  | AgÃªncia Nacional de Energia ElÃ©trica (Brazil) | http://www2.aneel.gov.br/aplicacoes/capacidadebrasil/capacidadebrasil.cfm | AgÃªncia Nacional de Energia ElÃ©trica (Brazil) | 1063844 | 2017 | [8 empty] | 106.98 | 140.26 | 122.07 | 126.11 | 125.28 | HYDRO-V1 | HYDRO-V1 | HYDRO-V1 | HYDRO-V1 | HYDRO-V1
BRA | Brazil | Rondon |  | BRA0002547 | 13 | -12.9036 | -58.9128 | Hydro |  |  |  | 2011 |  | AgÃªncia Nacional de Energia ElÃ©trica (Brazil) | http://www2.aneel.gov.br/aplicacoes/capacidadebrasil/capacidadebrasil.cfm | AgÃªncia Nacional de Energia ElÃ©trica (Brazil) | 1063858 | 2017 | [8 empty] | 54.04 | 68.47 | 57.02 | 58.78 | 64.15 | HYDRO-V1 | HYDRO-V1 | HYDRO-V1 | HYDRO-V1 | HYDRO-V1
BRA | Brazil | Cabixi |  | BRA0027042 | 2.7 | -12.9567 | -60.1247 | Hydro | [5 empty] | AgÃªncia Nacional de Energia ElÃ©trica (Brazil) | http://www2.aneel.gov.br/aplicacoes/capacidadebrasil/capacidadebrasil.cfm | AgÃªncia Nacional de Energia ElÃ©trica (Brazil) |  | 2017 | [8 empty] | 5.61 | 9.80 | 9.48 | 9.50 | 8.39 | NO-ESTIMATION | NO-ESTIMATION | NO-ESTIMATION | NO-ESTIMATION | CAPACITY-FACTOR-V1
BRA | Brazil | Sacre 2 |  | BRA0028796 | 30 | -13.0194 | -58.1864 | Hydro |  |  |  | 2006 |  | AgÃªncia Nacional de Energia ElÃ©trica (Brazil) | http://www2.aneel.gov.br/aplicacoes/capacidadebrasil/capacidadebrasil.cfm | AgÃªncia Nacional de Energia ElÃ©trica (Brazil) |  | 2017 | [8 empty] | 76.57 | 118.64 | 114.63 | 114.94 | 100.52 | HYDRO-V1 | HYDRO-V1 | HYDRO-V1 | HYDRO-V1 | HYDRO-V1
BRA | Brazil | Cabixi II |  | BRA0028482 | 2.8 | -13.0194 | -60.1128 | Hydro |  |  |  | 2002 |  | AgÃªncia Nacional de Energia ElÃ©trica (Brazil) | http://www2.aneel.gov.br/aplicacoes/capacidadebrasil/capacidadebrasil.cfm | AgÃªncia Nacional de Energia ElÃ©trica (Brazil) | 1063446 | 2017 | [8 empty] | 5.82 | 10.16 | 9.83 | 9.85 | 8.7 | WIND-V1 | WIND-V1 | WIND-V1 | WIND-V1 | WIND-V1
BRA | Brazil | Parecis |  | BRA0028819 | 15.4 | -13.0742 | -58.9754 | Hydro |  |  |  | 2011 |  | AgÃªncia Nacional de Energia ElÃ©trica (Brazil) | http://www2.aneel.gov.br/aplicacoes/capacidadebrasil/capacidadebrasil.cfm | AgÃªncia Nacional de Energia ElÃ©trica (Brazil) | 1075560 | 2017 | [8 empty] | 57.88 | 77.87 | 68.65 | 66.16 | 72.75 | NO-ESTIMATION | NO-ESTIMATION | NO-ESTIMATION | NO-ESTIMATION | CAPACITY-FACTOR-V1
BRA | Brazil | Castaman I (Antiga Enganado) |  | BRA0027963 | 1.844 | -13.0839 | -60.6222 | Hydro | [5 empty] | AgÃªncia Nacional de Energia ElÃ©trica (Brazil) | http://www2.aneel.gov.br/aplicacoes/capacidadebrasil/capacidadebrasil.cfm | AgÃªncia Nacional de Energia ElÃ©trica (Brazil) |  | 2017 | [8 empty] | 6.02 | 8.92 | 8.42 | 8.55 | 7.69 | NO-ESTIMATION | NO-ESTIMATION | NO-ESTIMATION | NO-ESTIMATION | CAPACITY-FACTOR-V1
BRA | Brazil | ARS |  | BRA0000161 | 6.66 | -13.0992 | -54.8189 | Hydro |  |  |  | 2009 |  | AgÃªncia Nacional de Energia ElÃ©trica (Brazil) | http://www2.aneel.gov.br/aplicacoes/capacidadebrasil/capacidadebrasil.cfm | AgÃªncia Nacional de Energia ElÃ©trica (Brazil) | 1063428 | 2017 | [8 empty] | 27.46 | 30.59 | 30.34 | 29.80 | 26.91 | NO-ESTIMATION | NO-ESTIMATION | NO-ESTIMATION | NO-ESTIMATION | CAPACITY-FACTOR-V1
BRA | Brazil | Castaman III |  | BRA0028099 | 1.48 | -13.1517 | -60.6567 | Hydro |  |  |  | 1997 |  | AgÃªncia Nacional de Energia ElÃ©trica (Brazil) | http://www2.aneel.gov.br/aplicacoes/capacidadebrasil/capacidadebrasil.cfm | AgÃªncia Nacional de Energia ElÃ©trica (Brazil) |  | 2017 | [8 empty] | 4.84 | 7.17 | 6.77 | 6.87 | 6.18 | WIND-V1 | WIND-V1 | WIND-V1 | WIND-V1 | WIND-V1
BRA | Brazil | Ilha Comprida |  | BRA0028835 | 20.16 | -13.1975 | -58.9839 | Hydro |  |  |  | 2013 |  | AgÃªncia Nacional de Energia ElÃ©trica (Brazil) | http://www2.aneel.gov.br/aplicacoes/capacidadebrasil/capacidadebrasil.cfm | AgÃªncia Nacional de Energia ElÃ©trica (Brazil) | 1101828 | 2017 | [8 empty] | 72.23 | 90.15 | 87.80 | 88.04 | 80.33 | NO-ESTIMATION | WIND-V1 | WIND-V1 | WIND-V1 | WIND-V1
BRA | Brazil | Segredo |  | BRA0028822 | 26.118 | -13.2295 | -59.0317 | Hydro |  |  |  | 2013 |  | AgÃªncia Nacional de Energia ElÃ©trica (Brazil) | http://www2.aneel.gov.br/aplicacoes/capacidadebrasil/capacidadebrasil.cfm | AgÃªncia Nacional de Energia ElÃ©trica (Brazil) |  | 2017 | [8 empty] | 87.66 | 110.87 | 107.82 | 108.12 | 97.83 | SOLAR-V1 | SOLAR-V1 | SOLAR-V1 | SOLAR-V1 | SOLAR-V1
BRA | Brazil | Sapezal |  | BRA0028821 | 16 | -13.2656 | -59.0194 | Hydro |  |  |  | 2011 |  | AgÃªncia Nacional de Energia ElÃ©trica (Brazil) | http://www2.aneel.gov.br/aplicacoes/capacidadebrasil/capacidadebrasil.cfm | AgÃªncia Nacional de Energia ElÃ©trica (Brazil) | 1063842 | 2017 | [8 empty] | 58.25 | 72.65 | 70.78 | 70.98 | 67.33 | NO-ESTIMATION | NO-ESTIMATION | NO-ESTIMATION | NO-ESTIMATION | CAPACITY-FACTOR-V1
BRA | Brazil | Presidente Goulart |  | BRA0002146 | 8 | -13.3336 | -44.6328 | Hydro | [5 empty] | AgÃªncia Nacional de Energia ElÃ©trica (Brazil) | http://www2.aneel.gov.br/aplicacoes/capacidadebrasil/capacidadebrasil.cfm | AgÃªncia Nacional de Energia ElÃ©trica (Brazil) | 1012548 | 2017 | [8 empty] | 26.01 | 37.04 | 30.95 | 34.73 | 25.12 | HYDRO-V1 | HYDRO-V1 | HYDRO-V1 | HYDRO-V1 | HYDRO-V1
BRA | Brazil | Divisa |  | BRA0029048 | 10.8 | -13.3631 | -59.1419 | Hydro |  |  |  | 2011 |  | AgÃªncia Nacional de Energia ElÃ©trica (Brazil) | http://www2.aneel.gov.br/aplicacoes/capacidadebrasil/capacidadebrasil.cfm | AgÃªncia Nacional de Energia ElÃ©trica (Brazil) |  | 2017 | [8 empty] | 33.13 | 44.87 | 40.97 | 42.57 | 38.16 | NO-ESTIMATION | NO-ESTIMATION | NO-ESTIMATION | NO-ESTIMATION | CAPACITY-FACTOR-V1
BRA | Brazil | InxÃº |  | BRA0030642 | 20.6 | -13.3669 | -57.6175 | Hydro |  |  |  | 2016 |  | AgÃªncia Nacional de Energia ElÃ©trica (Brazil) | http://www2.aneel.gov.br/aplicacoes/capacidadebrasil/capacidadebrasil.cfm | AgÃªncia Nacional de Energia ElÃ©trica (Brazil) | 1084682 | 2017 | [8 empty] | 78.16 | 97.59 | 96.31 | 91.00 | 87.48 | NO-ESTIMATION | NO-ESTIMATION | NO-ESTIMATION | NO-ESTIMATION | CAPACITY-FACTOR-V1
BRA | Brazil | Cidezal |  | BRA0028836 | 17 | -13.3700 | -59.0126 | Hydro |  |  |  | 2011 |  | AgÃªncia Nacional de Energia ElÃ©trica (Brazil) | http://www2.aneel.gov.br/aplicacoes/capacidadebrasil/capacidadebrasil.cfm | AgÃªncia Nacional de Energia ElÃ©trica (Brazil) | 1075559 | 2017 | [8 empty] | 61.90 | 77.19 | 75.20 | 75.41 | 71.54 | NO-ESTIMATION | NO-ESTIMATION | NO-ESTIMATION | NO-ESTIMATION | CAPACITY-FACTOR-V1
BRA | Brazil | Garganta da Jararaca |  | BRA0028918 | 29.3 | -13.3906 | -57.6242 | Hydro |  |  |  | 2006 |  | AgÃªncia Nacional de Energia ElÃ©trica (Brazil) | http://www2.aneel.gov.br/aplicacoes/capacidadebrasil/capacidadebrasil.cfm | AgÃªncia Nacional de Energia ElÃ©trica (Brazil) | 1061921 | 2017 | [8 empty] | 103.89 | 131.52 | 131.55 | 123.98 | 116.78 | HYDRO-V1 | HYDRO-V1 | HYDRO-V1 | HYDRO-V1 | HYDRO-V1
BRA | Brazil | Galheiros I |  | BRA0030312 | 12.06 | -13.3934 | -46.3906 | Hydro |  |  |  | 2012 |  | AgÃªncia Nacional de Energia ElÃ©trica (Brazil) | http://www2.aneel.gov.br/aplicacoes/capacidadebrasil/capacidadebrasil.cfm | AgÃªncia Nacional de Energia ElÃ©trica (Brazil) | 1092477 | 2017 | [8 empty] | 23.85 | 48.40 | 38.20 | 38.31 | 27.94 | NO-ESTIMATION | NO-ESTIMATION | NO-ESTIMATION | NO-ESTIMATION | CAPACITY-FACTOR-V1
BRA | Brazil | Cana Brava |  | BRA0000630 | 450 | -13.3992 | -48.1425 | Hydro |  |  |  | 2002 |  | AgÃªncia Nacional de Energia ElÃ©trica (Brazil) | http://www2.aneel.gov.br/aplicacoes/capacidadebrasil/capacidadebrasil.cfm | AgÃªncia Nacional de Energia ElÃ©trica (Brazil) | 1017327 | 2017 | [8 empty] | 1985.39 | 1900.75 | 1852.32 | 1871.60 | 1705.92 | SOLAR-V1 | SOLAR-V1 | SOLAR-V1 | SOLAR-V1 | SOLAR-V1
BRA | Brazil | SÃ£o Domingos |  | BRA0027665 | 14.336 | -13.4072 | -46.3436 | Hydro |  |  |  | 1991 |  | AgÃªncia Nacional de Energia ElÃ©trica (Brazil) | http://www2.aneel.gov.br/aplicacoes/capacidadebrasil/capacidadebrasil.cfm | AgÃªncia Nacional de Energia ElÃ©trica (Brazil) |  | 2017 | [8 empty] | 32.40 | 52.52 | 50.60 | 50.74 | 43.85 | SOLAR-V1 | SOLAR-V1 | SOLAR-V1 | SOLAR-V1 | SOLAR-V1
BRA | Brazil | SÃ£o Domingos II |  | BRA0028388 | 24.3 | -13.4122 | -46.3692 | Hydro |  |  |  | 2009 |  | AgÃªncia Nacional de Energia ElÃ©trica (Brazil) | http://www2.aneel.gov.br/aplicacoes/capacidadebrasil/capacidadebrasil.cfm | AgÃªncia Nacional de Energia ElÃ©trica (Brazil) |  | 2017 | [8 empty] | 64.35 | 98.43 | 95.18 | 95.44 | 83.75 | NO-ESTIMATION | NO-ESTIMATION | NO-ESTIMATION | NO-ESTIMATION | CAPACITY-FACTOR-V1
BRA | Brazil | Santa LÃºcia |  | BRA0027987 | 5 | -13.5436 | -59.0303 | Hydro | [5 empty] | AgÃªncia Nacional de Energia ElÃ©trica (Brazil) | http://www2.aneel.gov.br/aplicacoes/capacidadebrasil/capacidadebrasil.cfm | AgÃªncia Nacional de Energia ElÃ©trica (Brazil) |  | 2017 | [8 empty] | 17.60 | 21.79 | 21.29 | 21.35 | 20.13 | HYDRO-V1 | HYDRO-V1 | HYDRO-V1 | HYDRO-V1 | HYDRO-V1
BRA | Brazil | Santa LÃºcia II |  | BRA0028395 | 7.6 | -13.5517 | -59.0367 | Hydro |  |  |  | 2003 |  | AgÃªncia Nacional de Energia ElÃ©trica (Brazil) | http://www2.aneel.gov.br/aplicacoes/capacidadebrasil/capacidadebrasil.cfm | AgÃªncia Nacional de Energia ElÃ©trica (Brazil) |  | 2017 | [8 empty] | 26.51 | 33.68 | 31.66 | 32.11 | 31.15 | SOLAR-V1-NO-AGE | SOLAR-V1-NO-AGE | SOLAR-V1-NO-AGE | SOLAR-V1-NO-AGE | SOLAR-V1-NO-AGE
BRA | Brazil | Miranda EstÃ¢ncia |  | BRA0030227 | 1.94 | -13.5542 | -59.9353 | Hydro |  |  |  | 2009 |  | AgÃªncia Nacional de Energia ElÃ©trica (Brazil) | http://www2.aneel.gov.br/aplicacoes/capacidadebrasil/capacidadebrasil.cfm | AgÃªncia Nacional de Energia ElÃ©trica (Brazil) |  | 2017 | [8 empty] | 4.13 | 7.06 | 6.82 | 6.84 | 6.05 | SOLAR-V1-NO-AGE | SOLAR-V1-NO-AGE | SOLAR-V1-NO-AGE | SOLAR-V1-NO-AGE | SOLAR-V1-NO-AGE
BRA | Brazil | Nova Mutum |  | BRA0031042 | 14 | -13.5903 | -56.2171 | Hydro |  |  |  | 2014 |  | AgÃªncia Nacional de Energia ElÃ©trica (Brazil) | http://www2.aneel.gov.br/aplicacoes/capacidadebrasil/capacidadebrasil.cfm | AgÃªncia Nacional de Energia ElÃ©trica (Brazil) |  | 2017 | [8 empty] | 55.82 | 69.62 | 63.67 | 59.13 | 58.28 | SOLAR-V1-NO-AGE | SOLAR-V1-NO-AGE | SOLAR-V1-NO-AGE | SOLAR-V1-NO-AGE | SOLAR-V1-NO-AGE
BRA | Brazil | Rio Prata |  | BRA0027274 | 2.135 | -13.6533 | -59.8878 | Hydro |  |  |  | 1994 |  | AgÃªncia Nacional de Energia ElÃ©trica (Brazil) | http://www2.aneel.gov.br/aplicacoes/capacidadebrasil/capacidadebrasil.cfm | AgÃªncia Nacional de Energia ElÃ©trica (Brazil) |  | 2017 | [8 empty] | 4.44 | 7.75 | 7.49 | 7.51 | 6.64 | SOLAR-V1-NO-AGE | SOLAR-V1-NO-AGE | SOLAR-V1-NO-AGE | SOLAR-V1-NO-AGE | SOLAR-V1-NO-AGE
BRA | Brazil | EsperanÃ§a |  | BRA0030042 | 2.4 | -13.7786 | -59.7889 | Hydro |  |  |  | 2012 |  | AgÃªncia Nacional de Energia ElÃ©trica (Brazil) | http://www2.aneel.gov.br/aplicacoes/capacidadebrasil/capacidadebrasil.cfm | AgÃªncia Nacional de Energia ElÃ©trica (Brazil) |  | 2017 | [8 empty] | 4.99 | 8.71 | 8.42 | 8.45 | 7.46 | SOLAR-V1-NO-AGE | SOLAR-V1-NO-AGE | SOLAR-V1-NO-AGE | SOLAR-V1-NO-AGE | SOLAR-V1-NO-AGE
BRA | Brazil | Serra da Mesa |  | BRA0002731 | 1275 | -13.8350 | -48.3011 | Hydro |  |  |  | 1998 |  | AgÃªncia Nacional de Energia ElÃ©trica (Brazil) | http://www2.aneel.gov.br/aplicacoes/capacidadebrasil/capacidadebrasil.cfm | AgÃªncia Nacional de Energia ElÃ©trica (Brazil) | 1013896 | 2017 | [8 empty] | 5757.69 | 5477.75 | 5032.56 | 5413.98 | 4937.26 | SOLAR-V1-NO-AGE | SOLAR-V1-NO-AGE | SOLAR-V1-NO-AGE | SOLAR-V1-NO-AGE | SOLAR-V1-NO-AGE
BRA | Brazil | Paranatinga II |  | BRA0028832 | 29.02 | -13.8517 | -53.2558 | Hydro |  |  |  | 2008 |  | AgÃªncia Nacional de Energia ElÃ©trica (Brazil) | http://www2.aneel.gov.br/aplicacoes/capacidadebrasil/capacidadebrasil.cfm | AgÃªncia Nacional de Energia ElÃ©trica (Brazil) | 1061923 | 2017 | [8 empty] | 94.57 | 122.17 | 117.69 | 112.55 | 107.55 | SOLAR-V1-NO-AGE | SOLAR-V1-NO-AGE | SOLAR-V1-NO-AGE | SOLAR-V1-NO-AGE | SOLAR-V1-NO-AGE
BRA | Brazil | Pedra |  | BRA0027052 | 20.007 | -13.8688 | -40.2351 | Hydro |  |  |  | 1978 |  | AgÃªncia Nacional de Energia ElÃ©trica (Brazil) | http://www2.aneel.gov.br/aplicacoes/capacidadebrasil/capacidadebrasil.cfm | AgÃªncia Nacional de Energia ElÃ©trica (Brazil) | 1012612 | 2017 | [8 empty] | 58.32 | 83.12 | 77.28 | 80.25 | 61.97 | SOLAR-V1-NO-AGE | SOLAR-V1-NO-AGE | SOLAR-V1-NO-AGE | SOLAR-V1-NO-AGE | SOLAR-V1-NO-AGE
BRA | Brazil | Novo Colorado |  | BRA0030650 | 3 | -13.9848 | -57.0670 | Hydro |  |  |  | 2015 |  | AgÃªncia Nacional de Energia ElÃ©trica (Brazil) | http://www2.aneel.gov.br/aplicacoes/capacidadebrasil/capacidadebrasil.cfm | AgÃªncia Nacional de Energia ElÃ©trica (Brazil) |  | 2017 | [8 empty] | 9.76 | 11.63 | 12.02 | 12.57 | 10.61 | SOLAR-V1-NO-AGE | SOLAR-V1-NO-AGE | SOLAR-V1-NO-AGE | SOLAR-V1-NO-AGE | SOLAR-V1-NO-AGE
BRA | Brazil | Girassol |  | BRA0030426 | 1 | -13.9969 | -45.4030 | Hydro |  |  |  | 2010 |  | AgÃªncia Nacional de Energia ElÃ©trica (Brazil) | http://www2.aneel.gov.br/aplicacoes/capacidadebrasil/capacidadebrasil.cfm | AgÃªncia Nacional de Energia ElÃ©trica (Brazil) |  | 2017 | [8 empty] | 2.29 | 3.19 | 3.00 | 3.60 | 2.72 | SOLAR-V1-NO-AGE | SOLAR-V1-NO-AGE | SOLAR-V1-NO-AGE | SOLAR-V1-NO-AGE | SOLAR-V1-NO-AGE
BRA | Brazil | PratudÃ£o |  | BRA0030579 | 1.76 | -13.9972 | -45.4030 | Hydro |  |  |  | 2000 |  | AgÃªncia Nacional de Energia ElÃ©trica (Brazil) | http://www2.aneel.gov.br/aplicacoes/capacidadebrasil/capacidadebrasil.cfm | AgÃªncia Nacional de Energia ElÃ©trica (Brazil) |  | 2017 | [8 empty] | 3.90 | 5.72 | 6.25 | 6.38 | 5.56 | SOLAR-V1-NO-AGE | SOLAR-V1-NO-AGE | SOLAR-V1-NO-AGE | SOLAR-V1-NO-AGE | SOLAR-V1-NO-AGE
BRA | Brazil | Funil |  | BRA0027046 | 30 | -14.1833 | -39.4667 | Hydro |  |  |  | 1970 |  | AgÃªncia Nacional de Energia ElÃ©trica (Brazil) | http://www2.aneel.gov.br/aplicacoes/capacidadebrasil/capacidadebrasil.cfm | AgÃªncia Nacional de Energia ElÃ©trica (Brazil) |  | 2017 | [8 empty] | 90.54 | 120.48 | 123.50 | 115.71 | 92.94 | SOLAR-V1-NO-AGE | SOLAR-V1-NO-AGE | SOLAR-V1-NO-AGE | SOLAR-V1-NO-AGE | SOLAR-V1-NO-AGE
BRA | Brazil | RiachÃ£o (Antiga Santa Edwiges I) |  | BRA0028184 | 13.4 | -14.3128 | -46.2153 | Hydro |  |  |  | 2006 |  | AgÃªncia Nacional de Energia ElÃ©trica (Brazil) | http://www2.aneel.gov.br/aplicacoes/capacidadebrasil/capacidadebrasil.cfm | AgÃªncia Nacional de Energia ElÃ©trica (Brazil) | 1063535 | 2017 | [8 empty] | 29.24 | 48.05 | 46.26 | 46.39 | 39.95 | SOLAR-V1-NO-AGE | SOLAR-V1-NO-AGE | SOLAR-V1-NO-AGE | SOLAR-V1-NO-AGE | SOLAR-V1-NO-AGE
BRA | Brazil | MaracanÃ£ |  | BRA0030185 | 10.5 | -14.3389 | -57.6192 | Hydro |  |  |  | 2013 |  | AgÃªncia Nacional de Energia ElÃ©trica (Brazil) | http://www2.aneel.gov.br/aplicacoes/capacidadebrasil/capacidadebrasil.cfm | AgÃªncia Nacional de Energia ElÃ©trica (Brazil) |  | 2017 | [8 empty] | 32.53 | 43.63 | 40.41 | 41.39 | 37.42 | SOLAR-V1-NO-AGE | SOLAR-V1-NO-AGE | SOLAR-V1-NO-AGE | SOLAR-V1-NO-AGE | SOLAR-V1-NO-AGE
BRA | Brazil | Diamante (Antiga Camargo CorrÃªa) |  | BRA0000607 | 4.23 | -14.3464 | -56.7947 | Hydro |  |  |  | 2005 |  | AgÃªncia Nacional de Energia ElÃ©trica (Brazil) | http://www2.aneel.gov.br/aplicacoes/capacidadebrasil/capacidadebrasil.cfm | AgÃªncia Nacional de Energia ElÃ©trica (Brazil) |  | 2017 | [8 empty] | 9.92 | 19.14 | 16.39 | 16.27 | 14.91 | SOLAR-V1-NO-AGE | SOLAR-V1-NO-AGE | SOLAR-V1-NO-AGE | SOLAR-V1-NO-AGE | SOLAR-V1-NO-AGE
BRA | Brazil | Santa Edwiges II |  | BRA0028183 | 13 | -14.3556 | -46.1928 | Hydro |  |  |  | 2006 |  | AgÃªncia Nacional de Energia ElÃ©trica (Brazil) | http://www2.aneel.gov.br/aplicacoes/capacidadebrasil/capacidadebrasil.cfm | AgÃªncia Nacional de Energia ElÃ©trica (Brazil) | 1063536 | 2017 | [8 empty] | 14.94 | 43.40 | 42.39 | 43.47 | 35.71 | SOLAR-V1-NO-AGE | SOLAR-V1-NO-AGE | SOLAR-V1-NO-AGE | SOLAR-V1-NO-AGE | SOLAR-V1-NO-AGE
BRA | Brazil | Santa Edwiges III |  | BRA0028182 | 11.6 | -14.3717 | -46.2914 | Hydro |  |  |  | 2009 |  | AgÃªncia Nacional de Energia ElÃ©trica (Brazil) | http://www2.aneel.gov.br/aplicacoes/capacidadebrasil/capacidadebrasil.cfm | AgÃªncia Nacional de Energia ElÃ©trica (Brazil) | 1063537 | 2017 | [8 empty] | 13.55 | 38.95 | 38.04 | 39.01 | 32.09 | SOLAR-V1-NO-AGE | SOLAR-V1-NO-AGE | SOLAR-V1-NO-AGE | SOLAR-V1-NO-AGE | SOLAR-V1-NO-AGE
BRA | Brazil | Santana I |  | BRA0028971 | 14.758 | -14.3911 | -56.8289 | Hydro |  |  |  | 2012 |  | AgÃªncia Nacional de Energia ElÃ©trica (Brazil) | http://www2.aneel.gov.br/aplicacoes/capacidadebrasil/capacidadebrasil.cfm | AgÃªncia Nacional de Energia ElÃ©trica (Brazil) |  | 2017 | [8 empty] | 32.54 | 66.15 | 56.71 | 55.63 | 50.87 | SOLAR-V1-NO-AGE | SOLAR-V1-NO-AGE | SOLAR-V1-NO-AGE | SOLAR-V1-NO-AGE | SOLAR-V1-NO-AGE
BRA | Brazil | MAX-01 (Nova Lacerda) |  | BRA0029696 | 2.5 | -14.4178 | -59.5236 | Hydro |  |  |  | 2015 |  | AgÃªncia Nacional de Energia ElÃ©trica (Brazil) | http://www2.aneel.gov.br/aplicacoes/capacidadebrasil/capacidadebrasil.cfm | AgÃªncia Nacional de Energia ElÃ©trica (Brazil) |  | 2017 | [8 empty] | 8.68 | 11.91 | 11.77 | 11.98 | 10.77 | SOLAR-V1-NO-AGE | SOLAR-V1-NO-AGE | SOLAR-V1-NO-AGE | SOLAR-V1-NO-AGE | SOLAR-V1-NO-AGE
BRA | Brazil | Salto CorgÃ£o |  | BRA0027326 | 27 | -14.4467 | -59.4856 | Hydro |  |  |  | 2005 |  | AgÃªncia Nacional de Energia ElÃ©trica (Brazil) | http://www2.aneel.gov.br/aplicacoes/capacidadebrasil/capacidadebrasil.cfm | AgÃªncia Nacional de Energia ElÃ©trica (Brazil) | 1062521 | 2017 | [8 empty] | 71.45 | 101.65 | 99.80 | 102.00 | 87.11 | SOLAR-V1-NO-AGE | SOLAR-V1-NO-AGE | SOLAR-V1-NO-AGE | SOLAR-V1-NO-AGE | SOLAR-V1-NO-AGE
BRA | Brazil | Alto Paraguai (Pedro Pedrossian) |  | BRA0000078 | 1.68 | -14.5069 | -56.4025 | Hydro |  |  |  | 1970 |  | AgÃªncia Nacional de Energia ElÃ©trica (Brazil) | http://www2.aneel.gov.br/aplicacoes/capacidadebrasil/capacidadebrasil.cfm | AgÃªncia Nacional de Energia ElÃ©trica (Brazil) | 1078244 | 2017 | [8 empty] | 5.18 | 6.95 | 7.68 | 7.58 | 6.82 | SOLAR-V1-NO-AGE | SOLAR-V1-NO-AGE | SOLAR-V1-NO-AGE | SOLAR-V1-NO-AGE | SOLAR-V1-NO-AGE
BRA | Brazil | Rio do Sapo |  | BRA0030408 | 5.67 | -14.6116 | -57.7408 | Hydro |  |  |  | 2016 |  | AgÃªncia Nacional de Energia ElÃ©trica (Brazil) | http://www2.aneel.gov.br/aplicacoes/capacidadebrasil/capacidadebrasil.cfm | AgÃªncia Nacional de Energia ElÃ©trica (Brazil) | 1078398 | 2017 | [8 empty] | 16.80 | 22.75 | 21.42 | 22.27 | 19.57 | SOLAR-V1-NO-AGE | SOLAR-V1-NO-AGE | SOLAR-V1-NO-AGE | SOLAR-V1-NO-AGE | SOLAR-V1-NO-AGE
BRA | Brazil | AnagÃ© |  | BRA0031092 | 1 | -14.6286 | -41.1889 | Hydro |  |  |  | 2013 |  | AgÃªncia Nacional de Energia ElÃ©trica (Brazil) | http://www2.aneel.gov.br/aplicacoes/capacidadebrasil/capacidadebrasil.cfm | AgÃªncia Nacional de Energia ElÃ©trica (Brazil) |  | 2017 | [8 empty] | 1.92 | 3.49 | 3.23 | 3.24 | 2.96 | SOLAR-V1-NO-AGE | SOLAR-V1-NO-AGE | SOLAR-V1-NO-AGE | SOLAR-V1-NO-AGE | SOLAR-V1-NO-AGE
BRA | Brazil | Culuene |  | BRA0027111 | 1.794 | -14.6333 | -53.9333 | Hydro | [5 empty] | AgÃªncia Nacional de Energia ElÃ©trica (Brazil) | http://www2.aneel.gov.br/aplicacoes/capacidadebrasil/capacidadebrasil.cfm | AgÃªncia Nacional de Energia ElÃ©trica (Brazil) | 1011813 | 2017 | [8 empty] | 3.66 | 6.37 | 6.15 | 6.17 | 5.43 | SOLAR-V1-NO-AGE | SOLAR-V1-NO-AGE | SOLAR-V1-NO-AGE | SOLAR-V1-NO-AGE | SOLAR-V1-NO-AGE
BRA | Brazil | MambaÃ­ II |  | BRA0028829 | 12 | -14.6828 | -46.2961 | Hydro |  |  |  | 2008 |  | AgÃªncia Nacional de Energia ElÃ©trica (Brazil) | http://www2.aneel.gov.br/aplicacoes/capacidadebrasil/capacidadebrasil.cfm | AgÃªncia Nacional de Energia ElÃ©trica (Brazil) | 1074311 | 2017 | [8 empty] | 18.19 | 43.29 | 40.28 | 41.45 | 36.15 | SOLAR-V1-NO-AGE | SOLAR-V1-NO-AGE | SOLAR-V1-NO-AGE | SOLAR-V1-NO-AGE | SOLAR-V1-NO-AGE
BRA | Brazil | Juba I |  | BRA0001268 | 42 | -14.7483 | -58.0739 | Hydro |  |  |  | 1995 |  | AgÃªncia Nacional de Energia ElÃ©trica (Brazil) | http://www2.aneel.gov.br/aplicacoes/capacidadebrasil/capacidadebrasil.cfm | AgÃªncia Nacional de Energia ElÃ©trica (Brazil) |  | 2017 | [8 empty] | 149.88 | 190.37 | 183.17 | 171.28 | 172.91 | SOLAR-V1-NO-AGE | SOLAR-V1-NO-AGE | SOLAR-V1-NO-AGE | SOLAR-V1-NO-AGE | SOLAR-V1-NO-AGE
BRA | Brazil | Juba II |  | BRA0001269 | 42 | -14.7561 | -58.0231 | Hydro |  |  |  | 1995 |  | AgÃªncia Nacional de Energia ElÃ©trica (Brazil) | http://www2.aneel.gov.br/aplicacoes/capacidadebrasil/capacidadebrasil.cfm | AgÃªncia Nacional de Energia ElÃ©trica (Brazil) |  | 2017 | [8 empty] | 149.88 | 190.37 | 183.17 | 171.28 | 172.91 | SOLAR-V1-NO-AGE | SOLAR-V1-NO-AGE | SOLAR-V1-NO-AGE | SOLAR-V1-NO-AGE | SOLAR-V1-NO-AGE
BRA | Brazil | GraÃ§a Brennand (Antiga Terra Santa) |  | BRA0029367 | 27.4 | -14.7930 | -57.9672 | Hydro |  |  |  | 2008 |  | AgÃªncia Nacional de Energia ElÃ©trica (Brazil) | http://www2.aneel.gov.br/aplicacoes/capacidadebrasil/capacidadebrasil.cfm | AgÃªncia Nacional de Energia ElÃ©trica (Brazil) |  | 2017 | [8 empty] | 97.58 | 123.99 | 119.29 | 111.54 | 112.6 | SOLAR-V1-NO-AGE | SOLAR-V1-NO-AGE | SOLAR-V1-NO-AGE | SOLAR-V1-NO-AGE | SOLAR-V1-NO-AGE
BRA | Brazil | Pampeana |  | BRA0029376 | 27.99 | -14.8301 | -57.9116 | Hydro |  |  |  | 2009 |  | AgÃªncia Nacional de Energia ElÃ©trica (Brazil) | http://www2.aneel.gov.br/aplicacoes/capacidadebrasil/capacidadebrasil.cfm | AgÃªncia Nacional de Energia ElÃ©trica (Brazil) | 1072009 | 2017 | [8 empty] | 99.68 | 126.66 | 121.86 | 113.94 | 115.03 | SOLAR-V1-NO-AGE | SOLAR-V1-NO-AGE | SOLAR-V1-NO-AGE | SOLAR-V1-NO-AGE | SOLAR-V1-NO-AGE
BRA | Brazil | Noidore |  | BRA0028899 | 1 | -14.8633 | -53.2900 | Hydro |  |  |  | 2002 |  | AgÃªncia Nacional de Energia ElÃ©trica (Brazil) | http://www2.aneel.gov.br/aplicacoes/capacidadebrasil/capacidadebrasil.cfm | AgÃªncia Nacional de Energia ElÃ©trica (Brazil) |  | 2017 | [8 empty] | 3.37 | 4.52 | 4.58 | 4.59 | 4.03 | SOLAR-V1-NO-AGE | SOLAR-V1-NO-AGE | SOLAR-V1-NO-AGE | SOLAR-V1-NO-AGE | SOLAR-V1-NO-AGE
BRA | Brazil | Salto Belo |  | BRA0002581 | 4 | -14.8672 | -53.2975 | Hydro | [5 empty] | AgÃªncia Nacional de Energia ElÃ©trica (Brazil) | http://www2.aneel.gov.br/aplicacoes/capacidadebrasil/capacidadebrasil.cfm | AgÃªncia Nacional de Energia ElÃ©trica (Brazil) | 1059138 | 2017 | [8 empty] | 12.81 | 16.84 | 16.98 | 17.03 | 14.56 | SOLAR-V1-NO-AGE | SOLAR-V1-NO-AGE | SOLAR-V1-NO-AGE | SOLAR-V1-NO-AGE | SOLAR-V1-NO-AGE
BRA | Brazil | Manso |  | BRA0001401 | 210.9 | -14.8744 | -55.7858 | Hydro |  |  |  | 2000 |  | AgÃªncia Nacional de Energia ElÃ©trica (Brazil) | http://www2.aneel.gov.br/aplicacoes/capacidadebrasil/capacidadebrasil.cfm | AgÃªncia Nacional de Energia ElÃ©trica (Brazil) |  | 2017 | [8 empty] | 677.53 | 853.52 | 833.71 | 802.07 | 737.47 | SOLAR-V1-NO-AGE | SOLAR-V1-NO-AGE | SOLAR-V1-NO-AGE | SOLAR-V1-NO-AGE | SOLAR-V1-NO-AGE
BRA | Brazil | AntÃ´nio Brennand (Antiga Alto Jauru) |  | BRA0000077 | 21.96 | -15.0472 | -58.7517 | Hydro |  |  |  | 2002 |  | AgÃªncia Nacional de Energia ElÃ©trica (Brazil) | http://www2.aneel.gov.br/aplicacoes/capacidadebrasil/capacidadebrasil.cfm | AgÃªncia Nacional de Energia ElÃ©trica (Brazil) | 1063531 | 2017 | [8 empty] | 73.88 | 98.54 | 95.13 | 90.85 | 87.87 | SOLAR-V1-NO-AGE | SOLAR-V1-NO-AGE | SOLAR-V1-NO-AGE | SOLAR-V1-NO-AGE | SOLAR-V1-NO-AGE
BRA | Brazil | Rio Suspiro |  | BRA0029517 | 1 | -15.0625 | -53.9433 | Hydro |  |  |  | 2010 |  | AgÃªncia Nacional de Energia ElÃ©trica (Brazil) | http://www2.aneel.gov.br/aplicacoes/capacidadebrasil/capacidadebrasil.cfm | AgÃªncia Nacional de Energia ElÃ©trica (Brazil) |  | 2017 | [8 empty] | 3.58 | 4.20 | 4.37 | 4.30 | 4.03 | SOLAR-V1-NO-AGE | SOLAR-V1-NO-AGE | SOLAR-V1-NO-AGE | SOLAR-V1-NO-AGE | SOLAR-V1-NO-AGE
BRA | Brazil | Ombreiras |  | BRA0027216 | 26 | -15.1000 | -58.7333 | Hydro |  |  |  | 2005 |  | AgÃªncia Nacional de Energia ElÃ©trica (Brazil) | http://www2.aneel.gov.br/aplicacoes/capacidadebrasil/capacidadebrasil.cfm | AgÃªncia Nacional de Energia ElÃ©trica (Brazil) | 1054310 | 2017 | [8 empty] | 86.68 | 112.81 | 108.85 | 105.75 | 100.15 | SOLAR-V1-NO-AGE | SOLAR-V1-NO-AGE | SOLAR-V1-NO-AGE | SOLAR-V1-NO-AGE | SOLAR-V1-NO-AGE
BRA | Brazil | GuaporÃ© |  | BRA0001066 | 124.2 | -15.1239 | -58.9647 | Hydro |  |  |  | 2003 |  | AgÃªncia Nacional de Energia ElÃ©trica (Brazil) | http://www2.aneel.gov.br/aplicacoes/capacidadebrasil/capacidadebrasil.cfm | AgÃªncia Nacional de Energia ElÃ©trica (Brazil) | 1022646 | 2017 | [8 empty] | 443.88 | 528.55 | 502.44 | 516.22 | 467.39 | SOLAR-V1-NO-AGE | SOLAR-V1-NO-AGE | SOLAR-V1-NO-AGE | SOLAR-V1-NO-AGE | SOLAR-V1-NO-AGE
BRA | Brazil | Jauru |  | BRA0001245 | 121.5 | -15.2356 | -58.7278 | Hydro |  |  |  | 2003 |  | AgÃªncia Nacional de Energia ElÃ©trica (Brazil) | http://www2.aneel.gov.br/aplicacoes/capacidadebrasil/capacidadebrasil.cfm | AgÃªncia Nacional de Energia ElÃ©trica (Brazil) | 1054314 | 2017 | [8 empty] | 370.70 | 479.32 | 468.96 | 455.71 | 396.36 | NO-ESTIMATION | NO-ESTIMATION | NO-ESTIMATION | NO-ESTIMATION | CAPACITY-FACTOR-V1
BRA | Brazil | IndiavaÃ­ |  | BRA0027370 | 28 | -15.2550 | -58.7164 | Hydro |  |  |  | 2003 |  | AgÃªncia Nacional de Energia ElÃ©trica (Brazil) | http://www2.aneel.gov.br/aplicacoes/capacidadebrasil/capacidadebrasil.cfm | AgÃªncia Nacional de Energia ElÃ©trica (Brazil) | 1054308 | 2017 | [8 empty] | 92.74 | 119.87 | 116.62 | 113.28 | 105.89 | HYDRO-V1 | HYDRO-V1 | HYDRO-V1 | HYDRO-V1 | HYDRO-V1
BRA | Brazil | Salto |  | BRA0028203 | 19 | -15.2881 | -58.7106 | Hydro |  |  |  | 2007 |  | AgÃªncia Nacional de Energia ElÃ©trica (Brazil) | http://www2.aneel.gov.br/aplicacoes/capacidadebrasil/capacidadebrasil.cfm | AgÃªncia Nacional de Energia ElÃ©trica (Brazil) |  | 2017 | [8 empty] | 64.00 | 87.37 | 80.58 | 77.39 | 81.05 | HYDRO-V1 | HYDRO-V1 | HYDRO-V1 | HYDRO-V1 | HYDRO-V1
BRA | Brazil | Casca III |  | BRA0000688 | 12.42 | -15.3576 | -55.4553 | Hydro |  |  |  | 1970 |  | AgÃªncia Nacional de Energia ElÃ©trica (Brazil) | http://www2.aneel.gov.br/aplicacoes/capacidadebrasil/capacidadebrasil.cfm | AgÃªncia Nacional de Energia ElÃ©trica (Brazil) | 1046613 | 2017 | [8 empty] | 39.14 | 54.34 | 50.35 | 51.74 | 43.98 | HYDRO-V1 | HYDRO-V1 | HYDRO-V1 | HYDRO-V1 | HYDRO-V1
BRA | Brazil | Casca II |  | BRA0027110 | 3.52 | -15.3636 | -55.4453 | Hydro | [5 empty] | AgÃªncia Nacional de Energia ElÃ©trica (Brazil) | http://www2.aneel.gov.br/aplicacoes/capacidadebrasil/capacidadebrasil.cfm | AgÃªncia Nacional de Energia ElÃ©trica (Brazil) | 1078243 | 2017 | [8 empty] | 11.31 | 15.48 | 14.47 | 14.76 | 12.39 | NO-ESTIMATION | NO-ESTIMATION | NO-ESTIMATION | NO-ESTIMATION | CAPACITY-FACTOR-V1
BRA | Brazil | Primavera |  | BRA0002155 | 8.12 | -15.3819 | -54.4197 | Hydro | [5 empty] | AgÃªncia Nacional de Energia ElÃ©trica (Brazil) | http://www2.aneel.gov.br/aplicacoes/capacidadebrasil/capacidadebrasil.cfm | AgÃªncia Nacional de Energia ElÃ©trica (Brazil) | 1068034 | 2017 | [8 empty] | 28.27 | 38.03 | 34.64 | 34.70 | 33.2 | HYDRO-V1 | HYDRO-V1 | HYDRO-V1 | HYDRO-V1 | HYDRO-V1
BRA | Brazil | FigueirÃ³polis |  | BRA0029145 | 19.41 | -15.3926 | -58.6378 | Hydro |  |  |  | 2010 |  | AgÃªncia Nacional de Energia ElÃ©trica (Brazil) | http://www2.aneel.gov.br/aplicacoes/capacidadebrasil/capacidadebrasil.cfm | AgÃªncia Nacional de Energia ElÃ©trica (Brazil) | 1060755 | 2017 | [8 empty] | 64.91 | 88.86 | 79.06 | 80.34 | 82.41 | HYDRO-V1 | HYDRO-V1 | HYDRO-V1 | HYDRO-V1 | HYDRO-V1
BRA | Brazil | Pandeiros |  | BRA0001952 | 4.2 | -15.5031 | -44.7558 | Hydro | [5 empty] | AgÃªncia Nacional de Energia ElÃ©trica (Brazil) | http://www2.aneel.gov.br/aplicacoes/capacidadebrasil/capacidadebrasil.cfm | AgÃªncia Nacional de Energia ElÃ©trica (Brazil) | 1011496 | 2017 | [8 empty] | 13.60 | 14.89 | 14.41 | 17.34 | 12.99 | HYDRO-V1 | HYDRO-V1 | HYDRO-V1 | HYDRO-V1 | HYDRO-V1
BRA | Brazil | Cachoeira do Lavrinha (Antiga SÃ£o PatrÃ­cio) |  | BRA0026879 | 3.01 | -15.5161 | -49.4847 | Hydro |  |  |  | 2004 |  | AgÃªncia Nacional de Energia ElÃ©trica (Brazil) | http://www2.aneel.gov.br/aplicacoes/capacidadebrasil/capacidadebrasil.cfm | AgÃªncia Nacional de Energia ElÃ©trica (Brazil) |  | 2017 | [8 empty] | 9.11 | 11.45 | 11.04 | 10.90 | 10.25 | NO-ESTIMATION | NO-ESTIMATION | NO-ESTIMATION | NO-ESTIMATION | CAPACITY-FACTOR-V1
BRA | Brazil | Machado Mineiro |  | BRA0001361 | 1.72 | -15.5225 | -41.5111 | Hydro |  |  |  | 1992 |  | AgÃªncia Nacional de Energia ElÃ©trica (Brazil) | http://www2.aneel.gov.br/aplicacoes/capacidadebrasil/capacidadebrasil.cfm | AgÃªncia Nacional de Energia ElÃ©trica (Brazil) | 1011486 | 2017 | [8 empty] | 3.33 | 7.07 | 6.79 | 4.59 | 4.78 | HYDRO-V1 | HYDRO-V1 | HYDRO-V1 | HYDRO-V1 | HYDRO-V1
BRA | Brazil | SÃ£o Tadeu I |  | BRA0028806 | 18 | -15.7533 | -55.5458 | Hydro |  |  |  | 2010 |  | AgÃªncia Nacional de Energia ElÃ©trica (Brazil) | http://www2.aneel.gov.br/aplicacoes/capacidadebrasil/capacidadebrasil.cfm | AgÃªncia Nacional de Energia ElÃ©trica (Brazil) |  | 2017 | [8 empty] | 57.93 | 79.93 | 77.34 | 73.15 | 67.73 | NO-ESTIMATION | NO-ESTIMATION | NO-ESTIMATION | NO-ESTIMATION | CAPACITY-FACTOR-V1
BRA | Brazil | PoxorÃ©o (JosÃ© Fragelli) |  | BRA0027416 | 1.2 | -15.8356 | -54.4083 | Hydro | [5 empty] | AgÃªncia Nacional de Energia ElÃ©trica (Brazil) | http://www2.aneel.gov.br/aplicacoes/capacidadebrasil/capacidadebrasil.cfm | AgÃªncia Nacional de Energia ElÃ©trica (Brazil) |  | 2017 | [8 empty] | 2.09 | 3.90 | 3.75 | 3.76 | 3.27 | HYDRO-V1 | HYDRO-V1 | HYDRO-V1 | HYDRO-V1 | HYDRO-V1
BRA | Brazil | Itapebi |  | BRA0001175 | 456 | -15.9403 | -39.5206 | Hydro |  |  |  | 2003 |  | AgÃªncia Nacional de Energia ElÃ©trica (Brazil) | http://www2.aneel.gov.br/aplicacoes/capacidadebrasil/capacidadebrasil.cfm | AgÃªncia Nacional de Energia ElÃ©trica (Brazil) | 1012609 | 2017 | [8 empty] | 1463.46 | 1647.74 | 1974.38 | 1606.24 | 1467.98 | HYDRO-V1 | HYDRO-V1 | HYDRO-V1 | HYDRO-V1 | HYDRO-V1
BRA | Brazil | CambarÃ¡ |  | BRA0030813 | 3.59 | -15.9697 | -55.0883 | Hydro |  |  |  | 2012 |  | AgÃªncia Nacional de Energia ElÃ©trica (Brazil) | http://www2.aneel.gov.br/aplicacoes/capacidadebrasil/capacidadebrasil.cfm | AgÃªncia Nacional de Energia ElÃ©trica (Brazil) | 1088150 | 2017 | [8 empty] | 6.81 | 11.74 | 11.26 | 11.29 | 9.56 | HYDRO-V1 | HYDRO-V1 | HYDRO-V1 | HYDRO-V1 | HYDRO-V1
BRA | Brazil | Mestre |  | BRA0029154 | 2 | -15.9781 | -55.3594 | Hydro |  |  |  | 2015 |  | AgÃªncia Nacional de Energia ElÃ©trica (Brazil) | http://www2.aneel.gov.br/aplicacoes/capacidadebrasil/capacidadebrasil.cfm | AgÃªncia Nacional de Energia ElÃ©trica (Brazil) | 1084812 | 2017 | [8 empty] | 4.20 | 7.21 | 6.97 | 6.99 | 6.17 | HYDRO-V1 | HYDRO-V1 | HYDRO-V1 | HYDRO-V1 | HYDRO-V1
BRA | Brazil | Santa CecÃ­lia |  | BRA0029151 | 1.75 | -15.9822 | -55.3756 | Hydro |  |  |  | 2016 |  | AgÃªncia Nacional de Energia ElÃ©trica (Brazil) | http://www2.aneel.gov.br/aplicacoes/capacidadebrasil/capacidadebrasil.cfm | AgÃªncia Nacional de Energia ElÃ©trica (Brazil) |  | 2017 | [8 empty] | 3.72 | 6.36 | 6.15 | 6.16 | 5.44 | SOLAR-V1-NO-AGE | SOLAR-V1-NO-AGE | SOLAR-V1-NO-AGE | SOLAR-V1-NO-AGE | SOLAR-V1-NO-AGE
BRA | Brazil | EmbaÃºba |  | BRA0030814 | 4.5 | -15.9825 | -55.0828 | Hydro |  |  |  | 2012 |  | AgÃªncia Nacional de Energia ElÃ©trica (Brazil) | http://www2.aneel.gov.br/aplicacoes/capacidadebrasil/capacidadebrasil.cfm | AgÃªncia Nacional de Energia ElÃ©trica (Brazil) | 1088151 | 2017 | [8 empty] | 17.37 | 19.96 | 19.04 | 19.51 | 18.5 | SOLAR-V1-NO-AGE | SOLAR-V1-NO-AGE | SOLAR-V1-NO-AGE | SOLAR-V1-NO-AGE | SOLAR-V1-NO-AGE
BRA | Brazil | Sucupira |  | BRA0028837 | 4.5 | -15.9919 | -55.0872 | Hydro |  |  |  | 2008 |  | AgÃªncia Nacional de Energia ElÃ©trica (Brazil) | http://www2.aneel.gov.br/aplicacoes/capacidadebrasil/capacidadebrasil.cfm | AgÃªncia Nacional de Energia ElÃ©trica (Brazil) | 1070253 | 2017 | [8 empty] | 8.47 | 14.45 | 13.85 | 13.88 | 11.73 | SOLAR-V1-NO-AGE | SOLAR-V1-NO-AGE | SOLAR-V1-NO-AGE | SOLAR-V1-NO-AGE | SOLAR-V1-NO-AGE
BRA | Brazil | Pequi |  | BRA0028838 | 6 | -16.0033 | -55.1153 | Hydro |  |  |  | 2008 |  | AgÃªncia Nacional de Energia ElÃ©trica (Brazil) | http://www2.aneel.gov.br/aplicacoes/capacidadebrasil/capacidadebrasil.cfm | AgÃªncia Nacional de Energia ElÃ©trica (Brazil) | 1070252 | 2017 | [8 empty] | 11.73 | 19.85 | 19.05 | 19.10 | 16.22 | SOLAR-V1-NO-AGE | SOLAR-V1-NO-AGE | SOLAR-V1-NO-AGE | SOLAR-V1-NO-AGE | SOLAR-V1-NO-AGE
BRA | Brazil | GlÃ³ria |  | BRA0031142 | 1 | -16.0311 | -55.3611 | Hydro |  |  |  | 2013 |  | AgÃªncia Nacional de Energia ElÃ©trica (Brazil) | http://www2.aneel.gov.br/aplicacoes/capacidadebrasil/capacidadebrasil.cfm | AgÃªncia Nacional de Energia ElÃ©trica (Brazil) |  | 2017 | [8 empty] | 3.74 | 5.07 | 4.79 | 4.97 | 4.43 | SOLAR-V1-NO-AGE | SOLAR-V1-NO-AGE | SOLAR-V1-NO-AGE | SOLAR-V1-NO-AGE | SOLAR-V1-NO-AGE
BRA | Brazil | Senador Jonas Pinheiro (CaetÃ©) |  | BRA0028393 | 6.3 | -16.1167 | -55.3667 | Hydro |  |  |  | 2006 |  | AgÃªncia Nacional de Energia ElÃ©trica (Brazil) | http://www2.aneel.gov.br/aplicacoes/capacidadebrasil/capacidadebrasil.cfm | AgÃªncia Nacional de Energia ElÃ©trica (Brazil) | 1063466 | 2017 | [8 empty] | 21.84 | 29.10 | 27.48 | 28.56 | 24.72 | SOLAR-V1-NO-AGE | SOLAR-V1-NO-AGE | SOLAR-V1-NO-AGE | SOLAR-V1-NO-AGE | SOLAR-V1-NO-AGE
BRA | Brazil | UnaÃ­ Baixo |  | BRA0028673 | 26 | -16.1833 | -47.0333 | Hydro |  |  |  | 2012 |  | AgÃªncia Nacional de Energia ElÃ©trica (Brazil) | http://www2.aneel.gov.br/aplicacoes/capacidadebrasil/capacidadebrasil.cfm | AgÃªncia Nacional de Energia ElÃ©trica (Brazil) | 1062518 | 2017 | [8 empty] | 86.95 | 116.89 | 109.93 | 102.16 | 87.32 | SOLAR-V1-NO-AGE | SOLAR-V1-NO-AGE | SOLAR-V1-NO-AGE | SOLAR-V1-NO-AGE | SOLAR-V1-NO-AGE
BRA | Brazil | Mata Velha |  | BRA0028607 | 24 | -16.2000 | -47.1667 | Hydro |  |  |  | 2016 |  | AgÃªncia Nacional de Energia ElÃ©trica (Brazil) | http://www2.aneel.gov.br/aplicacoes/capacidadebrasil/capacidadebrasil.cfm | AgÃªncia Nacional de Energia ElÃ©trica (Brazil) | 1082954 | 2017 | [8 empty] | 81.81 | 110.38 | 103.00 | 97.23 | 87.33 | SOLAR-V1-NO-AGE | SOLAR-V1-NO-AGE | SOLAR-V1-NO-AGE | SOLAR-V1-NO-AGE | SOLAR-V1-NO-AGE
BRA | Brazil | Queimado |  | BRA0002176 | 105.45 | -16.2089 | -47.3217 | Hydro |  |  |  | 2004 |  | AgÃªncia Nacional de Energia ElÃ©trica (Brazil) | http://www2.aneel.gov.br/aplicacoes/capacidadebrasil/capacidadebrasil.cfm | AgÃªncia Nacional de Energia ElÃ©trica (Brazil) | 1037233 | 2017 | [8 empty] | 351.18 | 476.98 | 447.49 | 418.92 | 380.46 | HYDRO-V1 | HYDRO-V1 | HYDRO-V1 | HYDRO-V1 | HYDRO-V1
BRA | Brazil | SÃ£o LourenÃ§o (Antiga ZÃ© Fernando) |  | BRA0028825 | 29.1 | -16.2167 | -54.9333 | Hydro |  |  |  | 2009 |  | AgÃªncia Nacional de Energia ElÃ©trica (Brazil) | http://www2.aneel.gov.br/aplicacoes/capacidadebrasil/capacidadebrasil.cfm | AgÃªncia Nacional de Energia ElÃ©trica (Brazil) |  | 2017 | [8 empty] | 108.24 | 132.01 | 130.34 | 121.23 | 119.87 | HYDRO-V1 | HYDRO-V1 | HYDRO-V1 | HYDRO-V1 | HYDRO-V1
BRA | Brazil | SÃ£o Domingos (TorixorÃ©o) |  | BRA0002862 | 2.4 | -16.2875 | -52.7231 | Hydro | [5 empty] | AgÃªncia Nacional de Energia ElÃ©trica (Brazil) | http://www2.aneel.gov.br/aplicacoes/capacidadebrasil/capacidadebrasil.cfm | AgÃªncia Nacional de Energia ElÃ©trica (Brazil) |  | 2017 | [8 empty] | 8.75 | 11.01 | 10.43 | 10.70 | 9.79 | HYDRO-V1 | HYDRO-V1 | HYDRO-V1 | HYDRO-V1 | HYDRO-V1
BRA | Brazil | Sete Quedas Alta |  | BRA0028853 | 22 | -16.3050 | -55.0561 | Hydro |  |  |  | 2010 |  | AgÃªncia Nacional de Energia ElÃ©trica (Brazil) | http://www2.aneel.gov.br/aplicacoes/capacidadebrasil/capacidadebrasil.cfm | AgÃªncia Nacional de Energia ElÃ©trica (Brazil) | 1101832 | 2017 | [8 empty] | 62.98 | 92.90 | 82.25 | 85.46 | 72.39 | HYDRO-V1 | HYDRO-V1 | HYDRO-V1 | HYDRO-V1 | HYDRO-V1
BRA | Brazil | CorumbÃ¡ IV |  | BRA0027795 | 127 | -16.3208 | -48.1883 | Hydro |  |  |  | 2006 |  | AgÃªncia Nacional de Energia ElÃ©trica (Brazil) | http://www2.aneel.gov.br/aplicacoes/capacidadebrasil/capacidadebrasil.cfm | AgÃªncia Nacional de Energia ElÃ©trica (Brazil) | 1048157 | 2017 | [8 empty] | 437.33 | 495.19 | 475.26 | 477.30 | 411.23 | HYDRO-V1 | HYDRO-V1 | HYDRO-V1 | HYDRO-V1 | HYDRO-V1
BRA | Brazil | MosquitÃ£o |  | BRA0028541 | 30 | -16.3419 | -51.4375 | Hydro |  |  |  | 2006 |  | AgÃªncia Nacional de Energia ElÃ©trica (Brazil) | http://www2.aneel.gov.br/aplicacoes/capacidadebrasil/capacidadebrasil.cfm | AgÃªncia Nacional de Energia ElÃ©trica (Brazil) |  | 2017 | [8 empty] | 113.80 | 138.53 | 133.14 | 127.25 | 114.08 | HYDRO-V1 | HYDRO-V1 | HYDRO-V1 | HYDRO-V1 | HYDRO-V1
BRA | Brazil | Santo AntÃ´nio do CaiapÃ³ |  | BRA0029119 | 30 | -16.4433 | -51.3914 | Hydro |  |  |  | 2012 |  | AgÃªncia Nacional de Energia ElÃ©trica (Brazil) | http://www2.aneel.gov.br/aplicacoes/capacidadebrasil/capacidadebrasil.cfm | AgÃªncia Nacional de Energia ElÃ©trica (Brazil) | 1097897 | 2017 | [8 empty] | 100.83 | 138.21 | 134.85 | 124.05 | 121.23 | HYDRO-V1 | HYDRO-V1 | HYDRO-V1 | HYDRO-V1 | HYDRO-V1
BRA | Brazil | RÃªnic |  | BRA0029663 | 16 | -16.4811 | -51.4170 | Hydro |  |  |  | 2016 |  | AgÃªncia Nacional de Energia ElÃ©trica (Brazil) | http://www2.aneel.gov.br/aplicacoes/capacidadebrasil/capacidadebrasil.cfm | AgÃªncia Nacional de Energia ElÃ©trica (Brazil) |  | 2017 | [8 empty] | 59.20 | 66.39 | 59.92 | 65.45 | 56.93 | NO-ESTIMATION | NO-ESTIMATION | NO-ESTIMATION | NO-ESTIMATION | CAPACITY-FACTOR-V1
BRA | Brazil | Tamboril |  | BRA0029648 | 29.328 | -16.5352 | -51.4803 | Hydro |  |  |  | 2015 |  | AgÃªncia Nacional de Energia ElÃ©trica (Brazil) | http://www2.aneel.gov.br/aplicacoes/capacidadebrasil/capacidadebrasil.cfm | AgÃªncia Nacional de Energia ElÃ©trica (Brazil) | 1072269 | 2017 | [8 empty] | 93.89 | 108.93 | 97.07 | 106.92 | 91.62 | HYDRO-V1 | HYDRO-V1 | HYDRO-V1 | HYDRO-V1 | HYDRO-V1
BRA | Brazil | Piranhas |  | BRA0027533 | 18.05 | -16.5833 | -51.8167 | Hydro |  |  |  | 2006 |  | AgÃªncia Nacional de Energia ElÃ©trica (Brazil) | http://www2.aneel.gov.br/aplicacoes/capacidadebrasil/capacidadebrasil.cfm | AgÃªncia Nacional de Energia ElÃ©trica (Brazil) | 1062520 | 2017 | [8 empty] | 56.23 | 63.99 | 68.38 | 69.55 | 54.65 | WIND-V1 | WIND-V1 | WIND-V1 | WIND-V1 | WIND-V1
BRA | Brazil | RondonÃ³polis |  | BRA0028848 | 26.6 | -16.6694 | -54.7358 | Hydro |  |  |  | 2007 |  | AgÃªncia Nacional de Energia ElÃ©trica (Brazil) | http://www2.aneel.gov.br/aplicacoes/capacidadebrasil/capacidadebrasil.cfm | AgÃªncia Nacional de Energia ElÃ©trica (Brazil) | 1068037 | 2017 | [8 empty] | 86.03 | 104.44 | 99.25 | 99.52 | 95.52 | NO-ESTIMATION | NO-ESTIMATION | NO-ESTIMATION | NO-ESTIMATION | CAPACITY-FACTOR-V1
BRA | Brazil | Engenheiro JosÃ© GelÃ¡sio da Rocha |  | BRA0028845 | 24.435 | -16.7000 | -54.7600 | Hydro |  |  |  | 2007 |  | AgÃªncia Nacional de Energia ElÃ©trica (Brazil) | http://www2.aneel.gov.br/aplicacoes/capacidadebrasil/capacidadebrasil.cfm | AgÃªncia Nacional de Energia ElÃ©trica (Brazil) |  | 2017 | [8 empty] | 81.75 | 98.66 | 94.34 | 94.60 | 90.92 | HYDRO-V1 | HYDRO-V1 | HYDRO-V1 | HYDRO-V1 | HYDRO-V1
BRA | Brazil | IrapÃ© |  | BRA0001146 | 399 | -16.7381 | -42.5747 | Hydro |  |  |  | 2006 |  | AgÃªncia Nacional de Energia ElÃ©trica (Brazil) | http://www2.aneel.gov.br/aplicacoes/capacidadebrasil/capacidadebrasil.cfm | AgÃªncia Nacional de Energia ElÃ©trica (Brazil) |  | 2017 | [8 empty] | 1101.86 | 1371.80 | 1355.94 | 1742.33 | 1466.06 | NO-ESTIMATION | NO-ESTIMATION | NO-ESTIMATION | NO-ESTIMATION | CAPACITY-FACTOR-V1
BRA | Brazil | CorumbÃ¡ III |  | BRA0028352 | 96.447 | -16.7861 | -47.9419 | Hydro |  |  |  | 2009 |  | AgÃªncia Nacional de Energia ElÃ©trica (Brazil) | http://www2.aneel.gov.br/aplicacoes/capacidadebrasil/capacidadebrasil.cfm | AgÃªncia Nacional de Energia ElÃ©trica (Brazil) | 1048167 | 2017 | [8 empty] | 354.60 | 412.34 | 385.87 | 398.29 | 357.3 | NO-ESTIMATION | NO-ESTIMATION | NO-ESTIMATION | NO-ESTIMATION | CAPACITY-FACTOR-V1
BRA | Brazil | Colino 2 |  | BRA0028997 | 16 | -17.0725 | -40.1047 | Hydro |  |  |  | 2008 |  | AgÃªncia Nacional de Energia ElÃ©trica (Brazil) | http://www2.aneel.gov.br/aplicacoes/capacidadebrasil/capacidadebrasil.cfm | AgÃªncia Nacional de Energia ElÃ©trica (Brazil) |  | 2017 | [8 empty] | 36.19 | 58.56 | 56.42 | 56.58 | 48.88 | NO-ESTIMATION | SOLAR-V1 | SOLAR-V1 | SOLAR-V1 | SOLAR-V1
BRA | Brazil | Cachoeira da Lixa |  | BRA0028999 | 14.8 | -17.0742 | -40.0683 | Hydro |  |  |  | 2008 |  | AgÃªncia Nacional de Energia ElÃ©trica (Brazil) | http://www2.aneel.gov.br/aplicacoes/capacidadebrasil/capacidadebrasil.cfm | AgÃªncia Nacional de Energia ElÃ©trica (Brazil) | 1070529 | 2017 | [8 empty] | 32.37 | 53.15 | 51.17 | 51.31 | 44.2 | NO-ESTIMATION | NO-ESTIMATION | NO-ESTIMATION | NO-ESTIMATION | CAPACITY-FACTOR-V1
BRA | Brazil | Colino 1 |  | BRA0029004 | 11 | -17.0778 | -40.0853 | Hydro |  |  |  | 2008 |  | AgÃªncia Nacional de Energia ElÃ©trica (Brazil) | http://www2.aneel.gov.br/aplicacoes/capacidadebrasil/capacidadebrasil.cfm | AgÃªncia Nacional de Energia ElÃ©trica (Brazil) | 1070527 | 2017 | [8 empty] | 25.09 | 40.47 | 39.00 | 39.10 | 33.82 | NO-ESTIMATION | NO-ESTIMATION | NO-ESTIMATION | NO-ESTIMATION | CAPACITY-FACTOR-V1
BRA | Brazil | Itiquira (Casas de ForÃ§as I e II) |  | BRA0027244 | 156 | -17.0906 | -54.8307 | Hydro |  |  |  | 2002 |  | AgÃªncia Nacional de Energia ElÃ©trica (Brazil) | http://www2.aneel.gov.br/aplicacoes/capacidadebrasil/capacidadebrasil.cfm | AgÃªncia Nacional de Energia ElÃ©trica (Brazil) | 1044076 | 2017 | [8 empty] | 489.46 | 623.35 | 596.25 | 595.97 | 512.3 | HYDRO-V1 | HYDRO-V1 | HYDRO-V1 | HYDRO-V1 | HYDRO-V1
BRA | Brazil | Lago Azul |  | BRA0001298 | 3.992 | -17.2799 | -47.5251 | Hydro |  |  |  | 1990 |  | AgÃªncia Nacional de Energia ElÃ©trica (Brazil) | http://www2.aneel.gov.br/aplicacoes/capacidadebrasil/capacidadebrasil.cfm | AgÃªncia Nacional de Energia ElÃ©trica (Brazil) | 1074358 | 2017 | [8 empty] | 12.78 | 17.01 | 15.28 | 17.00 | 12.07 | HYDRO-V1 | HYDRO-V1 | HYDRO-V1 | HYDRO-V1 | HYDRO-V1
BRA | Brazil | Batalha (Antiga Paulista) |  | BRA0029454 | 52.5 | -17.3500 | -47.4833 | Hydro |  |  |  | 2014 |  | AgÃªncia Nacional de Energia ElÃ©trica (Brazil) | http://www2.aneel.gov.br/aplicacoes/capacidadebrasil/capacidadebrasil.cfm | AgÃªncia Nacional de Energia ElÃ©trica (Brazil) | 1077482 | 2017 | [8 empty] | 171.48 | 221.18 | 212.89 | 216.00 | 185.78 | HYDRO-V1 | HYDRO-V1 | HYDRO-V1 | HYDRO-V1 | HYDRO-V1
BRA | Brazil | Santa Gabriela |  | BRA0028996 | 24 | -17.5375 | -54.4333 | Hydro |  |  |  | 2009 |  | AgÃªncia Nacional de Energia ElÃ©trica (Brazil) | http://www2.aneel.gov.br/aplicacoes/capacidadebrasil/capacidadebrasil.cfm | AgÃªncia Nacional de Energia ElÃ©trica (Brazil) | 1078132 | 2017 | [8 empty] | 90.01 | 111.93 | 105.79 | 110.02 | 100.37 | NO-ESTIMATION | NO-ESTIMATION | NO-ESTIMATION | NO-ESTIMATION | CAPACITY-FACTOR-V1
BRA | Brazil | Mucuri |  | BRA0028842 | 19.1 | -17.5833 | -40.9833 | Hydro |  |  |  | 2013 |  | AgÃªncia Nacional de Energia ElÃ©trica (Brazil) | http://www2.aneel.gov.br/aplicacoes/capacidadebrasil/capacidadebrasil.cfm | AgÃªncia Nacional de Energia ElÃ©trica (Brazil) | 1082487 | 2017 | [8 empty] | 49.95 | 85.31 | 69.04 | 70.64 | 72.25 | NO-ESTIMATION | NO-ESTIMATION | NO-ESTIMATION | NO-ESTIMATION | CAPACITY-FACTOR-V1
BRA | Brazil | Ponte de Pedra |  | BRA0002103 | 176.1 | -17.6103 | -54.8269 | Hydro |  |  |  | 2005 |  | AgÃªncia Nacional de Energia ElÃ©trica (Brazil) | http://www2.aneel.gov.br/aplicacoes/capacidadebrasil/capacidadebrasil.cfm | AgÃªncia Nacional de Energia ElÃ©trica (Brazil) | 1012613 | 2017 | [8 empty] | 570.57 | 724.42 | 702.26 | 698.03 | 605.19 | HYDRO-V1 | HYDRO-V1 | HYDRO-V1 | HYDRO-V1 | HYDRO-V1
BRA | Brazil | Aquarius |  | BRA0000859 | 4.2 | -17.6167 | -54.9167 | Hydro |  |  |  | 2006 |  | AgÃªncia Nacional de Energia ElÃ©trica (Brazil) | http://www2.aneel.gov.br/aplicacoes/capacidadebrasil/capacidadebrasil.cfm | AgÃªncia Nacional de Energia ElÃ©trica (Brazil) | 1068023 | 2017 | [8 empty] | 15.83 | 19.29 | 18.93 | 18.98 | 18.32 | HYDRO-V1 | HYDRO-V1 | HYDRO-V1 | HYDRO-V1 | HYDRO-V1
BRA | Brazil | Santa Helena |  | BRA0030961 | 5.335 | -17.7561 | -44.4725 | Hydro |  |  |  | 2014 |  | AgÃªncia Nacional de Energia ElÃ©trica (Brazil) | http://www2.aneel.gov.br/aplicacoes/capacidadebrasil/capacidadebrasil.cfm | AgÃªncia Nacional de Energia ElÃ©trica (Brazil) | 1063749 | 2017 | [8 empty] | 9.64 | 16.86 | 16.15 | 16.19 | 13.63 | NO-ESTIMATION | SOLAR-V1 | SOLAR-V1 | SOLAR-V1 | SOLAR-V1
BRA | Brazil | Santa Clara |  | BRA0002699 | 60 | -17.8508 | -40.3106 | Hydro |  |  |  | 2002 |  | AgÃªncia Nacional de Energia ElÃ©trica (Brazil) | http://www2.aneel.gov.br/aplicacoes/capacidadebrasil/capacidadebrasil.cfm | AgÃªncia Nacional de Energia ElÃ©trica (Brazil) |  | 2017 | [8 empty] | 207.23 | 239.15 | 217.67 | 230.11 | 200.85 | SOLAR-V1 | SOLAR-V1 | SOLAR-V1 | SOLAR-V1 | SOLAR-V1
BRA | Brazil | JataÃ­ |  | BRA0028834 | 30 | -17.8933 | -51.7233 | Hydro |  |  |  | 2008 |  | AgÃªncia Nacional de Energia ElÃ©trica (Brazil) | http://www2.aneel.gov.br/aplicacoes/capacidadebrasil/capacidadebrasil.cfm | AgÃªncia Nacional de Energia ElÃ©trica (Brazil) |  | 2017 | [8 empty] | 78.90 | 120.97 | 116.96 | 117.28 | 102.85 | HYDRO-V1 | HYDRO-V1 | HYDRO-V1 | HYDRO-V1 | HYDRO-V1
BRA | Brazil | Fazenda Velha |  | BRA0031575 | 16.5 | -17.9680 | -51.7613 | Hydro |  |  |  | 2016 |  | AgÃªncia Nacional de Energia ElÃ©trica (Brazil) | http://www2.aneel.gov.br/aplicacoes/capacidadebrasil/capacidadebrasil.cfm | AgÃªncia Nacional de Energia ElÃ©trica (Brazil) | 1112283 | 2017 | [8 empty] | 49.61 | 73.08 | 67.44 | 69.11 | 62.42 | NO-ESTIMATION | NO-ESTIMATION | NO-ESTIMATION | NO-ESTIMATION | CAPACITY-FACTOR-V1
BRA | Brazil | CorumbÃ¡ I |  | BRA0000866 | 375.3 | -17.9893 | -48.5310 | Hydro |  |  |  | 1996 |  | AgÃªncia Nacional de Energia ElÃ©trica (Brazil) | http://www2.aneel.gov.br/aplicacoes/capacidadebrasil/capacidadebrasil.cfm | AgÃªncia Nacional de Energia ElÃ©trica (Brazil) | 1017328 | 2017 | [8 empty] | 1539.35 | 1442.03 | 1413.46 | 1410.36 | 1167.31 | NO-ESTIMATION | NO-ESTIMATION | NO-ESTIMATION | NO-ESTIMATION | CAPACITY-FACTOR-V1
BRA | Brazil | Serra do FacÃ£o |  | BRA0028355 | 212.58 | -18.0667 | -47.6667 | Hydro |  |  |  | 2010 |  | AgÃªncia Nacional de Energia ElÃ©trica (Brazil) | http://www2.aneel.gov.br/aplicacoes/capacidadebrasil/capacidadebrasil.cfm | AgÃªncia Nacional de Energia ElÃ©trica (Brazil) | 1017345 | 2017 | [8 empty] | 702.62 | 825.87 | 802.12 | 797.28 | 670.14 | NO-ESTIMATION | NO-ESTIMATION | NO-ESTIMATION | NO-ESTIMATION | CAPACITY-FACTOR-V1
BRA | Brazil | Irara |  | BRA0001147 | 30 | -18.0833 | -51.1667 | Hydro |  |  |  | 2008 |  | AgÃªncia Nacional de Energia ElÃ©trica (Brazil) | http://www2.aneel.gov.br/aplicacoes/capacidadebrasil/capacidadebrasil.cfm | AgÃªncia Nacional de Energia ElÃ©trica (Brazil) | 1067324 | 2017 | [8 empty] | 92.13 | 108.02 | 114.30 | 125.73 | 111.35 | NO-ESTIMATION | NO-ESTIMATION | NO-ESTIMATION | NO-ESTIMATION | CAPACITY-FACTOR-V1
BRA | Brazil | Nova Aurora |  | BRA0029066 | 21 | -18.1428 | -48.2700 | Hydro |  |  |  | 2011 |  | AgÃªncia Nacional de Energia ElÃ©trica (Brazil) | http://www2.aneel.gov.br/aplicacoes/capacidadebrasil/capacidadebrasil.cfm | AgÃªncia Nacional de Energia ElÃ©trica (Brazil) | 1065242 | 2017 | [8 empty] | 71.86 | 96.81 | 86.94 | 87.20 | 75.49 | HYDRO-V1 | HYDRO-V1 | HYDRO-V1 | HYDRO-V1 | HYDRO-V1
BRA | Brazil | TrÃªs Marias |  | BRA0027113 | 396 | -18.2150 | -45.2592 | Hydro |  |  |  | 1962 |  | AgÃªncia Nacional de Energia ElÃ©trica (Brazil) | http://www2.aneel.gov.br/aplicacoes/capacidadebrasil/capacidadebrasil.cfm | AgÃªncia Nacional de Energia ElÃ©trica (Brazil) | 1011470 | 2017 | [8 empty] | 1503.70 | 1435.47 | 1492.48 | 1389.26 | 1251.06 | HYDRO-V1 | HYDRO-V1 | HYDRO-V1 | HYDRO-V1 | HYDRO-V1
BRA | Brazil | Goiandira |  | BRA0028803 | 27 | -18.2167 | -48.2500 | Hydro |  |  |  | 2010 |  | AgÃªncia Nacional de Energia ElÃ©trica (Brazil) | http://www2.aneel.gov.br/aplicacoes/capacidadebrasil/capacidadebrasil.cfm | AgÃªncia Nacional de Energia ElÃ©trica (Brazil) | 1065243 | 2017 | [8 empty] | 71.01 | 108.87 | 105.26 | 105.55 | 92.56 | NO-ESTIMATION | NO-ESTIMATION | NO-ESTIMATION | NO-ESTIMATION | CAPACITY-FACTOR-V1
BRA | Brazil | Serra das Agulhas |  | BRA0031207 | 30 | -18.3609 | -43.9579 | Hydro |  |  |  | 2017 |  | AgÃªncia Nacional de Energia ElÃ©trica (Brazil) | http://www2.aneel.gov.br/aplicacoes/capacidadebrasil/capacidadebrasil.cfm | AgÃªncia Nacional de Energia ElÃ©trica (Brazil) | 1112294 | 2017 | [8 empty] | 37.26 | 99.33 | 97.28 | 96.26 | 81.5 | NO-ESTIMATION | NO-ESTIMATION | NO-ESTIMATION | NO-ESTIMATION | CAPACITY-FACTOR-V1
BRA | Brazil | Itumbiara |  | BRA0001194 | 2080.5 | -18.4213 | -49.1160 | Hydro |  |  |  | 1980 |  | AgÃªncia Nacional de Energia ElÃ©trica (Brazil) | http://www2.aneel.gov.br/aplicacoes/capacidadebrasil/capacidadebrasil.cfm | AgÃªncia Nacional de Energia ElÃ©trica (Brazil) | 1017334 | 2017 | [8 empty] | 8997.59 | 8913.96 | 8845.49 | 7582.64 | 8100.71 | HYDRO-V1 | HYDRO-V1 | HYDRO-V1 | HYDRO-V1 | HYDRO-V1
BRA | Brazil | EmborcaÃ§Ã£o |  | BRA0027115 | 1192 | -18.4519 | -47.9859 | Hydro |  |  |  | 1982 |  | AgÃªncia Nacional de Energia ElÃ©trica (Brazil) | http://www2.aneel.gov.br/aplicacoes/capacidadebrasil/capacidadebrasil.cfm | AgÃªncia Nacional de Energia ElÃ©trica (Brazil) | 1011514 | 2017 | [8 empty] | 5082.97 | 4787.97 | 4682.05 | 4744.66 | 4048.08 | NO-ESTIMATION | NO-ESTIMATION | NO-ESTIMATION | NO-ESTIMATION | CAPACITY-FACTOR-V1
BRA | Brazil | Cachoeira Dourada |  | BRA0000528 | 658 | -18.5025 | -49.4931 | Hydro |  |  |  | 1959 |  | AgÃªncia Nacional de Energia ElÃ©trica (Brazil) | http://www2.aneel.gov.br/aplicacoes/capacidadebrasil/capacidadebrasil.cfm | AgÃªncia Nacional de Energia ElÃ©trica (Brazil) | 1011800 | 2017 | [8 empty] | 2782.11 | 2763.63 | 2724.69 | 2499.72 | 2489.14 | NO-ESTIMATION | NO-ESTIMATION | NO-ESTIMATION | NO-ESTIMATION | CAPACITY-FACTOR-V1
BRA | Brazil | CaÃ§u |  | BRA0028756 | 65 | -18.5294 | -51.1500 | Hydro |  |  |  | 2010 |  | AgÃªncia Nacional de Energia ElÃ©trica (Brazil) | http://www2.aneel.gov.br/aplicacoes/capacidadebrasil/capacidadebrasil.cfm | AgÃªncia Nacional de Energia ElÃ©trica (Brazil) |  | 2017 | [8 empty] | 237.33 | 272.47 | 263.99 | 271.43 | 248.26 | NO-ESTIMATION | NO-ESTIMATION | NO-ESTIMATION | NO-ESTIMATION | CAPACITY-FACTOR-V1
BRA | Brazil | Costa Rica |  | BRA0000872 | 16 | -18.5667 | -53.1333 | Hydro | [5 empty] | AgÃªncia Nacional de Energia ElÃ©trica (Brazil) | http://www2.aneel.gov.br/aplicacoes/capacidadebrasil/capacidadebrasil.cfm | AgÃªncia Nacional de Energia ElÃ©trica (Brazil) | 1058969 | 2017 | [8 empty] | 50.46 | 71.37 | 69.64 | 67.29 | 61.34 | NO-ESTIMATION | NO-ESTIMATION | NO-ESTIMATION | NO-ESTIMATION | CAPACITY-FACTOR-V1
BRA | Brazil | Paiol |  | BRA0028670 | 20 | -18.5992 | -41.8478 | Hydro |  |  |  | 2010 |  | AgÃªncia Nacional de Energia ElÃ©trica (Brazil) | http://www2.aneel.gov.br/aplicacoes/capacidadebrasil/capacidadebrasil.cfm | AgÃªncia Nacional de Energia ElÃ©trica (Brazil) | 1076674 | 2017 | [8 empty] | 72.49 | 91.57 | 79.02 | 78.99 | 69.38 | NO-ESTIMATION | NO-ESTIMATION | NO-ESTIMATION | NO-ESTIMATION | CAPACITY-FACTOR-V1
BRA | Brazil | ParaÃºna |  | BRA0001977 | 4.28 | -18.6381 | -43.9647 | Hydro | [5 empty] | AgÃªncia Nacional de Energia ElÃ©trica (Brazil) | http://www2.aneel.gov.br/aplicacoes/capacidadebrasil/capacidadebrasil.cfm | AgÃªncia Nacional de Energia ElÃ©trica (Brazil) | 1011497 | 2017 | [8 empty] | 11.21 | 16.65 | 15.03 | 15.65 | 13.88 | HYDRO-V1 | HYDRO-V1 | HYDRO-V1 | HYDRO-V1 | HYDRO-V1
BRA | Brazil | Amador Aguiar II (Antiga Capim Branco II) |  | BRA0027484 | 210 | -18.6597 | -48.4353 | Hydro |  |  |  | 2007 |  | AgÃªncia Nacional de Energia ElÃ©trica (Brazil) | http://www2.aneel.gov.br/aplicacoes/capacidadebrasil/capacidadebrasil.cfm | AgÃªncia Nacional de Energia ElÃ©trica (Brazil) | 1056474 | 2017 | [8 empty] | 749.02 | 829.91 | 882.83 | 879.76 | 777.85 | SOLAR-V1 | SOLAR-V1 | SOLAR-V1 | SOLAR-V1 | SOLAR-V1
BRA | Brazil | Espora |  | BRA0000908 | 32.01 | -18.6758 | -51.8656 | Hydro |  |  |  | 2006 |  | AgÃªncia Nacional de Energia ElÃ©trica (Brazil) | http://www2.aneel.gov.br/aplicacoes/capacidadebrasil/capacidadebrasil.cfm | AgÃªncia Nacional de Energia ElÃ©trica (Brazil) | 1048151 | 2017 | [8 empty] | 105.52 | 126.26 | 128.71 | 130.04 | 119.26 | HYDRO-V1 | HYDRO-V1 | HYDRO-V1 | HYDRO-V1 | HYDRO-V1
BRA | Brazil | AporÃ© |  | BRA0029104 | 1 | -18.6805 | -52.5842 | Hydro |  |  |  | 1977 |  | AgÃªncia Nacional de Energia ElÃ©trica (Brazil) | http://www2.aneel.gov.br/aplicacoes/capacidadebrasil/capacidadebrasil.cfm | AgÃªncia Nacional de Energia ElÃ©trica (Brazil) |  | 2017 | [8 empty] | 1.74 | 3.20 | 3.08 | 3.09 | 2.68 | WIND-V1 | WIND-V1 | WIND-V1 | WIND-V1 | WIND-V1
BRA | Brazil | Malagone |  | BRA0029646 | 19 | -18.6806 | -48.4908 | Hydro |  |  |  | 2010 |  | AgÃªncia Nacional de Energia ElÃ©trica (Brazil) | http://www2.aneel.gov.br/aplicacoes/capacidadebrasil/capacidadebrasil.cfm | AgÃªncia Nacional de Energia ElÃ©trica (Brazil) | 1101835 | 2017 | [8 empty] | 61.95 | 72.25 | 82.77 | 75.11 | 66.96 | HYDRO-V1 | HYDRO-V1 | HYDRO-V1 | HYDRO-V1 | HYDRO-V1
BRA | Brazil | Piedade |  | BRA0028807 | 21.69 | -18.6889 | -49.0089 | Hydro |  |  |  | 2010 |  | AgÃªncia Nacional de Energia ElÃ©trica (Brazil) | http://www2.aneel.gov.br/aplicacoes/capacidadebrasil/capacidadebrasil.cfm | AgÃªncia Nacional de Energia ElÃ©trica (Brazil) | 1088155 | 2017 | [8 empty] | 45.67 | 78.27 | 64.59 | 87.90 | 63.71 | NO-ESTIMATION | NO-ESTIMATION | NO-ESTIMATION | NO-ESTIMATION | CAPACITY-FACTOR-V1
BRA | Brazil | Barra dos Coqueiros |  | BRA0028757 | 90 | -18.7233 | -51.0031 | Hydro |  |  |  | 2010 |  | AgÃªncia Nacional de Energia ElÃ©trica (Brazil) | http://www2.aneel.gov.br/aplicacoes/capacidadebrasil/capacidadebrasil.cfm | AgÃªncia Nacional de Energia ElÃ©trica (Brazil) |  | 2017 | [8 empty] | 328.62 | 377.50 | 365.52 | 396.73 | 364.58 | NO-ESTIMATION | NO-ESTIMATION | NO-ESTIMATION | NO-ESTIMATION | CAPACITY-FACTOR-V1
BRA | Brazil | Queixada |  | BRA0030272 | 30 | -18.7342 | -51.7952 | Hydro |  |  |  | 2012 |  | AgÃªncia Nacional de Energia ElÃ©trica (Brazil) | http://www2.aneel.gov.br/aplicacoes/capacidadebrasil/capacidadebrasil.cfm | AgÃªncia Nacional de Energia ElÃ©trica (Brazil) | 1101831 | 2017 | [8 empty] | 98.89 | 118.33 | 120.62 | 121.87 | 111.77 | NO-ESTIMATION | NO-ESTIMATION | NO-ESTIMATION | NO-ESTIMATION | CAPACITY-FACTOR-V1
BRA | Brazil | Pontal do Prata |  | BRA0029118 | 13.774 | -18.7414 | -52.2867 | Hydro |  |  |  | 2012 |  | AgÃªncia Nacional de Energia ElÃ©trica (Brazil) | http://www2.aneel.gov.br/aplicacoes/capacidadebrasil/capacidadebrasil.cfm | AgÃªncia Nacional de Energia ElÃ©trica (Brazil) | 1097896 | 2017 | [8 empty] | 41.26 | 61.13 | 62.88 | 60.46 | 55.12 | NO-ESTIMATION | NO-ESTIMATION | NO-ESTIMATION | NO-ESTIMATION | CAPACITY-FACTOR-V1
BRA | Brazil | Planalto |  | BRA0028737 | 17 | -18.7833 | -52.3833 | Hydro |  |  |  | 2009 |  | AgÃªncia Nacional de Energia ElÃ©trica (Brazil) | http://www2.aneel.gov.br/aplicacoes/capacidadebrasil/capacidadebrasil.cfm | AgÃªncia Nacional de Energia ElÃ©trica (Brazil) | 1063207 | 2017 | [8 empty] | 38.42 | 62.28 | 60.01 | 60.17 | 52 | NO-ESTIMATION | NO-ESTIMATION | NO-ESTIMATION | NO-ESTIMATION | CAPACITY-FACTOR-V1
BRA | Brazil | Amador Aguiar I (Antiga Capim Branco I) |  | BRA0027483 | 243.675 | -18.7903 | -48.1472 | Hydro |  |  |  | 2006 |  | AgÃªncia Nacional de Energia ElÃ©trica (Brazil) | http://www2.aneel.gov.br/aplicacoes/capacidadebrasil/capacidadebrasil.cfm | AgÃªncia Nacional de Energia ElÃ©trica (Brazil) | 1011474 | 2017 | [8 empty] | 820.88 | 925.35 | 966.48 | 952.43 | 844.66 | NO-ESTIMATION | NO-ESTIMATION | NO-ESTIMATION | NO-ESTIMATION | CAPACITY-FACTOR-V1
BRA | Brazil | Salto |  | BRA0028758 | 116 | -18.8083 | -51.1694 | Hydro |  |  |  | 2010 |  | AgÃªncia Nacional de Energia ElÃ©trica (Brazil) | http://www2.aneel.gov.br/aplicacoes/capacidadebrasil/capacidadebrasil.cfm | AgÃªncia Nacional de Energia ElÃ©trica (Brazil) | 1011467 | 2017 | [8 empty] | 385.35 | 457.66 | 477.84 | 478.48 | 442.49 | NO-ESTIMATION | NO-ESTIMATION | NO-ESTIMATION | NO-ESTIMATION | CAPACITY-FACTOR-V1
BRA | Brazil | Retiro Velho |  | BRA0028771 | 18 | -18.8197 | -52.1775 | Hydro |  |  |  | 2009 |  | AgÃªncia Nacional de Energia ElÃ©trica (Brazil) | http://www2.aneel.gov.br/aplicacoes/capacidadebrasil/capacidadebrasil.cfm | AgÃªncia Nacional de Energia ElÃ©trica (Brazil) | 1067323 | 2017 | [8 empty] | 53.92 | 79.89 | 82.18 | 79.01 | 72.04 | NO-ESTIMATION | NO-ESTIMATION | NO-ESTIMATION | NO-ESTIMATION | CAPACITY-FACTOR-V1
BRA | Brazil | Corrente Grande |  | BRA0030781 | 1.25 | -18.8900 | -42.7240 | Hydro |  |  |  | 2012 |  | AgÃªncia Nacional de Energia ElÃ©trica (Brazil) | http://www2.aneel.gov.br/aplicacoes/capacidadebrasil/capacidadebrasil.cfm | AgÃªncia Nacional de Energia ElÃ©trica (Brazil) |  | 2017 | [8 empty] | 2.73 | 4.16 | 3.92 | 4.76 | 3.46 | NO-ESTIMATION | NO-ESTIMATION | NO-ESTIMATION | NO-ESTIMATION | CAPACITY-FACTOR-V1
BRA | Brazil | Retiro Baixo |  | BRA0029457 | 83.657 | -18.8944 | -44.7817 | Hydro |  |  |  | 2010 |  | AgÃªncia Nacional de Energia ElÃ©trica (Brazil) | http://www2.aneel.gov.br/aplicacoes/capacidadebrasil/capacidadebrasil.cfm | AgÃªncia Nacional de Energia ElÃ©trica (Brazil) | 1078116 | 2017 | [8 empty] | 269.62 | 376.19 | 326.79 | 334.10 | 297.34 | NO-ESTIMATION | NO-ESTIMATION | NO-ESTIMATION | NO-ESTIMATION | CAPACITY-FACTOR-V1
BRA | Brazil | Alto BrejaÃºba |  | BRA0030687 | 1.35 | -18.9011 | -42.4460 | Hydro |  |  |  | 2015 |  | AgÃªncia Nacional de Energia ElÃ©trica (Brazil) | http://www2.aneel.gov.br/aplicacoes/capacidadebrasil/capacidadebrasil.cfm | AgÃªncia Nacional de Energia ElÃ©trica (Brazil) |  | 2017 | [8 empty] | 2.01 | 4.05 | 3.88 | 3.89 | 3.34 | NO-ESTIMATION | NO-ESTIMATION | NO-ESTIMATION | NO-ESTIMATION | CAPACITY-FACTOR-V1
BRA | Brazil | Brejauba |  | BRA0030688 | 1.35 | -18.9114 | -42.4400 | Hydro |  |  |  | 2015 |  | AgÃªncia Nacional de Energia ElÃ©trica (Brazil) | http://www2.aneel.gov.br/aplicacoes/capacidadebrasil/capacidadebrasil.cfm | AgÃªncia Nacional de Energia ElÃ©trica (Brazil) | 1107775 | 2017 | [8 empty] | 2.01 | 4.05 | 3.88 | 3.89 | 3.34 | NO-ESTIMATION | NO-ESTIMATION | NO-ESTIMATION | NO-ESTIMATION | CAPACITY-FACTOR-V1
BRA | Brazil | Miranda |  | BRA0001469 | 408 | -18.9122 | -48.0414 | Hydro |  |  |  | 1998 |  | AgÃªncia Nacional de Energia ElÃ©trica (Brazil) | http://www2.aneel.gov.br/aplicacoes/capacidadebrasil/capacidadebrasil.cfm | AgÃªncia Nacional de Energia ElÃ©trica (Brazil) | 1011489 | 2017 | [8 empty] | 1342.11 | 1517.03 | 1585.89 | 1560.55 | 1381.92 | NO-ESTIMATION | NO-ESTIMATION | NO-ESTIMATION | NO-ESTIMATION | CAPACITY-FACTOR-V1
BRA | Brazil | Salto Morais |  | BRA0002656 | 2.394 | -18.9492 | -49.3831 | Hydro | [5 empty] | AgÃªncia Nacional de Energia ElÃ©trica (Brazil) | http://www2.aneel.gov.br/aplicacoes/capacidadebrasil/capacidadebrasil.cfm | AgÃªncia Nacional de Energia ElÃ©trica (Brazil) | 1011507 | 2017 | [8 empty] | 6.34 | 9.99 | 8.93 | 8.62 | 9.9 | NO-ESTIMATION | NO-ESTIMATION | NO-ESTIMATION | NO-ESTIMATION | CAPACITY-FACTOR-V1
BRA | Brazil | Corrente Grande |  | BRA0027842 | 14 | -18.9500 | -42.5167 | Hydro |  |  |  | 2011 |  | AgÃªncia Nacional de Energia ElÃ©trica (Brazil) | http://www2.aneel.gov.br/aplicacoes/capacidadebrasil/capacidadebrasil.cfm | AgÃªncia Nacional de Energia ElÃ©trica (Brazil) | 1062516 | 2017 | [8 empty] | 42.34 | 50.86 | 49.14 | 56.63 | 44.33 | SOLAR-V1-NO-AGE | SOLAR-V1-NO-AGE | SOLAR-V1-NO-AGE | SOLAR-V1-NO-AGE | SOLAR-V1-NO-AGE
BRA | Brazil | Barra da PaciÃªncia |  | BRA0027530 | 23 | -18.9500 | -42.6000 | Hydro |  |  |  | 2011 |  | AgÃªncia Nacional de Energia ElÃ©trica (Brazil) | http://www2.aneel.gov.br/aplicacoes/capacidadebrasil/capacidadebrasil.cfm | AgÃªncia Nacional de Energia ElÃ©trica (Brazil) | 1076675 | 2017 | [8 empty] | 66.36 | 78.16 | 75.35 | 87.63 | 67.45 | SOLAR-V1-NO-AGE | SOLAR-V1-NO-AGE | SOLAR-V1-NO-AGE | SOLAR-V1-NO-AGE | SOLAR-V1-NO-AGE
BRA | Brazil | ParaÃ­so I |  | BRA0027587 | 21.6 | -19.0000 | -53.0000 | Hydro |  |  |  | 2004 |  | AgÃªncia Nacional de Energia ElÃ©trica (Brazil) | http://www2.aneel.gov.br/aplicacoes/capacidadebrasil/capacidadebrasil.cfm | AgÃªncia Nacional de Energia ElÃ©trica (Brazil) |  | 2017 | [8 empty] | 55.74 | 86.03 | 83.14 | 83.37 | 72.98 | SOLAR-V1-NO-AGE | SOLAR-V1-NO-AGE | SOLAR-V1-NO-AGE | SOLAR-V1-NO-AGE | SOLAR-V1-NO-AGE
BRA | Brazil | SÃ£o SimÃ£o |  | BRA0002704 | 1710 | -19.0181 | -50.4992 | Hydro |  |  |  | 1978 |  | AgÃªncia Nacional de Energia ElÃ©trica (Brazil) | http://www2.aneel.gov.br/aplicacoes/capacidadebrasil/capacidadebrasil.cfm | AgÃªncia Nacional de Energia ElÃ©trica (Brazil) |  | 2017 | [8 empty] | 7682.87 | 7024.24 | 5946.18 | 6720.26 | 6498.46 | SOLAR-V1-NO-AGE | SOLAR-V1-NO-AGE | SOLAR-V1-NO-AGE | SOLAR-V1-NO-AGE | SOLAR-V1-NO-AGE
BRA | Brazil | Baguari |  | BRA0029453 | 140.544 | -19.0220 | -42.1230 | Hydro |  |  |  | 2009 |  | AgÃªncia Nacional de Energia ElÃ©trica (Brazil) | http://www2.aneel.gov.br/aplicacoes/capacidadebrasil/capacidadebrasil.cfm | AgÃªncia Nacional de Energia ElÃ©trica (Brazil) | 1065244 | 2017 | [8 empty] | 624.13 | 570.44 | 549.64 | 538.03 | 484.78 | SOLAR-V1-NO-AGE | SOLAR-V1-NO-AGE | SOLAR-V1-NO-AGE | SOLAR-V1-NO-AGE | SOLAR-V1-NO-AGE
BRA | Brazil | Lajeado |  | BRA0031438 | 8.838 | -19.0572 | -52.5308 | Hydro |  |  |  | 2016 |  | AgÃªncia Nacional de Energia ElÃ©trica (Brazil) | http://www2.aneel.gov.br/aplicacoes/capacidadebrasil/capacidadebrasil.cfm | AgÃªncia Nacional de Energia ElÃ©trica (Brazil) |  | 2017 | [8 empty] | 26.51 | 38.23 | 35.49 | 33.22 | 35.88 | SOLAR-V1-NO-AGE | SOLAR-V1-NO-AGE | SOLAR-V1-NO-AGE | SOLAR-V1-NO-AGE | SOLAR-V1-NO-AGE
BRA | Brazil | Farias |  | BRA0030404 | 1.35 | -19.0670 | -42.8092 | Hydro |  |  |  | 2015 |  | AgÃªncia Nacional de Energia ElÃ©trica (Brazil) | http://www2.aneel.gov.br/aplicacoes/capacidadebrasil/capacidadebrasil.cfm | AgÃªncia Nacional de Energia ElÃ©trica (Brazil) |  | 2017 | [8 empty] | 2.12 | 4.16 | 3.99 | 4.00 | 3.45 | SOLAR-V1-NO-AGE | SOLAR-V1-NO-AGE | SOLAR-V1-NO-AGE | SOLAR-V1-NO-AGE | SOLAR-V1-NO-AGE
BRA | Brazil | Pitangas |  | BRA0030689 | 1.25 | -19.0800 | -42.6850 | Hydro |  |  |  | 2015 |  | AgÃªncia Nacional de Energia ElÃ©trica (Brazil) | http://www2.aneel.gov.br/aplicacoes/capacidadebrasil/capacidadebrasil.cfm | AgÃªncia Nacional de Energia ElÃ©trica (Brazil) |  | 2017 | [8 empty] | 2.04 | 3.92 | 3.77 | 3.78 | 3.27 | SOLAR-V1-NO-AGE | SOLAR-V1-NO-AGE | SOLAR-V1-NO-AGE | SOLAR-V1-NO-AGE | SOLAR-V1-NO-AGE
BRA | Brazil | Funil |  | BRA0027645 | 22.5 | -19.0833 | -42.8500 | Hydro |  |  |  | 2008 |  | AgÃªncia Nacional de Energia ElÃ©trica (Brazil) | http://www2.aneel.gov.br/aplicacoes/capacidadebrasil/capacidadebrasil.cfm | AgÃªncia Nacional de Energia ElÃ©trica (Brazil) |  | 2017 | [8 empty] | 75.49 | 87.62 | 76.31 | 94.84 | 81.4 | SOLAR-V1-NO-AGE | SOLAR-V1-NO-AGE | SOLAR-V1-NO-AGE | SOLAR-V1-NO-AGE | SOLAR-V1-NO-AGE
BRA | Brazil | Salto Grande |  | BRA0027210 | 102 | -19.1156 | -42.7186 | Hydro |  |  |  | 1956 |  | AgÃªncia Nacional de Energia ElÃ©trica (Brazil) | http://www2.aneel.gov.br/aplicacoes/capacidadebrasil/capacidadebrasil.cfm | AgÃªncia Nacional de Energia ElÃ©trica (Brazil) | 1011467 | 2017 | [8 empty] | 345.48 | 409.07 | 401.73 | 379.97 | 365.05 | SOLAR-V1-NO-AGE | SOLAR-V1-NO-AGE | SOLAR-V1-NO-AGE | SOLAR-V1-NO-AGE | SOLAR-V1-NO-AGE
BRA | Brazil | Porto Estrela |  | BRA0027196 | 112 | -19.1167 | -42.6592 | Hydro |  |  |  | 2001 |  | AgÃªncia Nacional de Energia ElÃ©trica (Brazil) | http://www2.aneel.gov.br/aplicacoes/capacidadebrasil/capacidadebrasil.cfm | AgÃªncia Nacional de Energia ElÃ©trica (Brazil) | 1011504 | 2017 | [8 empty] | 372.67 | 446.21 | 441.49 | 416.61 | 401.22 | SOLAR-V1-NO-AGE | SOLAR-V1-NO-AGE | SOLAR-V1-NO-AGE | SOLAR-V1-NO-AGE | SOLAR-V1-NO-AGE
BRA | Brazil | Engenheiro JosÃ© Luiz Muller de Godoy Pereira (Antiga Foz do Rio Claro) |  | BRA0029455 | 68.4 | -19.1178 | -50.6456 | Hydro |  |  |  | 2010 |  | AgÃªncia Nacional de Energia ElÃ©trica (Brazil) | http://www2.aneel.gov.br/aplicacoes/capacidadebrasil/capacidadebrasil.cfm | AgÃªncia Nacional de Energia ElÃ©trica (Brazil) | 1074363 | 2017 | [8 empty] | 249.75 | 286.72 | 277.05 | 301.51 | 277.08 | SOLAR-V1-NO-AGE | SOLAR-V1-NO-AGE | SOLAR-V1-NO-AGE | SOLAR-V1-NO-AGE | SOLAR-V1-NO-AGE
BRA | Brazil | Nova Ponte |  | BRA0001574 | 510 | -19.1331 | -47.6936 | Hydro |  |  |  | 1994 |  | AgÃªncia Nacional de Energia ElÃ©trica (Brazil) | http://www2.aneel.gov.br/aplicacoes/capacidadebrasil/capacidadebrasil.cfm | AgÃªncia Nacional de Energia ElÃ©trica (Brazil) | 1011492 | 2017 | [8 empty] | 1709.24 | 1867.34 | 1973.50 | 1917.43 | 1593.63 | SOLAR-V1-NO-AGE | SOLAR-V1-NO-AGE | SOLAR-V1-NO-AGE | SOLAR-V1-NO-AGE | SOLAR-V1-NO-AGE
BRA | Brazil | Salto do Rio Verdinho |  | BRA0028760 | 93 | -19.1456 | -50.7672 | Hydro |  |  |  | 2010 |  | AgÃªncia Nacional de Energia ElÃ©trica (Brazil) | http://www2.aneel.gov.br/aplicacoes/capacidadebrasil/capacidadebrasil.cfm | AgÃªncia Nacional de Energia ElÃ©trica (Brazil) | 1054700 | 2017 | [8 empty] | 308.38 | 360.84 | 383.54 | 378.74 | 376.74 | SOLAR-V1-NO-AGE | SOLAR-V1-NO-AGE | SOLAR-V1-NO-AGE | SOLAR-V1-NO-AGE | SOLAR-V1-NO-AGE
BRA | Brazil | Indaiazinho (Antiga Indaiazinho Grande) |  | BRA0030079 | 12.5 | -19.2008 | -52.3542 | Hydro |  |  |  | 2012 |  | AgÃªncia Nacional de Energia ElÃ©trica (Brazil) | http://www2.aneel.gov.br/aplicacoes/capacidadebrasil/capacidadebrasil.cfm | AgÃªncia Nacional de Energia ElÃ©trica (Brazil) | 1094343 | 2017 | [8 empty] | 40.77 | 52.72 | 53.52 | 55.60 | 54.67 | SOLAR-V1-NO-AGE | SOLAR-V1-NO-AGE | SOLAR-V1-NO-AGE | SOLAR-V1-NO-AGE | SOLAR-V1-NO-AGE
BRA | Brazil | Alto SucuriÃº |  | BRA0028817 | 29 | -19.2450 | -52.8994 | Hydro |  |  |  | 2008 |  | AgÃªncia Nacional de Energia ElÃ©trica (Brazil) | http://www2.aneel.gov.br/aplicacoes/capacidadebrasil/capacidadebrasil.cfm | AgÃªncia Nacional de Energia ElÃ©trica (Brazil) | 1087245 | 2017 | [8 empty] | 109.19 | 124.72 | 124.09 | 127.12 | 118.66 | SOLAR-V1-NO-AGE | SOLAR-V1-NO-AGE | SOLAR-V1-NO-AGE | SOLAR-V1-NO-AGE | SOLAR-V1-NO-AGE
BRA | Brazil | IndaiÃ¡ Grande |  | BRA0030078 | 19.998 | -19.2836 | -52.3983 | Hydro |  |  |  | 2012 |  | AgÃªncia Nacional de Energia ElÃ©trica (Brazil) | http://www2.aneel.gov.br/aplicacoes/capacidadebrasil/capacidadebrasil.cfm | AgÃªncia Nacional de Energia ElÃ©trica (Brazil) | 1092147 | 2017 | [8 empty] | 59.90 | 81.94 | 88.08 | 91.83 | 83.53 | HYDRO-V1 | HYDRO-V1 | HYDRO-V1 | HYDRO-V1 | HYDRO-V1
BRA | Brazil | Buriti |  | BRA0028753 | 30 | -19.3333 | -52.6667 | Hydro |  |  |  | 2007 |  | AgÃªncia Nacional de Energia ElÃ©trica (Brazil) | http://www2.aneel.gov.br/aplicacoes/capacidadebrasil/capacidadebrasil.cfm | AgÃªncia Nacional de Energia ElÃ©trica (Brazil) |  | 2017 | [8 empty] | 99.02 | 129.69 | 132.37 | 133.39 | 114.51 | SOLAR-V1-NO-AGE | SOLAR-V1-NO-AGE | SOLAR-V1-NO-AGE | SOLAR-V1-NO-AGE | SOLAR-V1-NO-AGE
BRA | Brazil | Ponte Alta |  | BRA0029013 | 13 | -19.4103 | -54.4931 | Hydro |  |  |  | 2007 |  | AgÃªncia Nacional de Energia ElÃ©trica (Brazil) | http://www2.aneel.gov.br/aplicacoes/capacidadebrasil/capacidadebrasil.cfm | AgÃªncia Nacional de Energia ElÃ©trica (Brazil) | 1034661 | 2017 | [8 empty] | 27.73 | 51.08 | 46.68 | 49.93 | 43.67 | SOLAR-V1-NO-AGE | SOLAR-V1-NO-AGE | SOLAR-V1-NO-AGE | SOLAR-V1-NO-AGE | SOLAR-V1-NO-AGE
BRA | Brazil | CachoeirÃ£o |  | BRA0027940 | 27 | -19.4367 | -41.6142 | Hydro |  |  |  | 2008 |  | AgÃªncia Nacional de Energia ElÃ©trica (Brazil) | http://www2.aneel.gov.br/aplicacoes/capacidadebrasil/capacidadebrasil.cfm | AgÃªncia Nacional de Energia ElÃ©trica (Brazil) | 1063464 | 2017 | [8 empty] | 87.87 | 121.36 | 105.91 | 101.68 | 96.51 | SOLAR-V1-NO-AGE | SOLAR-V1-NO-AGE | SOLAR-V1-NO-AGE | SOLAR-V1-NO-AGE | SOLAR-V1-NO-AGE
BRA | Brazil | Porto das Pedras |  | BRA0028995 | 28.03 | -19.4736 | -52.5397 | Hydro |  |  |  | 2008 |  | AgÃªncia Nacional de Energia ElÃ©trica (Brazil) | http://www2.aneel.gov.br/aplicacoes/capacidadebrasil/capacidadebrasil.cfm | AgÃªncia Nacional de Energia ElÃ©trica (Brazil) | 1066744 | 2017 | [8 empty] | 92.52 | 121.17 | 123.68 | 124.63 | 106.99 | SOLAR-V1-NO-AGE | SOLAR-V1-NO-AGE | SOLAR-V1-NO-AGE | SOLAR-V1-NO-AGE | SOLAR-V1-NO-AGE
BRA | Brazil | AimorÃ©s |  | BRA0000042 | 330 | -19.4983 | -41.0236 | Hydro |  |  |  | 2005 |  | AgÃªncia Nacional de Energia ElÃ©trica (Brazil) | http://www2.aneel.gov.br/aplicacoes/capacidadebrasil/capacidadebrasil.cfm | AgÃªncia Nacional de Energia ElÃ©trica (Brazil) | 1050765 | 2017 | [8 empty] | 1353.57 | 1234.91 | 1196.24 | 1254.60 | 1379.73 | HYDRO-V1 | HYDRO-V1 | HYDRO-V1 | HYDRO-V1 | HYDRO-V1
BRA | Brazil | Pai Joaquim |  | BRA0001934 | 23 | -19.5000 | -47.5167 | Hydro |  |  |  | 2004 |  | AgÃªncia Nacional de Energia ElÃ©trica (Brazil) | http://www2.aneel.gov.br/aplicacoes/capacidadebrasil/capacidadebrasil.cfm | AgÃªncia Nacional de Energia ElÃ©trica (Brazil) | 1011494 | 2017 | [8 empty] | 80.02 | 104.31 | 94.58 | 97.02 | 85.99 | HYDRO-V1 | HYDRO-V1 | HYDRO-V1 | HYDRO-V1 | HYDRO-V1
BRA | Brazil | Mascarenhas |  | BRA0001432 | 189 | -19.5005 | -40.9185 | Hydro |  |  |  | 1973 |  | AgÃªncia Nacional de Energia ElÃ©trica (Brazil) | http://www2.aneel.gov.br/aplicacoes/capacidadebrasil/capacidadebrasil.cfm | AgÃªncia Nacional de Energia ElÃ©trica (Brazil) | 1017338 | 2017 | [8 empty] | 849.99 | 739.21 | 745.59 | 797.23 | 869.13 | SOLAR-V1-NO-AGE | SOLAR-V1-NO-AGE | SOLAR-V1-NO-AGE | SOLAR-V1-NO-AGE | SOLAR-V1-NO-AGE
BRA | Brazil | Inhapim |  | BRA0028987 | 6 | -19.5317 | -42.1231 | Hydro |  |  |  | 2014 |  | AgÃªncia Nacional de Energia ElÃ©trica (Brazil) | http://www2.aneel.gov.br/aplicacoes/capacidadebrasil/capacidadebrasil.cfm | AgÃªncia Nacional de Energia ElÃ©trica (Brazil) |  | 2017 | [8 empty] | 15.70 | 25.51 | 21.13 | 21.67 | 18.07 | SOLAR-V1-NO-AGE | SOLAR-V1-NO-AGE | SOLAR-V1-NO-AGE | SOLAR-V1-NO-AGE | SOLAR-V1-NO-AGE
BRA | Brazil | Cocais Grande |  | BRA0027728 | 10 | -19.5319 | -42.7672 | Hydro |  |  |  | 2009 |  | AgÃªncia Nacional de Energia ElÃ©trica (Brazil) | http://www2.aneel.gov.br/aplicacoes/capacidadebrasil/capacidadebrasil.cfm | AgÃªncia Nacional de Energia ElÃ©trica (Brazil) | 1063462 | 2017 | [8 empty] | 21.67 | 36.10 | 34.76 | 34.86 | 30.05 | SOLAR-V1-NO-AGE | SOLAR-V1-NO-AGE | SOLAR-V1-NO-AGE | SOLAR-V1-NO-AGE | SOLAR-V1-NO-AGE
BRA | Brazil | Areia Branca |  | BRA0027910 | 19.8 | -19.5761 | -41.8028 | Hydro |  |  |  | 2010 |  | AgÃªncia Nacional de Energia ElÃ©trica (Brazil) | http://www2.aneel.gov.br/aplicacoes/capacidadebrasil/capacidadebrasil.cfm | AgÃªncia Nacional de Energia ElÃ©trica (Brazil) | 1059252 | 2017 | [8 empty] | 62.92 | 83.28 | 85.44 | 75.70 | 72.87 | SOLAR-V1-NO-AGE | SOLAR-V1-NO-AGE | SOLAR-V1-NO-AGE | SOLAR-V1-NO-AGE | SOLAR-V1-NO-AGE
BRA | Brazil | AntÃ´nio Dias |  | BRA0030954 | 1.35 | -19.6047 | -42.8583 | Hydro |  |  |  | 2015 |  | AgÃªncia Nacional de Energia ElÃ©trica (Brazil) | http://www2.aneel.gov.br/aplicacoes/capacidadebrasil/capacidadebrasil.cfm | AgÃªncia Nacional de Energia ElÃ©trica (Brazil) |  | 2017 | [8 empty] | 3.83 | 5.10 | 4.08 | 5.14 | 3.54 | SOLAR-V1-NO-AGE | SOLAR-V1-NO-AGE | SOLAR-V1-NO-AGE | SOLAR-V1-NO-AGE | SOLAR-V1-NO-AGE
BRA | Brazil | JoÃ£o de Deus |  | BRA0001252 | 1.548 | -19.6397 | -45.1092 | Hydro |  |  |  | 1928 |  | AgÃªncia Nacional de Energia ElÃ©trica (Brazil) | http://www2.aneel.gov.br/aplicacoes/capacidadebrasil/capacidadebrasil.cfm | AgÃªncia Nacional de Energia ElÃ©trica (Brazil) |  | 2017 | [8 empty] | 4.82 | 6.06 | 6.74 | 7.18 | 5.2 | SOLAR-V1-NO-AGE | SOLAR-V1-NO-AGE | SOLAR-V1-NO-AGE | SOLAR-V1-NO-AGE | SOLAR-V1-NO-AGE
BRA | Brazil | Madame Denise (Cachoeira do Furado) |  | BRA0028218 | 2.88 | -19.6428 | -43.6911 | Hydro |  |  |  | 1935 |  | AgÃªncia Nacional de Energia ElÃ©trica (Brazil) | http://www2.aneel.gov.br/aplicacoes/capacidadebrasil/capacidadebrasil.cfm | AgÃªncia Nacional de Energia ElÃ©trica (Brazil) | 1063857 | 2017 | [8 empty] | 7.18 | 11.24 | 11.44 | 11.72 | 10.31 | NO-ESTIMATION | NO-ESTIMATION | NO-ESTIMATION | NO-ESTIMATION | CAPACITY-FACTOR-V1
BRA | Brazil | SÃ¡ Carvalho |  | BRA0002563 | 78 | -19.6466 | -42.8499 | Hydro |  |  |  | 1951 |  | AgÃªncia Nacional de Energia ElÃ©trica (Brazil) | http://www2.aneel.gov.br/aplicacoes/capacidadebrasil/capacidadebrasil.cfm | AgÃªncia Nacional de Energia ElÃ©trica (Brazil) | 1009660 | 2017 | [8 empty] | 254.43 | 311.93 | 294.16 | 299.54 | 270.29 | NO-ESTIMATION | NO-ESTIMATION | NO-ESTIMATION | NO-ESTIMATION | CAPACITY-FACTOR-V1
BRA | Brazil | Guilman Amorim |  | BRA0001079 | 140.04 | -19.7083 | -42.9600 | Hydro |  |  |  | 1997 |  | AgÃªncia Nacional de Energia ElÃ©trica (Brazil) | http://www2.aneel.gov.br/aplicacoes/capacidadebrasil/capacidadebrasil.cfm | AgÃªncia Nacional de Energia ElÃ©trica (Brazil) | 1011479 | 2017 | [8 empty] | 425.23 | 536.74 | 521.03 | 512.19 | 451.3 | NO-ESTIMATION | NO-ESTIMATION | NO-ESTIMATION | NO-ESTIMATION | CAPACITY-FACTOR-V1
BRA | Brazil | Pipoca |  | BRA0002069 | 20 | -19.7500 | -41.7667 | Hydro |  |  |  | 2010 |  | AgÃªncia Nacional de Energia ElÃ©trica (Brazil) | http://www2.aneel.gov.br/aplicacoes/capacidadebrasil/capacidadebrasil.cfm | AgÃªncia Nacional de Energia ElÃ©trica (Brazil) | 1062519 | 2017 | [8 empty] | 68.18 | 89.04 | 78.92 | 83.15 | 74 | NO-ESTIMATION | NO-ESTIMATION | NO-ESTIMATION | NO-ESTIMATION | CAPACITY-FACTOR-V1
BRA | Brazil | SÃ£o GonÃ§alo (Antiga Santa BÃ¡rbara) |  | BRA0027673 | 11 | -19.8167 | -43.2500 | Hydro |  |  |  | 2010 |  | AgÃªncia Nacional de Energia ElÃ©trica (Brazil) | http://www2.aneel.gov.br/aplicacoes/capacidadebrasil/capacidadebrasil.cfm | AgÃªncia Nacional de Energia ElÃ©trica (Brazil) |  | 2017 | [8 empty] | 36.55 | 46.77 | 45.08 | 42.45 | 38.68 | NO-ESTIMATION | NO-ESTIMATION | NO-ESTIMATION | NO-ESTIMATION | CAPACITY-FACTOR-V1
BRA | Brazil | Rio Piracicaba |  | BRA0002075 | 9 | -19.8464 | -43.1228 | Hydro | [5 empty] | AgÃªncia Nacional de Energia ElÃ©trica (Brazil) | http://www2.aneel.gov.br/aplicacoes/capacidadebrasil/capacidadebrasil.cfm | AgÃªncia Nacional de Energia ElÃ©trica (Brazil) |  | 2017 | [8 empty] | 30.83 | 39.16 | 39.42 | 34.73 | 30.99 | WIND-V1 | WIND-V1 | WIND-V1 | WIND-V1 | WIND-V1
BRA | Brazil | Ãgua Vermelha (Antiga JosÃ© ErmÃ­rio de Moraes) |  | BRA0000041 | 1396.2 | -19.8511 | -50.3456 | Hydro |  |  |  | 1978 |  | AgÃªncia Nacional de Energia ElÃ©trica (Brazil) | http://www2.aneel.gov.br/aplicacoes/capacidadebrasil/capacidadebrasil.cfm | AgÃªncia Nacional de Energia ElÃ©trica (Brazil) |  | 2017 | [8 empty] | 5134.35 | 5491.52 | 4980.65 | 4834.79 | 4382.47 | NO-ESTIMATION | NO-ESTIMATION | NO-ESTIMATION | NO-ESTIMATION | CAPACITY-FACTOR-V1
BRA | Brazil | Peti |  | BRA0002047 | 9.4 | -19.8814 | -43.3678 | Hydro | [5 empty] | AgÃªncia Nacional de Energia ElÃ©trica (Brazil) | http://www2.aneel.gov.br/aplicacoes/capacidadebrasil/capacidadebrasil.cfm | AgÃªncia Nacional de Energia ElÃ©trica (Brazil) | 1011498 | 2017 | [8 empty] | 30.86 | 40.09 | 38.65 | 36.27 | 33.18 | WIND-V1 | WIND-V1 | WIND-V1 | WIND-V1 | WIND-V1
BRA | Brazil | Igarapava |  | BRA0001098 | 210 | -19.9833 | -47.7500 | Hydro |  |  |  | 1998 |  | AgÃªncia Nacional de Energia ElÃ©trica (Brazil) | http://www2.aneel.gov.br/aplicacoes/capacidadebrasil/capacidadebrasil.cfm | AgÃªncia Nacional de Energia ElÃ©trica (Brazil) | 1011480 | 2017 | [8 empty] | 824.50 | 824.71 | 806.23 | 888.28 | 810.68 | HYDRO-V1 | HYDRO-V1 | HYDRO-V1 | HYDRO-V1 | HYDRO-V1
BRA | Brazil | VÃ¡rzea Alegre |  | BRA0027572 | 7.5 | -19.9861 | -41.7169 | Hydro |  |  |  | 2011 |  | AgÃªncia Nacional de Energia ElÃ©trica (Brazil) | http://www2.aneel.gov.br/aplicacoes/capacidadebrasil/capacidadebrasil.cfm | AgÃªncia Nacional de Energia ElÃ©trica (Brazil) | 1063453 | 2017 | [8 empty] | 20.19 | 27.39 | 26.61 | 27.78 | 23.28 | WIND-V1 | WIND-V1 | WIND-V1 | WIND-V1 | WIND-V1
BRA | Brazil | CuruÃ¡-Una |  | BRA0027130 | 30.3 | -2.8117 | -54.2989 | Hydro |  |  |  | 1977 |  | AgÃªncia Nacional de Energia ElÃ©trica (Brazil) | http://www2.aneel.gov.br/aplicacoes/capacidadebrasil/capacidadebrasil.cfm | AgÃªncia Nacional de Energia ElÃ©trica (Brazil) | 1011762 | 2017 | [8 empty] | 150.30 | 136.77 | 135.84 | 136.51 | 127.93 | NO-ESTIMATION | NO-ESTIMATION | NO-ESTIMATION | NO-ESTIMATION | CAPACITY-FACTOR-V1
BRA | Brazil | Jaguara |  | BRA0001225 | 424 | -20.0231 | -47.4344 | Hydro |  |  |  | 1971 |  | AgÃªncia Nacional de Energia ElÃ©trica (Brazil) | http://www2.aneel.gov.br/aplicacoes/capacidadebrasil/capacidadebrasil.cfm | AgÃªncia Nacional de Energia ElÃ©trica (Brazil) | 1011484 | 2017 | [8 empty] | 1538.07 | 1522.61 | 1456.44 | 1616.96 | 1441.68 | NO-ESTIMATION | NO-ESTIMATION | NO-ESTIMATION | NO-ESTIMATION | CAPACITY-FACTOR-V1
BRA | Brazil | Volta Grande |  | BRA0003045 | 380 | -20.0289 | -48.2208 | Hydro |  |  |  | 1974 |  | AgÃªncia Nacional de Energia ElÃ©trica (Brazil) | http://www2.aneel.gov.br/aplicacoes/capacidadebrasil/capacidadebrasil.cfm | AgÃªncia Nacional de Energia ElÃ©trica (Brazil) | 1011516 | 2017 | [8 empty] | 1177.41 | 1343.89 | 1305.30 | 1428.59 | 1297.59 | NO-ESTIMATION | NO-ESTIMATION | NO-ESTIMATION | NO-ESTIMATION | CAPACITY-FACTOR-V1
BRA | Brazil | Varginha |  | BRA0027729 | 9 | -20.0431 | -41.7478 | Hydro |  |  |  | 2010 |  | AgÃªncia Nacional de Energia ElÃ©trica (Brazil) | http://www2.aneel.gov.br/aplicacoes/capacidadebrasil/capacidadebrasil.cfm | AgÃªncia Nacional de Energia ElÃ©trica (Brazil) | 1063452 | 2017 | [8 empty] | 19.50 | 32.49 | 31.29 | 31.37 | 27.05 | NO-ESTIMATION | NO-ESTIMATION | NO-ESTIMATION | NO-ESTIMATION | CAPACITY-FACTOR-V1
BRA | Brazil | CaixÃ£o |  | BRA0028966 | 1.172 | -20.0569 | -44.6089 | Hydro | [5 empty] | AgÃªncia Nacional de Energia ElÃ©trica (Brazil) | http://www2.aneel.gov.br/aplicacoes/capacidadebrasil/capacidadebrasil.cfm | AgÃªncia Nacional de Energia ElÃ©trica (Brazil) | 1065694 | 2017 | [8 empty] | 1.80 | 4.08 | 3.69 | 3.73 | 3.47 | HYDRO-V1 | HYDRO-V1 | HYDRO-V1 | HYDRO-V1 | HYDRO-V1
BRA | Brazil | DurandÃ© |  | BRA0031144 | 3 | -20.0797 | -41.7336 | Hydro |  |  |  | 2013 |  | AgÃªncia Nacional de Energia ElÃ©trica (Brazil) | http://www2.aneel.gov.br/aplicacoes/capacidadebrasil/capacidadebrasil.cfm | AgÃªncia Nacional de Energia ElÃ©trica (Brazil) |  | 2017 | [8 empty] | 5.68 | 9.36 | 8.96 | 8.99 | 7.55 | HYDRO-V1 | HYDRO-V1 | HYDRO-V1 | HYDRO-V1 | HYDRO-V1
BRA | Brazil | SuÃ­Ã§a |  | BRA0002781 | 34.515 | -20.0832 | -40.5766 | Hydro |  |  |  | 1965 |  | AgÃªncia Nacional de Energia ElÃ©trica (Brazil) | http://www2.aneel.gov.br/aplicacoes/capacidadebrasil/capacidadebrasil.cfm | AgÃªncia Nacional de Energia ElÃ©trica (Brazil) |  | 2017 | [8 empty] | 101.20 | 133.10 | 99.74 | 146.10 | 103.86 | HYDRO-V1 | HYDRO-V1 | HYDRO-V1 | HYDRO-V1 | HYDRO-V1
BRA | Brazil | SÃ£o Domingos |  | BRA0028761 | 48 | -20.0833 | -53.1747 | Hydro |  |  |  | 2013 |  | AgÃªncia Nacional de Energia ElÃ©trica (Brazil) | http://www2.aneel.gov.br/aplicacoes/capacidadebrasil/capacidadebrasil.cfm | AgÃªncia Nacional de Energia ElÃ©trica (Brazil) |  | 2017 | [8 empty] | 181.09 | 202.80 | 202.50 | 215.42 | 196.52 | NO-ESTIMATION | NO-ESTIMATION | NO-ESTIMATION | NO-ESTIMATION | CAPACITY-FACTOR-V1
BRA | Brazil | E |  | BRA0000008 | 1.4 | -20.1167 | -43.8858 | Hydro | [5 empty] | AgÃªncia Nacional de Energia ElÃ©trica (Brazil) | http://www2.aneel.gov.br/aplicacoes/capacidadebrasil/capacidadebrasil.cfm | AgÃªncia Nacional de Energia ElÃ©trica (Brazil) |  | 2017 | [8 empty] | 2.23 | 4.40 | 4.32 | 5.66 | 3.67 | NO-ESTIMATION | NO-ESTIMATION | NO-ESTIMATION | NO-ESTIMATION | CAPACITY-FACTOR-V1
BRA | Brazil | D |  | BRA0027175 | 1.36 | -20.1169 | -43.8681 | Hydro | [5 empty] | AgÃªncia Nacional de Energia ElÃ©trica (Brazil) | http://www2.aneel.gov.br/aplicacoes/capacidadebrasil/capacidadebrasil.cfm | AgÃªncia Nacional de Energia ElÃ©trica (Brazil) |  | 2017 | [8 empty] | 2.16 | 4.27 | 4.20 | 5.49 | 3.56 | NO-ESTIMATION | NO-ESTIMATION | NO-ESTIMATION | NO-ESTIMATION | CAPACITY-FACTOR-V1
BRA | Brazil | F |  | BRA0000009 | 3.792 | -20.1169 | -43.8681 | Hydro | [5 empty] | AgÃªncia Nacional de Energia ElÃ©trica (Brazil) | http://www2.aneel.gov.br/aplicacoes/capacidadebrasil/capacidadebrasil.cfm | AgÃªncia Nacional de Energia ElÃ©trica (Brazil) |  | 2017 | [8 empty] | 8.37 | 13.54 | 13.35 | 14.30 | 11.24 | HYDRO-V1 | HYDRO-V1 | HYDRO-V1 | HYDRO-V1 | HYDRO-V1
BRA | Brazil | JoÃ£o Camilo Penna (Antiga Cachoeira do Emboque) |  | BRA0000473 | 22.02 | -20.1200 | -42.3939 | Hydro |  |  |  | 1998 |  | AgÃªncia Nacional de Energia ElÃ©trica (Brazil) | http://www2.aneel.gov.br/aplicacoes/capacidadebrasil/capacidadebrasil.cfm | AgÃªncia Nacional de Energia ElÃ©trica (Brazil) | 1012593 | 2017 | [8 empty] | 50.63 | 74.12 | 72.91 | 75.68 | 62.01 | SOLAR-V1 | SOLAR-V1 | SOLAR-V1 | SOLAR-V1 | SOLAR-V1
BRA | Brazil | Porto ColÃ´mbia |  | BRA0002117 | 319.2 | -20.1242 | -48.5719 | Hydro |  |  |  | 1973 |  | AgÃªncia Nacional de Energia ElÃ©trica (Brazil) | http://www2.aneel.gov.br/aplicacoes/capacidadebrasil/capacidadebrasil.cfm | AgÃªncia Nacional de Energia ElÃ©trica (Brazil) | 1017340 | 2017 | [8 empty] | 1124.00 | 1212.27 | 1096.45 | 1051.91 | 1105.11 | SOLAR-V1-NO-AGE | SOLAR-V1-NO-AGE | SOLAR-V1-NO-AGE | SOLAR-V1-NO-AGE | SOLAR-V1-NO-AGE
BRA | Brazil | E Nova |  | BRA0027899 | 2.744 | -20.1258 | -43.9502 | Hydro | [5 empty] | AgÃªncia Nacional de Energia ElÃ©trica (Brazil) | http://www2.aneel.gov.br/aplicacoes/capacidadebrasil/capacidadebrasil.cfm | AgÃªncia Nacional de Energia ElÃ©trica (Brazil) | 1107773 | 2017 | [8 empty] | 6.11 | 10.44 | 10.33 | 11.05 | 9 | SOLAR-V1-NO-AGE | SOLAR-V1-NO-AGE | SOLAR-V1-NO-AGE | SOLAR-V1-NO-AGE | SOLAR-V1-NO-AGE
BRA | Brazil | G |  | BRA0000010 | 1.44 | -20.1364 | -43.8717 | Hydro | [5 empty] | AgÃªncia Nacional de Energia ElÃ©trica (Brazil) | http://www2.aneel.gov.br/aplicacoes/capacidadebrasil/capacidadebrasil.cfm | AgÃªncia Nacional de Energia ElÃ©trica (Brazil) |  | 2017 | [8 empty] | 2.29 | 4.52 | 4.44 | 5.82 | 3.77 | SOLAR-V1-NO-AGE | SOLAR-V1-NO-AGE | SOLAR-V1-NO-AGE | SOLAR-V1-NO-AGE | SOLAR-V1-NO-AGE
BRA | Brazil | Estreito (Luiz Carlos Barreto de Carvalho) |  | BRA0000917 | 1048 | -20.1506 | -47.2794 | Hydro |  |  |  | 1969 |  | AgÃªncia Nacional de Energia ElÃ©trica (Brazil) | http://www2.aneel.gov.br/aplicacoes/capacidadebrasil/capacidadebrasil.cfm | AgÃªncia Nacional de Energia ElÃ©trica (Brazil) | 1017335 | 2017 | [8 empty] | 3782.74 | 4064.73 | 3580.98 | 3977.68 | 3544.48 | SOLAR-V1-NO-AGE | SOLAR-V1-NO-AGE | SOLAR-V1-NO-AGE | SOLAR-V1-NO-AGE | SOLAR-V1-NO-AGE
BRA | Brazil | Codorna |  | BRA0000789 | 1.944 | -20.1517 | -43.8842 | Hydro | [5 empty] | AgÃªncia Nacional de Energia ElÃ©trica (Brazil) | http://www2.aneel.gov.br/aplicacoes/capacidadebrasil/capacidadebrasil.cfm | AgÃªncia Nacional de Energia ElÃ©trica (Brazil) | 1107771 | 2017 | [8 empty] | 4.43 | 7.41 | 7.34 | 7.84 | 6.39 | SOLAR-V1-NO-AGE | SOLAR-V1-NO-AGE | SOLAR-V1-NO-AGE | SOLAR-V1-NO-AGE | SOLAR-V1-NO-AGE
BRA | Brazil | TÃºlio Cordeiro de Mello (Antiga Granada) |  | BRA0001047 | 15.93 | -20.1800 | -42.3642 | Hydro |  |  |  | 2003 |  | AgÃªncia Nacional de Energia ElÃ©trica (Brazil) | http://www2.aneel.gov.br/aplicacoes/capacidadebrasil/capacidadebrasil.cfm | AgÃªncia Nacional de Energia ElÃ©trica (Brazil) |  | 2017 | [8 empty] | 40.37 | 57.53 | 55.80 | 58.10 | 50.07 | SOLAR-V1-NO-AGE | SOLAR-V1-NO-AGE | SOLAR-V1-NO-AGE | SOLAR-V1-NO-AGE | SOLAR-V1-NO-AGE
BRA | Brazil | Risoleta Neves (Antiga Candonga) |  | BRA0000641 | 140 | -20.2061 | -42.8553 | Hydro |  |  |  | 2004 |  | AgÃªncia Nacional de Energia ElÃ©trica (Brazil) | http://www2.aneel.gov.br/aplicacoes/capacidadebrasil/capacidadebrasil.cfm | AgÃªncia Nacional de Energia ElÃ©trica (Brazil) | 1048150 | 2017 | [8 empty] | 428.11 | 515.06 | 493.29 | 538.36 | 418.15 | SOLAR-V1-NO-AGE | SOLAR-V1-NO-AGE | SOLAR-V1-NO-AGE | SOLAR-V1-NO-AGE | SOLAR-V1-NO-AGE
BRA | Brazil | Benjamim MÃ¡rio Baptista (Antiga Nova Sinceridade) |  | BRA0027207 | 9 | -20.2139 | -41.9889 | Hydro | [5 empty] | AgÃªncia Nacional de Energia ElÃ©trica (Brazil) | http://www2.aneel.gov.br/aplicacoes/capacidadebrasil/capacidadebrasil.cfm | AgÃªncia Nacional de Energia ElÃ©trica (Brazil) |  | 2017 | [8 empty] | 27.71 | 36.13 | 31.86 | 35.92 | 31.58 | SOLAR-V1-NO-AGE | SOLAR-V1-NO-AGE | SOLAR-V1-NO-AGE | SOLAR-V1-NO-AGE | SOLAR-V1-NO-AGE
BRA | Brazil | Rio de Pedras |  | BRA0002345 | 9.28 | -20.2139 | -43.7317 | Hydro | [5 empty] | AgÃªncia Nacional de Energia ElÃ©trica (Brazil) | http://www2.aneel.gov.br/aplicacoes/capacidadebrasil/capacidadebrasil.cfm | AgÃªncia Nacional de Energia ElÃ©trica (Brazil) | 1011506 | 2017 | [8 empty] | 28.44 | 41.17 | 36.66 | 40.26 | 28.58 | SOLAR-V1-NO-AGE | SOLAR-V1-NO-AGE | SOLAR-V1-NO-AGE | SOLAR-V1-NO-AGE | SOLAR-V1-NO-AGE
BRA | Brazil | Cajuru |  | BRA0000597 | 7.2 | -20.2394 | -44.7539 | Hydro | [5 empty] | AgÃªncia Nacional de Energia ElÃ©trica (Brazil) | http://www2.aneel.gov.br/aplicacoes/capacidadebrasil/capacidadebrasil.cfm | AgÃªncia Nacional de Energia ElÃ©trica (Brazil) | 1011472 | 2017 | [8 empty] | 22.78 | 26.29 | 28.44 | 28.32 | 24.17 | SOLAR-V1-NO-AGE | SOLAR-V1-NO-AGE | SOLAR-V1-NO-AGE | SOLAR-V1-NO-AGE | SOLAR-V1-NO-AGE
BRA | Brazil | Paulo Mascarenhas |  | BRA0002013 | 1 | -20.2400 | -42.9100 | Hydro |  |  |  | 1977 |  | AgÃªncia Nacional de Energia ElÃ©trica (Brazil) | http://www2.aneel.gov.br/aplicacoes/capacidadebrasil/capacidadebrasil.cfm | AgÃªncia Nacional de Energia ElÃ©trica (Brazil) |  | 2017 | [8 empty] | 3.05 | 3.42 | 3.14 | 3.91 | 3.19 | SOLAR-V1-NO-AGE | SOLAR-V1-NO-AGE | SOLAR-V1-NO-AGE | SOLAR-V1-NO-AGE | SOLAR-V1-NO-AGE
BRA | Brazil | Agostinho Rodrigues |  | BRA0028942 | 1.3005 | -20.2617 | -43.7981 | Hydro |  |  |  | 2016 |  | AgÃªncia Nacional de Energia ElÃ©trica (Brazil) | http://www2.aneel.gov.br/aplicacoes/capacidadebrasil/capacidadebrasil.cfm | AgÃªncia Nacional de Energia ElÃ©trica (Brazil) |  | 2017 | [8 empty] | 2.00 | 4.09 | 4.02 | 5.24 | 3.46 | SOLAR-V1-NO-AGE | SOLAR-V1-NO-AGE | SOLAR-V1-NO-AGE | SOLAR-V1-NO-AGE | SOLAR-V1-NO-AGE
BRA | Brazil | Marechal Mascarenhas de Moraes (Antiga Peixoto) |  | BRA0002038 | 492.1 | -20.2878 | -47.0661 | Hydro |  |  |  | 1957 |  | AgÃªncia Nacional de Energia ElÃ©trica (Brazil) | http://www2.aneel.gov.br/aplicacoes/capacidadebrasil/capacidadebrasil.cfm | AgÃªncia Nacional de Energia ElÃ©trica (Brazil) | 1017338 | 2017 | [8 empty] | 2015.07 | 2228.29 | 1636.47 | 1873.27 | 1677.07 | SOLAR-V1-NO-AGE | SOLAR-V1-NO-AGE | SOLAR-V1-NO-AGE | SOLAR-V1-NO-AGE | SOLAR-V1-NO-AGE
BRA | Brazil | Marimbondo |  | BRA0001417 | 1440 | -20.3011 | -49.1967 | Hydro |  |  |  | 1975 |  | AgÃªncia Nacional de Energia ElÃ©trica (Brazil) | http://www2.aneel.gov.br/aplicacoes/capacidadebrasil/capacidadebrasil.cfm | AgÃªncia Nacional de Energia ElÃ©trica (Brazil) | 1017337 | 2017 | [8 empty] | 5295.42 | 5663.79 | 5136.90 | 4874.52 | 5135.05 | NO-ESTIMATION | NO-ESTIMATION | NO-ESTIMATION | NO-ESTIMATION | CAPACITY-FACTOR-V1
BRA | Brazil | SÃ£o Pedro |  | BRA0028986 | 30 | -20.3250 | -40.6347 | Hydro |  |  |  | 2009 |  | AgÃªncia Nacional de Energia ElÃ©trica (Brazil) | http://www2.aneel.gov.br/aplicacoes/capacidadebrasil/capacidadebrasil.cfm | AgÃªncia Nacional de Energia ElÃ©trica (Brazil) | 1067321 | 2017 | [8 empty] | 88.07 | 131.22 | 120.50 | 125.36 | 95.44 | NO-ESTIMATION | NO-ESTIMATION | NO-ESTIMATION | NO-ESTIMATION | CAPACITY-FACTOR-V1
BRA | Brazil | Furquim |  | BRA0028175 | 6 | -20.3667 | -43.2033 | Hydro |  |  |  | 2003 |  | AgÃªncia Nacional de Energia ElÃ©trica (Brazil) | http://www2.aneel.gov.br/aplicacoes/capacidadebrasil/capacidadebrasil.cfm | AgÃªncia Nacional de Energia ElÃ©trica (Brazil) | 1063502 | 2017 | [8 empty] | 20.08 | 24.80 | 24.00 | 24.97 | 21.05 | HYDRO-V1 | HYDRO-V1 | HYDRO-V1 | HYDRO-V1 | HYDRO-V1
BRA | Brazil | Ilha Solteira |  | BRA0001120 | 3444 | -20.3822 | -51.3636 | Hydro |  |  |  | 1973 |  | AgÃªncia Nacional de Energia ElÃ©trica (Brazil) | http://www2.aneel.gov.br/aplicacoes/capacidadebrasil/capacidadebrasil.cfm | AgÃªncia Nacional de Energia ElÃ©trica (Brazil) | 1012559 | 2017 | [8 empty] | 6318.07 | 13271.41 | 13738.16 | 12692.90 | 10428.38 | NO-ESTIMATION | NO-ESTIMATION | NO-ESTIMATION | NO-ESTIMATION | CAPACITY-FACTOR-V1
BRA | Brazil | Jucu |  | BRA0001272 | 4.84 | -20.3953 | -40.5708 | Hydro | [5 empty] | AgÃªncia Nacional de Energia ElÃ©trica (Brazil) | http://www2.aneel.gov.br/aplicacoes/capacidadebrasil/capacidadebrasil.cfm | AgÃªncia Nacional de Energia ElÃ©trica (Brazil) | 1011779 | 2017 | [8 empty] | 9.16 | 15.57 | 14.92 | 14.96 | 12.64 | HYDRO-V1 | HYDRO-V1 | HYDRO-V1 | HYDRO-V1 | HYDRO-V1
BRA | Brazil | ViÃ§osa (Antiga Bicame) |  | BRA0000261 | 4.5 | -20.3983 | -41.2644 | Hydro | [5 empty] | AgÃªncia Nacional de Energia ElÃ©trica (Brazil) | http://www2.aneel.gov.br/aplicacoes/capacidadebrasil/capacidadebrasil.cfm | AgÃªncia Nacional de Energia ElÃ©trica (Brazil) |  | 2017 | [8 empty] | 10.64 | 16.79 | 15.91 | 16.35 | 13.7 | NO-ESTIMATION | NO-ESTIMATION | NO-ESTIMATION | NO-ESTIMATION | CAPACITY-FACTOR-V1
BRA | Brazil | Santa Izabel |  | BRA0029430 | 1 | -20.4183 | -54.4197 | Hydro |  |  |  | 2009 |  | AgÃªncia Nacional de Energia ElÃ©trica (Brazil) | http://www2.aneel.gov.br/aplicacoes/capacidadebrasil/capacidadebrasil.cfm | AgÃªncia Nacional de Energia ElÃ©trica (Brazil) |  | 2017 | [8 empty] | 2.56 | 4.16 | 4.05 | 4.33 | 3.93 | SOLAR-V1-NO-AGE | SOLAR-V1-NO-AGE | SOLAR-V1-NO-AGE | SOLAR-V1-NO-AGE | SOLAR-V1-NO-AGE
BRA | Brazil | Retiro |  | BRA0028738 | 16 | -20.4363 | -47.8882 | Hydro |  |  |  | 2014 |  | AgÃªncia Nacional de Energia ElÃ©trica (Brazil) | http://www2.aneel.gov.br/aplicacoes/capacidadebrasil/capacidadebrasil.cfm | AgÃªncia Nacional de Energia ElÃ©trica (Brazil) | 1070968 | 2017 | [8 empty] | 53.24 | 69.32 | 58.81 | 69.93 | 55.57 | SOLAR-V1-NO-AGE | SOLAR-V1-NO-AGE | SOLAR-V1-NO-AGE | SOLAR-V1-NO-AGE | SOLAR-V1-NO-AGE
BRA | Brazil | FumaÃ§a |  | BRA0027957 | 10 | -20.4500 | -43.2667 | Hydro |  |  |  | 2003 |  | AgÃªncia Nacional de Energia ElÃ©trica (Brazil) | http://www2.aneel.gov.br/aplicacoes/capacidadebrasil/capacidadebrasil.cfm | AgÃªncia Nacional de Energia ElÃ©trica (Brazil) |  | 2017 | [8 empty] | 22.41 | 36.79 | 35.45 | 35.55 | 30.74 | SOLAR-V1-NO-AGE | SOLAR-V1-NO-AGE | SOLAR-V1-NO-AGE | SOLAR-V1-NO-AGE | SOLAR-V1-NO-AGE
BRA | Brazil | Muniz Freire |  | BRA0001518 | 25 | -20.4667 | -41.4667 | Hydro |  |  |  | 1997 |  | AgÃªncia Nacional de Energia ElÃ©trica (Brazil) | http://www2.aneel.gov.br/aplicacoes/capacidadebrasil/capacidadebrasil.cfm | AgÃªncia Nacional de Energia ElÃ©trica (Brazil) | 1027923 | 2017 | [8 empty] | 73.75 | 109.90 | 95.56 | 97.42 | 73.63 | SOLAR-V1-NO-AGE | SOLAR-V1-NO-AGE | SOLAR-V1-NO-AGE | SOLAR-V1-NO-AGE | SOLAR-V1-NO-AGE
BRA | Brazil | Anhanguera |  | BRA0028734 | 22.68 | -20.4667 | -47.8667 | Hydro |  |  |  | 2010 |  | AgÃªncia Nacional de Energia ElÃ©trica (Brazil) | http://www2.aneel.gov.br/aplicacoes/capacidadebrasil/capacidadebrasil.cfm | AgÃªncia Nacional de Energia ElÃ©trica (Brazil) | 1084217 | 2017 | [8 empty] | 79.03 | 102.25 | 89.81 | 97.25 | 80.77 | SOLAR-V1-NO-AGE | SOLAR-V1-NO-AGE | SOLAR-V1-NO-AGE | SOLAR-V1-NO-AGE | SOLAR-V1-NO-AGE
BRA | Brazil | JuliÃµes |  | BRA0030542 | 3.4 | -20.4705 | -44.2464 | Hydro |  |  |  | 2017 |  | AgÃªncia Nacional de Energia ElÃ©trica (Brazil) | http://www2.aneel.gov.br/aplicacoes/capacidadebrasil/capacidadebrasil.cfm | AgÃªncia Nacional de Energia ElÃ©trica (Brazil) | 1112291 | 2017 | [8 empty] | 6.45 | 11.10 | 10.65 | 10.68 | 9.04 | SOLAR-V1-NO-AGE | SOLAR-V1-NO-AGE | SOLAR-V1-NO-AGE | SOLAR-V1-NO-AGE | SOLAR-V1-NO-AGE
BRA | Brazil | Salto |  | BRA0027719 | 4.24 | -20.4942 | -43.4506 | Hydro |  |  |  | 2014 |  | AgÃªncia Nacional de Energia ElÃ©trica (Brazil) | http://www2.aneel.gov.br/aplicacoes/capacidadebrasil/capacidadebrasil.cfm | AgÃªncia Nacional de Energia ElÃ©trica (Brazil) |  | 2017 | [8 empty] | 8.27 | 13.93 | 13.36 | 13.40 | 11.36 | SOLAR-V1-NO-AGE | SOLAR-V1-NO-AGE | SOLAR-V1-NO-AGE | SOLAR-V1-NO-AGE | SOLAR-V1-NO-AGE
BRA | Brazil | Caboclo |  | BRA0000345 | 4.16 | -20.4950 | -43.4828 | Hydro |  |  |  | 2014 |  | AgÃªncia Nacional de Energia ElÃ©trica (Brazil) | http://www2.aneel.gov.br/aplicacoes/capacidadebrasil/capacidadebrasil.cfm | AgÃªncia Nacional de Energia ElÃ©trica (Brazil) | 1081849 | 2017 | [8 empty] | 8.11 | 13.67 | 13.11 | 13.15 | 11.15 | SOLAR-V1-NO-AGE | SOLAR-V1-NO-AGE | SOLAR-V1-NO-AGE | SOLAR-V1-NO-AGE | SOLAR-V1-NO-AGE
BRA | Brazil | Funil |  | BRA0027066 | 3.6 | -20.4967 | -43.4722 | Hydro |  |  |  | 2014 |  | AgÃªncia Nacional de Energia ElÃ©trica (Brazil) | http://www2.aneel.gov.br/aplicacoes/capacidadebrasil/capacidadebrasil.cfm | AgÃªncia Nacional de Energia ElÃ©trica (Brazil) |  | 2017 | [8 empty] | 6.83 | 11.75 | 11.27 | 11.30 | 9.58 | SOLAR-V1-NO-AGE | SOLAR-V1-NO-AGE | SOLAR-V1-NO-AGE | SOLAR-V1-NO-AGE | SOLAR-V1-NO-AGE
BRA | Brazil | Salto do Paraopeba |  | BRA0002633 | 2.46 | -20.5067 | -43.9861 | Hydro | [5 empty] | AgÃªncia Nacional de Energia ElÃ©trica (Brazil) | http://www2.aneel.gov.br/aplicacoes/capacidadebrasil/capacidadebrasil.cfm | AgÃªncia Nacional de Energia ElÃ©trica (Brazil) |  | 2017 | [8 empty] | 8.27 | 10.76 | 10.63 | 10.57 | 10.12 | SOLAR-V1-NO-AGE | SOLAR-V1-NO-AGE | SOLAR-V1-NO-AGE | SOLAR-V1-NO-AGE | SOLAR-V1-NO-AGE
BRA | Brazil | SÃ£o JoÃ£o |  | BRA0026834 | 25 | -20.5081 | -41.2808 | Hydro |  |  |  | 2007 |  | AgÃªncia Nacional de Energia ElÃ©trica (Brazil) | http://www2.aneel.gov.br/aplicacoes/capacidadebrasil/capacidadebrasil.cfm | AgÃªncia Nacional de Energia ElÃ©trica (Brazil) |  | 2017 | [8 empty] | 63.40 | 87.96 | 83.98 | 85.47 | 71.71 | SOLAR-V1-NO-AGE | SOLAR-V1-NO-AGE | SOLAR-V1-NO-AGE | SOLAR-V1-NO-AGE | SOLAR-V1-NO-AGE
BRA | Brazil | Brecha |  | BRA0000315 | 12.4 | -20.5458 | -42.9625 | Hydro |  |  |  | 1958 |  | AgÃªncia Nacional de Energia ElÃ©trica (Brazil) | http://www2.aneel.gov.br/aplicacoes/capacidadebrasil/capacidadebrasil.cfm | AgÃªncia Nacional de Energia ElÃ©trica (Brazil) | 1015402 | 2017 | [8 empty] | 43.63 | 49.53 | 46.78 | 52.77 | 48.3 | HYDRO-V1 | HYDRO-V1 | HYDRO-V1 | HYDRO-V1 | HYDRO-V1
BRA | Brazil | Palmeiras |  | BRA0028800 | 16.5 | -20.5480 | -47.8136 | Hydro |  |  |  | 2012 |  | AgÃªncia Nacional de Energia ElÃ©trica (Brazil) | http://www2.aneel.gov.br/aplicacoes/capacidadebrasil/capacidadebrasil.cfm | AgÃªncia Nacional de Energia ElÃ©trica (Brazil) | 1011820 | 2017 | [8 empty] | 54.91 | 71.49 | 60.65 | 72.11 | 57.3 | NO-ESTIMATION | NO-ESTIMATION | NO-ESTIMATION | NO-ESTIMATION | CAPACITY-FACTOR-V1
BRA | Brazil | SÃ£o Joaquim |  | BRA0026844 | 8.05 | -20.5833 | -47.7833 | Hydro |  |  |  | 2002 |  | AgÃªncia Nacional de Energia ElÃ©trica (Brazil) | http://www2.aneel.gov.br/aplicacoes/capacidadebrasil/capacidadebrasil.cfm | AgÃªncia Nacional de Energia ElÃ©trica (Brazil) |  | 2017 | [8 empty] | 26.03 | 34.29 | 29.55 | 34.24 | 28 | NO-ESTIMATION | NO-ESTIMATION | NO-ESTIMATION | NO-ESTIMATION | CAPACITY-FACTOR-V1
BRA | Brazil | SÃ£o Joaquim |  | BRA0027985 | 21 | -20.6131 | -40.7878 | Hydro |  |  |  | 2008 |  | AgÃªncia Nacional de Energia ElÃ©trica (Brazil) | http://www2.aneel.gov.br/aplicacoes/capacidadebrasil/capacidadebrasil.cfm | AgÃªncia Nacional de Energia ElÃ©trica (Brazil) |  | 2017 | [8 empty] | 62.77 | 64.44 | 71.58 | 73.09 | 61.01 | WIND-V1 | WIND-V1 | WIND-V1 | WIND-V1 | WIND-V1
BRA | Brazil | SÃ£o SimÃ£o |  | BRA0028171 | 27.42 | -20.6167 | -41.4833 | Hydro |  |  |  | 2009 |  | AgÃªncia Nacional de Energia ElÃ©trica (Brazil) | http://www2.aneel.gov.br/aplicacoes/capacidadebrasil/capacidadebrasil.cfm | AgÃªncia Nacional de Energia ElÃ©trica (Brazil) |  | 2017 | [8 empty] | 77.24 | 119.94 | 104.21 | 106.26 | 80.76 | HYDRO-V1 | HYDRO-V1 | HYDRO-V1 | HYDRO-V1 | HYDRO-V1
BRA | Brazil | Furnas |  | BRA0001007 | 1216 | -20.6471 | -46.3286 | Hydro |  |  |  | 1963 |  | AgÃªncia Nacional de Energia ElÃ©trica (Brazil) | http://www2.aneel.gov.br/aplicacoes/capacidadebrasil/capacidadebrasil.cfm | AgÃªncia Nacional de Energia ElÃ©trica (Brazil) | 1017332 | 2017 | [8 empty] | 5113.99 | 5044.10 | 4750.95 | 4763.97 | 4251.49 | NO-ESTIMATION | NO-ESTIMATION | NO-ESTIMATION | NO-ESTIMATION | CAPACITY-FACTOR-V1
BRA | Brazil | Dourados |  | BRA0027065 | 10.8 | -20.6500 | -47.6833 | Hydro |  |  |  | 2002 |  | AgÃªncia Nacional de Energia ElÃ©trica (Brazil) | http://www2.aneel.gov.br/aplicacoes/capacidadebrasil/capacidadebrasil.cfm | AgÃªncia Nacional de Energia ElÃ©trica (Brazil) | 1012680 | 2017 | [8 empty] | 35.35 | 45.86 | 39.65 | 46.32 | 37.57 | NO-ESTIMATION | NO-ESTIMATION | NO-ESTIMATION | NO-ESTIMATION | CAPACITY-FACTOR-V1
BRA | Brazil | TrÃªs IrmÃ£os |  | BRA0002873 | 811.45 | -20.6686 | -51.3000 | Hydro |  |  |  | 1993 |  | AgÃªncia Nacional de Energia ElÃ©trica (Brazil) | http://www2.aneel.gov.br/aplicacoes/capacidadebrasil/capacidadebrasil.cfm | AgÃªncia Nacional de Energia ElÃ©trica (Brazil) | 1012576 | 2017 | [8 empty] | 3539.44 | 3379.37 | 3337.77 | 3343.71 | 3062.74 | HYDRO-V1 | HYDRO-V1 | HYDRO-V1 | HYDRO-V1 | HYDRO-V1
BRA | Brazil | Assis Chateaubriand(Antiga Salto Mimoso) |  | BRA0028012 | 29.5 | -20.6753 | -53.5676 | Hydro |  |  |  | 1969 |  | AgÃªncia Nacional de Energia ElÃ©trica (Brazil) | http://www2.aneel.gov.br/aplicacoes/capacidadebrasil/capacidadebrasil.cfm | AgÃªncia Nacional de Energia ElÃ©trica (Brazil) | 1063417 | 2017 | [8 empty] | 90.14 | 114.38 | 108.27 | 118.13 | 110.64 | NO-ESTIMATION | NO-ESTIMATION | NO-ESTIMATION | NO-ESTIMATION | CAPACITY-FACTOR-V1
BRA | Brazil | Divino |  | BRA0031007 | 1.251 | -20.6994 | -42.0750 | Hydro |  |  |  | 2013 |  | AgÃªncia Nacional de Energia ElÃ©trica (Brazil) | http://www2.aneel.gov.br/aplicacoes/capacidadebrasil/capacidadebrasil.cfm | AgÃªncia Nacional de Energia ElÃ©trica (Brazil) |  | 2017 | [8 empty] | 4.09 | 5.50 | 4.94 | 5.39 | 5.21 | NO-ESTIMATION | NO-ESTIMATION | NO-ESTIMATION | NO-ESTIMATION | CAPACITY-FACTOR-V1
BRA | Brazil | Francisco Gross (Antiga Santa FÃ©) |  | BRA0028380 | 29 | -20.7000 | -41.5167 | Hydro |  |  |  | 2009 |  | AgÃªncia Nacional de Energia ElÃ©trica (Brazil) | http://www2.aneel.gov.br/aplicacoes/capacidadebrasil/capacidadebrasil.cfm | AgÃªncia Nacional de Energia ElÃ©trica (Brazil) |  | 2017 | [8 empty] | 69.07 | 102.03 | 98.87 | 99.47 | 89.03 | HYDRO-V1 | HYDRO-V1 | HYDRO-V1 | HYDRO-V1 | HYDRO-V1
BRA | Brazil | Carangola |  | BRA0027731 | 15 | -20.7019 | -42.0394 | Hydro |  |  |  | 2008 |  | AgÃªncia Nacional de Energia ElÃ©trica (Brazil) | http://www2.aneel.gov.br/aplicacoes/capacidadebrasil/capacidadebrasil.cfm | AgÃªncia Nacional de Energia ElÃ©trica (Brazil) | 1063457 | 2017 | [8 empty] | 46.57 | 61.51 | 54.56 | 59.38 | 56.7 | HYDRO-V1 | HYDRO-V1 | HYDRO-V1 | HYDRO-V1 | HYDRO-V1
BRA | Brazil | Fruteiras |  | BRA0000999 | 8.736 | -20.7022 | -41.0894 | Hydro | [5 empty] | AgÃªncia Nacional de Energia ElÃ©trica (Brazil) | http://www2.aneel.gov.br/aplicacoes/capacidadebrasil/capacidadebrasil.cfm | AgÃªncia Nacional de Energia ElÃ©trica (Brazil) | 1011777 | 2017 | [8 empty] | 20.77 | 31.93 | 31.42 | 31.09 | 25.68 | SOLAR-V1-NO-AGE | SOLAR-V1-NO-AGE | SOLAR-V1-NO-AGE | SOLAR-V1-NO-AGE | SOLAR-V1-NO-AGE
BRA | Brazil | FumaÃ§a IV |  | BRA0027575 | 4.5 | -20.7492 | -41.8761 | Hydro |  |  |  | 2008 |  | AgÃªncia Nacional de Energia ElÃ©trica (Brazil) | http://www2.aneel.gov.br/aplicacoes/capacidadebrasil/capacidadebrasil.cfm | AgÃªncia Nacional de Energia ElÃ©trica (Brazil) | 1063458 | 2017 | [8 empty] | 11.96 | 16.26 | 15.77 | 16.19 | 11.44 | SOLAR-V1-NO-AGE | SOLAR-V1-NO-AGE | SOLAR-V1-NO-AGE | SOLAR-V1-NO-AGE | SOLAR-V1-NO-AGE
BRA | Brazil | Oliveira |  | BRA0030148 | 2.88 | -20.7667 | -44.6833 | Hydro |  |  |  | 2010 |  | AgÃªncia Nacional de Energia ElÃ©trica (Brazil) | http://www2.aneel.gov.br/aplicacoes/capacidadebrasil/capacidadebrasil.cfm | AgÃªncia Nacional de Energia ElÃ©trica (Brazil) |  | 2017 | [8 empty] | 5.68 | 10.13 | 9.79 | 9.81 | 8.63 | SOLAR-V1-NO-AGE | SOLAR-V1-NO-AGE | SOLAR-V1-NO-AGE | SOLAR-V1-NO-AGE | SOLAR-V1-NO-AGE
BRA | Brazil | Alegre |  | BRA0000048 | 2.056 | -20.7672 | -41.5306 | Hydro | [5 empty] | AgÃªncia Nacional de Energia ElÃ©trica (Brazil) | http://www2.aneel.gov.br/aplicacoes/capacidadebrasil/capacidadebrasil.cfm | AgÃªncia Nacional de Energia ElÃ©trica (Brazil) | 1011775 | 2017 | [8 empty] | 4.05 | 7.23 | 6.98 | 7.00 | 6.16 | SOLAR-V1-NO-AGE | SOLAR-V1-NO-AGE | SOLAR-V1-NO-AGE | SOLAR-V1-NO-AGE | SOLAR-V1-NO-AGE
BRA | Brazil | Monte Alto |  | BRA0001489 | 7.36 | -20.7750 | -46.7250 | Hydro | [5 empty] | AgÃªncia Nacional de Energia ElÃ©trica (Brazil) | http://www2.aneel.gov.br/aplicacoes/capacidadebrasil/capacidadebrasil.cfm | AgÃªncia Nacional de Energia ElÃ©trica (Brazil) | 1114199 | 2017 | [8 empty] | 26.83 | 30.42 | 28.42 | 31.67 | 27.62 | WIND-V1 | WIND-V1 | WIND-V1 | WIND-V1 | WIND-V1
BRA | Brazil | JupiÃ¡ (EngÂ° Souza Dias) |  | BRA0001282 | 1551.2 | -20.7758 | -51.6267 | Hydro |  |  |  | 1969 |  | AgÃªncia Nacional de Energia ElÃ©trica (Brazil) | http://www2.aneel.gov.br/aplicacoes/capacidadebrasil/capacidadebrasil.cfm | AgÃªncia Nacional de Energia ElÃ©trica (Brazil) |  | 2017 | [8 empty] | 4852.54 | 6079.57 | 6180.66 | 6141.57 | 5288.48 | SOLAR-V1 | SOLAR-V1 | SOLAR-V1 | SOLAR-V1 | SOLAR-V1
BRA | Brazil | Faria Lemos |  | BRA0030935 | 1.224 | -20.7942 | -42.0000 | Hydro |  |  |  | 2013 |  | AgÃªncia Nacional de Energia ElÃ©trica (Brazil) | http://www2.aneel.gov.br/aplicacoes/capacidadebrasil/capacidadebrasil.cfm | AgÃªncia Nacional de Energia ElÃ©trica (Brazil) |  | 2017 | [8 empty] | 3.99 | 5.39 | 4.84 | 5.27 | 5.1 | NO-ESTIMATION | NO-ESTIMATION | NO-ESTIMATION | NO-ESTIMATION | CAPACITY-FACTOR-V1
BRA | Brazil | SÃ£o JoÃ£o |  | BRA0027195 | 3.2 | -20.8058 | -46.8069 | Hydro | [5 empty] | AgÃªncia Nacional de Energia ElÃ©trica (Brazil) | http://www2.aneel.gov.br/aplicacoes/capacidadebrasil/capacidadebrasil.cfm | AgÃªncia Nacional de Energia ElÃ©trica (Brazil) |  | 2017 | [8 empty] | 10.18 | 12.99 | 12.26 | 12.46 | 11.71 | NO-ESTIMATION | NO-ESTIMATION | NO-ESTIMATION | NO-ESTIMATION | CAPACITY-FACTOR-V1
BRA | Brazil | Santa BÃ¡rbara |  | BRA0031277 | 1.1 | -20.8061 | -42.3636 | Hydro |  |  |  | 2013 |  | AgÃªncia Nacional de Energia ElÃ©trica (Brazil) | http://www2.aneel.gov.br/aplicacoes/capacidadebrasil/capacidadebrasil.cfm | AgÃªncia Nacional de Energia ElÃ©trica (Brazil) |  | 2017 | [8 empty] | 3.66 | 4.51 | 4.48 | 4.79 | 3.94 | SOLAR-V1-NO-AGE | SOLAR-V1-NO-AGE | SOLAR-V1-NO-AGE | SOLAR-V1-NO-AGE | SOLAR-V1-NO-AGE
BRA | Brazil | Esmeril |  | BRA0000904 | 5.04 | -20.8333 | -47.3000 | Hydro | [5 empty] | AgÃªncia Nacional de Energia ElÃ©trica (Brazil) | http://www2.aneel.gov.br/aplicacoes/capacidadebrasil/capacidadebrasil.cfm | AgÃªncia Nacional de Energia ElÃ©trica (Brazil) | 1012681 | 2017 | [8 empty] | 12.52 | 17.77 | 20.95 | 20.67 | 14.88 | SOLAR-V1-NO-AGE | SOLAR-V1-NO-AGE | SOLAR-V1-NO-AGE | SOLAR-V1-NO-AGE | SOLAR-V1-NO-AGE
BRA | Brazil | Ilha da Luz |  | BRA0030265 | 3.8 | -20.8342 | -41.1225 | Hydro |  |  |  | 2012 |  | AgÃªncia Nacional de Energia ElÃ©trica (Brazil) | http://www2.aneel.gov.br/aplicacoes/capacidadebrasil/capacidadebrasil.cfm | AgÃªncia Nacional de Energia ElÃ©trica (Brazil) | 1092426 | 2017 | [8 empty] | 10.89 | 14.38 | 12.01 | 13.45 | 12.42 | SOLAR-V1-NO-AGE | SOLAR-V1-NO-AGE | SOLAR-V1-NO-AGE | SOLAR-V1-NO-AGE | SOLAR-V1-NO-AGE
BRA | Brazil | Miradouro |  | BRA0030847 | 1.26 | -20.8650 | -42.3550 | Hydro |  |  |  | 2012 |  | AgÃªncia Nacional de Energia ElÃ©trica (Brazil) | http://www2.aneel.gov.br/aplicacoes/capacidadebrasil/capacidadebrasil.cfm | AgÃªncia Nacional de Energia ElÃ©trica (Brazil) |  | 2017 | [8 empty] | 4.31 | 5.59 | 5.06 | 5.81 | 4.47 | SOLAR-V1-NO-AGE | SOLAR-V1-NO-AGE | SOLAR-V1-NO-AGE | SOLAR-V1-NO-AGE | SOLAR-V1-NO-AGE
BRA | Brazil | Rosal |  | BRA0002553 | 55 | -20.9167 | -41.7000 | Hydro |  |  |  | 2000 |  | AgÃªncia Nacional de Energia ElÃ©trica (Brazil) | http://www2.aneel.gov.br/aplicacoes/capacidadebrasil/capacidadebrasil.cfm | AgÃªncia Nacional de Energia ElÃ©trica (Brazil) | 1046603 | 2017 | [8 empty] | 153.89 | 194.40 | 158.75 | 207.49 | 169.08 | SOLAR-V1-NO-AGE | SOLAR-V1-NO-AGE | SOLAR-V1-NO-AGE | SOLAR-V1-NO-AGE | SOLAR-V1-NO-AGE
BRA | Brazil | Tombos |  | BRA0002856 | 2.88 | -20.9167 | -42.0167 | Hydro | [5 empty] | AgÃªncia Nacional de Energia ElÃ©trica (Brazil) | http://www2.aneel.gov.br/aplicacoes/capacidadebrasil/capacidadebrasil.cfm | AgÃªncia Nacional de Energia ElÃ©trica (Brazil) | 1064922 | 2017 | [8 empty] | 9.81 | 13.61 | 12.48 | 12.78 | 10.76 | HYDRO-V1 | HYDRO-V1 | HYDRO-V1 | HYDRO-V1 | HYDRO-V1
BRA | Brazil | Calheiros |  | BRA0027672 | 19 | -20.9847 | -41.7100 | Hydro |  |  |  | 2008 |  | AgÃªncia Nacional de Energia ElÃ©trica (Brazil) | http://www2.aneel.gov.br/aplicacoes/capacidadebrasil/capacidadebrasil.cfm | AgÃªncia Nacional de Energia ElÃ©trica (Brazil) | 1047804 | 2017 | [8 empty] | 50.07 | 72.11 | 60.99 | 71.85 | 63.34 | HYDRO-V1 | HYDRO-V1 | HYDRO-V1 | HYDRO-V1 | HYDRO-V1
BRA | Brazil | Limeira |  | BRA0030866 | 1.26 | -21.0142 | -42.4610 | Hydro |  |  |  | 2012 |  | AgÃªncia Nacional de Energia ElÃ©trica (Brazil) | http://www2.aneel.gov.br/aplicacoes/capacidadebrasil/capacidadebrasil.cfm | AgÃªncia Nacional de Energia ElÃ©trica (Brazil) |  | 2017 | [8 empty] | 2.05 | 3.95 | 3.80 | 3.81 | 3.29 | SOLAR-V1-NO-AGE | SOLAR-V1-NO-AGE | SOLAR-V1-NO-AGE | SOLAR-V1-NO-AGE | SOLAR-V1-NO-AGE
BRA | Brazil | Pirapanema |  | BRA0031051 | 1.26 | -21.0172 | -42.4408 | Hydro |  |  |  | 2013 |  | AgÃªncia Nacional de Energia ElÃ©trica (Brazil) | http://www2.aneel.gov.br/aplicacoes/capacidadebrasil/capacidadebrasil.cfm | AgÃªncia Nacional de Energia ElÃ©trica (Brazil) |  | 2017 | [8 empty] | 2.05 | 3.95 | 3.80 | 3.81 | 3.29 | SOLAR-V1-NO-AGE | SOLAR-V1-NO-AGE | SOLAR-V1-NO-AGE | SOLAR-V1-NO-AGE | SOLAR-V1-NO-AGE
BRA | Brazil | GlÃ³ria |  | BRA0001034 | 11.36 | -21.0358 | -42.3317 | Hydro |  |  |  | 1983 |  | AgÃªncia Nacional de Energia ElÃ©trica (Brazil) | http://www2.aneel.gov.br/aplicacoes/capacidadebrasil/capacidadebrasil.cfm | AgÃªncia Nacional de Energia ElÃ©trica (Brazil) | 1032696 | 2017 | [8 empty] | 30.94 | 51.14 | 46.56 | 43.84 | 41.21 | SOLAR-V1-NO-AGE | SOLAR-V1-NO-AGE | SOLAR-V1-NO-AGE | SOLAR-V1-NO-AGE | SOLAR-V1-NO-AGE
BRA | Brazil | Franca Amaral |  | BRA0000992 | 4.5 | -21.0537 | -41.7200 | Hydro | [5 empty] | AgÃªncia Nacional de Energia ElÃ©trica (Brazil) | http://www2.aneel.gov.br/aplicacoes/capacidadebrasil/capacidadebrasil.cfm | AgÃªncia Nacional de Energia ElÃ©trica (Brazil) | 1064921 | 2017 | [8 empty] | 11.89 | 16.90 | 14.27 | 16.70 | 14.83 | NO-ESTIMATION | NO-ESTIMATION | NO-ESTIMATION | NO-ESTIMATION | CAPACITY-FACTOR-V1
BRA | Brazil | CarandaÃ­ |  | BRA0000667 | 4.234 | -21.0556 | -44.2094 | Hydro |  |  |  | 1936 |  | AgÃªncia Nacional de Energia ElÃ©trica (Brazil) | http://www2.aneel.gov.br/aplicacoes/capacidadebrasil/capacidadebrasil.cfm | AgÃªncia Nacional de Energia ElÃ©trica (Brazil) | 1084441 | 2017 | [8 empty] | 8.23 | 13.91 | 13.34 | 13.38 | 11.35 | HYDRO-V1 | HYDRO-V1 | HYDRO-V1 | HYDRO-V1 | HYDRO-V1
BRA | Brazil | Ormeo Junqueira Botelho (Antiga Cachoeira Encoberta) |  | BRA0027958 | 22.7 | -21.0897 | -42.3425 | Hydro |  |  |  | 2003 |  | AgÃªncia Nacional de Energia ElÃ©trica (Brazil) | http://www2.aneel.gov.br/aplicacoes/capacidadebrasil/capacidadebrasil.cfm | AgÃªncia Nacional de Energia ElÃ©trica (Brazil) | 1049104 | 2017 | [8 empty] | 64.32 | 104.34 | 96.59 | 90.48 | 82.39 | SOLAR-V1-NO-AGE | SOLAR-V1-NO-AGE | SOLAR-V1-NO-AGE | SOLAR-V1-NO-AGE | SOLAR-V1-NO-AGE
BRA | Brazil | Nova Avanhandava (Rui Barbosa) |  | BRA0001552 | 347.4 | -21.1189 | -50.2011 | Hydro |  |  |  | 1982 |  | AgÃªncia Nacional de Energia ElÃ©trica (Brazil) | http://www2.aneel.gov.br/aplicacoes/capacidadebrasil/capacidadebrasil.cfm | AgÃªncia Nacional de Energia ElÃ©trica (Brazil) |  | 2017 | [8 empty] | 1517.70 | 1320.46 | 1423.57 | 1433.91 | 1426.35 | SOLAR-V1-NO-AGE | SOLAR-V1-NO-AGE | SOLAR-V1-NO-AGE | SOLAR-V1-NO-AGE | SOLAR-V1-NO-AGE
BRA | Brazil | Pirapetinga |  | BRA0028804 | 20 | -21.1208 | -41.7200 | Hydro |  |  |  | 2009 |  | AgÃªncia Nacional de Energia ElÃ©trica (Brazil) | http://www2.aneel.gov.br/aplicacoes/capacidadebrasil/capacidadebrasil.cfm | AgÃªncia Nacional de Energia ElÃ©trica (Brazil) | 1066746 | 2017 | [8 empty] | 59.40 | 83.69 | 78.77 | 84.40 | 63.68 | NO-ESTIMATION | NO-ESTIMATION | NO-ESTIMATION | NO-ESTIMATION | CAPACITY-FACTOR-V1
BRA | Brazil | Funil |  | BRA0001006 | 180 | -21.1436 | -45.0372 | Hydro |  |  |  | 2002 |  | AgÃªncia Nacional de Energia ElÃ©trica (Brazil) | http://www2.aneel.gov.br/aplicacoes/capacidadebrasil/capacidadebrasil.cfm | AgÃªncia Nacional de Energia ElÃ©trica (Brazil) | 1017331 | 2017 | [8 empty] | 606.58 | 697.11 | 705.76 | 696.44 | 591.06 | HYDRO-V1 | HYDRO-V1 | HYDRO-V1 | HYDRO-V1 | HYDRO-V1
BRA | Brazil | Comendador VenÃ¢ncio |  | BRA0029111 | 1.6 | -21.1667 | -42.0833 | Hydro |  |  |  | 2005 |  | AgÃªncia Nacional de Energia ElÃ©trica (Brazil) | http://www2.aneel.gov.br/aplicacoes/capacidadebrasil/capacidadebrasil.cfm | AgÃªncia Nacional de Energia ElÃ©trica (Brazil) | 1081277 | 2017 | [8 empty] | 3.27 | 5.68 | 5.49 | 5.50 | 4.85 | WIND-V1 | WIND-V1 | WIND-V1 | WIND-V1 | WIND-V1
BRA | Brazil | Pedra do GarrafÃ£o |  | BRA0028805 | 19 | -21.1986 | -41.3764 | Hydro |  |  |  | 2009 |  | AgÃªncia Nacional de Energia ElÃ©trica (Brazil) | http://www2.aneel.gov.br/aplicacoes/capacidadebrasil/capacidadebrasil.cfm | AgÃªncia Nacional de Energia ElÃ©trica (Brazil) | 1066745 | 2017 | [8 empty] | 49.91 | 80.18 | 65.07 | 67.17 | 63.11 | SOLAR-V1 | SOLAR-V1 | SOLAR-V1 | SOLAR-V1 | SOLAR-V1
BRA | Brazil | Itutinga |  | BRA0001197 | 52 | -21.2913 | -44.6224 | Hydro |  |  |  | 1955 |  | AgÃªncia Nacional de Energia ElÃ©trica (Brazil) | http://www2.aneel.gov.br/aplicacoes/capacidadebrasil/capacidadebrasil.cfm | AgÃªncia Nacional de Energia ElÃ©trica (Brazil) | 1011482 | 2017 | [8 empty] | 181.64 | 205.97 | 209.16 | 209.77 | 184.26 | SOLAR-V1 | SOLAR-V1 | SOLAR-V1 | SOLAR-V1 | SOLAR-V1
BRA | Brazil | PromissÃ£o (MÃ¡rio Lopes LeÃ£o) |  | BRA0002158 | 264 | -21.2961 | -49.7831 | Hydro |  |  |  | 1975 |  | AgÃªncia Nacional de Energia ElÃ©trica (Brazil) | http://www2.aneel.gov.br/aplicacoes/capacidadebrasil/capacidadebrasil.cfm | AgÃªncia Nacional de Energia ElÃ©trica (Brazil) |  | 2017 | [8 empty] | 1153.35 | 1003.45 | 1077.33 | 1089.67 | 836.37 | WIND-V1 | WIND-V1 | WIND-V1 | WIND-V1 | WIND-V1
BRA | Brazil | Ivan Botelho III (Antiga Triunfo) |  | BRA0027532 | 24.4 | -21.3000 | -42.9000 | Hydro |  |  |  | 2005 |  | AgÃªncia Nacional de Energia ElÃ©trica (Brazil) | http://www2.aneel.gov.br/aplicacoes/capacidadebrasil/capacidadebrasil.cfm | AgÃªncia Nacional de Energia ElÃ©trica (Brazil) | 1051197 | 2017 | [8 empty] | 94.78 | 98.71 | 98.05 | 107.25 | 80.95 | HYDRO-V1 | HYDRO-V1 | HYDRO-V1 | HYDRO-V1 | HYDRO-V1
BRA | Brazil | ItuerÃª |  | BRA0001192 | 4.04 | -21.3000 | -43.2167 | Hydro | [5 empty] | AgÃªncia Nacional de Energia ElÃ©trica (Brazil) | http://www2.aneel.gov.br/aplicacoes/capacidadebrasil/capacidadebrasil.cfm | AgÃªncia Nacional de Energia ElÃ©trica (Brazil) | 1032697 | 2017 | [8 empty] | 13.01 | 17.57 | 17.53 | 17.62 | 14.07 | HYDRO-V1 | HYDRO-V1 | HYDRO-V1 | HYDRO-V1 | HYDRO-V1
BRA | Brazil | ZÃ© Tunin |  | BRA0030597 | 8 | -21.3150 | -42.9446 | Hydro |  |  |  | 2012 |  | AgÃªncia Nacional de Energia ElÃ©trica (Brazil) | http://www2.aneel.gov.br/aplicacoes/capacidadebrasil/capacidadebrasil.cfm | AgÃªncia Nacional de Energia ElÃ©trica (Brazil) | 1092898 | 2017 | [8 empty] | 30.20 | 34.96 | 31.38 | 34.30 | 29.13 | SOLAR-V1 | SOLAR-V1 | SOLAR-V1 | SOLAR-V1 | SOLAR-V1
BRA | Brazil | Camargos |  | BRA0000608 | 46 | -21.3256 | -44.6161 | Hydro |  |  |  | 1960 |  | AgÃªncia Nacional de Energia ElÃ©trica (Brazil) | http://www2.aneel.gov.br/aplicacoes/capacidadebrasil/capacidadebrasil.cfm | AgÃªncia Nacional de Energia ElÃ©trica (Brazil) | 1011473 | 2017 | [8 empty] | 160.68 | 182.20 | 185.02 | 185.57 | 163 | NO-ESTIMATION | NO-ESTIMATION | NO-ESTIMATION | NO-ESTIMATION | CAPACITY-FACTOR-V1
BRA | Brazil | Ivan Botelho II (Antiga Palestina) |  | BRA0027727 | 12.48 | -21.3500 | -42.9667 | Hydro |  |  |  | 2003 |  | AgÃªncia Nacional de Energia ElÃ©trica (Brazil) | http://www2.aneel.gov.br/aplicacoes/capacidadebrasil/capacidadebrasil.cfm | AgÃªncia Nacional de Energia ElÃ©trica (Brazil) |  | 2017 | [8 empty] | 47.42 | 54.36 | 48.78 | 53.33 | 45.26 | HYDRO-V1 | HYDRO-V1 | HYDRO-V1 | HYDRO-V1 | HYDRO-V1
BRA | Brazil | Ivan Botelho I (Antiga Ponte) |  | BRA0027534 | 24.4 | -21.4000 | -43.0167 | Hydro |  |  |  | 2003 |  | AgÃªncia Nacional de Energia ElÃ©trica (Brazil) | http://www2.aneel.gov.br/aplicacoes/capacidadebrasil/capacidadebrasil.cfm | AgÃªncia Nacional de Energia ElÃ©trica (Brazil) | 1049106 | 2017 | [8 empty] | 94.78 | 98.71 | 98.05 | 107.25 | 80.95 | HYDRO-V1 | HYDRO-V1 | HYDRO-V1 | HYDRO-V1 | HYDRO-V1
BRA | Brazil | Itaipava |  | BRA0027984 | 3.88 | -21.4167 | -47.3333 | Hydro |  |  |  | 1914 |  | AgÃªncia Nacional de Energia ElÃ©trica (Brazil) | http://www2.aneel.gov.br/aplicacoes/capacidadebrasil/capacidadebrasil.cfm | AgÃªncia Nacional de Energia ElÃ©trica (Brazil) |  | 2017 | [8 empty] | 12.81 | 16.21 | 14.43 | 15.71 | 12.92 | WIND-V1 | WIND-V1 | WIND-V1 | WIND-V1 | WIND-V1
BRA | Brazil | Barra do BraÃºna |  | BRA0000215 | 39 | -21.4500 | -42.4000 | Hydro |  |  |  | 2009 |  | AgÃªncia Nacional de Energia ElÃ©trica (Brazil) | http://www2.aneel.gov.br/aplicacoes/capacidadebrasil/capacidadebrasil.cfm | AgÃªncia Nacional de Energia ElÃ©trica (Brazil) | 1046656 | 2017 | [8 empty] | 134.32 | 162.98 | 156.81 | 158.52 | 140.94 | HYDRO-V1 | HYDRO-V1 | HYDRO-V1 | HYDRO-V1 | HYDRO-V1
BRA | Brazil | Nova MaurÃ­cio |  | BRA0027722 | 29.232 | -21.4667 | -42.8500 | Hydro |  |  |  | 1956 |  | AgÃªncia Nacional de Energia ElÃ©trica (Brazil) | http://www2.aneel.gov.br/aplicacoes/capacidadebrasil/capacidadebrasil.cfm | AgÃªncia Nacional de Energia ElÃ©trica (Brazil) | 1032698 | 2017 | [8 empty] | 102.80 | 112.49 | 123.04 | 115.61 | 95.37 | HYDRO-V1 | HYDRO-V1 | HYDRO-V1 | HYDRO-V1 | HYDRO-V1
BRA | Brazil | Anna Maria |  | BRA0000104 | 1.68 | -21.4858 | -43.4539 | Hydro | [5 empty] | AgÃªncia Nacional de Energia ElÃ©trica (Brazil) | http://www2.aneel.gov.br/aplicacoes/capacidadebrasil/capacidadebrasil.cfm | AgÃªncia Nacional de Energia ElÃ©trica (Brazil) | 1052129 | 2017 | [8 empty] | 5.33 | 6.34 | 7.57 | 7.54 | 5.6 | WIND-V1 | WIND-V1 | WIND-V1 | WIND-V1 | WIND-V1
BRA | Brazil | Guary |  | BRA0001078 | 5.4 | -21.4914 | -43.4544 | Hydro |  |  |  | 1914 |  | AgÃªncia Nacional de Energia ElÃ©trica (Brazil) | http://www2.aneel.gov.br/aplicacoes/capacidadebrasil/capacidadebrasil.cfm | AgÃªncia Nacional de Energia ElÃ©trica (Brazil) | 1052128 | 2017 | [8 empty] | 16.14 | 18.47 | 22.09 | 22.15 | 15.65 | HYDRO-V1 | HYDRO-V1 | HYDRO-V1 | HYDRO-V1 | HYDRO-V1
BRA | Brazil | Caconde |  | BRA0000588 | 80.4 | -21.5767 | -46.6242 | Hydro |  |  |  | 1966 |  | AgÃªncia Nacional de Energia ElÃ©trica (Brazil) | http://www2.aneel.gov.br/aplicacoes/capacidadebrasil/capacidadebrasil.cfm | AgÃªncia Nacional de Energia ElÃ©trica (Brazil) | 1012554 | 2017 | [8 empty] | 246.05 | 353.93 | 299.69 | 303.54 | 269.94 | HYDRO-V1 | HYDRO-V1 | HYDRO-V1 | HYDRO-V1 | HYDRO-V1
BRA | Brazil | JoÃ£o Baptista de Lima Figueiredo |  | BRA0028700 | 3.5 | -21.5828 | -46.7467 | Hydro |  |  |  | 1952 |  | AgÃªncia Nacional de Energia ElÃ©trica (Brazil) | http://www2.aneel.gov.br/aplicacoes/capacidadebrasil/capacidadebrasil.cfm | AgÃªncia Nacional de Energia ElÃ©trica (Brazil) |  | 2017 | [8 empty] | 10.99 | 15.37 | 12.50 | 12.78 | 12.6 | HYDRO-V1 | HYDRO-V1 | HYDRO-V1 | HYDRO-V1 | HYDRO-V1
BRA | Brazil | Euclides da Cunha |  | BRA0000923 | 108.8 | -21.6031 | -46.9492 | Hydro |  |  |  | 1960 |  | AgÃªncia Nacional de Energia ElÃ©trica (Brazil) | http://www2.aneel.gov.br/aplicacoes/capacidadebrasil/capacidadebrasil.cfm | AgÃªncia Nacional de Energia ElÃ©trica (Brazil) | 1012557 | 2017 | [8 empty] | 376.83 | 491.17 | 428.99 | 451.00 | 382.83 | HYDRO-V1 | HYDRO-V1 | HYDRO-V1 | HYDRO-V1 | HYDRO-V1
BRA | Brazil | BraÃ§o Seco |  | BRA0031251 | 1 | -21.6078 | -45.4239 | Hydro |  |  |  | 2006 |  | AgÃªncia Nacional de Energia ElÃ©trica (Brazil) | http://www2.aneel.gov.br/aplicacoes/capacidadebrasil/capacidadebrasil.cfm | AgÃªncia Nacional de Energia ElÃ©trica (Brazil) |  | 2017 | [8 empty] | 3.13 | 3.64 | 3.72 | 3.73 | 3.19 | NO-ESTIMATION | NO-ESTIMATION | NO-ESTIMATION | NO-ESTIMATION | CAPACITY-FACTOR-V1
BRA | Brazil | Limoeiro (Armando Salles de Oliveira) |  | BRA0001328 | 32 | -21.6253 | -47.0094 | Hydro |  |  |  | 1958 |  | AgÃªncia Nacional de Energia ElÃ©trica (Brazil) | http://www2.aneel.gov.br/aplicacoes/capacidadebrasil/capacidadebrasil.cfm | AgÃªncia Nacional de Energia ElÃ©trica (Brazil) | 1012552 | 2017 | [8 empty] | 107.83 | 141.11 | 123.17 | 129.63 | 109.59 | NO-ESTIMATION | NO-ESTIMATION | NO-ESTIMATION | NO-ESTIMATION | CAPACITY-FACTOR-V1
BRA | Brazil | Rio do Peixe (Casa de ForÃ§a I e II) |  | BRA0002353 | 18.06 | -21.6267 | -46.7906 | Hydro |  |  |  | 1925 |  | AgÃªncia Nacional de Energia ElÃ©trica (Brazil) | http://www2.aneel.gov.br/aplicacoes/capacidadebrasil/capacidadebrasil.cfm | AgÃªncia Nacional de Energia ElÃ©trica (Brazil) |  | 2017 | [8 empty] | 40.81 | 66.16 | 63.75 | 63.92 | 55.24 | NO-ESTIMATION | NO-ESTIMATION | NO-ESTIMATION | NO-ESTIMATION | CAPACITY-FACTOR-V1
BRA | Brazil | SÃ£o Valentim |  | BRA0002707 | 1.45 | -21.7433 | -47.4189 | Hydro |  |  |  | 2009 |  | AgÃªncia Nacional de Energia ElÃ©trica (Brazil) | http://www2.aneel.gov.br/aplicacoes/capacidadebrasil/capacidadebrasil.cfm | AgÃªncia Nacional de Energia ElÃ©trica (Brazil) | 1064533 | 2017 | [8 empty] | 2.16 | 4.35 | 4.17 | 4.18 | 3.59 | WIND-V1 | WIND-V1 | WIND-V1 | WIND-V1 | WIND-V1
BRA | Brazil | Walter Rossi (Antiga Antas II) |  | BRA0000110 | 15.782 | -21.7472 | -46.6028 | Hydro |  |  |  | 1998 |  | AgÃªncia Nacional de Energia ElÃ©trica (Brazil) | http://www2.aneel.gov.br/aplicacoes/capacidadebrasil/capacidadebrasil.cfm | AgÃªncia Nacional de Energia ElÃ©trica (Brazil) |  | 2017 | [8 empty] | 42.20 | 56.39 | 58.70 | 60.62 | 48.66 | HYDRO-V1 | HYDRO-V1 | HYDRO-V1 | HYDRO-V1 | HYDRO-V1
BRA | Brazil | Padre Carlos (Antiga Rolador) |  | BRA0027870 | 7.8 | -21.7481 | -46.5756 | Hydro |  |  |  | 2003 |  | AgÃªncia Nacional de Energia ElÃ©trica (Brazil) | http://www2.aneel.gov.br/aplicacoes/capacidadebrasil/capacidadebrasil.cfm | AgÃªncia Nacional de Energia ElÃ©trica (Brazil) |  | 2017 | [8 empty] | 20.80 | 28.01 | 29.26 | 30.21 | 24.3 | WIND-V1 | WIND-V1 | WIND-V1 | WIND-V1 | WIND-V1
BRA | Brazil | Pedro Affonso Junqueira (Antiga Antas I) |  | BRA0000109 | 8.86 | -21.7500 | -46.6000 | Hydro | [5 empty] | AgÃªncia Nacional de Energia ElÃ©trica (Brazil) | http://www2.aneel.gov.br/aplicacoes/capacidadebrasil/capacidadebrasil.cfm | AgÃªncia Nacional de Energia ElÃ©trica (Brazil) |  | 2017 | [8 empty] | 23.63 | 31.82 | 33.24 | 34.32 | 27.61 | WIND-V1 | WIND-V1 | WIND-V1 | WIND-V1 | WIND-V1
BRA | Brazil | Ibitinga |  | BRA0001097 | 131.49 | -21.7592 | -48.9906 | Hydro |  |  |  | 1969 |  | AgÃªncia Nacional de Energia ElÃ©trica (Brazil) | http://www2.aneel.gov.br/aplicacoes/capacidadebrasil/capacidadebrasil.cfm | AgÃªncia Nacional de Energia ElÃ©trica (Brazil) | 1012558 | 2017 | [8 empty] | 484.21 | 538.33 | 575.32 | 591.01 | 455.7 | NO-ESTIMATION | NO-ESTIMATION | NO-ESTIMATION | NO-ESTIMATION | CAPACITY-FACTOR-V1
BRA | Brazil | PoÃ§o Fundo |  | BRA0002092 | 9.16 | -21.7906 | -46.1244 | Hydro | [5 empty] | AgÃªncia Nacional de Energia ElÃ©trica (Brazil) | http://www2.aneel.gov.br/aplicacoes/capacidadebrasil/capacidadebrasil.cfm | AgÃªncia Nacional de Energia ElÃ©trica (Brazil) | 1011501 | 2017 | [8 empty] | 31.86 | 39.75 | 39.92 | 38.41 | 34.73 | HYDRO-V1 | HYDRO-V1 | HYDRO-V1 | HYDRO-V1 | HYDRO-V1
BRA | Brazil | JoÃ£o Franco |  | BRA0029644 | 1 | -21.8344 | -46.0919 | Hydro |  |  |  | 2015 |  | AgÃªncia Nacional de Energia ElÃ©trica (Brazil) | http://www2.aneel.gov.br/aplicacoes/capacidadebrasil/capacidadebrasil.cfm | AgÃªncia Nacional de Energia ElÃ©trica (Brazil) |  | 2017 | [8 empty] | 3.58 | 4.72 | 4.39 | 4.37 | 4.21 | NO-ESTIMATION | NO-ESTIMATION | NO-ESTIMATION | NO-ESTIMATION | CAPACITY-FACTOR-V1
BRA | Brazil | Ilha dos Pombos |  | BRA0001113 | 187.169 | -21.8500 | -42.5833 | Hydro |  |  |  | 1924 |  | AgÃªncia Nacional de Energia ElÃ©trica (Brazil) | http://www2.aneel.gov.br/aplicacoes/capacidadebrasil/capacidadebrasil.cfm | AgÃªncia Nacional de Energia ElÃ©trica (Brazil) | 1063421 | 2017 | [8 empty] | 839.56 | 752.11 | 775.59 | 789.51 | 710.79 | WIND-V1 | WIND-V1 | WIND-V1 | WIND-V1 | WIND-V1
BRA | Brazil | CapÃ£o Preto |  | BRA0027107 | 4.3 | -21.8500 | -47.7833 | Hydro | [5 empty] | AgÃªncia Nacional de Energia ElÃ©trica (Brazil) | http://www2.aneel.gov.br/aplicacoes/capacidadebrasil/capacidadebrasil.cfm | AgÃªncia Nacional de Energia ElÃ©trica (Brazil) | 1058228 | 2017 | [8 empty] | 8.36 | 14.13 | 13.55 | 13.59 | 11.53 | NO-ESTIMATION | NO-ESTIMATION | NO-ESTIMATION | NO-ESTIMATION | CAPACITY-FACTOR-V1
BRA | Brazil | GaviÃ£o Peixoto |  | BRA0001025 | 4.8 | -21.8500 | -48.5167 | Hydro |  |  |  | 2007 |  | AgÃªncia Nacional de Energia ElÃ©trica (Brazil) | http://www2.aneel.gov.br/aplicacoes/capacidadebrasil/capacidadebrasil.cfm | AgÃªncia Nacional de Energia ElÃ©trica (Brazil) | 1012682 | 2017 | [8 empty] | 15.33 | 18.03 | 17.74 | 19.29 | 15.18 | WIND-V1 | WIND-V1 | WIND-V1 | WIND-V1 | WIND-V1
BRA | Brazil | Cachoeira do Brumado |  | BRA0029723 | 2.34 | -21.8528 | -43.8886 | Hydro |  |  |  | 2010 |  | AgÃªncia Nacional de Energia ElÃ©trica (Brazil) | http://www2.aneel.gov.br/aplicacoes/capacidadebrasil/capacidadebrasil.cfm | AgÃªncia Nacional de Energia ElÃ©trica (Brazil) | 1078501 | 2017 | [8 empty] | 4.79 | 8.42 | 8.14 | 8.16 | 7.2 | HYDRO-V1 | HYDRO-V1 | HYDRO-V1 | HYDRO-V1 | HYDRO-V1
BRA | Brazil | SÃ£o Joaquim |  | BRA0028826 | 3 | -21.8756 | -46.8864 | Hydro |  |  |  | 2011 |  | AgÃªncia Nacional de Energia ElÃ©trica (Brazil) | http://www2.aneel.gov.br/aplicacoes/capacidadebrasil/capacidadebrasil.cfm | AgÃªncia Nacional de Energia ElÃ©trica (Brazil) | 1078402 | 2017 | [8 empty] | 7.36 | 10.22 | 10.78 | 11.22 | 9.12 | SOLAR-V1-NO-AGE | SOLAR-V1-NO-AGE | SOLAR-V1-NO-AGE | SOLAR-V1-NO-AGE | SOLAR-V1-NO-AGE
BRA | Brazil | Picada |  | BRA0002053 | 50 | -21.8849 | -43.5408 | Hydro |  |  |  | 2006 |  | AgÃªncia Nacional de Energia ElÃ©trica (Brazil) | http://www2.aneel.gov.br/aplicacoes/capacidadebrasil/capacidadebrasil.cfm | AgÃªncia Nacional de Energia ElÃ©trica (Brazil) | 1037231 | 2017 | [8 empty] | 166.21 | 220.66 | 197.89 | 198.86 | 175.66 | SOLAR-V1-NO-AGE | SOLAR-V1-NO-AGE | SOLAR-V1-NO-AGE | SOLAR-V1-NO-AGE | SOLAR-V1-NO-AGE
BRA | Brazil | Chibarro |  | BRA0000768 | 2.6 | -21.8881 | -48.1472 | Hydro | [5 empty] | AgÃªncia Nacional de Energia ElÃ©trica (Brazil) | http://www2.aneel.gov.br/aplicacoes/capacidadebrasil/capacidadebrasil.cfm | AgÃªncia Nacional de Energia ElÃ©trica (Brazil) | 1012679 | 2017 | [8 empty] | 5.21 | 9.45 | 9.55 | 9.58 | 8.69 | SOLAR-V1-NO-AGE | SOLAR-V1-NO-AGE | SOLAR-V1-NO-AGE | SOLAR-V1-NO-AGE | SOLAR-V1-NO-AGE
BRA | Brazil | Caju |  | BRA0029726 | 10 | -21.8958 | -42.0791 | Hydro |  |  |  | 2011 |  | AgÃªncia Nacional de Energia ElÃ©trica (Brazil) | http://www2.aneel.gov.br/aplicacoes/capacidadebrasil/capacidadebrasil.cfm | AgÃªncia Nacional de Energia ElÃ©trica (Brazil) | 1079394 | 2017 | [8 empty] | 25.66 | 39.33 | 36.98 | 34.51 | 32.88 | SOLAR-V1-NO-AGE | SOLAR-V1-NO-AGE | SOLAR-V1-NO-AGE | SOLAR-V1-NO-AGE | SOLAR-V1-NO-AGE
BRA | Brazil | Pardo |  | BRA0031249 | 1.25 | -21.9042 | -46.2681 | Hydro |  |  |  | 2015 |  | AgÃªncia Nacional de Energia ElÃ©trica (Brazil) | http://www2.aneel.gov.br/aplicacoes/capacidadebrasil/capacidadebrasil.cfm | AgÃªncia Nacional de Energia ElÃ©trica (Brazil) |  | 2017 | [8 empty] | 3.52 | 4.97 | 5.48 | 5.46 | 4.38 | SOLAR-V1-NO-AGE | SOLAR-V1-NO-AGE | SOLAR-V1-NO-AGE | SOLAR-V1-NO-AGE | SOLAR-V1-NO-AGE
BRA | Brazil | EuclidelÃ¢ndia |  | BRA0000922 | 1.4 | -21.9166 | -42.2549 | Hydro | [5 empty] | AgÃªncia Nacional de Energia ElÃ©trica (Brazil) | http://www2.aneel.gov.br/aplicacoes/capacidadebrasil/capacidadebrasil.cfm | AgÃªncia Nacional de Energia ElÃ©trica (Brazil) | 1064920 | 2017 | [8 empty] | 2.08 | 4.20 | 4.03 | 4.04 | 3.47 | HYDRO-V1 | HYDRO-V1 | HYDRO-V1 | HYDRO-V1 | HYDRO-V1
BRA | Brazil | XicÃ£o |  | BRA0003059 | 1.808 | -21.9189 | -45.4781 | Hydro | [5 empty] | AgÃªncia Nacional de Energia ElÃ©trica (Brazil) | http://www2.aneel.gov.br/aplicacoes/capacidadebrasil/capacidadebrasil.cfm | AgÃªncia Nacional de Energia ElÃ©trica (Brazil) | 1011517 | 2017 | [8 empty] | 3.84 | 6.57 | 6.35 | 6.37 | 5.62 | SOLAR-V1-NO-AGE | SOLAR-V1-NO-AGE | SOLAR-V1-NO-AGE | SOLAR-V1-NO-AGE | SOLAR-V1-NO-AGE
BRA | Brazil | SimplÃ­cio |  | BRA0029458 | 305.7 | -21.9211 | -42.7903 | Hydro |  |  |  | 2013 |  | AgÃªncia Nacional de Energia ElÃ©trica (Brazil) | http://www2.aneel.gov.br/aplicacoes/capacidadebrasil/capacidadebrasil.cfm | AgÃªncia Nacional de Energia ElÃ©trica (Brazil) | 1017346 | 2017 | [8 empty] | 514.90 | 872.95 | 853.47 | 938.06 | 655.22 | SOLAR-V1-NO-AGE | SOLAR-V1-NO-AGE | SOLAR-V1-NO-AGE | SOLAR-V1-NO-AGE | SOLAR-V1-NO-AGE
BRA | Brazil | TudelÃ¢ndia |  | BRA0028798 | 2.4 | -21.9253 | -41.9569 | Hydro |  |  |  | 2010 |  | AgÃªncia Nacional de Energia ElÃ©trica (Brazil) | http://www2.aneel.gov.br/aplicacoes/capacidadebrasil/capacidadebrasil.cfm | AgÃªncia Nacional de Energia ElÃ©trica (Brazil) | 1068033 | 2017 | [8 empty] | 4.72 | 8.44 | 8.15 | 8.18 | 7.19 | SOLAR-V1-NO-AGE | SOLAR-V1-NO-AGE | SOLAR-V1-NO-AGE | SOLAR-V1-NO-AGE | SOLAR-V1-NO-AGE
BRA | Brazil | SÃ£o SebastiÃ£o do Alto |  | BRA0029727 | 13.2 | -21.9350 | -42.0885 | Hydro |  |  |  | 2011 |  | AgÃªncia Nacional de Energia ElÃ©trica (Brazil) | http://www2.aneel.gov.br/aplicacoes/capacidadebrasil/capacidadebrasil.cfm | AgÃªncia Nacional de Energia ElÃ©trica (Brazil) | 1063686 | 2017 | [8 empty] | 34.32 | 51.85 | 48.74 | 45.48 | 43.33 | SOLAR-V1-NO-AGE | SOLAR-V1-NO-AGE | SOLAR-V1-NO-AGE | SOLAR-V1-NO-AGE | SOLAR-V1-NO-AGE
BRA | Brazil | SÃ£o JosÃ© |  | BRA0028823 | 4 | -21.9381 | -46.8158 | Hydro |  |  |  | 2012 |  | AgÃªncia Nacional de Energia ElÃ©trica (Brazil) | http://www2.aneel.gov.br/aplicacoes/capacidadebrasil/capacidadebrasil.cfm | AgÃªncia Nacional de Energia ElÃ©trica (Brazil) |  | 2017 | [8 empty] | 10.02 | 14.28 | 15.03 | 15.62 | 12.81 | SOLAR-V1-NO-AGE | SOLAR-V1-NO-AGE | SOLAR-V1-NO-AGE | SOLAR-V1-NO-AGE | SOLAR-V1-NO-AGE
BRA | Brazil | Sobragi |  | BRA0002757 | 60 | -21.9400 | -43.3700 | Hydro |  |  |  | 1998 |  | AgÃªncia Nacional de Energia ElÃ©trica (Brazil) | http://www2.aneel.gov.br/aplicacoes/capacidadebrasil/capacidadebrasil.cfm | AgÃªncia Nacional de Energia ElÃ©trica (Brazil) | 1034725 | 2017 | [8 empty] | 198.49 | 243.51 | 238.82 | 242.36 | 209.02 | SOLAR-V1-NO-AGE | SOLAR-V1-NO-AGE | SOLAR-V1-NO-AGE | SOLAR-V1-NO-AGE | SOLAR-V1-NO-AGE
BRA | Brazil | Maravilha |  | BRA0029877 | 1 | -21.9897 | -42.2972 | Hydro |  |  |  | 1976 |  | AgÃªncia Nacional de Energia ElÃ©trica (Brazil) | http://www2.aneel.gov.br/aplicacoes/capacidadebrasil/capacidadebrasil.cfm | AgÃªncia Nacional de Energia ElÃ©trica (Brazil) | 1092841 | 2017 | [8 empty] | 1.74 | 3.20 | 3.08 | 3.09 | 2.68 | SOLAR-V1-NO-AGE | SOLAR-V1-NO-AGE | SOLAR-V1-NO-AGE | SOLAR-V1-NO-AGE | SOLAR-V1-NO-AGE
BRA | Brazil | Barulho |  | BRA0000234 | 1.32 | -21.9983 | -44.4039 | Hydro | [5 empty] | AgÃªncia Nacional de Energia ElÃ©trica (Brazil) | http://www2.aneel.gov.br/aplicacoes/capacidadebrasil/capacidadebrasil.cfm | AgÃªncia Nacional de Energia ElÃ©trica (Brazil) |  | 2017 | [8 empty] | 1.97 | 3.96 | 3.80 | 3.81 | 3.27 | SOLAR-V1-NO-AGE | SOLAR-V1-NO-AGE | SOLAR-V1-NO-AGE | SOLAR-V1-NO-AGE | SOLAR-V1-NO-AGE
BRA | Brazil | Bonfante |  | BRA0000291 | 19 | -22.0089 | -43.2653 | Hydro |  |  |  | 2008 |  | AgÃªncia Nacional de Energia ElÃ©trica (Brazil) | http://www2.aneel.gov.br/aplicacoes/capacidadebrasil/capacidadebrasil.cfm | AgÃªncia Nacional de Energia ElÃ©trica (Brazil) | 1063444 | 2017 | [8 empty] | 74.19 | 72.24 | 82.88 | 83.21 | 66.27 | SOLAR-V1-NO-AGE | SOLAR-V1-NO-AGE | SOLAR-V1-NO-AGE | SOLAR-V1-NO-AGE | SOLAR-V1-NO-AGE
BRA | Brazil | Monte Serrat |  | BRA0001498 | 25 | -22.0197 | -43.3022 | Hydro |  |  |  | 2009 |  | AgÃªncia Nacional de Energia ElÃ©trica (Brazil) | http://www2.aneel.gov.br/aplicacoes/capacidadebrasil/capacidadebrasil.cfm | AgÃªncia Nacional de Energia ElÃ©trica (Brazil) | 1063445 | 2017 | [8 empty] | 95.64 | 102.16 | 106.63 | 107.06 | 89.92 | SOLAR-V1-NO-AGE | SOLAR-V1-NO-AGE | SOLAR-V1-NO-AGE | SOLAR-V1-NO-AGE | SOLAR-V1-NO-AGE
BRA | Brazil | Santa FÃ© I |  | BRA0028752 | 30 | -22.0231 | -43.1628 | Hydro |  |  |  | 2008 |  | AgÃªncia Nacional de Energia ElÃ©trica (Brazil) | http://www2.aneel.gov.br/aplicacoes/capacidadebrasil/capacidadebrasil.cfm | AgÃªncia Nacional de Energia ElÃ©trica (Brazil) |  | 2017 | [8 empty] | 104.81 | 117.42 | 121.14 | 121.62 | 102.74 | SOLAR-V1-NO-AGE | SOLAR-V1-NO-AGE | SOLAR-V1-NO-AGE | SOLAR-V1-NO-AGE | SOLAR-V1-NO-AGE
BRA | Brazil | Mello |  | BRA0001454 | 9.54 | -22.0392 | -43.7683 | Hydro | [5 empty] | AgÃªncia Nacional de Energia ElÃ©trica (Brazil) | http://www2.aneel.gov.br/aplicacoes/capacidadebrasil/capacidadebrasil.cfm | AgÃªncia Nacional de Energia ElÃ©trica (Brazil) | 1042238 | 2017 | [8 empty] | 20.67 | 34.44 | 33.16 | 33.26 | 28.67 | SOLAR-V1-NO-AGE | SOLAR-V1-NO-AGE | SOLAR-V1-NO-AGE | SOLAR-V1-NO-AGE | SOLAR-V1-NO-AGE
BRA | Brazil | Santana |  | BRA0027415 | 4.32 | -22.0667 | -48.0667 | Hydro | [5 empty] | AgÃªncia Nacional de Energia ElÃ©trica (Brazil) | http://www2.aneel.gov.br/aplicacoes/capacidadebrasil/capacidadebrasil.cfm | AgÃªncia Nacional de Energia ElÃ©trica (Brazil) |  | 2017 | [8 empty] | 14.11 | 16.02 | 16.05 | 18.54 | 13.36 | SOLAR-V1-NO-AGE | SOLAR-V1-NO-AGE | SOLAR-V1-NO-AGE | SOLAR-V1-NO-AGE | SOLAR-V1-NO-AGE
BRA | Brazil | Santa Rosa II |  | BRA0026732 | 30 | -22.0991 | -42.2669 | Hydro |  |  |  | 2008 |  | AgÃªncia Nacional de Energia ElÃ©trica (Brazil) | http://www2.aneel.gov.br/aplicacoes/capacidadebrasil/capacidadebrasil.cfm | AgÃªncia Nacional de Energia ElÃ©trica (Brazil) |  | 2017 | [8 empty] | 81.97 | 121.13 | 114.93 | 107.52 | 102.33 | SOLAR-V1-NO-AGE | SOLAR-V1-NO-AGE | SOLAR-V1-NO-AGE | SOLAR-V1-NO-AGE | SOLAR-V1-NO-AGE
BRA | Brazil | Congonhal I |  | BRA0028036 | 1.616 | -22.1128 | -44.8422 | Hydro |  |  |  | 2001 |  | AgÃªncia Nacional de Energia ElÃ©trica (Brazil) | http://www2.aneel.gov.br/aplicacoes/capacidadebrasil/capacidadebrasil.cfm | AgÃªncia Nacional de Energia ElÃ©trica (Brazil) | 1065115 | 2017 | [8 empty] | 4.98 | 5.60 | 6.43 | 7.54 | 5.56 | SOLAR-V1-NO-AGE | SOLAR-V1-NO-AGE | SOLAR-V1-NO-AGE | SOLAR-V1-NO-AGE | SOLAR-V1-NO-AGE
BRA | Brazil | Macabu |  | BRA0001347 | 21 | -22.1250 | -41.8333 | Hydro |  |  |  | 1950 |  | AgÃªncia Nacional de Energia ElÃ©trica (Brazil) | http://www2.aneel.gov.br/aplicacoes/capacidadebrasil/capacidadebrasil.cfm | AgÃªncia Nacional de Energia ElÃ©trica (Brazil) | 1011754 | 2017 | [8 empty] | 61.34 | 94.48 | 79.08 | 81.68 | 74.21 | SOLAR-V1-NO-AGE | SOLAR-V1-NO-AGE | SOLAR-V1-NO-AGE | SOLAR-V1-NO-AGE | SOLAR-V1-NO-AGE
BRA | Brazil | Santo AntÃ´nio |  | BRA0029728 | 8 | -22.1358 | -42.3483 | Hydro |  |  |  | 2012 |  | AgÃªncia Nacional de Energia ElÃ©trica (Brazil) | http://www2.aneel.gov.br/aplicacoes/capacidadebrasil/capacidadebrasil.cfm | AgÃªncia Nacional de Energia ElÃ©trica (Brazil) |  | 2017 | [8 empty] | 20.53 | 31.47 | 29.46 | 27.48 | 26.41 | SOLAR-V1-NO-AGE | SOLAR-V1-NO-AGE | SOLAR-V1-NO-AGE | SOLAR-V1-NO-AGE | SOLAR-V1-NO-AGE
BRA | Brazil | Bariri (Ãlvaro de Souza Lima) |  | BRA0000203 | 136.8 | -22.1533 | -48.7525 | Hydro |  |  |  | 1969 |  | AgÃªncia Nacional de Energia ElÃ©trica (Brazil) | http://www2.aneel.gov.br/aplicacoes/capacidadebrasil/capacidadebrasil.cfm | AgÃªncia Nacional de Energia ElÃ©trica (Brazil) | 1012550 | 2017 | [8 empty] | 595.66 | 540.11 | 598.55 | 552.34 | 486.03 | SOLAR-V1-NO-AGE | SOLAR-V1-NO-AGE | SOLAR-V1-NO-AGE | SOLAR-V1-NO-AGE | SOLAR-V1-NO-AGE
BRA | Brazil | Areal |  | BRA0000141 | 5.1492 | -22.1561 | -44.0875 | Hydro |  |  |  | 1988 |  | AgÃªncia Nacional de Energia ElÃ©trica (Brazil) | http://www2.aneel.gov.br/aplicacoes/capacidadebrasil/capacidadebrasil.cfm | AgÃªncia Nacional de Energia ElÃ©trica (Brazil) | 1064576 | 2017 | [8 empty] | 16.33 | 22.19 | 20.54 | 21.93 | 16 | SOLAR-V1-NO-AGE | SOLAR-V1-NO-AGE | SOLAR-V1-NO-AGE | SOLAR-V1-NO-AGE | SOLAR-V1-NO-AGE
BRA | Brazil | Cristina |  | BRA0027730 | 3.8 | -22.1578 | -45.2806 | Hydro |  |  |  | 2011 |  | AgÃªncia Nacional de Energia ElÃ©trica (Brazil) | http://www2.aneel.gov.br/aplicacoes/capacidadebrasil/capacidadebrasil.cfm | AgÃªncia Nacional de Energia ElÃ©trica (Brazil) | 1062517 | 2017 | [8 empty] | 7.70 | 12.79 | 12.28 | 12.32 | 10.49 | NO-ESTIMATION | NO-ESTIMATION | NO-ESTIMATION | NO-ESTIMATION | CAPACITY-FACTOR-V1
BRA | Brazil | Lobo |  | BRA0001335 | 2 | -22.1615 | -47.9011 | Hydro | [5 empty] | AgÃªncia Nacional de Energia ElÃ©trica (Brazil) | http://www2.aneel.gov.br/aplicacoes/capacidadebrasil/capacidadebrasil.cfm | AgÃªncia Nacional de Energia ElÃ©trica (Brazil) | 1064493 | 2017 | [8 empty] | 4.04 | 7.05 | 6.81 | 6.83 | 6.01 | NO-ESTIMATION | NO-ESTIMATION | NO-ESTIMATION | NO-ESTIMATION | CAPACITY-FACTOR-V1
BRA | Brazil | Paes Leme |  | BRA0001932 | 1.92 | -22.1844 | -44.2669 | Hydro |  |  |  | 2001 |  | AgÃªncia Nacional de Energia ElÃ©trica (Brazil) | http://www2.aneel.gov.br/aplicacoes/capacidadebrasil/capacidadebrasil.cfm | AgÃªncia Nacional de Energia ElÃ©trica (Brazil) | 1065114 | 2017 | [8 empty] | 3.87 | 6.77 | 6.54 | 6.56 | 5.77 | SOLAR-V1 | SOLAR-V1 | SOLAR-V1 | SOLAR-V1 | SOLAR-V1
BRA | Brazil | Xavier |  | BRA0003058 | 6 | -22.1911 | -42.5264 | Hydro | [5 empty] | AgÃªncia Nacional de Energia ElÃ©trica (Brazil) | http://www2.aneel.gov.br/aplicacoes/capacidadebrasil/capacidadebrasil.cfm | AgÃªncia Nacional de Energia ElÃ©trica (Brazil) | 1046522 | 2017 | [8 empty] | 13.90 | 27.19 | 19.52 | 21.54 | 20.56 | NO-ESTIMATION | NO-ESTIMATION | NO-ESTIMATION | NO-ESTIMATION | CAPACITY-FACTOR-V1
BRA | Brazil | Piabanha |  | BRA0002051 | 9 | -22.2022 | -43.1553 | Hydro | [5 empty] | AgÃªncia Nacional de Energia ElÃ©trica (Brazil) | http://www2.aneel.gov.br/aplicacoes/capacidadebrasil/capacidadebrasil.cfm | AgÃªncia Nacional de Energia ElÃ©trica (Brazil) | 1017339 | 2017 | [8 empty] | 23.79 | 34.86 | 31.60 | 33.37 | 29.72 | SOLAR-V1 | SOLAR-V1 | SOLAR-V1 | SOLAR-V1 | SOLAR-V1
BRA | Brazil | Fagundes |  | BRA0000928 | 4.8 | -22.2042 | -43.0931 | Hydro | [5 empty] | AgÃªncia Nacional de Energia ElÃ©trica (Brazil) | http://www2.aneel.gov.br/aplicacoes/capacidadebrasil/capacidadebrasil.cfm | AgÃªncia Nacional de Energia ElÃ©trica (Brazil) | 1017329 | 2017 | [8 empty] | 10.03 | 18.57 | 15.84 | 18.76 | 15.5 | HYDRO-V1 | HYDRO-V1 | HYDRO-V1 | HYDRO-V1 | HYDRO-V1
BRA | Brazil | Areal |  | BRA0000140 | 18 | -22.2333 | -43.0833 | Hydro |  |  |  | 1949 |  | AgÃªncia Nacional de Energia ElÃ©trica (Brazil) | http://www2.aneel.gov.br/aplicacoes/capacidadebrasil/capacidadebrasil.cfm | AgÃªncia Nacional de Energia ElÃ©trica (Brazil) |  | 2017 | [8 empty] | 37.73 | 70.90 | 60.90 | 71.83 | 59.37 | HYDRO-V1 | HYDRO-V1 | HYDRO-V1 | HYDRO-V1 | HYDRO-V1
BRA | Brazil | Pinhal |  | BRA0027228 | 6.8 | -22.2833 | -46.7833 | Hydro | [5 empty] | AgÃªncia Nacional de Energia ElÃ©trica (Brazil) | http://www2.aneel.gov.br/aplicacoes/capacidadebrasil/capacidadebrasil.cfm | AgÃªncia Nacional de Energia ElÃ©trica (Brazil) | 1058233 | 2017 | [8 empty] | 18.97 | 25.90 | 25.96 | 24.99 | 24.75 | NO-ESTIMATION | NO-ESTIMATION | NO-ESTIMATION | NO-ESTIMATION | CAPACITY-FACTOR-V1
BRA | Brazil | Avelar |  | BRA0030070 | 1 | -22.2939 | -43.4181 | Hydro | [5 empty] | AgÃªncia Nacional de Energia ElÃ©trica (Brazil) | http://www2.aneel.gov.br/aplicacoes/capacidadebrasil/capacidadebrasil.cfm | AgÃªncia Nacional de Energia ElÃ©trica (Brazil) |  | 2017 | [8 empty] | 1.66 | 3.12 | 3.00 | 3.00 | 2.59 | NO-ESTIMATION | NO-ESTIMATION | NO-ESTIMATION | NO-ESTIMATION | CAPACITY-FACTOR-V1
BRA | Brazil | Santa Terezinha |  | BRA0028242 | 1 | -22.3128 | -46.1986 | Hydro |  |  |  | 2009 |  | AgÃªncia Nacional de Energia ElÃ©trica (Brazil) | http://www2.aneel.gov.br/aplicacoes/capacidadebrasil/capacidadebrasil.cfm | AgÃªncia Nacional de Energia ElÃ©trica (Brazil) | 1062514 | 2017 | [8 empty] | 3.46 | 4.10 | 4.73 | 4.50 | 3.81 | HYDRO-V1 | HYDRO-V1 | HYDRO-V1 | HYDRO-V1 | HYDRO-V1
BRA | Brazil | Espraiado |  | BRA0030245 | 1.25 | -22.3500 | -46.2250 | Hydro |  |  |  | 2010 |  | AgÃªncia Nacional de Energia ElÃ©trica (Brazil) | http://www2.aneel.gov.br/aplicacoes/capacidadebrasil/capacidadebrasil.cfm | AgÃªncia Nacional de Energia ElÃ©trica (Brazil) |  | 2017 | [8 empty] | 2.04 | 3.92 | 3.77 | 3.78 | 3.27 | HYDRO-V1 | HYDRO-V1 | HYDRO-V1 | HYDRO-V1 | HYDRO-V1
BRA | Brazil | Mogi-GuaÃ§u |  | BRA0001479 | 7.2 | -22.3669 | -46.9000 | Hydro |  |  |  | 1997 |  | AgÃªncia Nacional de Energia ElÃ©trica (Brazil) | http://www2.aneel.gov.br/aplicacoes/capacidadebrasil/capacidadebrasil.cfm | AgÃªncia Nacional de Energia ElÃ©trica (Brazil) | 1012564 | 2017 | [8 empty] | 22.28 | 28.59 | 26.00 | 27.99 | 26.54 | NO-ESTIMATION | NO-ESTIMATION | NO-ESTIMATION | NO-ESTIMATION | CAPACITY-FACTOR-V1
BRA | Brazil | Luiz Dias |  | BRA0001344 | 1.62 | -22.3688 | -45.3516 | Hydro | [5 empty] | AgÃªncia Nacional de Energia ElÃ©trica (Brazil) | http://www2.aneel.gov.br/aplicacoes/capacidadebrasil/capacidadebrasil.cfm | AgÃªncia Nacional de Energia ElÃ©trica (Brazil) |  | 2017 | [8 empty] | 5.40 | 6.71 | 7.31 | 7.22 | 6.4 | NO-ESTIMATION | NO-ESTIMATION | NO-ESTIMATION | NO-ESTIMATION | CAPACITY-FACTOR-V1
BRA | Brazil | JacarÃ© Pepira |  | BRA0029296 | 2 | -22.4250 | -48.0200 | Hydro |  |  |  | 2010 |  | AgÃªncia Nacional de Energia ElÃ©trica (Brazil) | http://www2.aneel.gov.br/aplicacoes/capacidadebrasil/capacidadebrasil.cfm | AgÃªncia Nacional de Energia ElÃ©trica (Brazil) | 1064536 | 2017 | [8 empty] | 4.04 | 7.05 | 6.81 | 6.83 | 6.01 | HYDRO-V1 | HYDRO-V1 | HYDRO-V1 | HYDRO-V1 | HYDRO-V1
BRA | Brazil | Petropolitana |  | BRA0029513 | 1 | -22.4756 | -43.1544 | Hydro |  |  |  | 1951 |  | AgÃªncia Nacional de Energia ElÃ©trica (Brazil) | http://www2.aneel.gov.br/aplicacoes/capacidadebrasil/capacidadebrasil.cfm | AgÃªncia Nacional de Energia ElÃ©trica (Brazil) |  | 2017 | [8 empty] | 1.66 | 3.12 | 3.00 | 3.00 | 2.59 | HYDRO-V1 | HYDRO-V1 | HYDRO-V1 | HYDRO-V1 | HYDRO-V1
BRA | Brazil | Porto Primavera (EngÂ° SÃ©rgio Motta) |  | BRA0002127 | 1540 | -22.4780 | -52.9561 | Hydro |  |  |  | 1999 |  | AgÃªncia Nacional de Energia ElÃ©trica (Brazil) | http://www2.aneel.gov.br/aplicacoes/capacidadebrasil/capacidadebrasil.cfm | AgÃªncia Nacional de Energia ElÃ©trica (Brazil) |  | 2017 | [8 empty] | 7786.84 | 5172.89 | 7162.29 | 7306.24 | 6558.18 | WIND-V1 | WIND-V1 | WIND-V1 | WIND-V1 | WIND-V1
BRA | Brazil | CorumbataÃ­ |  | BRA0000868 | 1.7 | -22.4833 | -47.6000 | Hydro |  |  |  | 2008 |  | AgÃªncia Nacional de Energia ElÃ©trica (Brazil) | http://www2.aneel.gov.br/aplicacoes/capacidadebrasil/capacidadebrasil.cfm | AgÃªncia Nacional de Energia ElÃ©trica (Brazil) | 1068024 | 2017 | [8 empty] | 5.81 | 6.51 | 6.86 | 7.87 | 5.14 | WIND-V1 | WIND-V1 | WIND-V1 | WIND-V1 | WIND-V1
BRA | Brazil | Ninho da Ãguia |  | BRA0027576 | 10 | -22.5000 | -45.3333 | Hydro |  |  |  | 2011 |  | AgÃªncia Nacional de Energia ElÃ©trica (Brazil) | http://www2.aneel.gov.br/aplicacoes/capacidadebrasil/capacidadebrasil.cfm | AgÃªncia Nacional de Energia ElÃ©trica (Brazil) | 1063463 | 2017 | [8 empty] | 21.67 | 36.10 | 34.76 | 34.86 | 30.05 | HYDRO-V1 | HYDRO-V1 | HYDRO-V1 | HYDRO-V1 | HYDRO-V1
BRA | Brazil | LenÃ§Ã³is |  | BRA0001322 | 1.68 | -22.5167 | -48.6500 | Hydro | [5 empty] | AgÃªncia Nacional de Energia ElÃ©trica (Brazil) | http://www2.aneel.gov.br/aplicacoes/capacidadebrasil/capacidadebrasil.cfm | AgÃªncia Nacional de Energia ElÃ©trica (Brazil) |  | 2017 | [8 empty] | 5.45 | 6.58 | 6.83 | 7.43 | 6.1 | WIND-V1 | WIND-V1 | WIND-V1 | WIND-V1 | WIND-V1
BRA | Brazil | Serra |  | BRA0029324 | 1 | -22.5169 | -43.6922 | Hydro |  |  |  | 2011 |  | AgÃªncia Nacional de Energia ElÃ©trica (Brazil) | http://www2.aneel.gov.br/aplicacoes/capacidadebrasil/capacidadebrasil.cfm | AgÃªncia Nacional de Energia ElÃ©trica (Brazil) |  | 2017 | [8 empty] | 1.66 | 3.12 | 3.00 | 3.00 | 2.59 | NO-ESTIMATION | NO-ESTIMATION | NO-ESTIMATION | NO-ESTIMATION | CAPACITY-FACTOR-V1
BRA | Brazil | Barra Bonita |  | BRA0000208 | 140.76 | -22.5194 | -48.5344 | Hydro |  |  |  | 1963 |  | AgÃªncia Nacional de Energia ElÃ©trica (Brazil) | http://www2.aneel.gov.br/aplicacoes/capacidadebrasil/capacidadebrasil.cfm | AgÃªncia Nacional de Energia ElÃ©trica (Brazil) | 1012553 | 2017 | [8 empty] | 484.57 | 555.75 | 579.10 | 563.82 | 500.1 | SOLAR-V1-NO-AGE | SOLAR-V1-NO-AGE | SOLAR-V1-NO-AGE | SOLAR-V1-NO-AGE | SOLAR-V1-NO-AGE
BRA | Brazil | Funil |  | BRA0027118 | 216 | -22.5303 | -44.5669 | Hydro |  |  |  | 1970 |  | AgÃªncia Nacional de Energia ElÃ©trica (Brazil) | http://www2.aneel.gov.br/aplicacoes/capacidadebrasil/capacidadebrasil.cfm | AgÃªncia Nacional de Energia ElÃ©trica (Brazil) | 1017331 | 2017 | [8 empty] | 692.86 | 822.24 | 840.42 | 852.01 | 736.22 | SOLAR-V1-NO-AGE | SOLAR-V1-NO-AGE | SOLAR-V1-NO-AGE | SOLAR-V1-NO-AGE | SOLAR-V1-NO-AGE
BRA | Brazil | Rede ElÃ©trica Piquete - ItajubÃ¡ - REPI |  | BRA0002070 | 3.34 | -22.5333 | -45.3333 | Hydro | [5 empty] | AgÃªncia Nacional de Energia ElÃ©trica (Brazil) | http://www2.aneel.gov.br/aplicacoes/capacidadebrasil/capacidadebrasil.cfm | AgÃªncia Nacional de Energia ElÃ©trica (Brazil) |  | 2017 | [8 empty] | 8.85 | 12.73 | 12.10 | 13.79 | 10.59 | SOLAR-V1-NO-AGE | SOLAR-V1-NO-AGE | SOLAR-V1-NO-AGE | SOLAR-V1-NO-AGE | SOLAR-V1-NO-AGE
BRA | Brazil | TaquaruÃ§u (Escola PolitÃ©cnica) |  | BRA0002821 | 525 | -22.5419 | -52.0000 | Hydro |  |  |  | 1992 |  | AgÃªncia Nacional de Energia ElÃ©trica (Brazil) | http://www2.aneel.gov.br/aplicacoes/capacidadebrasil/capacidadebrasil.cfm | AgÃªncia Nacional de Energia ElÃ©trica (Brazil) |  | 2017 | [8 empty] | 2219.77 | 2171.16 | 1982.59 | 2525.85 | 1994.92 | SOLAR-V1-NO-AGE | SOLAR-V1-NO-AGE | SOLAR-V1-NO-AGE | SOLAR-V1-NO-AGE | SOLAR-V1-NO-AGE
BRA | Brazil | Queluz |  | BRA0029115 | 30 | -22.5500 | -44.8000 | Hydro |  |  |  | 2011 |  | AgÃªncia Nacional de Energia ElÃ©trica (Brazil) | http://www2.aneel.gov.br/aplicacoes/capacidadebrasil/capacidadebrasil.cfm | AgÃªncia Nacional de Energia ElÃ©trica (Brazil) | 1084458 | 2017 | [8 empty] | 104.66 | 121.74 | 130.15 | 126.53 | 114.09 | SOLAR-V1-NO-AGE | SOLAR-V1-NO-AGE | SOLAR-V1-NO-AGE | SOLAR-V1-NO-AGE | SOLAR-V1-NO-AGE
BRA | Brazil | SÃ£o Bernardo |  | BRA0026798 | 6.82 | -22.5608 | -45.5386 | Hydro |  |  |  | 1948 |  | AgÃªncia Nacional de Energia ElÃ©trica (Brazil) | http://www2.aneel.gov.br/aplicacoes/capacidadebrasil/capacidadebrasil.cfm | AgÃªncia Nacional de Energia ElÃ©trica (Brazil) |  | 2017 | [8 empty] | 13.37 | 22.60 | 21.69 | 21.75 | 18.48 | SOLAR-V1-NO-AGE | SOLAR-V1-NO-AGE | SOLAR-V1-NO-AGE | SOLAR-V1-NO-AGE | SOLAR-V1-NO-AGE
BRA | Brazil | Lavrinhas |  | BRA0029114 | 30 | -22.5667 | -44.8631 | Hydro |  |  |  | 2011 |  | AgÃªncia Nacional de Energia ElÃ©trica (Brazil) | http://www2.aneel.gov.br/aplicacoes/capacidadebrasil/capacidadebrasil.cfm | AgÃªncia Nacional de Energia ElÃ©trica (Brazil) | 1084459 | 2017 | [8 empty] | 104.66 | 121.74 | 130.15 | 126.53 | 114.09 | SOLAR-V1-NO-AGE | SOLAR-V1-NO-AGE | SOLAR-V1-NO-AGE | SOLAR-V1-NO-AGE | SOLAR-V1-NO-AGE
BRA | Brazil | Cachoeirinha |  | BRA0030242 | 1.25 | -22.5700 | -46.4100 | Hydro |  |  |  | 2015 |  | AgÃªncia Nacional de Energia ElÃ©trica (Brazil) | http://www2.aneel.gov.br/aplicacoes/capacidadebrasil/capacidadebrasil.cfm | AgÃªncia Nacional de Energia ElÃ©trica (Brazil) | 1092492 | 2017 | [8 empty] | 2.04 | 3.92 | 3.77 | 3.78 | 3.27 | SOLAR-V1-NO-AGE | SOLAR-V1-NO-AGE | SOLAR-V1-NO-AGE | SOLAR-V1-NO-AGE | SOLAR-V1-NO-AGE
BRA | Brazil | Limoeiro |  | BRA0030983 | 1.25 | -22.5781 | -46.4194 | Hydro |  |  |  | 2015 |  | AgÃªncia Nacional de Energia ElÃ©trica (Brazil) | http://www2.aneel.gov.br/aplicacoes/capacidadebrasil/capacidadebrasil.cfm | AgÃªncia Nacional de Energia ElÃ©trica (Brazil) |  | 2017 | [8 empty] | 2.04 | 3.92 | 3.77 | 3.78 | 3.27 | SOLAR-V1-NO-AGE | SOLAR-V1-NO-AGE | SOLAR-V1-NO-AGE | SOLAR-V1-NO-AGE | SOLAR-V1-NO-AGE
BRA | Brazil | Socorro |  | BRA0002762 | 1 | -22.6000 | -46.5000 | Hydro | [5 empty] | AgÃªncia Nacional de Energia ElÃ©trica (Brazil) | http://www2.aneel.gov.br/aplicacoes/capacidadebrasil/capacidadebrasil.cfm | AgÃªncia Nacional de Energia ElÃ©trica (Brazil) | 1012686 | 2017 | [8 empty] | 2.56 | 3.25 | 3.41 | 4.37 | 2.83 | SOLAR-V1-NO-AGE | SOLAR-V1-NO-AGE | SOLAR-V1-NO-AGE | SOLAR-V1-NO-AGE | SOLAR-V1-NO-AGE
BRA | Brazil | Rosana |  | BRA0002555 | 354 | -22.6000 | -52.8694 | Hydro |  |  |  | 1987 |  | AgÃªncia Nacional de Energia ElÃ©trica (Brazil) | http://www2.aneel.gov.br/aplicacoes/capacidadebrasil/capacidadebrasil.cfm | AgÃªncia Nacional de Energia ElÃ©trica (Brazil) | 1012570 | 2017 | [8 empty] | 1521.07 | 1485.51 | 1362.87 | 2033.69 | 1347.58 | SOLAR-V1-NO-AGE | SOLAR-V1-NO-AGE | SOLAR-V1-NO-AGE | SOLAR-V1-NO-AGE | SOLAR-V1-NO-AGE
BRA | Brazil | Peixe |  | BRA0030243 | 1 | -22.6083 | -46.4417 | Hydro |  |  |  | 2011 |  | AgÃªncia Nacional de Energia ElÃ©trica (Brazil) | http://www2.aneel.gov.br/aplicacoes/capacidadebrasil/capacidadebrasil.cfm | AgÃªncia Nacional de Energia ElÃ©trica (Brazil) |  | 2017 | [8 empty] | 2.56 | 3.25 | 3.41 | 4.37 | 2.83 | SOLAR-V1-NO-AGE | SOLAR-V1-NO-AGE | SOLAR-V1-NO-AGE | SOLAR-V1-NO-AGE | SOLAR-V1-NO-AGE
BRA | Brazil | Sodre |  | BRA0031099 | 1.012 | -22.6500 | -45.3000 | Hydro |  |  |  | 2013 |  | AgÃªncia Nacional de Energia ElÃ©trica (Brazil) | http://www2.aneel.gov.br/aplicacoes/capacidadebrasil/capacidadebrasil.cfm | AgÃªncia Nacional de Energia ElÃ©trica (Brazil) |  | 2017 | [8 empty] | 1.69 | 3.16 | 3.04 | 3.05 | 2.63 | SOLAR-V1-NO-AGE | SOLAR-V1-NO-AGE | SOLAR-V1-NO-AGE | SOLAR-V1-NO-AGE | SOLAR-V1-NO-AGE
BRA | Brazil | Capivara (Escola de Engenharia Mackenzie) |  | BRA0000657 | 619 | -22.6580 | -51.3598 | Hydro |  |  |  | 1977 |  | AgÃªncia Nacional de Energia ElÃ©trica (Brazil) | http://www2.aneel.gov.br/aplicacoes/capacidadebrasil/capacidadebrasil.cfm | AgÃªncia Nacional de Energia ElÃ©trica (Brazil) | 1012555 | 2017 | [8 empty] | 2617.21 | 2559.91 | 2337.57 | 2978.10 | 2352.11 | SOLAR-V1-NO-AGE | SOLAR-V1-NO-AGE | SOLAR-V1-NO-AGE | SOLAR-V1-NO-AGE | SOLAR-V1-NO-AGE
BRA | Brazil | Paracambi |  | BRA0001959 | 25 | -22.6833 | -43.7667 | Hydro |  |  |  | 2012 |  | AgÃªncia Nacional de Energia ElÃ©trica (Brazil) | http://www2.aneel.gov.br/aplicacoes/capacidadebrasil/capacidadebrasil.cfm | AgÃªncia Nacional de Energia ElÃ©trica (Brazil) | 1050936 | 2017 | [8 empty] | 65.62 | 100.54 | 97.20 | 97.47 | 85.45 | SOLAR-V1-NO-AGE | SOLAR-V1-NO-AGE | SOLAR-V1-NO-AGE | SOLAR-V1-NO-AGE | SOLAR-V1-NO-AGE
BRA | Brazil | Nilo PeÃ§anha |  | BRA0001536 | 378.42 | -22.6833 | -43.8739 | Hydro |  |  |  | 1953 |  | AgÃªncia Nacional de Energia ElÃ©trica (Brazil) | http://www2.aneel.gov.br/aplicacoes/capacidadebrasil/capacidadebrasil.cfm | AgÃªncia Nacional de Energia ElÃ©trica (Brazil) | 1063419 | 2017 | [8 empty] | 862.81 | 1378.51 | 1326.89 | 1330.52 | 1080.55 | SOLAR-V1-NO-AGE | SOLAR-V1-NO-AGE | SOLAR-V1-NO-AGE | SOLAR-V1-NO-AGE | SOLAR-V1-NO-AGE
BRA | Brazil | Pereira Passos |  | BRA0002043 | 99.11 | -22.6864 | -43.8253 | Hydro |  |  |  | 1962 |  | AgÃªncia Nacional de Energia ElÃ©trica (Brazil) | http://www2.aneel.gov.br/aplicacoes/capacidadebrasil/capacidadebrasil.cfm | AgÃªncia Nacional de Energia ElÃ©trica (Brazil) | 1063420 | 2017 | [8 empty] | 260.27 | 398.99 | 385.47 | 386.53 | 338.87 | SOLAR-V1-NO-AGE | SOLAR-V1-NO-AGE | SOLAR-V1-NO-AGE | SOLAR-V1-NO-AGE | SOLAR-V1-NO-AGE
BRA | Brazil | Feixos |  | BRA0030260 | 1.3 | -22.6975 | -46.8512 | Hydro |  |  |  | 2011 |  | AgÃªncia Nacional de Energia ElÃ©trica (Brazil) | http://www2.aneel.gov.br/aplicacoes/capacidadebrasil/capacidadebrasil.cfm | AgÃªncia Nacional de Energia ElÃ©trica (Brazil) | 1088152 | 2017 | [8 empty] | 2.22 | 4.18 | 4.03 | 4.04 | 3.51 | SOLAR-V1-NO-AGE | SOLAR-V1-NO-AGE | SOLAR-V1-NO-AGE | SOLAR-V1-NO-AGE | SOLAR-V1-NO-AGE
BRA | Brazil | Americana |  | BRA0000089 | 30 | -22.6990 | -47.2842 | Hydro |  |  |  | 1949 |  | AgÃªncia Nacional de Energia ElÃ©trica (Brazil) | http://www2.aneel.gov.br/aplicacoes/capacidadebrasil/capacidadebrasil.cfm | AgÃªncia Nacional de Energia ElÃ©trica (Brazil) | 1012857 | 2017 | [8 empty] | 89.34 | 116.97 | 115.84 | 135.33 | 107.86 | NO-ESTIMATION | NO-ESTIMATION | NO-ESTIMATION | NO-ESTIMATION | CAPACITY-FACTOR-V1
BRA | Brazil | Eloy Chaves |  | BRA0027108 | 19 | -22.7000 | -47.2833 | Hydro |  |  |  | 1954 |  | AgÃªncia Nacional de Energia ElÃ©trica (Brazil) | http://www2.aneel.gov.br/aplicacoes/capacidadebrasil/capacidadebrasil.cfm | AgÃªncia Nacional de Energia ElÃ©trica (Brazil) | 1041772 | 2017 | [8 empty] | 56.83 | 75.76 | 71.52 | 87.42 | 71.61 | NO-ESTIMATION | NO-ESTIMATION | NO-ESTIMATION | NO-ESTIMATION | CAPACITY-FACTOR-V1
BRA | Brazil | Fontes Nova |  | BRA0000973 | 130.3 | -22.7031 | -43.8814 | Hydro |  |  |  | 1940 |  | AgÃªncia Nacional de Energia ElÃ©trica (Brazil) | http://www2.aneel.gov.br/aplicacoes/capacidadebrasil/capacidadebrasil.cfm | AgÃªncia Nacional de Energia ElÃ©trica (Brazil) | 1063418 | 2017 | [8 empty] | 323.93 | 502.87 | 485.09 | 486.42 | 400.27 | NO-ESTIMATION | NO-ESTIMATION | NO-ESTIMATION | NO-ESTIMATION | CAPACITY-FACTOR-V1
BRA | Brazil | Piracicaba (Antiga Boyes) |  | BRA0028024 | 1.12 | -22.7083 | -47.6333 | Hydro |  |  |  | 1938 |  | AgÃªncia Nacional de Energia ElÃ©trica (Brazil) | http://www2.aneel.gov.br/aplicacoes/capacidadebrasil/capacidadebrasil.cfm | AgÃªncia Nacional de Energia ElÃ©trica (Brazil) |  | 2017 | [8 empty] | 2.12 | 3.59 | 3.84 | 3.55 | 3.35 | NO-ESTIMATION | NO-ESTIMATION | NO-ESTIMATION | NO-ESTIMATION | CAPACITY-FACTOR-V1
BRA | Brazil | Luiz Queiroz |  | BRA0001343 | 2.88 | -22.7169 | -47.6517 | Hydro |  |  |  | 1983 |  | AgÃªncia Nacional de Energia ElÃ©trica (Brazil) | http://www2.aneel.gov.br/aplicacoes/capacidadebrasil/capacidadebrasil.cfm | AgÃªncia Nacional de Energia ElÃ©trica (Brazil) |  | 2017 | [8 empty] | 8.36 | 13.09 | 9.76 | 11.45 | 9.96 | HYDRO-V1 | HYDRO-V1 | HYDRO-V1 | HYDRO-V1 | HYDRO-V1
BRA | Brazil | Central GH Engenheiro Bernardo Figueiredo |  | BRA0000884 | 2.25 | -22.7392 | -46.9075 | Hydro |  |  |  | 1950 |  | AgÃªncia Nacional de Energia ElÃ©trica (Brazil) | http://www2.aneel.gov.br/aplicacoes/capacidadebrasil/capacidadebrasil.cfm | AgÃªncia Nacional de Energia ElÃ©trica (Brazil) |  | 2017 | [8 empty] | 7.21 | 8.86 | 9.13 | 9.17 | 8.73 | SOLAR-V1-NO-AGE | SOLAR-V1-NO-AGE | SOLAR-V1-NO-AGE | SOLAR-V1-NO-AGE | SOLAR-V1-NO-AGE
BRA | Brazil | Cachoeira Paulista |  | BRA0027476 | 1 | -22.7486 | -44.9056 | Hydro |  |  |  | 1976 |  | AgÃªncia Nacional de Energia ElÃ©trica (Brazil) | http://www2.aneel.gov.br/aplicacoes/capacidadebrasil/capacidadebrasil.cfm | AgÃªncia Nacional de Energia ElÃ©trica (Brazil) |  | 2017 | [8 empty] | 1.66 | 3.12 | 3.00 | 3.00 | 2.59 | SOLAR-V1-NO-AGE | SOLAR-V1-NO-AGE | SOLAR-V1-NO-AGE | SOLAR-V1-NO-AGE | SOLAR-V1-NO-AGE
BRA | Brazil | BraÃ§o |  | BRA0030001 | 11.52 | -22.7833 | -44.2333 | Hydro |  |  |  | 2011 |  | AgÃªncia Nacional de Energia ElÃ©trica (Brazil) | http://www2.aneel.gov.br/aplicacoes/capacidadebrasil/capacidadebrasil.cfm | AgÃªncia Nacional de Energia ElÃ©trica (Brazil) | 1092611 | 2017 | [8 empty] | 26.27 | 42.38 | 40.84 | 40.95 | 35.41 | SOLAR-V1-NO-AGE | SOLAR-V1-NO-AGE | SOLAR-V1-NO-AGE | SOLAR-V1-NO-AGE | SOLAR-V1-NO-AGE
BRA | Brazil | Macaco Branco |  | BRA0001349 | 2.363 | -22.7906 | -46.8972 | Hydro |  |  |  | 1911 |  | AgÃªncia Nacional de Energia ElÃ©trica (Brazil) | http://www2.aneel.gov.br/aplicacoes/capacidadebrasil/capacidadebrasil.cfm | AgÃªncia Nacional de Energia ElÃ©trica (Brazil) |  | 2017 | [8 empty] | 7.58 | 9.31 | 9.59 | 9.63 | 9.16 | SOLAR-V1-NO-AGE | SOLAR-V1-NO-AGE | SOLAR-V1-NO-AGE | SOLAR-V1-NO-AGE | SOLAR-V1-NO-AGE
BRA | Brazil | Jaguari |  | BRA0027109 | 11.8 | -22.8167 | -46.9000 | Hydro |  |  |  | 1919 |  | AgÃªncia Nacional de Energia ElÃ©trica (Brazil) | http://www2.aneel.gov.br/aplicacoes/capacidadebrasil/capacidadebrasil.cfm | AgÃªncia Nacional de Energia ElÃ©trica (Brazil) | 1012560 | 2017 | [8 empty] | 36.66 | 43.77 | 45.12 | 45.35 | 41.25 | SOLAR-V1-NO-AGE | SOLAR-V1-NO-AGE | SOLAR-V1-NO-AGE | SOLAR-V1-NO-AGE | SOLAR-V1-NO-AGE
BRA | Brazil | Salto Grande (Lucas Nogueira Garcez) |  | BRA0002648 | 73.8 | -22.9042 | -50.0003 | Hydro |  |  |  | 1958 |  | AgÃªncia Nacional de Energia ElÃ©trica (Brazil) | http://www2.aneel.gov.br/aplicacoes/capacidadebrasil/capacidadebrasil.cfm | AgÃªncia Nacional de Energia ElÃ©trica (Brazil) | 1012562 | 2017 | [8 empty] | 333.34 | 321.03 | 339.39 | 327.43 | 283.39 | WIND-V1 | WIND-V1 | WIND-V1 | WIND-V1 | WIND-V1
BRA | Brazil | Canoas II |  | BRA0027092 | 72 | -22.9361 | -50.2497 | Hydro |  |  |  | 1999 |  | AgÃªncia Nacional de Energia ElÃ©trica (Brazil) | http://www2.aneel.gov.br/aplicacoes/capacidadebrasil/capacidadebrasil.cfm | AgÃªncia Nacional de Energia ElÃ©trica (Brazil) | 1059222 | 2017 | [8 empty] | 325.21 | 307.14 | 331.11 | 331.39 | 276.48 | NO-ESTIMATION | NO-ESTIMATION | NO-ESTIMATION | NO-ESTIMATION | CAPACITY-FACTOR-V1
BRA | Brazil | Canoas I |  | BRA0000647 | 82.5 | -22.9414 | -50.5169 | Hydro |  |  |  | 1999 |  | AgÃªncia Nacional de Energia ElÃ©trica (Brazil) | http://www2.aneel.gov.br/aplicacoes/capacidadebrasil/capacidadebrasil.cfm | AgÃªncia Nacional de Energia ElÃ©trica (Brazil) | 1012494 | 2017 | [8 empty] | 370.90 | 352.64 | 381.65 | 364.29 | 381.08 | NO-ESTIMATION | NO-ESTIMATION | NO-ESTIMATION | NO-ESTIMATION | CAPACITY-FACTOR-V1
BRA | Brazil | Salto Grande |  | BRA0027172 | 4.55 | -22.9833 | -46.8333 | Hydro | [5 empty] | AgÃªncia Nacional de Energia ElÃ©trica (Brazil) | http://www2.aneel.gov.br/aplicacoes/capacidadebrasil/capacidadebrasil.cfm | AgÃªncia Nacional de Energia ElÃ©trica (Brazil) | 1012684 | 2017 | [8 empty] | 15.56 | 17.49 | 17.93 | 19.45 | 16.99 | NO-ESTIMATION | NO-ESTIMATION | NO-ESTIMATION | NO-ESTIMATION | CAPACITY-FACTOR-V1
BRA | Brazil | Salto Bandeirantes |  | BRA0029686 | 4.2 | -22.9850 | -51.8230 | Hydro |  |  |  | 2016 |  | AgÃªncia Nacional de Energia ElÃ©trica (Brazil) | http://www2.aneel.gov.br/aplicacoes/capacidadebrasil/capacidadebrasil.cfm | AgÃªncia Nacional de Energia ElÃ©trica (Brazil) |  | 2017 | [8 empty] | 11.46 | 13.11 | 17.33 | 18.26 | 12.82 | NO-ESTIMATION | NO-ESTIMATION | NO-ESTIMATION | NO-ESTIMATION | CAPACITY-FACTOR-V1
BRA | Brazil | Ourinhos |  | BRA0027872 | 44.4 | -23.0684 | -49.8381 | Hydro |  |  |  | 2005 |  | AgÃªncia Nacional de Energia ElÃ©trica (Brazil) | http://www2.aneel.gov.br/aplicacoes/capacidadebrasil/capacidadebrasil.cfm | AgÃªncia Nacional de Energia ElÃ©trica (Brazil) | 1045109 | 2017 | [8 empty] | 201.71 | 186.66 | 244.58 | 197.66 | 168.52 | WIND-V1 | WIND-V1 | WIND-V1 | WIND-V1 | WIND-V1
BRA | Brazil | Chavantes |  | BRA0000764 | 414 | -23.1286 | -49.7314 | Hydro |  |  |  | 1970 |  | AgÃªncia Nacional de Energia ElÃ©trica (Brazil) | http://www2.aneel.gov.br/aplicacoes/capacidadebrasil/capacidadebrasil.cfm | AgÃªncia Nacional de Energia ElÃ©trica (Brazil) | 1012556 | 2017 | [8 empty] | 1637.03 | 1540.36 | 1836.32 | 1581.23 | 1300.11 | NO-ESTIMATION | NO-ESTIMATION | NO-ESTIMATION | NO-ESTIMATION | CAPACITY-FACTOR-V1
BRA | Brazil | PirajÃº |  | BRA0002077 | 81 | -23.1544 | -49.3800 | Hydro |  |  |  | 2002 |  | AgÃªncia Nacional de Energia ElÃ©trica (Brazil) | http://www2.aneel.gov.br/aplicacoes/capacidadebrasil/capacidadebrasil.cfm | AgÃªncia Nacional de Energia ElÃ©trica (Brazil) | 1041905 | 2017 | [8 empty] | 281.59 | 340.23 | 335.40 | 352.53 | 301.56 | NO-ESTIMATION | NO-ESTIMATION | NO-ESTIMATION | NO-ESTIMATION | CAPACITY-FACTOR-V1
BRA | Brazil | Paranapanema |  | BRA0001972 | 31.5 | -23.1869 | -49.3839 | Hydro |  |  |  | 1957 |  | AgÃªncia Nacional de Energia ElÃ©trica (Brazil) | http://www2.aneel.gov.br/aplicacoes/capacidadebrasil/capacidadebrasil.cfm | AgÃªncia Nacional de Energia ElÃ©trica (Brazil) | 1012603 | 2017 | [8 empty] | 109.27 | 132.08 | 130.20 | 136.86 | 117.04 | WIND-V1 | WIND-V1 | WIND-V1 | WIND-V1 | WIND-V1
BRA | Brazil | Jaguari |  | BRA0027131 | 27.6 | -23.1950 | -46.0278 | Hydro |  |  |  | 1973 |  | AgÃªncia Nacional de Energia ElÃ©trica (Brazil) | http://www2.aneel.gov.br/aplicacoes/capacidadebrasil/capacidadebrasil.cfm | AgÃªncia Nacional de Energia ElÃ©trica (Brazil) | 1012560 | 2017 | [8 empty] | 87.89 | 124.05 | 103.55 | 122.18 | 98.25 | WIND-V1 | WIND-V1 | WIND-V1 | WIND-V1 | WIND-V1
BRA | Brazil | Porto GÃ³es |  | BRA0002123 | 24.8 | -23.2092 | -47.2964 | Hydro |  |  |  | 1928 |  | AgÃªncia Nacional de Energia ElÃ©trica (Brazil) | http://www2.aneel.gov.br/aplicacoes/capacidadebrasil/capacidadebrasil.cfm | AgÃªncia Nacional de Energia ElÃ©trica (Brazil) | 1063422 | 2017 | [8 empty] | 95.13 | 109.36 | 113.53 | 114.28 | 97.38 | NO-ESTIMATION | NO-ESTIMATION | NO-ESTIMATION | NO-ESTIMATION | CAPACITY-FACTOR-V1
BRA | Brazil | Jurumirim (Armando Avellanal Laydner) |  | BRA0001285 | 100.956 | -23.2094 | -49.2300 | Hydro |  |  |  | 1962 |  | AgÃªncia Nacional de Energia ElÃ©trica (Brazil) | http://www2.aneel.gov.br/aplicacoes/capacidadebrasil/capacidadebrasil.cfm | AgÃªncia Nacional de Energia ElÃ©trica (Brazil) | 1049107 | 2017 | [8 empty] | 350.97 | 430.07 | 418.03 | 439.38 | 373.96 | NO-ESTIMATION | NO-ESTIMATION | NO-ESTIMATION | NO-ESTIMATION | CAPACITY-FACTOR-V1
BRA | Brazil | Santa AdÃ©lia |  | BRA0028186 | 1 | -23.2440 | -47.7685 | Hydro |  |  |  | 2006 |  | AgÃªncia Nacional de Energia ElÃ©trica (Brazil) | http://www2.aneel.gov.br/aplicacoes/capacidadebrasil/capacidadebrasil.cfm | AgÃªncia Nacional de Energia ElÃ©trica (Brazil) |  | 2017 | [8 empty] | 2.45 | 4.29 | 3.56 | 3.67 | 4 | NO-ESTIMATION | NO-ESTIMATION | NO-ESTIMATION | NO-ESTIMATION | CAPACITY-FACTOR-V1
BRA | Brazil | SÃ£o Pedro |  | BRA0027096 | 1.5 | -23.2744 | -47.2392 | Hydro |  |  |  | 2007 |  | AgÃªncia Nacional de Energia ElÃ©trica (Brazil) | http://www2.aneel.gov.br/aplicacoes/capacidadebrasil/capacidadebrasil.cfm | AgÃªncia Nacional de Energia ElÃ©trica (Brazil) |  | 2017 | [8 empty] | 3.98 | 5.10 | 4.96 | 5.00 | 4.73 | WIND-V1 | WIND-V1 | WIND-V1 | WIND-V1 | WIND-V1
BRA | Brazil | Santa Branca |  | BRA0002696 | 56.05 | -23.3756 | -45.8761 | Hydro |  |  |  | 1999 |  | AgÃªncia Nacional de Energia ElÃ©trica (Brazil) | http://www2.aneel.gov.br/aplicacoes/capacidadebrasil/capacidadebrasil.cfm | AgÃªncia Nacional de Energia ElÃ©trica (Brazil) |  | 2017 | [8 empty] | 185.64 | 222.72 | 223.86 | 225.50 | 204.52 | WIND-V1 | WIND-V1 | WIND-V1 | WIND-V1 | WIND-V1
BRA | Brazil | RasgÃ£o |  | BRA0002187 | 22 | -23.3800 | -47.0322 | Hydro |  |  |  | 1925 |  | AgÃªncia Nacional de Energia ElÃ©trica (Brazil) | http://www2.aneel.gov.br/aplicacoes/capacidadebrasil/capacidadebrasil.cfm | AgÃªncia Nacional de Energia ElÃ©trica (Brazil) | 1063423 | 2017 | [8 empty] | 84.72 | 97.27 | 101.04 | 101.70 | 86.65 | NO-ESTIMATION | NO-ESTIMATION | NO-ESTIMATION | NO-ESTIMATION | CAPACITY-FACTOR-V1
BRA | Brazil | Pirapora |  | BRA0029721 | 25.024 | -23.3830 | -46.9830 | Hydro |  |  |  | 2014 |  | AgÃªncia Nacional de Energia ElÃ©trica (Brazil) | http://www2.aneel.gov.br/aplicacoes/capacidadebrasil/capacidadebrasil.cfm | AgÃªncia Nacional de Energia ElÃ©trica (Brazil) |  | 2017 | [8 empty] | 95.99 | 110.34 | 114.56 | 115.32 | 98.26 | NO-ESTIMATION | NO-ESTIMATION | NO-ESTIMATION | NO-ESTIMATION | CAPACITY-FACTOR-V1
BRA | Brazil | Paraibuna |  | BRA0027122 | 87.02 | -23.4100 | -45.6006 | Hydro |  |  |  | 1978 |  | AgÃªncia Nacional de Energia ElÃ©trica (Brazil) | http://www2.aneel.gov.br/aplicacoes/capacidadebrasil/capacidadebrasil.cfm | AgÃªncia Nacional de Energia ElÃ©trica (Brazil) | 1012566 | 2017 | [8 empty] | 247.25 | 341.84 | 326.25 | 328.09 | 301.32 | NO-ESTIMATION | NO-ESTIMATION | NO-ESTIMATION | NO-ESTIMATION | CAPACITY-FACTOR-V1
BRA | Brazil | SalesÃ³polis |  | BRA0002570 | 1 | -23.5633 | -45.8364 | Hydro |  |  |  | 2008 |  | AgÃªncia Nacional de Energia ElÃ©trica (Brazil) | http://www2.aneel.gov.br/aplicacoes/capacidadebrasil/capacidadebrasil.cfm | AgÃªncia Nacional de Energia ElÃ©trica (Brazil) | 1064535 | 2017 | [8 empty] | 1.66 | 3.12 | 3.00 | 3.00 | 2.59 | WIND-V1 | WIND-V1 | WIND-V1 | WIND-V1 | WIND-V1
BRA | Brazil | Itupararanga |  | BRA0001196 | 56.17 | -23.6125 | -47.3969 | Hydro |  |  |  | 1914 |  | AgÃªncia Nacional de Energia ElÃ©trica (Brazil) | http://www2.aneel.gov.br/aplicacoes/capacidadebrasil/capacidadebrasil.cfm | AgÃªncia Nacional de Energia ElÃ©trica (Brazil) | 1041906 | 2017 | [8 empty] | 171.87 | 200.05 | 242.54 | 208.29 | 182.72 | WIND-V1 | WIND-V1 | WIND-V1 | WIND-V1 | WIND-V1
BRA | Brazil | Itatinga |  | BRA0001185 | 15 | -23.7519 | -46.1394 | Hydro | [5 empty] | AgÃªncia Nacional de Energia ElÃ©trica (Brazil) | http://www2.aneel.gov.br/aplicacoes/capacidadebrasil/capacidadebrasil.cfm | AgÃªncia Nacional de Energia ElÃ©trica (Brazil) | 1012514 | 2017 | [8 empty] | 33.93 | 54.90 | 52.89 | 53.04 | 45.83 | NO-ESTIMATION | NO-ESTIMATION | NO-ESTIMATION | NO-ESTIMATION | CAPACITY-FACTOR-V1
BRA | Brazil | Jorda Flor |  | BRA0001257 | 1.55 | -23.8133 | -47.6731 | Hydro |  |  |  | 1949 |  | AgÃªncia Nacional de Energia ElÃ©trica (Brazil) | http://www2.aneel.gov.br/aplicacoes/capacidadebrasil/capacidadebrasil.cfm | AgÃªncia Nacional de Energia ElÃ©trica (Brazil) | 1081275 | 2017 | [8 empty] | 5.04 | 6.36 | 6.89 | 7.02 | 6.43 | NO-ESTIMATION | NO-ESTIMATION | NO-ESTIMATION | NO-ESTIMATION | CAPACITY-FACTOR-V1
BRA | Brazil | Pilar |  | BRA0028188 | 1.3 | -23.8359 | -47.6565 | Hydro |  |  |  | 1928 |  | AgÃªncia Nacional de Energia ElÃ©trica (Brazil) | http://www2.aneel.gov.br/aplicacoes/capacidadebrasil/capacidadebrasil.cfm | AgÃªncia Nacional de Energia ElÃ©trica (Brazil) | 1081273 | 2017 | [8 empty] | 4.23 | 5.33 | 5.78 | 5.89 | 5.39 | NO-ESTIMATION | NO-ESTIMATION | NO-ESTIMATION | NO-ESTIMATION | CAPACITY-FACTOR-V1
BRA | Brazil | Batista |  | BRA0028187 | 2.704 | -23.8397 | -47.6531 | Hydro |  |  |  | 1912 |  | AgÃªncia Nacional de Energia ElÃ©trica (Brazil) | http://www2.aneel.gov.br/aplicacoes/capacidadebrasil/capacidadebrasil.cfm | AgÃªncia Nacional de Energia ElÃ©trica (Brazil) | 1081274 | 2017 | [8 empty] | 8.76 | 11.06 | 11.98 | 12.21 | 11.18 | WIND-V1 | WIND-V1 | WIND-V1 | WIND-V1 | WIND-V1
BRA | Brazil | Henry Borden |  | BRA0001084 | 889 | -23.8753 | -46.4486 | Hydro |  |  |  | 1926 |  | AgÃªncia Nacional de Energia ElÃ©trica (Brazil) | http://www2.aneel.gov.br/aplicacoes/capacidadebrasil/capacidadebrasil.cfm | AgÃªncia Nacional de Energia ElÃ©trica (Brazil) | 1015585 | 2017 | [8 empty] | 2187.26 | 3398.76 | 3277.49 | 3286.47 | 2698.77 | NO-ESTIMATION | NO-ESTIMATION | NO-ESTIMATION | NO-ESTIMATION | CAPACITY-FACTOR-V1
BRA | Brazil | FranÃ§a |  | BRA0000990 | 29.52 | -23.9406 | -47.1944 | Hydro |  |  |  | 1958 |  | AgÃªncia Nacional de Energia ElÃ©trica (Brazil) | http://www2.aneel.gov.br/aplicacoes/capacidadebrasil/capacidadebrasil.cfm | AgÃªncia Nacional de Energia ElÃ©trica (Brazil) | 1034369 | 2017 | [8 empty] | 95.09 | 116.14 | 126.51 | 127.60 | 102.71 | WIND-V1 | WIND-V1 | WIND-V1 | WIND-V1 | WIND-V1
BRA | Brazil | JuruparÃ¡ |  | BRA0001286 | 7.2 | -23.9622 | -47.3900 | Hydro |  |  |  | 1947 |  | AgÃªncia Nacional de Energia ElÃ©trica (Brazil) | http://www2.aneel.gov.br/aplicacoes/capacidadebrasil/capacidadebrasil.cfm | AgÃªncia Nacional de Energia ElÃ©trica (Brazil) | 1041907 | 2017 | [8 empty] | 23.22 | 27.38 | 30.17 | 31.06 | 25.6 | NO-ESTIMATION | NO-ESTIMATION | NO-ESTIMATION | NO-ESTIMATION | CAPACITY-FACTOR-V1
BRA | Brazil | FumaÃ§a |  | BRA0001000 | 36.4 | -24.0075 | -47.2639 | Hydro |  |  |  | 1964 |  | AgÃªncia Nacional de Energia ElÃ©trica (Brazil) | http://www2.aneel.gov.br/aplicacoes/capacidadebrasil/capacidadebrasil.cfm | AgÃªncia Nacional de Energia ElÃ©trica (Brazil) |  | 2017 | [8 empty] | 117.26 | 143.20 | 155.99 | 157.34 | 126.65 | WIND-V1 | WIND-V1 | WIND-V1 | WIND-V1 | WIND-V1
BRA | Brazil | Barra |  | BRA0000207 | 40.4 | -24.0242 | -47.3556 | Hydro |  |  |  | 1986 |  | AgÃªncia Nacional de Energia ElÃ©trica (Brazil) | http://www2.aneel.gov.br/aplicacoes/capacidadebrasil/capacidadebrasil.cfm | AgÃªncia Nacional de Energia ElÃ©trica (Brazil) |  | 2017 | [8 empty] | 129.96 | 181.88 | 167.78 | 160.90 | 149.47 | NO-ESTIMATION | NO-ESTIMATION | NO-ESTIMATION | NO-ESTIMATION | CAPACITY-FACTOR-V1
BRA | Brazil | Cachoeira PoÃ§o Preto I |  | BRA0027253 | 3.564 | -24.0381 | -49.4617 | Hydro |  |  |  | 1964 |  | AgÃªncia Nacional de Energia ElÃ©trica (Brazil) | http://www2.aneel.gov.br/aplicacoes/capacidadebrasil/capacidadebrasil.cfm | AgÃªncia Nacional de Energia ElÃ©trica (Brazil) |  | 2017 | [8 empty] | 12.62 | 15.04 | 15.26 | 15.79 | 12.82 | NO-ESTIMATION | NO-ESTIMATION | NO-ESTIMATION | NO-ESTIMATION | CAPACITY-FACTOR-V1
BRA | Brazil | Cachoeira PoÃ§o Preto II |  | BRA0030406 | 2.098 | -24.0479 | -49.4578 | Hydro | [5 empty] | AgÃªncia Nacional de Energia ElÃ©trica (Brazil) | http://www2.aneel.gov.br/aplicacoes/capacidadebrasil/capacidadebrasil.cfm | AgÃªncia Nacional de Energia ElÃ©trica (Brazil) |  | 2017 | [8 empty] | 7.51 | 9.40 | 9.13 | 9.49 | 8.01 | WIND-V1 | WIND-V1 | WIND-V1 | WIND-V1 | WIND-V1
BRA | Brazil | Governador Jayme Canet JÃºnior - GJC (Antiga MauÃ¡) |  | BRA0029598 | 363.138 | -24.0622 | -50.7064 | Hydro |  |  |  | 2012 |  | AgÃªncia Nacional de Energia ElÃ©trica (Brazil) | http://www2.aneel.gov.br/aplicacoes/capacidadebrasil/capacidadebrasil.cfm | AgÃªncia Nacional de Energia ElÃ©trica (Brazil) |  | 2017 | [8 empty] | 1215.81 | 1346.25 | 1396.23 | 1396.32 | 1111.56 | WIND-V1 | WIND-V1 | WIND-V1 | WIND-V1 | WIND-V1
BRA | Brazil | Porto Raso |  | BRA0002128 | 28.4 | -24.0625 | -47.4158 | Hydro |  |  |  | 1982 |  | AgÃªncia Nacional de Energia ElÃ©trica (Brazil) | http://www2.aneel.gov.br/aplicacoes/capacidadebrasil/capacidadebrasil.cfm | AgÃªncia Nacional de Energia ElÃ©trica (Brazil) | 1012496 | 2017 | [8 empty] | 91.15 | 127.65 | 117.74 | 112.90 | 104.86 | WIND-V1 | WIND-V1 | WIND-V1 | WIND-V1 | WIND-V1
BRA | Brazil | Salto Natal |  | BRA0027879 | 15.16 | -24.0722 | -52.2917 | Hydro |  |  |  | 2003 |  | AgÃªncia Nacional de Energia ElÃ©trica (Brazil) | http://www2.aneel.gov.br/aplicacoes/capacidadebrasil/capacidadebrasil.cfm | AgÃªncia Nacional de Energia ElÃ©trica (Brazil) | 1058943 | 2017 | [8 empty] | 49.15 | 63.95 | 70.23 | 56.93 | 53.48 | WIND-V1 | WIND-V1 | WIND-V1 | WIND-V1 | WIND-V1
BRA | Brazil | Alecrim |  | BRA0000047 | 72 | -24.0814 | -47.5067 | Hydro |  |  |  | 1974 |  | AgÃªncia Nacional de Energia ElÃ©trica (Brazil) | http://www2.aneel.gov.br/aplicacoes/capacidadebrasil/capacidadebrasil.cfm | AgÃªncia Nacional de Energia ElÃ©trica (Brazil) | 1012492 | 2017 | [8 empty] | 232.21 | 324.75 | 299.02 | 286.76 | 266.99 | NO-ESTIMATION | NO-ESTIMATION | NO-ESTIMATION | NO-ESTIMATION | CAPACITY-FACTOR-V1
BRA | Brazil | Salto do Iporanga |  | BRA0002626 | 36.87 | -24.0997 | -47.7203 | Hydro |  |  |  | 1989 |  | AgÃªncia Nacional de Energia ElÃ©trica (Brazil) | http://www2.aneel.gov.br/aplicacoes/capacidadebrasil/capacidadebrasil.cfm | AgÃªncia Nacional de Energia ElÃ©trica (Brazil) | 1012495 | 2017 | [8 empty] | 71.24 | 131.50 | 156.09 | 142.30 | 117.8 | NO-ESTIMATION | NO-ESTIMATION | NO-ESTIMATION | NO-ESTIMATION | CAPACITY-FACTOR-V1
BRA | Brazil | Pesqueiro |  | BRA0002046 | 12.44 | -24.1328 | -49.6358 | Hydro |  |  |  | 2003 |  | AgÃªncia Nacional de Energia ElÃ©trica (Brazil) | http://www2.aneel.gov.br/aplicacoes/capacidadebrasil/capacidadebrasil.cfm | AgÃªncia Nacional de Energia ElÃ©trica (Brazil) | 1059253 | 2017 | [8 empty] | 40.52 | 56.10 | 55.21 | 55.49 | 43.37 | WIND-V1 | WIND-V1 | WIND-V1 | WIND-V1 | WIND-V1
BRA | Brazil | Serraria |  | BRA0002740 | 24 | -24.1519 | -47.5481 | Hydro |  |  |  | 1978 |  | AgÃªncia Nacional de Energia ElÃ©trica (Brazil) | http://www2.aneel.gov.br/aplicacoes/capacidadebrasil/capacidadebrasil.cfm | AgÃªncia Nacional de Energia ElÃ©trica (Brazil) | 1012497 | 2017 | [8 empty] | 80.22 | 111.07 | 103.63 | 98.82 | 91.81 | WIND-V1 | WIND-V1 | WIND-V1 | WIND-V1 | WIND-V1
BRA | Brazil | Moinho |  | BRA0030836 | 3.7 | -24.4181 | -54.0271 | Hydro |  |  |  | 2015 |  | AgÃªncia Nacional de Energia ElÃ©trica (Brazil) | http://www2.aneel.gov.br/aplicacoes/capacidadebrasil/capacidadebrasil.cfm | AgÃªncia Nacional de Energia ElÃ©trica (Brazil) | 1078113 | 2017 | [8 empty] | 11.48 | 15.58 | 15.49 | 15.52 | 14.08 | WIND-V1 | WIND-V1 | WIND-V1 | WIND-V1 | WIND-V1
BRA | Brazil | Evo |  | BRA0030588 | 1 | -24.4740 | -51.7922 | Hydro | [5 empty] | AgÃªncia Nacional de Energia ElÃ©trica (Brazil) | http://www2.aneel.gov.br/aplicacoes/capacidadebrasil/capacidadebrasil.cfm | AgÃªncia Nacional de Energia ElÃ©trica (Brazil) |  | 2017 | [8 empty] | 1.74 | 3.20 | 3.08 | 3.09 | 2.68 | NO-ESTIMATION | NO-ESTIMATION | NO-ESTIMATION | NO-ESTIMATION | CAPACITY-FACTOR-V1
BRA | Brazil | ApiaÃ­ |  | BRA0000116 | 1 | -24.4789 | -49.0636 | Hydro |  |  |  | 1951 |  | AgÃªncia Nacional de Energia ElÃ©trica (Brazil) | http://www2.aneel.gov.br/aplicacoes/capacidadebrasil/capacidadebrasil.cfm | AgÃªncia Nacional de Energia ElÃ©trica (Brazil) |  | 2017 | [8 empty] | 1.67 | 3.12 | 3.00 | 3.01 | 2.6 | WIND-V1 | WIND-V1 | WIND-V1 | WIND-V1 | WIND-V1
BRA | Brazil | benedito |  | BRA0030606 | 1 | -24.5125 | -51.7740 | Hydro |  |  |  | 1980 |  | AgÃªncia Nacional de Energia ElÃ©trica (Brazil) | http://www2.aneel.gov.br/aplicacoes/capacidadebrasil/capacidadebrasil.cfm | AgÃªncia Nacional de Energia ElÃ©trica (Brazil) |  | 2017 | [8 empty] | 1.74 | 3.20 | 3.08 | 3.09 | 2.68 | WIND-V1 | WIND-V1 | WIND-V1 | WIND-V1 | WIND-V1
BRA | Brazil | Cristalino |  | BRA0028783 | 4 | -24.5633 | -51.5533 | Hydro |  |  |  | 2005 |  | AgÃªncia Nacional de Energia ElÃ©trica (Brazil) | http://www2.aneel.gov.br/aplicacoes/capacidadebrasil/capacidadebrasil.cfm | AgÃªncia Nacional de Energia ElÃ©trica (Brazil) |  | 2017 | [8 empty] | 7.78 | 13.14 | 12.61 | 12.64 | 10.72 | WIND-V1 | WIND-V1 | WIND-V1 | WIND-V1 | WIND-V1
BRA | Brazil | Catas Altas I |  | BRA0027435 | 4 | -24.5972 | -49.1350 | Hydro |  |  |  | 1962 |  | AgÃªncia Nacional de Energia ElÃ©trica (Brazil) | http://www2.aneel.gov.br/aplicacoes/capacidadebrasil/capacidadebrasil.cfm | AgÃªncia Nacional de Energia ElÃ©trica (Brazil) | 1081289 | 2017 | [8 empty] | 12.66 | 16.71 | 16.91 | 15.62 | 15.73 | NO-ESTIMATION | NO-ESTIMATION | NO-ESTIMATION | NO-ESTIMATION | CAPACITY-FACTOR-V1
BRA | Brazil | Melissa |  | BRA0001452 | 1 | -24.6000 | -53.2333 | Hydro | [5 empty] | AgÃªncia Nacional de Energia ElÃ©trica (Brazil) | http://www2.aneel.gov.br/aplicacoes/capacidadebrasil/capacidadebrasil.cfm | AgÃªncia Nacional de Energia ElÃ©trica (Brazil) | 1012667 | 2017 | [8 empty] | 3.33 | 4.54 | 4.58 | 4.41 | 4.18 | WIND-V1 | WIND-V1 | WIND-V1 | WIND-V1 | WIND-V1
BRA | Brazil | ItaguaÃ§u |  | BRA0028921 | 14 | -24.6933 | -51.5192 | Hydro |  |  |  | 2013 |  | AgÃªncia Nacional de Energia ElÃ©trica (Brazil) | http://www2.aneel.gov.br/aplicacoes/capacidadebrasil/capacidadebrasil.cfm | AgÃªncia Nacional de Energia ElÃ©trica (Brazil) |  | 2017 | [8 empty] | 39.44 | 58.09 | 57.29 | 52.57 | 52.18 | WIND-V1 | WIND-V1 | WIND-V1 | WIND-V1 | WIND-V1
BRA | Brazil | SÃ£o Francisco |  | BRA0028747 | 14 | -24.7331 | -53.8928 | Hydro |  |  |  | 2010 |  | AgÃªncia Nacional de Energia ElÃ©trica (Brazil) | http://www2.aneel.gov.br/aplicacoes/capacidadebrasil/capacidadebrasil.cfm | AgÃªncia Nacional de Energia ElÃ©trica (Brazil) |  | 2017 | [8 empty] | 41.66 | 57.86 | 59.16 | 56.10 | 52.18 | WIND-V1 | WIND-V1 | WIND-V1 | WIND-V1 | WIND-V1
BRA | Brazil | CantÃº 2 |  | BRA0029180 | 19.8071 | -24.7458 | -52.4681 | Hydro |  |  |  | 2015 |  | AgÃªncia Nacional de Energia ElÃ©trica (Brazil) | http://www2.aneel.gov.br/aplicacoes/capacidadebrasil/capacidadebrasil.cfm | AgÃªncia Nacional de Energia ElÃ©trica (Brazil) |  | 2017 | [8 empty] | 64.36 | 76.17 | 87.15 | 86.80 | 70.54 | NO-ESTIMATION | NO-ESTIMATION | NO-ESTIMATION | NO-ESTIMATION | CAPACITY-FACTOR-V1
BRA | Brazil | Pedrinho I |  | BRA0002028 | 16.04 | -24.7875 | -51.4300 | Hydro |  |  |  | 2003 |  | AgÃªncia Nacional de Energia ElÃ©trica (Brazil) | http://www2.aneel.gov.br/aplicacoes/capacidadebrasil/capacidadebrasil.cfm | AgÃªncia Nacional de Energia ElÃ©trica (Brazil) | 1051200 | 2017 | [8 empty] | 35.09 | 57.60 | 55.46 | 55.61 | 47.9 | WIND-V1 | WIND-V1 | WIND-V1 | WIND-V1 | WIND-V1
BRA | Brazil | Paina II |  | BRA0001937 | 1.2 | -24.8919 | -49.5936 | Hydro |  |  |  | 2004 |  | AgÃªncia Nacional de Energia ElÃ©trica (Brazil) | http://www2.aneel.gov.br/aplicacoes/capacidadebrasil/capacidadebrasil.cfm | AgÃªncia Nacional de Energia ElÃ©trica (Brazil) |  | 2017 | [8 empty] | 1.95 | 3.76 | 3.62 | 3.63 | 3.14 | WIND-V1 | WIND-V1 | WIND-V1 | WIND-V1 | WIND-V1
BRA | Brazil | Boa Vista II |  | BRA0000273 | 8 | -24.9229 | -51.3963 | Hydro |  |  |  | 2002 |  | AgÃªncia Nacional de Energia ElÃ©trica (Brazil) | http://www2.aneel.gov.br/aplicacoes/capacidadebrasil/capacidadebrasil.cfm | AgÃªncia Nacional de Energia ElÃ©trica (Brazil) | 1080619 | 2017 | [8 empty] | 25.34 | 33.34 | 35.86 | 32.64 | 28.62 | WIND-V1 | WIND-V1 | WIND-V1 | WIND-V1 | WIND-V1
BRA | Brazil | Novo Horizonte |  | BRA0028782 | 23 | -25.0114 | -48.6222 | Hydro |  |  |  | 2011 |  | AgÃªncia Nacional de Energia ElÃ©trica (Brazil) | http://www2.aneel.gov.br/aplicacoes/capacidadebrasil/capacidadebrasil.cfm | AgÃªncia Nacional de Energia ElÃ©trica (Brazil) | 1078573 | 2017 | [8 empty] | 74.71 | 105.72 | 98.56 | 98.85 | 85.67 | WIND-V1 | WIND-V1 | WIND-V1 | WIND-V1 | WIND-V1
BRA | Brazil | SÃ£o Jorge |  | BRA0027153 | 2.3 | -25.0256 | -50.0511 | Hydro | [5 empty] | AgÃªncia Nacional de Energia ElÃ©trica (Brazil) | http://www2.aneel.gov.br/aplicacoes/capacidadebrasil/capacidadebrasil.cfm | AgÃªncia Nacional de Energia ElÃ©trica (Brazil) |  | 2017 | [8 empty] | 4.71 | 8.28 | 8.00 | 8.02 | 7.08 | WIND-V1 | WIND-V1 | WIND-V1 | WIND-V1 | WIND-V1
BRA | Brazil | Governador Pedro Viriato Parigot de Souza (Capivari/Cachoeira) |  | BRA0001042 | 260 | -25.1386 | -48.8738 | Hydro |  |  |  | 1971 |  | AgÃªncia Nacional de Energia ElÃ©trica (Brazil) | http://www2.aneel.gov.br/aplicacoes/capacidadebrasil/capacidadebrasil.cfm | AgÃªncia Nacional de Energia ElÃ©trica (Brazil) | 1012669 | 2017 | [8 empty] | 660.91 | 998.98 | 917.28 | 916.72 | 729.29 | NO-ESTIMATION | NO-ESTIMATION | NO-ESTIMATION | NO-ESTIMATION | CAPACITY-FACTOR-V1
BRA | Brazil | Santa Cruz |  | BRA0027557 | 1.4 | -25.1494 | -49.4217 | Hydro | [5 empty] | AgÃªncia Nacional de Energia ElÃ©trica (Brazil) | http://www2.aneel.gov.br/aplicacoes/capacidadebrasil/capacidadebrasil.cfm | AgÃªncia Nacional de Energia ElÃ©trica (Brazil) |  | 2017 | [8 empty] | 2.10 | 4.21 | 4.04 | 4.05 | 3.48 | WIND-V1 | WIND-V1 | WIND-V1 | WIND-V1 | WIND-V1
BRA | Brazil | Salto Rio Branco |  | BRA0002670 | 2.4 | -25.1667 | -50.9403 | Hydro | [5 empty] | AgÃªncia Nacional de Energia ElÃ©trica (Brazil) | http://www2.aneel.gov.br/aplicacoes/capacidadebrasil/capacidadebrasil.cfm | AgÃªncia Nacional de Energia ElÃ©trica (Brazil) |  | 2017 | [8 empty] | 8.94 | 10.75 | 11.27 | 10.63 | 9.78 | WIND-V1 | WIND-V1 | WIND-V1 | WIND-V1 | WIND-V1
BRA | Brazil | Rio dos Patos |  | BRA0002360 | 1.72 | -25.1755 | -50.9403 | Hydro | [5 empty] | AgÃªncia Nacional de Energia ElÃ©trica (Brazil) | http://www2.aneel.gov.br/aplicacoes/capacidadebrasil/capacidadebrasil.cfm | AgÃªncia Nacional de Energia ElÃ©trica (Brazil) | 1012671 | 2017 | [8 empty] | 6.39 | 7.72 | 7.95 | 7.63 | 7.02 | NO-ESTIMATION | NO-ESTIMATION | NO-ESTIMATION | NO-ESTIMATION | CAPACITY-FACTOR-V1
BRA | Brazil | Dalba |  | BRA0030577 | 1 | -25.2817 | -51.8770 | Hydro |  |  |  | 2014 |  | AgÃªncia Nacional de Energia ElÃ©trica (Brazil) | http://www2.aneel.gov.br/aplicacoes/capacidadebrasil/capacidadebrasil.cfm | AgÃªncia Nacional de Energia ElÃ©trica (Brazil) |  | 2017 | [8 empty] | 1.74 | 3.20 | 3.08 | 3.09 | 2.68 | NO-ESTIMATION | NO-ESTIMATION | NO-ESTIMATION | NO-ESTIMATION | CAPACITY-FACTOR-V1
BRA | Brazil | Campo Real |  | BRA0030678 | 1 | -25.4175 | -51.7514 | Hydro | [5 empty] | AgÃªncia Nacional de Energia ElÃ©trica (Brazil) | http://www2.aneel.gov.br/aplicacoes/capacidadebrasil/capacidadebrasil.cfm | AgÃªncia Nacional de Energia ElÃ©trica (Brazil) |  | 2017 | [8 empty] | 1.74 | 3.20 | 3.08 | 3.09 | 2.68 | NO-ESTIMATION | NO-ESTIMATION | NO-ESTIMATION | NO-ESTIMATION | CAPACITY-FACTOR-V1
BRA | Brazil | Itaipu (Parte Brasileira) |  | BRA0001161 | 7000 | -25.4269 | -54.5931 | Hydro |  |  |  | 1989 |  | AgÃªncia Nacional de Energia ElÃ©trica (Brazil) | http://www2.aneel.gov.br/aplicacoes/capacidadebrasil/capacidadebrasil.cfm | AgÃªncia Nacional de Energia ElÃ©trica (Brazil) | 1019880 | 2017 | [9 empty] | 33088.81 | 33119.47 | 33210.21 | 31363.63 | WIND-V1 | WIND-V1 | WIND-V1 | WIND-V1 | WIND-V1
BRA | Brazil | TrÃªs CapÃµes |  | BRA0002871 | 1.268 | -25.4644 | -51.6630 | Hydro | [5 empty] | AgÃªncia Nacional de Energia ElÃ©trica (Brazil) | http://www2.aneel.gov.br/aplicacoes/capacidadebrasil/capacidadebrasil.cfm | AgÃªncia Nacional de Energia ElÃ©trica (Brazil) |  | 2017 | [8 empty] | 4.80 | 5.63 | 5.72 | 5.45 | 5.07 | WIND-V1 | WIND-V1 | WIND-V1 | WIND-V1 | WIND-V1
BRA | Brazil | Cavernoso II |  | BRA0030458 | 19.008 | -25.4933 | -52.2250 | Hydro |  |  |  | 2013 |  | AgÃªncia Nacional de Energia ElÃ©trica (Brazil) | http://www2.aneel.gov.br/aplicacoes/capacidadebrasil/capacidadebrasil.cfm | AgÃªncia Nacional de Energia ElÃ©trica (Brazil) | 1083886 | 2017 | [8 empty] | 72.94 | 85.68 | 85.89 | 86.71 | 65.43 | WIND-V1 | WIND-V1 | WIND-V1 | WIND-V1 | WIND-V1
BRA | Brazil | Cavernoso |  | BRA0000729 | 1.26 | -25.4936 | -52.2128 | Hydro | [5 empty] | AgÃªncia Nacional de Energia ElÃ©trica (Brazil) | http://www2.aneel.gov.br/aplicacoes/capacidadebrasil/capacidadebrasil.cfm | AgÃªncia Nacional de Energia ElÃ©trica (Brazil) | 1012657 | 2017 | [8 empty] | 4.77 | 5.66 | 5.56 | 5.81 | 4.71 | NO-ESTIMATION | NO-ESTIMATION | NO-ESTIMATION | NO-ESTIMATION | CAPACITY-FACTOR-V1
BRA | Brazil | Salto Curucaca |  | BRA0028994 | 37.042 | -25.5328 | -51.8156 | Hydro |  |  |  | 2016 |  | AgÃªncia Nacional de Energia ElÃ©trica (Brazil) | http://www2.aneel.gov.br/aplicacoes/capacidadebrasil/capacidadebrasil.cfm | AgÃªncia Nacional de Energia ElÃ©trica (Brazil) | 1059131 | 2017 | [8 empty] | 136.21 | 154.47 | 164.81 | 139.94 | 118.6 | NO-ESTIMATION | NO-ESTIMATION | NO-ESTIMATION | NO-ESTIMATION | CAPACITY-FACTOR-V1
BRA | Brazil | Salto OsÃ³rio |  | BRA0002659 | 1078 | -25.5333 | -53.0333 | Hydro |  |  |  | 1975 |  | AgÃªncia Nacional de Energia ElÃ©trica (Brazil) | http://www2.aneel.gov.br/aplicacoes/capacidadebrasil/capacidadebrasil.cfm | AgÃªncia Nacional de Energia ElÃ©trica (Brazil) | 1011796 | 2017 | [8 empty] | 4587.06 | 4499.96 | 5172.25 | 3495.96 | 4401.54 | NO-ESTIMATION | NO-ESTIMATION | NO-ESTIMATION | NO-ESTIMATION | CAPACITY-FACTOR-V1
BRA | Brazil | Governador JosÃ© Richa (Salto Caxias) |  | BRA0002591 | 1240 | -25.5431 | -53.4981 | Hydro |  |  |  | 1999 |  | AgÃªncia Nacional de Energia ElÃ©trica (Brazil) | http://www2.aneel.gov.br/aplicacoes/capacidadebrasil/capacidadebrasil.cfm | AgÃªncia Nacional de Energia ElÃ©trica (Brazil) |  | 2017 | [8 empty] | 6169.33 | 5187.77 | 6984.15 | 5086.23 | 4824.66 | NO-ESTIMATION | NO-ESTIMATION | NO-ESTIMATION | NO-ESTIMATION | CAPACITY-FACTOR-V1
BRA | Brazil | Arturo Andreoli (Antiga JÃºlio de Mesquita Filho) |  | BRA0001278 | 29.072 | -25.5681 | -53.0742 | Hydro |  |  |  | 2001 |  | AgÃªncia Nacional de Energia ElÃ©trica (Brazil) | http://www2.aneel.gov.br/aplicacoes/capacidadebrasil/capacidadebrasil.cfm | AgÃªncia Nacional de Energia ElÃ©trica (Brazil) |  | 2017 | [8 empty] | 108.83 | 128.52 | 130.03 | 126.81 | 119.21 | NO-ESTIMATION | NO-ESTIMATION | NO-ESTIMATION | NO-ESTIMATION | CAPACITY-FACTOR-V1
BRA | Brazil | Santa Clara |  | BRA0028361 | 120.168 | -25.6478 | -51.9536 | Hydro |  |  |  | 2005 |  | AgÃªncia Nacional de Energia ElÃ©trica (Brazil) | http://www2.aneel.gov.br/aplicacoes/capacidadebrasil/capacidadebrasil.cfm | AgÃªncia Nacional de Energia ElÃ©trica (Brazil) |  | 2017 | [8 empty] | 400.68 | 466.12 | 534.05 | 463.75 | 427.37 | NO-ESTIMATION | NO-ESTIMATION | NO-ESTIMATION | NO-ESTIMATION | CAPACITY-FACTOR-V1
BRA | Brazil | Santa Clara I |  | BRA0028850 | 3.6 | -25.6478 | -51.9536 | Hydro |  |  |  | 2005 |  | AgÃªncia Nacional de Energia ElÃ©trica (Brazil) | http://www2.aneel.gov.br/aplicacoes/capacidadebrasil/capacidadebrasil.cfm | AgÃªncia Nacional de Energia ElÃ©trica (Brazil) |  | 2017 | [8 empty] | 14.14 | 15.15 | 17.88 | 15.16 | 15.13 | WIND-V1 | WIND-V1 | WIND-V1 | WIND-V1 | WIND-V1
BRA | Brazil | Salto Santiago |  | BRA0002672 | 1420 | -25.6500 | -52.6167 | Hydro |  |  |  | 1980 |  | AgÃªncia Nacional de Energia ElÃ©trica (Brazil) | http://www2.aneel.gov.br/aplicacoes/capacidadebrasil/capacidadebrasil.cfm | AgÃªncia Nacional de Energia ElÃ©trica (Brazil) | 1011797 | 2017 | [8 empty] | 6178.62 | 6100.71 | 6476.44 | 5560.08 | 5155.01 | NO-ESTIMATION | NO-ESTIMATION | NO-ESTIMATION | NO-ESTIMATION | CAPACITY-FACTOR-V1
BRA | Brazil | Salto SÃ£o Pedro |  | BRA0026885 | 3.65 | -25.6625 | -51.9656 | Hydro | [5 empty] | AgÃªncia Nacional de Energia ElÃ©trica (Brazil) | http://www2.aneel.gov.br/aplicacoes/capacidadebrasil/capacidadebrasil.cfm | AgÃªncia Nacional de Energia ElÃ©trica (Brazil) |  | 2017 | [8 empty] | 14.33 | 15.36 | 18.12 | 15.37 | 15.34 | WIND-V1 | WIND-V1 | WIND-V1 | WIND-V1 | WIND-V1
BRA | Brazil | FundÃ£o |  | BRA0028360 | 120.168 | -25.7086 | -51.9981 | Hydro |  |  |  | 2006 |  | AgÃªncia Nacional de Energia ElÃ©trica (Brazil) | http://www2.aneel.gov.br/aplicacoes/capacidadebrasil/capacidadebrasil.cfm | AgÃªncia Nacional de Energia ElÃ©trica (Brazil) | 1056472 | 2017 | [8 empty] | 400.68 | 466.12 | 534.05 | 463.75 | 427.37 | WIND-V1 | WIND-V1 | WIND-V1 | WIND-V1 | WIND-V1
BRA | Brazil | FundÃ£o I |  | BRA0028846 | 2.475 | -25.7086 | -51.9981 | Hydro |  |  |  | 2006 |  | AgÃªncia Nacional de Energia ElÃ©trica (Brazil) | http://www2.aneel.gov.br/aplicacoes/capacidadebrasil/capacidadebrasil.cfm | AgÃªncia Nacional de Energia ElÃ©trica (Brazil) |  | 2017 | [8 empty] | 9.64 | 10.19 | 12.10 | 10.23 | 10.39 | NO-ESTIMATION | NO-ESTIMATION | NO-ESTIMATION | NO-ESTIMATION | CAPACITY-FACTOR-V1
BRA | Brazil | Guaricana |  | BRA0001075 | 36 | -25.7148 | -48.9745 | Hydro |  |  |  | 1957 |  | AgÃªncia Nacional de Energia ElÃ©trica (Brazil) | http://www2.aneel.gov.br/aplicacoes/capacidadebrasil/capacidadebrasil.cfm | AgÃªncia Nacional de Energia ElÃ©trica (Brazil) | 1012662 | 2017 | [8 empty] | 119.24 | 155.00 | 149.67 | 146.91 | 128.15 | WIND-V1 | WIND-V1 | WIND-V1 | WIND-V1 | WIND-V1
BRA | Brazil | DerivaÃ§Ã£o do Rio JordÃ£o |  | BRA0002398 | 6.5 | -25.7589 | -52.0869 | Hydro |  |  |  | 1997 |  | AgÃªncia Nacional de Energia ElÃ©trica (Brazil) | http://www2.aneel.gov.br/aplicacoes/capacidadebrasil/capacidadebrasil.cfm | AgÃªncia Nacional de Energia ElÃ©trica (Brazil) |  | 2017 | [8 empty] | 29.19 | 32.08 | 31.06 | 27.40 | 26.32 | NO-ESTIMATION | NO-ESTIMATION | NO-ESTIMATION | NO-ESTIMATION | CAPACITY-FACTOR-V1
BRA | Brazil | Barra |  | BRA0027174 | 5.2 | -25.7667 | -52.0833 | Hydro |  |  |  | 2001 |  | AgÃªncia Nacional de Energia ElÃ©trica (Brazil) | http://www2.aneel.gov.br/aplicacoes/capacidadebrasil/capacidadebrasil.cfm | AgÃªncia Nacional de Energia ElÃ©trica (Brazil) |  | 2017 | [8 empty] | 22.82 | 25.14 | 24.32 | 21.39 | 20.53 | WIND-V1 | WIND-V1 | WIND-V1 | WIND-V1 | WIND-V1
BRA | Brazil | Governador Ney Aminthas de Barros Braga (Segredo) |  | BRA0002715 | 1260 | -25.7833 | -52.1333 | Hydro |  |  |  | 1992 |  | AgÃªncia Nacional de Energia ElÃ©trica (Brazil) | http://www2.aneel.gov.br/aplicacoes/capacidadebrasil/capacidadebrasil.cfm | AgÃªncia Nacional de Energia ElÃ©trica (Brazil) | 1012677 | 2017 | [8 empty] | 6067.37 | 5809.09 | 5072.82 | 5368.60 | 4426.43 | NO-ESTIMATION | NO-ESTIMATION | NO-ESTIMATION | NO-ESTIMATION | CAPACITY-FACTOR-V1
BRA | Brazil | ChaminÃ© |  | BRA0000753 | 18 | -25.8153 | -49.0606 | Hydro |  |  |  | 1930 |  | AgÃªncia Nacional de Energia ElÃ©trica (Brazil) | http://www2.aneel.gov.br/aplicacoes/capacidadebrasil/capacidadebrasil.cfm | AgÃªncia Nacional de Energia ElÃ©trica (Brazil) | 1012659 | 2017 | [8 empty] | 40.59 | 65.76 | 63.35 | 63.52 | 54.87 | WIND-V1 | WIND-V1 | WIND-V1 | WIND-V1 | WIND-V1
BRA | Brazil | Vitorino |  | BRA0027549 | 5.28 | -25.9833 | -52.7833 | Hydro |  |  |  | 2002 |  | AgÃªncia Nacional de Energia ElÃ©trica (Brazil) | http://www2.aneel.gov.br/aplicacoes/capacidadebrasil/capacidadebrasil.cfm | AgÃªncia Nacional de Energia ElÃ©trica (Brazil) | 1059271 | 2017 | [8 empty] | 16.32 | 21.99 | 23.75 | 20.73 | 18.36 | WIND-V1 | WIND-V1 | WIND-V1 | WIND-V1 | WIND-V1
BRA | Brazil | Ãgua Benta |  | BRA0030605 | 1 | -26.0044 | -51.0920 | Hydro | [5 empty] | AgÃªncia Nacional de Energia ElÃ©trica (Brazil) | http://www2.aneel.gov.br/aplicacoes/capacidadebrasil/capacidadebrasil.cfm | AgÃªncia Nacional de Energia ElÃ©trica (Brazil) |  | 2017 | [8 empty] | 1.66 | 3.12 | 3.00 | 3.00 | 2.59 | WIND-V1 | WIND-V1 | WIND-V1 | WIND-V1 | WIND-V1
BRA | Brazil | Ãgua Santa |  | BRA0030589 | 1 | -26.0089 | -51.0570 | Hydro |  |  |  | 1950 |  | AgÃªncia Nacional de Energia ElÃ©trica (Brazil) | http://www2.aneel.gov.br/aplicacoes/capacidadebrasil/capacidadebrasil.cfm | AgÃªncia Nacional de Energia ElÃ©trica (Brazil) |  | 2017 | [8 empty] | 1.66 | 3.12 | 3.00 | 3.00 | 2.59 | WIND-V1 | WIND-V1 | WIND-V1 | WIND-V1 | WIND-V1
BRA | Brazil | Tigre |  | BRA0029222 | 9 | -26.0494 | -52.1767 | Hydro |  |  |  | 2016 |  | AgÃªncia Nacional de Energia ElÃ©trica (Brazil) | http://www2.aneel.gov.br/aplicacoes/capacidadebrasil/capacidadebrasil.cfm | AgÃªncia Nacional de Energia ElÃ©trica (Brazil) |  | 2017 | [8 empty] | 19.50 | 32.49 | 31.29 | 31.37 | 27.05 | WIND-V1 | WIND-V1 | WIND-V1 | WIND-V1 | WIND-V1
BRA | Brazil | Governador Bento Munhoz da Rocha Neto (Foz do Areia) |  | BRA0000984 | 1676 | -26.0833 | -51.6500 | Hydro |  |  |  | 1980 |  | AgÃªncia Nacional de Energia ElÃ©trica (Brazil) | http://www2.aneel.gov.br/aplicacoes/capacidadebrasil/capacidadebrasil.cfm | AgÃªncia Nacional de Energia ElÃ©trica (Brazil) |  | 2017 | [8 empty] | 3842.52 | 5518.83 | 5142.52 | 4924.75 | 4318.97 | NO-ESTIMATION | NO-ESTIMATION | NO-ESTIMATION | NO-ESTIMATION | CAPACITY-FACTOR-V1
BRA | Brazil | Salto do Jardim |  | BRA0002628 | 1.19 | -26.2425 | -51.2758 | Hydro |  |  |  | 1966 |  | AgÃªncia Nacional de Energia ElÃ©trica (Brazil) | http://www2.aneel.gov.br/aplicacoes/capacidadebrasil/capacidadebrasil.cfm | AgÃªncia Nacional de Energia ElÃ©trica (Brazil) |  | 2017 | [8 empty] | 4.48 | 5.42 | 5.36 | 5.26 | 4.7 | WIND-V1 | WIND-V1 | WIND-V1 | WIND-V1 | WIND-V1
BRA | Brazil | Pinho Fleck |  | BRA0029891 | 1.279 | -26.2439 | -52.4381 | Hydro |  |  |  | 1972 |  | AgÃªncia Nacional de Energia ElÃ©trica (Brazil) | http://www2.aneel.gov.br/aplicacoes/capacidadebrasil/capacidadebrasil.cfm | AgÃªncia Nacional de Energia ElÃ©trica (Brazil) |  | 2017 | [8 empty] | 3.81 | 5.46 | 5.06 | 5.74 | 5.26 | WIND-V1 | WIND-V1 | WIND-V1 | WIND-V1 | WIND-V1
BRA | Brazil | Salto Estrela |  | BRA0029431 | 2.23 | -26.3669 | -52.0072 | Hydro |  |  |  | 1950 |  | AgÃªncia Nacional de Energia ElÃ©trica (Brazil) | http://www2.aneel.gov.br/aplicacoes/capacidadebrasil/capacidadebrasil.cfm | AgÃªncia Nacional de Energia ElÃ©trica (Brazil) |  | 2017 | [8 empty] | 7.23 | 9.66 | 9.52 | 9.69 | 8.76 | WIND-V1 | WIND-V1 | WIND-V1 | WIND-V1 | WIND-V1
BRA | Brazil | Pardos |  | BRA0030123 | 10 | -26.4458 | -50.9878 | Hydro |  |  |  | 2013 |  | AgÃªncia Nacional de Energia ElÃ©trica (Brazil) | http://www2.aneel.gov.br/aplicacoes/capacidadebrasil/capacidadebrasil.cfm | AgÃªncia Nacional de Energia ElÃ©trica (Brazil) | 1081182 | 2017 | [8 empty] | 22.39 | 36.82 | 35.49 | 35.58 | 30.78 | WIND-V1 | WIND-V1 | WIND-V1 | WIND-V1 | WIND-V1
BRA | Brazil | Wasser Kraft |  | BRA0029589 | 1.4 | -26.4464 | -53.4050 | Hydro |  |  |  | 2009 |  | AgÃªncia Nacional de Energia ElÃ©trica (Brazil) | http://www2.aneel.gov.br/aplicacoes/capacidadebrasil/capacidadebrasil.cfm | AgÃªncia Nacional de Energia ElÃ©trica (Brazil) |  | 2017 | [8 empty] | 4.62 | 6.37 | 6.20 | 6.42 | 5.53 | NO-ESTIMATION | NO-ESTIMATION | NO-ESTIMATION | NO-ESTIMATION | CAPACITY-FACTOR-V1
BRA | Brazil | Rio TimbÃ³ |  | BRA0028744 | 5.5 | -26.4936 | -50.7864 | Hydro |  |  |  | 1959 |  | AgÃªncia Nacional de Energia ElÃ©trica (Brazil) | http://www2.aneel.gov.br/aplicacoes/capacidadebrasil/capacidadebrasil.cfm | AgÃªncia Nacional de Energia ElÃ©trica (Brazil) | 1092850 | 2017 | [8 empty] | 20.60 | 25.79 | 23.66 | 23.87 | 17.43 | WIND-V1 | WIND-V1 | WIND-V1 | WIND-V1 | WIND-V1
BRA | Brazil | Sede das Flores |  | BRA0029939 | 1 | -26.5425 | -53.5650 | Hydro | [5 empty] | AgÃªncia Nacional de Energia ElÃ©trica (Brazil) | http://www2.aneel.gov.br/aplicacoes/capacidadebrasil/capacidadebrasil.cfm | AgÃªncia Nacional de Energia ElÃ©trica (Brazil) | 1093225 | 2017 | [8 empty] | 3.33 | 4.51 | 4.36 | 4.41 | 4.21 | WIND-V1 | WIND-V1 | WIND-V1 | WIND-V1 | WIND-V1
BRA | Brazil | Lajeado do Posto |  | BRA0029898 | 1 | -26.5439 | -52.3694 | Hydro |  |  |  | 2009 |  | AgÃªncia Nacional de Energia ElÃ©trica (Brazil) | http://www2.aneel.gov.br/aplicacoes/capacidadebrasil/capacidadebrasil.cfm | AgÃªncia Nacional de Energia ElÃ©trica (Brazil) | 1092791 | 2017 | [8 empty] | 3.30 | 3.92 | 3.91 | 3.79 | 4.08 | WIND-V1 | WIND-V1 | WIND-V1 | WIND-V1 | WIND-V1
BRA | Brazil | Ernesto Lavratti Neto |  | BRA0029800 | 1 | -26.5531 | -52.3272 | Hydro |  |  |  | 2015 |  | AgÃªncia Nacional de Energia ElÃ©trica (Brazil) | http://www2.aneel.gov.br/aplicacoes/capacidadebrasil/capacidadebrasil.cfm | AgÃªncia Nacional de Energia ElÃ©trica (Brazil) |  | 2017 | [8 empty] | 3.52 | 4.39 | 3.78 | 4.09 | 4.37 | NO-ESTIMATION | NO-ESTIMATION | NO-ESTIMATION | NO-ESTIMATION | CAPACITY-FACTOR-V1
BRA | Brazil | Ludesa |  | BRA0028801 | 30 | -26.5778 | -52.4961 | Hydro |  |  |  | 2007 |  | AgÃªncia Nacional de Energia ElÃ©trica (Brazil) | http://www2.aneel.gov.br/aplicacoes/capacidadebrasil/capacidadebrasil.cfm | AgÃªncia Nacional de Energia ElÃ©trica (Brazil) | 1067329 | 2017 | [8 empty] | 99.62 | 126.19 | 122.22 | 122.07 | 122.31 | WIND-V1 | WIND-V1 | WIND-V1 | WIND-V1 | WIND-V1
BRA | Brazil | Pacheco |  | BRA0031005 | 2 | -26.5845 | -52.1836 | Hydro |  |  |  | 2010 |  | AgÃªncia Nacional de Energia ElÃ©trica (Brazil) | http://www2.aneel.gov.br/aplicacoes/capacidadebrasil/capacidadebrasil.cfm | AgÃªncia Nacional de Energia ElÃ©trica (Brazil) | 1078574 | 2017 | [8 empty] | 6.97 | 8.85 | 7.80 | 8.27 | 8.78 | WIND-V1 | WIND-V1 | WIND-V1 | WIND-V1 | WIND-V1
BRA | Brazil | Santa Luzia Alto |  | BRA0029652 | 28.5 | -26.6119 | -52.5297 | Hydro |  |  |  | 2011 |  | AgÃªncia Nacional de Energia ElÃ©trica (Brazil) | http://www2.aneel.gov.br/aplicacoes/capacidadebrasil/capacidadebrasil.cfm | AgÃªncia Nacional de Energia ElÃ©trica (Brazil) | 1088154 | 2017 | [8 empty] | 94.64 | 119.88 | 116.10 | 115.96 | 116.19 | WIND-V1 | WIND-V1 | WIND-V1 | WIND-V1 | WIND-V1
BRA | Brazil | Quebra Queixo |  | BRA0002167 | 121.5 | -26.6500 | -52.5333 | Hydro |  |  |  | 2003 |  | AgÃªncia Nacional de Energia ElÃ©trica (Brazil) | http://www2.aneel.gov.br/aplicacoes/capacidadebrasil/capacidadebrasil.cfm | AgÃªncia Nacional de Energia ElÃ©trica (Brazil) | 1046622 | 2017 | [8 empty] | 366.32 | 470.23 | 454.80 | 453.10 | 432.23 | NO-ESTIMATION | NO-ESTIMATION | NO-ESTIMATION | NO-ESTIMATION | CAPACITY-FACTOR-V1
BRA | Brazil | Rio Itaiozinho |  | BRA0029756 | 1.18 | -26.6547 | -52.9433 | Hydro |  |  |  | 2005 |  | AgÃªncia Nacional de Energia ElÃ©trica (Brazil) | http://www2.aneel.gov.br/aplicacoes/capacidadebrasil/capacidadebrasil.cfm | AgÃªncia Nacional de Energia ElÃ©trica (Brazil) | 1092845 | 2017 | [8 empty] | 4.43 | 5.43 | 5.18 | 5.04 | 4.72 | NO-ESTIMATION | NO-ESTIMATION | NO-ESTIMATION | NO-ESTIMATION | CAPACITY-FACTOR-V1
BRA | Brazil | Palmeiras |  | BRA0001945 | 24.602 | -26.6667 | -49.3333 | Hydro |  |  |  | 1963 |  | AgÃªncia Nacional de Energia ElÃ©trica (Brazil) | http://www2.aneel.gov.br/aplicacoes/capacidadebrasil/capacidadebrasil.cfm | AgÃªncia Nacional de Energia ElÃ©trica (Brazil) | 1011820 | 2017 | [8 empty] | 90.62 | 98.67 | 107.85 | 102.59 | 90.85 | WIND-V1 | WIND-V1 | WIND-V1 | WIND-V1 | WIND-V1
BRA | Brazil | Salto das Flores |  | BRA0028831 | 6.7 | -26.6667 | -53.6639 | Hydro |  |  |  | 2011 |  | AgÃªncia Nacional de Energia ElÃ©trica (Brazil) | http://www2.aneel.gov.br/aplicacoes/capacidadebrasil/capacidadebrasil.cfm | AgÃªncia Nacional de Energia ElÃ©trica (Brazil) | 1063205 | 2017 | [8 empty] | 20.84 | 27.72 | 28.16 | 26.97 | 25.1 | NO-ESTIMATION | NO-ESTIMATION | NO-ESTIMATION | NO-ESTIMATION | CAPACITY-FACTOR-V1
BRA | Brazil | Coronel AraÃºjo |  | BRA0029163 | 5.8 | -26.6725 | -51.7525 | Hydro |  |  |  | 2007 |  | AgÃªncia Nacional de Energia ElÃ©trica (Brazil) | http://www2.aneel.gov.br/aplicacoes/capacidadebrasil/capacidadebrasil.cfm | AgÃªncia Nacional de Energia ElÃ©trica (Brazil) | 1069547 | 2017 | [8 empty] | 19.94 | 24.31 | 24.85 | 22.69 | 20.74 | WIND-V1 | WIND-V1 | WIND-V1 | WIND-V1 | WIND-V1
BRA | Brazil | Contestado |  | BRA0029165 | 5.6 | -26.6733 | -51.7169 | Hydro |  |  |  | 2007 |  | AgÃªncia Nacional de Energia ElÃ©trica (Brazil) | http://www2.aneel.gov.br/aplicacoes/capacidadebrasil/capacidadebrasil.cfm | AgÃªncia Nacional de Energia ElÃ©trica (Brazil) | 1069546 | 2017 | [8 empty] | 18.54 | 22.77 | 23.28 | 21.20 | 19.32 | WIND-V1 | WIND-V1 | WIND-V1 | WIND-V1 | WIND-V1
BRA | Brazil | Rondinha |  | BRA0030382 | 9.6 | -26.6825 | -52.0450 | Hydro |  |  |  | 2014 |  | AgÃªncia Nacional de Energia ElÃ©trica (Brazil) | http://www2.aneel.gov.br/aplicacoes/capacidadebrasil/capacidadebrasil.cfm | AgÃªncia Nacional de Energia ElÃ©trica (Brazil) | 1093206 | 2017 | [8 empty] | 38.17 | 44.50 | 45.07 | 42.99 | 37.41 | WIND-V1 | WIND-V1 | WIND-V1 | WIND-V1 | WIND-V1
BRA | Brazil | Victor Baptista Adami (Antiga Passos Maia) |  | BRA0029072 | 25 | -26.7086 | -51.9197 | Hydro |  |  |  | 2012 |  | AgÃªncia Nacional de Energia ElÃ©trica (Brazil) | http://www2.aneel.gov.br/aplicacoes/capacidadebrasil/capacidadebrasil.cfm | AgÃªncia Nacional de Energia ElÃ©trica (Brazil) | 1081183 | 2017 | [8 empty] | 100.30 | 118.06 | 116.11 | 114.12 | 96.25 | WIND-V1 | WIND-V1 | WIND-V1 | WIND-V1 | WIND-V1
BRA | Brazil | SÃ£o Jorge |  | BRA0030379 | 8.7 | -26.7094 | -53.3922 | Hydro |  |  |  | 2014 |  | AgÃªncia Nacional de Energia ElÃ©trica (Brazil) | http://www2.aneel.gov.br/aplicacoes/capacidadebrasil/capacidadebrasil.cfm | AgÃªncia Nacional de Energia ElÃ©trica (Brazil) |  | 2017 | [8 empty] | 31.13 | 38.53 | 39.72 | 36.31 | 32.3 | NO-ESTIMATION | NO-ESTIMATION | NO-ESTIMATION | NO-ESTIMATION | CAPACITY-FACTOR-V1
BRA | Brazil | Salto do Passo Velho |  | BRA0002173 | 1.8 | -26.7500 | -52.4167 | Hydro |  |  |  | 2001 |  | AgÃªncia Nacional de Energia ElÃ©trica (Brazil) | http://www2.aneel.gov.br/aplicacoes/capacidadebrasil/capacidadebrasil.cfm | AgÃªncia Nacional de Energia ElÃ©trica (Brazil) | 1093213 | 2017 | [8 empty] | 6.66 | 8.20 | 7.93 | 7.65 | 7.27 | NO-ESTIMATION | NO-ESTIMATION | NO-ESTIMATION | NO-ESTIMATION | CAPACITY-FACTOR-V1
BRA | Brazil | Santa Maria |  | BRA0030681 | 3.47 | -26.7522 | -49.4189 | Hydro |  |  |  | 1999 |  | AgÃªncia Nacional de Energia ElÃ©trica (Brazil) | http://www2.aneel.gov.br/aplicacoes/capacidadebrasil/capacidadebrasil.cfm | AgÃªncia Nacional de Energia ElÃ©trica (Brazil) |  | 2017 | [8 empty] | 6.59 | 11.33 | 10.87 | 10.90 | 9.23 | WIND-V1 | WIND-V1 | WIND-V1 | WIND-V1 | WIND-V1
BRA | Brazil | Passo Ferraz |  | BRA0030183 | 4 | -26.7546 | -52.3838 | Hydro |  |  |  | 2011 |  | AgÃªncia Nacional de Energia ElÃ©trica (Brazil) | http://www2.aneel.gov.br/aplicacoes/capacidadebrasil/capacidadebrasil.cfm | AgÃªncia Nacional de Energia ElÃ©trica (Brazil) | 1078575 | 2017 | [8 empty] | 15.07 | 18.15 | 17.52 | 16.83 | 15.71 | WIND-V1 | WIND-V1 | WIND-V1 | WIND-V1 | WIND-V1
BRA | Brazil | Salto Donner II |  | BRA0030353 | 2.89 | -26.7567 | -49.4461 | Hydro |  |  |  | 2012 |  | AgÃªncia Nacional de Energia ElÃ©trica (Brazil) | http://www2.aneel.gov.br/aplicacoes/capacidadebrasil/capacidadebrasil.cfm | AgÃªncia Nacional de Energia ElÃ©trica (Brazil) | 1092483 | 2017 | [8 empty] | 5.70 | 10.17 | 9.82 | 9.85 | 8.66 | NO-ESTIMATION | NO-ESTIMATION | NO-ESTIMATION | NO-ESTIMATION | CAPACITY-FACTOR-V1
BRA | Brazil | Salto Donner I |  | BRA0028931 | 1.88 | -26.7572 | -49.4556 | Hydro |  |  |  | 2007 |  | AgÃªncia Nacional de Energia ElÃ©trica (Brazil) | http://www2.aneel.gov.br/aplicacoes/capacidadebrasil/capacidadebrasil.cfm | AgÃªncia Nacional de Energia ElÃ©trica (Brazil) | 1092484 | 2017 | [8 empty] | 3.85 | 6.68 | 6.45 | 6.47 | 5.7 | WIND-V1 | WIND-V1 | WIND-V1 | WIND-V1 | WIND-V1
BRA | Brazil | Celso Ramos |  | BRA0000742 | 5.6 | -26.7578 | -52.2578 | Hydro | [5 empty] | AgÃªncia Nacional de Energia ElÃ©trica (Brazil) | http://www2.aneel.gov.br/aplicacoes/capacidadebrasil/capacidadebrasil.cfm | AgÃªncia Nacional de Energia ElÃ©trica (Brazil) | 1011821 | 2017 | [8 empty] | 21.01 | 25.33 | 24.44 | 23.44 | 21.8 | WIND-V1 | WIND-V1 | WIND-V1 | WIND-V1 | WIND-V1
BRA | Brazil | Prata |  | BRA0030093 | 3 | -26.7625 | -53.6656 | Hydro |  |  |  | 2011 |  | AgÃªncia Nacional de Energia ElÃ©trica (Brazil) | http://www2.aneel.gov.br/aplicacoes/capacidadebrasil/capacidadebrasil.cfm | AgÃªncia Nacional de Energia ElÃ©trica (Brazil) | 1084633 | 2017 | [8 empty] | 9.32 | 12.11 | 12.13 | 11.77 | 10.93 | NO-ESTIMATION | NO-ESTIMATION | NO-ESTIMATION | NO-ESTIMATION | CAPACITY-FACTOR-V1
BRA | Brazil | Faxinal dos Guedes |  | BRA0028830 | 4 | -26.7636 | -52.2183 | Hydro |  |  |  | 2007 |  | AgÃªncia Nacional de Energia ElÃ©trica (Brazil) | http://www2.aneel.gov.br/aplicacoes/capacidadebrasil/capacidadebrasil.cfm | AgÃªncia Nacional de Energia ElÃ©trica (Brazil) | 1069548 | 2017 | [8 empty] | 15.07 | 18.15 | 17.52 | 16.83 | 15.71 | NO-ESTIMATION | NO-ESTIMATION | NO-ESTIMATION | NO-ESTIMATION | CAPACITY-FACTOR-V1
BRA | Brazil | Santa Laura |  | BRA0027972 | 15 | -26.7666 | -52.3178 | Hydro |  |  |  | 2007 |  | AgÃªncia Nacional de Energia ElÃ©trica (Brazil) | http://www2.aneel.gov.br/aplicacoes/capacidadebrasil/capacidadebrasil.cfm | AgÃªncia Nacional de Energia ElÃ©trica (Brazil) | 1063539 | 2017 | [8 empty] | 57.77 | 70.24 | 67.86 | 64.03 | 59.64 | WIND-V1 | WIND-V1 | WIND-V1 | WIND-V1 | WIND-V1
BRA | Brazil | Alto Benedito Novo I |  | BRA0028802 | 15 | -26.7667 | -49.4333 | Hydro |  |  |  | 2008 |  | AgÃªncia Nacional de Energia ElÃ©trica (Brazil) | http://www2.aneel.gov.br/aplicacoes/capacidadebrasil/capacidadebrasil.cfm | AgÃªncia Nacional de Energia ElÃ©trica (Brazil) | 1068032 | 2017 | [8 empty] | 33.93 | 54.90 | 52.89 | 53.04 | 45.83 | WIND-V1 | WIND-V1 | WIND-V1 | WIND-V1 | WIND-V1
BRA | Brazil | Cachoeirinha |  | BRA0029225 | 1 | -26.7706 | -52.1786 | Hydro |  |  |  | 2007 |  | AgÃªncia Nacional de Energia ElÃ©trica (Brazil) | http://www2.aneel.gov.br/aplicacoes/capacidadebrasil/capacidadebrasil.cfm | AgÃªncia Nacional de Energia ElÃ©trica (Brazil) | 1092492 | 2017 | [8 empty] | 3.86 | 4.62 | 4.47 | 4.30 | 4.09 | WIND-V1 | WIND-V1 | WIND-V1 | WIND-V1 | WIND-V1
BRA | Brazil | Abrasa |  | BRA0000016 | 1.46 | -26.7712 | -52.1902 | Hydro |  |  |  | 1965 |  | AgÃªncia Nacional de Energia ElÃ©trica (Brazil) | http://www2.aneel.gov.br/aplicacoes/capacidadebrasil/capacidadebrasil.cfm | AgÃªncia Nacional de Energia ElÃ©trica (Brazil) | 1092491 | 2017 | [8 empty] | 5.49 | 6.66 | 6.45 | 6.21 | 5.91 | NO-ESTIMATION | NO-ESTIMATION | NO-ESTIMATION | NO-ESTIMATION | CAPACITY-FACTOR-V1
BRA | Brazil | Alto Benedito Novo |  | BRA0000068 | 2.544 | -26.7819 | -49.3972 | Hydro | [5 empty] | AgÃªncia Nacional de Energia ElÃ©trica (Brazil) | http://www2.aneel.gov.br/aplicacoes/capacidadebrasil/capacidadebrasil.cfm | AgÃªncia Nacional de Energia ElÃ©trica (Brazil) | 1088149 | 2017 | [8 empty] | 5.02 | 8.95 | 8.64 | 8.67 | 7.62 | WIND-V1 | WIND-V1 | WIND-V1 | WIND-V1 | WIND-V1
BRA | Brazil | Salto VoltÃ£o |  | BRA0003047 | 8.2 | -26.7833 | -52.5000 | Hydro |  |  |  | 2001 |  | AgÃªncia Nacional de Energia ElÃ©trica (Brazil) | http://www2.aneel.gov.br/aplicacoes/capacidadebrasil/capacidadebrasil.cfm | AgÃªncia Nacional de Energia ElÃ©trica (Brazil) | 1093214 | 2017 | [8 empty] | 30.78 | 37.92 | 36.62 | 35.16 | 32.76 | WIND-V1 | WIND-V1 | WIND-V1 | WIND-V1 | WIND-V1
BRA | Brazil | Flor do SertÃ£o |  | BRA0028852 | 16.5 | -26.7877 | -53.3942 | Hydro |  |  |  | 2007 |  | AgÃªncia Nacional de Energia ElÃ©trica (Brazil) | http://www2.aneel.gov.br/aplicacoes/capacidadebrasil/capacidadebrasil.cfm | AgÃªncia Nacional de Energia ElÃ©trica (Brazil) | 1061566 | 2017 | [8 empty] | 59.85 | 74.79 | 72.15 | 76.46 | 62.05 | NO-ESTIMATION | NO-ESTIMATION | NO-ESTIMATION | NO-ESTIMATION | CAPACITY-FACTOR-V1
BRA | Brazil | Dalapria |  | BRA0028985 | 1.44 | -26.7961 | -52.1367 | Hydro |  |  |  | 1985 |  | AgÃªncia Nacional de Energia ElÃ©trica (Brazil) | http://www2.aneel.gov.br/aplicacoes/capacidadebrasil/capacidadebrasil.cfm | AgÃªncia Nacional de Energia ElÃ©trica (Brazil) | 1092629 | 2017 | [8 empty] | 5.41 | 6.57 | 6.36 | 6.13 | 5.83 | WIND-V1 | WIND-V1 | WIND-V1 | WIND-V1 | WIND-V1
BRA | Brazil | Rio Mato |  | BRA0029945 | 1.2 | -26.7989 | -51.9503 | Hydro |  |  |  | 2014 |  | AgÃªncia Nacional de Energia ElÃ©trica (Brazil) | http://www2.aneel.gov.br/aplicacoes/capacidadebrasil/capacidadebrasil.cfm | AgÃªncia Nacional de Energia ElÃ©trica (Brazil) | 1092429 | 2017 | [8 empty] | 4.50 | 5.46 | 5.29 | 5.10 | 4.85 | WIND-V1 | WIND-V1 | WIND-V1 | WIND-V1 | WIND-V1
BRA | Brazil | Bandeirante |  | BRA0030092 | 3 | -26.7994 | -53.6667 | Hydro |  |  |  | 2012 |  | AgÃªncia Nacional de Energia ElÃ©trica (Brazil) | http://www2.aneel.gov.br/aplicacoes/capacidadebrasil/capacidadebrasil.cfm | AgÃªncia Nacional de Energia ElÃ©trica (Brazil) | 1084635 | 2017 | [8 empty] | 9.32 | 12.11 | 12.13 | 11.77 | 10.93 | WIND-V1 | WIND-V1 | WIND-V1 | WIND-V1 | WIND-V1
BRA | Brazil | Belmonte |  | BRA0030091 | 3.6 | -26.8333 | -53.6667 | Hydro |  |  |  | 2012 |  | AgÃªncia Nacional de Energia ElÃ©trica (Brazil) | http://www2.aneel.gov.br/aplicacoes/capacidadebrasil/capacidadebrasil.cfm | AgÃªncia Nacional de Energia ElÃ©trica (Brazil) | 1084634 | 2017 | [8 empty] | 11.19 | 15.05 | 15.08 | 14.65 | 13.64 | WIND-V1 | WIND-V1 | WIND-V1 | WIND-V1 | WIND-V1
BRA | Brazil | Flor do Mato |  | BRA0000958 | 4.8 | -26.8481 | -51.8794 | Hydro | [5 empty] | AgÃªncia Nacional de Energia ElÃ©trica (Brazil) | http://www2.aneel.gov.br/aplicacoes/capacidadebrasil/capacidadebrasil.cfm | AgÃªncia Nacional de Energia ElÃ©trica (Brazil) | 1092469 | 2017 | [8 empty] | 18.01 | 21.71 | 20.95 | 20.09 | 18.69 | WIND-V1 | WIND-V1 | WIND-V1 | WIND-V1 | WIND-V1
BRA | Brazil | Arroio Trinta |  | BRA0031216 | 1 | -26.8800 | -51.2797 | Hydro |  |  |  | 2013 |  | AgÃªncia Nacional de Energia ElÃ©trica (Brazil) | http://www2.aneel.gov.br/aplicacoes/capacidadebrasil/capacidadebrasil.cfm | AgÃªncia Nacional de Energia ElÃ©trica (Brazil) | 1092485 | 2017 | [8 empty] | 1.74 | 3.20 | 3.08 | 3.09 | 2.68 | NO-ESTIMATION | NO-ESTIMATION | NO-ESTIMATION | NO-ESTIMATION | CAPACITY-FACTOR-V1
BRA | Brazil | Barra Escondida |  | BRA0029560 | 2.25 | -26.9039 | -53.0297 | Hydro |  |  |  | 2009 |  | AgÃªncia Nacional de Energia ElÃ©trica (Brazil) | http://www2.aneel.gov.br/aplicacoes/capacidadebrasil/capacidadebrasil.cfm | AgÃªncia Nacional de Energia ElÃ©trica (Brazil) | 1092574 | 2017 | [8 empty] | 7.10 | 9.24 | 9.23 | 9.70 | 9.3 | WIND-V1 | WIND-V1 | WIND-V1 | WIND-V1 | WIND-V1
BRA | Brazil | Central I |  | BRA0028914 | 1.557 | -26.9197 | -50.4114 | Hydro |  |  |  | 1970 |  | AgÃªncia Nacional de Energia ElÃ©trica (Brazil) | http://www2.aneel.gov.br/aplicacoes/capacidadebrasil/capacidadebrasil.cfm | AgÃªncia Nacional de Energia ElÃ©trica (Brazil) |  | 2017 | [8 empty] | 5.18 | 6.75 | 6.73 | 6.96 | 6.14 | WIND-V1 | WIND-V1 | WIND-V1 | WIND-V1 | WIND-V1
BRA | Brazil | Caju |  | BRA0029217 | 3.2 | -26.9517 | -52.4594 | Hydro |  |  |  | 2007 |  | AgÃªncia Nacional de Energia ElÃ©trica (Brazil) | http://www2.aneel.gov.br/aplicacoes/capacidadebrasil/capacidadebrasil.cfm | AgÃªncia Nacional de Energia ElÃ©trica (Brazil) |  | 2017 | [8 empty] | 10.36 | 13.26 | 13.39 | 11.70 | 11.12 | WIND-V1 | WIND-V1 | WIND-V1 | WIND-V1 | WIND-V1
BRA | Brazil | Frascal |  | BRA0031041 | 2.2 | -26.9564 | -50.4889 | Hydro |  |  |  | 2015 |  | AgÃªncia Nacional de Energia ElÃ©trica (Brazil) | http://www2.aneel.gov.br/aplicacoes/capacidadebrasil/capacidadebrasil.cfm | AgÃªncia Nacional de Energia ElÃ©trica (Brazil) |  | 2017 | [8 empty] | 7.28 | 9.50 | 9.47 | 9.80 | 8.65 | WIND-V1 | WIND-V1 | WIND-V1 | WIND-V1 | WIND-V1
BRA | Brazil | Plano Alto |  | BRA0028754 | 16 | -26.9578 | -52.3404 | Hydro |  |  |  | 2008 |  | AgÃªncia Nacional de Energia ElÃ©trica (Brazil) | http://www2.aneel.gov.br/aplicacoes/capacidadebrasil/capacidadebrasil.cfm | AgÃªncia Nacional de Energia ElÃ©trica (Brazil) | 1064583 | 2017 | [8 empty] | 52.66 | 68.70 | 67.67 | 62.79 | 56.93 | WIND-V1 | WIND-V1 | WIND-V1 | WIND-V1 | WIND-V1
BRA | Brazil | Alto Irani |  | BRA0028748 | 21 | -27.0094 | -52.4303 | Hydro |  |  |  | 2008 |  | AgÃªncia Nacional de Energia ElÃ©trica (Brazil) | http://www2.aneel.gov.br/aplicacoes/capacidadebrasil/capacidadebrasil.cfm | AgÃªncia Nacional de Energia ElÃ©trica (Brazil) | 1064584 | 2017 | [8 empty] | 63.57 | 84.59 | 86.70 | 76.97 | 69.32 | WIND-V1 | WIND-V1 | WIND-V1 | WIND-V1 | WIND-V1
BRA | Brazil | Xavantina |  | BRA0030263 | 6.075 | -27.0264 | -52.3753 | Hydro |  |  |  | 2015 |  | AgÃªncia Nacional de Energia ElÃ©trica (Brazil) | http://www2.aneel.gov.br/aplicacoes/capacidadebrasil/capacidadebrasil.cfm | AgÃªncia Nacional de Energia ElÃ©trica (Brazil) | 1063433 | 2017 | [8 empty] | 20.41 | 26.20 | 25.81 | 23.95 | 21.73 | WIND-V1 | WIND-V1 | WIND-V1 | WIND-V1 | WIND-V1
BRA | Brazil | MafrÃ¡s |  | BRA0027711 | 4 | -27.0367 | -49.5750 | Hydro | [5 empty] | AgÃªncia Nacional de Energia ElÃ©trica (Brazil) | http://www2.aneel.gov.br/aplicacoes/capacidadebrasil/capacidadebrasil.cfm | AgÃªncia Nacional de Energia ElÃ©trica (Brazil) | 1092807 | 2017 | [8 empty] | 15.60 | 18.07 | 16.36 | 18.25 | 15.72 | WIND-V1 | WIND-V1 | WIND-V1 | WIND-V1 | WIND-V1
BRA | Brazil | Ibirama |  | BRA0029049 | 21 | -27.0372 | -49.5708 | Hydro |  |  |  | 2010 |  | AgÃªncia Nacional de Energia ElÃ©trica (Brazil) | http://www2.aneel.gov.br/aplicacoes/capacidadebrasil/capacidadebrasil.cfm | AgÃªncia Nacional de Energia ElÃ©trica (Brazil) | 1078131 | 2017 | [8 empty] | 84.00 | 97.93 | 89.83 | 98.88 | 83.44 | WIND-V1 | WIND-V1 | WIND-V1 | WIND-V1 | WIND-V1
BRA | Brazil | Arvoredo |  | BRA0028755 | 13 | -27.0667 | -52.4833 | Hydro |  |  |  | 2010 |  | AgÃªncia Nacional de Energia ElÃ©trica (Brazil) | http://www2.aneel.gov.br/aplicacoes/capacidadebrasil/capacidadebrasil.cfm | AgÃªncia Nacional de Energia ElÃ©trica (Brazil) | 1076673 | 2017 | [8 empty] | 51.55 | 61.95 | 61.27 | 58.93 | 55.3 | WIND-V1 | WIND-V1 | WIND-V1 | WIND-V1 | WIND-V1
BRA | Brazil | R & F Energia |  | BRA0030643 | 2.836 | -27.0922 | -50.7220 | Hydro |  |  |  | 2016 |  | AgÃªncia Nacional de Energia ElÃ©trica (Brazil) | http://www2.aneel.gov.br/aplicacoes/capacidadebrasil/capacidadebrasil.cfm | AgÃªncia Nacional de Energia ElÃ©trica (Brazil) |  | 2017 | [8 empty] | 5.58 | 9.98 | 9.64 | 9.66 | 8.5 | WIND-V1 | WIND-V1 | WIND-V1 | WIND-V1 | WIND-V1
BRA | Brazil | Bruno Heidrich |  | BRA0029356 | 1.0854 | -27.0986 | -50.1300 | Hydro |  |  |  | 1984 |  | AgÃªncia Nacional de Energia ElÃ©trica (Brazil) | http://www2.aneel.gov.br/aplicacoes/capacidadebrasil/capacidadebrasil.cfm | AgÃªncia Nacional de Energia ElÃ©trica (Brazil) | 1092582 | 2017 | [8 empty] | 3.76 | 4.79 | 4.58 | 4.68 | 4.53 | WIND-V1 | WIND-V1 | WIND-V1 | WIND-V1 | WIND-V1
BRA | Brazil | Salto GÃ³es |  | BRA0030338 | 20 | -27.1044 | -51.2861 | Hydro |  |  |  | 2012 |  | AgÃªncia Nacional de Energia ElÃ©trica (Brazil) | http://www2.aneel.gov.br/aplicacoes/capacidadebrasil/capacidadebrasil.cfm | AgÃªncia Nacional de Energia ElÃ©trica (Brazil) | 1080616 | 2017 | [8 empty] | 72.26 | 91.34 | 86.15 | 86.37 | 82.22 | WIND-V1 | WIND-V1 | WIND-V1 | WIND-V1 | WIND-V1
BRA | Brazil | Rodeio Bonito |  | BRA0029159 | 14.68 | -27.1106 | -52.4806 | Hydro |  |  |  | 2009 |  | AgÃªncia Nacional de Energia ElÃ©trica (Brazil) | http://www2.aneel.gov.br/aplicacoes/capacidadebrasil/capacidadebrasil.cfm | AgÃªncia Nacional de Energia ElÃ©trica (Brazil) | 1069164 | 2017 | [8 empty] | 58.21 | 69.96 | 69.18 | 66.55 | 62.44 | NO-ESTIMATION | NO-ESTIMATION | NO-ESTIMATION | NO-ESTIMATION | CAPACITY-FACTOR-V1
BRA | Brazil | Salto PilÃ£o |  | BRA0028564 | 191.89 | -27.1167 | -49.5000 | Hydro |  |  |  | 2009 |  | AgÃªncia Nacional de Energia ElÃ©trica (Brazil) | http://www2.aneel.gov.br/aplicacoes/capacidadebrasil/capacidadebrasil.cfm | AgÃªncia Nacional de Energia ElÃ©trica (Brazil) | 1042241 | 2017 | [8 empty] | 662.26 | 799.11 | 752.74 | 749.73 | 676.36 | WIND-V1 | WIND-V1 | WIND-V1 | WIND-V1 | WIND-V1
BRA | Brazil | Rio Tigre |  | BRA0002514 | 2.08 | -27.1231 | -52.7658 | Hydro |  |  |  | 1964 |  | AgÃªncia Nacional de Energia ElÃ©trica (Brazil) | http://www2.aneel.gov.br/aplicacoes/capacidadebrasil/capacidadebrasil.cfm | AgÃªncia Nacional de Energia ElÃ©trica (Brazil) | 1086424 | 2017 | [8 empty] | 4.09 | 7.32 | 7.07 | 7.09 | 6.23 | WIND-V1 | WIND-V1 | WIND-V1 | WIND-V1 | WIND-V1
BRA | Brazil | Ãndio CondÃ¡ |  | BRA0029590 | 2.9 | -27.1382 | -52.7004 | Hydro |  |  |  | 2015 |  | AgÃªncia Nacional de Energia ElÃ©trica (Brazil) | http://www2.aneel.gov.br/aplicacoes/capacidadebrasil/capacidadebrasil.cfm | AgÃªncia Nacional de Energia ElÃ©trica (Brazil) | 1092782 | 2017 | [8 empty] | 8.93 | 12.71 | 12.33 | 12.11 | 11.49 | WIND-V1 | WIND-V1 | WIND-V1 | WIND-V1 | WIND-V1
BRA | Brazil | Foz do ChapecÃ³ |  | BRA0028354 | 855 | -27.1417 | -53.0397 | Hydro |  |  |  | 2010 |  | AgÃªncia Nacional de Energia ElÃ©trica (Brazil) | http://www2.aneel.gov.br/aplicacoes/capacidadebrasil/capacidadebrasil.cfm | AgÃªncia Nacional de Energia ElÃ©trica (Brazil) | 1048156 | 2017 | [8 empty] | 3393.08 | 4791.30 | 4609.31 | 3143.86 | 2853.73 | NO-ESTIMATION | NO-ESTIMATION | NO-ESTIMATION | NO-ESTIMATION | CAPACITY-FACTOR-V1
BRA | Brazil | Lambedor |  | BRA0030151 | 1.0008 | -27.1456 | -52.8392 | Hydro |  |  |  | 2011 |  | AgÃªncia Nacional de Energia ElÃ©trica (Brazil) | http://www2.aneel.gov.br/aplicacoes/capacidadebrasil/capacidadebrasil.cfm | AgÃªncia Nacional de Energia ElÃ©trica (Brazil) | 1092792 | 2017 | [8 empty] | 1.67 | 3.13 | 3.01 | 3.02 | 2.61 | WIND-V1 | WIND-V1 | WIND-V1 | WIND-V1 | WIND-V1
BRA | Brazil | Mario Fett (Antiga Rio do Peixe) |  | BRA0002354 | 1.71 | -27.2072 | -51.5117 | Hydro |  |  |  | 1947 |  | AgÃªncia Nacional de Energia ElÃ©trica (Brazil) | http://www2.aneel.gov.br/aplicacoes/capacidadebrasil/capacidadebrasil.cfm | AgÃªncia Nacional de Energia ElÃ©trica (Brazil) |  | 2017 | [8 empty] | 4.71 | 5.94 | 5.89 | 5.70 | 5.51 | WIND-V1 | WIND-V1 | WIND-V1 | WIND-V1 | WIND-V1
BRA | Brazil | AntÃ´nio Viel |  | BRA0029680 | 2.9028 | -27.2714 | -51.5481 | Hydro |  |  |  | 1959 |  | AgÃªncia Nacional de Energia ElÃ©trica (Brazil) | http://www2.aneel.gov.br/aplicacoes/capacidadebrasil/capacidadebrasil.cfm | AgÃªncia Nacional de Energia ElÃ©trica (Brazil) | 1092499 | 2017 | [8 empty] | 10.18 | 12.64 | 12.34 | 11.86 | 11.23 | WIND-V1 | WIND-V1 | WIND-V1 | WIND-V1 | WIND-V1
BRA | Brazil | ItÃ¡ |  | BRA0001152 | 1450 | -27.2767 | -52.3822 | Hydro |  |  |  | 2000 |  | AgÃªncia Nacional de Energia ElÃ©trica (Brazil) | http://www2.aneel.gov.br/aplicacoes/capacidadebrasil/capacidadebrasil.cfm | AgÃªncia Nacional de Energia ElÃ©trica (Brazil) |  | 2017 | [8 empty] | 5859.30 | 5566.69 | 7679.57 | 4737.92 | 5084.85 | WIND-V1 | WIND-V1 | WIND-V1 | WIND-V1 | WIND-V1
BRA | Brazil | Rio dos Ãndios |  | BRA0030057 | 8 | -27.2811 | -52.7948 | Hydro |  |  |  | 2013 |  | AgÃªncia Nacional de Energia ElÃ©trica (Brazil) | http://www2.aneel.gov.br/aplicacoes/capacidadebrasil/capacidadebrasil.cfm | AgÃªncia Nacional de Energia ElÃ©trica (Brazil) | 1086428 | 2017 | [8 empty] | 17.93 | 29.43 | 28.36 | 28.44 | 24.59 | NO-ESTIMATION | NO-ESTIMATION | NO-ESTIMATION | NO-ESTIMATION | CAPACITY-FACTOR-V1
BRA | Brazil | Aguti |  | BRA0029711 | 3.893 | -27.3156 | -49.0858 | Hydro |  |  |  | 2011 |  | AgÃªncia Nacional de Energia ElÃ©trica (Brazil) | http://www2.aneel.gov.br/aplicacoes/capacidadebrasil/capacidadebrasil.cfm | AgÃªncia Nacional de Energia ElÃ©trica (Brazil) | 1092474 | 2017 | [8 empty] | 13.40 | 16.41 | 16.18 | 15.73 | 14.1 | WIND-V1 | WIND-V1 | WIND-V1 | WIND-V1 | WIND-V1
BRA | Brazil | SÃ£o SebastiÃ£o |  | BRA0029712 | 3.699 | -27.3197 | -49.0367 | Hydro |  |  |  | 2012 |  | AgÃªncia Nacional de Energia ElÃ©trica (Brazil) | http://www2.aneel.gov.br/aplicacoes/capacidadebrasil/capacidadebrasil.cfm | AgÃªncia Nacional de Energia ElÃ©trica (Brazil) |  | 2017 | [8 empty] | 12.47 | 15.51 | 15.23 | 14.87 | 13.33 | WIND-V1 | WIND-V1 | WIND-V1 | WIND-V1 | WIND-V1
BRA | Brazil | SÃ£o Valentim |  | BRA0029710 | 2.448 | -27.3233 | -49.0267 | Hydro |  |  |  | 2013 |  | AgÃªncia Nacional de Energia ElÃ©trica (Brazil) | http://www2.aneel.gov.br/aplicacoes/capacidadebrasil/capacidadebrasil.cfm | AgÃªncia Nacional de Energia ElÃ©trica (Brazil) |  | 2017 | [8 empty] | 8.34 | 10.91 | 10.40 | 10.51 | 9.66 | WIND-V1 | WIND-V1 | WIND-V1 | WIND-V1 | WIND-V1
BRA | Brazil | Monjolinho (Antiga Alzir dos Santos Antunes) |  | BRA0028562 | 74 | -27.3456 | -52.7311 | Hydro |  |  |  | 2009 |  | AgÃªncia Nacional de Energia ElÃ©trica (Brazil) | http://www2.aneel.gov.br/aplicacoes/capacidadebrasil/capacidadebrasil.cfm | AgÃªncia Nacional de Energia ElÃ©trica (Brazil) |  | 2017 | [8 empty] | 248.21 | 325.04 | 303.46 | 301.49 | 275.13 | WIND-V1 | WIND-V1 | WIND-V1 | WIND-V1 | WIND-V1
BRA | Brazil | Cascata das Andorinhas |  | BRA0028240 | 1.2 | -27.3500 | -52.7667 | Hydro |  |  |  | 2003 |  | AgÃªncia Nacional de Energia ElÃ©trica (Brazil) | http://www2.aneel.gov.br/aplicacoes/capacidadebrasil/capacidadebrasil.cfm | AgÃªncia Nacional de Energia ElÃ©trica (Brazil) | 1059265 | 2017 | [8 empty] | 3.55 | 4.16 | 3.61 | 3.98 | 3.84 | WIND-V1 | WIND-V1 | WIND-V1 | WIND-V1 | WIND-V1
BRA | Brazil | SÃ£o SebastiÃ£o |  | BRA0030526 | 9.9 | -27.3897 | -49.0178 | Hydro |  |  |  | 2012 |  | AgÃªncia Nacional de Energia ElÃ©trica (Brazil) | http://www2.aneel.gov.br/aplicacoes/capacidadebrasil/capacidadebrasil.cfm | AgÃªncia Nacional de Energia ElÃ©trica (Brazil) |  | 2017 | [8 empty] | 21.45 | 35.74 | 34.42 | 34.51 | 29.75 | WIND-V1 | WIND-V1 | WIND-V1 | WIND-V1 | WIND-V1
BRA | Brazil | Linha Granja Velha |  | BRA0028572 | 1 | -27.4275 | -53.5408 | Hydro |  |  |  | 2001 |  | AgÃªncia Nacional de Energia ElÃ©trica (Brazil) | http://www2.aneel.gov.br/aplicacoes/capacidadebrasil/capacidadebrasil.cfm | AgÃªncia Nacional de Energia ElÃ©trica (Brazil) | 1059266 | 2017 | [8 empty] | 3.29 | 4.54 | 4.48 | 4.06 | 4.04 | NO-ESTIMATION | NO-ESTIMATION | NO-ESTIMATION | NO-ESTIMATION | CAPACITY-FACTOR-V1
BRA | Brazil | Caa-Yari |  | BRA0029212 | 1 | -27.4292 | -54.1206 | Hydro |  |  |  | 2005 |  | AgÃªncia Nacional de Energia ElÃ©trica (Brazil) | http://www2.aneel.gov.br/aplicacoes/capacidadebrasil/capacidadebrasil.cfm | AgÃªncia Nacional de Energia ElÃ©trica (Brazil) |  | 2017 | [8 empty] | 3.43 | 4.62 | 4.04 | 4.42 | 4 | NO-ESTIMATION | NO-ESTIMATION | NO-ESTIMATION | NO-ESTIMATION | CAPACITY-FACTOR-V1
BRA | Brazil | TambaÃº |  | BRA0030064 | 8.806 | -27.4400 | -53.5614 | Hydro |  |  |  | 2013 |  | AgÃªncia Nacional de Energia ElÃ©trica (Brazil) | http://www2.aneel.gov.br/aplicacoes/capacidadebrasil/capacidadebrasil.cfm | AgÃªncia Nacional de Energia ElÃ©trica (Brazil) | 1087238 | 2017 | [8 empty] | 28.82 | 41.75 | 39.89 | 37.82 | 35.39 | NO-ESTIMATION | NO-ESTIMATION | NO-ESTIMATION | NO-ESTIMATION | CAPACITY-FACTOR-V1
BRA | Brazil | Angelina (Antiga Portobello - Corredeira do Encano) |  | BRA0002133 | 26.29 | -27.4547 | -48.9828 | Hydro |  |  |  | 2010 |  | AgÃªncia Nacional de Energia ElÃ©trica (Brazil) | http://www2.aneel.gov.br/aplicacoes/capacidadebrasil/capacidadebrasil.cfm | AgÃªncia Nacional de Energia ElÃ©trica (Brazil) |  | 2017 | [8 empty] | 84.46 | 113.28 | 106.21 | 109.56 | 97.44 | WIND-V1 | WIND-V1 | WIND-V1 | WIND-V1 | WIND-V1
BRA | Brazil | Pery |  | BRA0002045 | 30 | -27.4578 | -50.6406 | Hydro |  |  |  | 2013 |  | AgÃªncia Nacional de Energia ElÃ©trica (Brazil) | http://www2.aneel.gov.br/aplicacoes/capacidadebrasil/capacidadebrasil.cfm | AgÃªncia Nacional de Energia ElÃ©trica (Brazil) |  | 2017 | [8 empty] | 107.04 | 131.27 | 123.02 | 119.64 | 112.16 | WIND-V1 | WIND-V1 | WIND-V1 | WIND-V1 | WIND-V1
BRA | Brazil | Albano Machado |  | BRA0029514 | 3 | -27.4967 | -52.8036 | Hydro |  |  |  | 2011 |  | AgÃªncia Nacional de Energia ElÃ©trica (Brazil) | http://www2.aneel.gov.br/aplicacoes/capacidadebrasil/capacidadebrasil.cfm | AgÃªncia Nacional de Energia ElÃ©trica (Brazil) | 1078571 | 2017 | [8 empty] | 5.68 | 9.36 | 8.96 | 8.99 | 7.55 | NO-ESTIMATION | NO-ESTIMATION | NO-ESTIMATION | NO-ESTIMATION | CAPACITY-FACTOR-V1
BRA | Brazil | Santa Ana |  | BRA0029778 | 6.304 | -27.4983 | -49.0353 | Hydro |  |  |  | 2010 |  | AgÃªncia Nacional de Energia ElÃ©trica (Brazil) | http://www2.aneel.gov.br/aplicacoes/capacidadebrasil/capacidadebrasil.cfm | AgÃªncia Nacional de Energia ElÃ©trica (Brazil) | 1078576 | 2017 | [8 empty] | 20.63 | 28.24 | 24.51 | 27.35 | 24.44 | NO-ESTIMATION | NO-ESTIMATION | NO-ESTIMATION | NO-ESTIMATION | CAPACITY-FACTOR-V1
BRA | Brazil | Frederico JoÃ£o Cerutti SA |  | BRA0029037 | 1.2 | -27.5103 | -53.4253 | Hydro |  |  |  | 2003 |  | AgÃªncia Nacional de Energia ElÃ©trica (Brazil) | http://www2.aneel.gov.br/aplicacoes/capacidadebrasil/capacidadebrasil.cfm | AgÃªncia Nacional de Energia ElÃ©trica (Brazil) | 1078504 | 2017 | [8 empty] | 3.81 | 5.38 | 5.30 | 4.81 | 4.79 | WIND-V1 | WIND-V1 | WIND-V1 | WIND-V1 | WIND-V1
BRA | Brazil | Coqueiral |  | BRA0029769 | 3.164 | -27.5158 | -49.0781 | Hydro |  |  |  | 2010 |  | AgÃªncia Nacional de Energia ElÃ©trica (Brazil) | http://www2.aneel.gov.br/aplicacoes/capacidadebrasil/capacidadebrasil.cfm | AgÃªncia Nacional de Energia ElÃ©trica (Brazil) | 1078502 | 2017 | [8 empty] | 10.22 | 13.75 | 11.85 | 13.31 | 11.82 | NO-ESTIMATION | NO-ESTIMATION | NO-ESTIMATION | NO-ESTIMATION | CAPACITY-FACTOR-V1
BRA | Brazil | Agudo |  | BRA0031040 | 3.9 | -27.5247 | -51.5067 | Hydro |  |  |  | 2016 |  | AgÃªncia Nacional de Energia ElÃ©trica (Brazil) | http://www2.aneel.gov.br/aplicacoes/capacidadebrasil/capacidadebrasil.cfm | AgÃªncia Nacional de Energia ElÃ©trica (Brazil) | 1112284 | 2017 | [8 empty] | 7.61 | 12.81 | 12.29 | 12.32 | 10.45 | NO-ESTIMATION | NO-ESTIMATION | NO-ESTIMATION | NO-ESTIMATION | CAPACITY-FACTOR-V1
BRA | Brazil | Machadinho |  | BRA0001356 | 1140 | -27.5278 | -51.7903 | Hydro |  |  |  | 2002 |  | AgÃªncia Nacional de Energia ElÃ©trica (Brazil) | http://www2.aneel.gov.br/aplicacoes/capacidadebrasil/capacidadebrasil.cfm | AgÃªncia Nacional de Energia ElÃ©trica (Brazil) | 1011793 | 2017 | [8 empty] | 5136.28 | 3678.76 | 4166.94 | 4377.23 | 3605.91 | NO-ESTIMATION | NO-ESTIMATION | NO-ESTIMATION | NO-ESTIMATION | CAPACITY-FACTOR-V1
BRA | Brazil | Toca do Tigre |  | BRA0028969 | 11.8403 | -27.5453 | -53.8053 | Hydro |  |  |  | 2013 |  | AgÃªncia Nacional de Energia ElÃ©trica (Brazil) | http://www2.aneel.gov.br/aplicacoes/capacidadebrasil/capacidadebrasil.cfm | AgÃªncia Nacional de Energia ElÃ©trica (Brazil) |  | 2017 | [8 empty] | 28.98 | 48.37 | 49.52 | 49.55 | 42.22 | WIND-V1 | WIND-V1 | WIND-V1 | WIND-V1 | WIND-V1
BRA | Brazil | Passo Fundo |  | BRA0002001 | 226 | -27.5500 | -52.7333 | Hydro |  |  |  | 1973 |  | AgÃªncia Nacional de Energia ElÃ©trica (Brazil) | http://www2.aneel.gov.br/aplicacoes/capacidadebrasil/capacidadebrasil.cfm | AgÃªncia Nacional de Energia ElÃ©trica (Brazil) | 1011795 | 2017 | [8 empty] | 666.63 | 921.24 | 805.14 | 856.79 | 705.79 | NO-ESTIMATION | NO-ESTIMATION | NO-ESTIMATION | NO-ESTIMATION | CAPACITY-FACTOR-V1
BRA | Brazil | Ferradura |  | BRA0027885 | 9.2 | -27.5594 | -53.5767 | Hydro |  |  |  | 2003 |  | AgÃªncia Nacional de Energia ElÃ©trica (Brazil) | http://www2.aneel.gov.br/aplicacoes/capacidadebrasil/capacidadebrasil.cfm | AgÃªncia Nacional de Energia ElÃ©trica (Brazil) | 1059272 | 2017 | [8 empty] | 30.11 | 43.61 | 41.67 | 39.51 | 36.98 | WIND-V1 | WIND-V1 | WIND-V1 | WIND-V1 | WIND-V1
BRA | Brazil | Marco Baldo |  | BRA0028967 | 16.55 | -27.5700 | -53.7858 | Hydro |  |  |  | 2011 |  | AgÃªncia Nacional de Energia ElÃ©trica (Brazil) | http://www2.aneel.gov.br/aplicacoes/capacidadebrasil/capacidadebrasil.cfm | AgÃªncia Nacional de Energia ElÃ©trica (Brazil) | 1086259 | 2017 | [8 empty] | 40.19 | 67.30 | 68.90 | 68.94 | 58.7 | NO-ESTIMATION | NO-ESTIMATION | NO-ESTIMATION | NO-ESTIMATION | CAPACITY-FACTOR-V1
BRA | Brazil | Pito |  | BRA0030794 | 4 | -27.5801 | -51.3543 | Hydro |  |  |  | 2015 |  | AgÃªncia Nacional de Energia ElÃ©trica (Brazil) | http://www2.aneel.gov.br/aplicacoes/capacidadebrasil/capacidadebrasil.cfm | AgÃªncia Nacional de Energia ElÃ©trica (Brazil) |  | 2017 | [8 empty] | 19.64 | 18.92 | 19.03 | 18.83 | 18.06 | WIND-V1 | WIND-V1 | WIND-V1 | WIND-V1 | WIND-V1
BRA | Brazil | Palheiros |  | BRA0001939 | 1.84 | -27.5979 | -49.7400 | Hydro |  |  |  | 1956 |  | AgÃªncia Nacional de Energia ElÃ©trica (Brazil) | http://www2.aneel.gov.br/aplicacoes/capacidadebrasil/capacidadebrasil.cfm | AgÃªncia Nacional de Energia ElÃ©trica (Brazil) | 1092826 | 2017 | [8 empty] | 3.77 | 6.53 | 6.31 | 6.33 | 5.57 | WIND-V1 | WIND-V1 | WIND-V1 | WIND-V1 | WIND-V1
BRA | Brazil | Campos Novos |  | BRA0027401 | 880 | -27.6017 | -51.3169 | Hydro |  |  |  | 2007 |  | AgÃªncia Nacional de Energia ElÃ©trica (Brazil) | http://www2.aneel.gov.br/aplicacoes/capacidadebrasil/capacidadebrasil.cfm | AgÃªncia Nacional de Energia ElÃ©trica (Brazil) | 1011786 | 2017 | [8 empty] | 3554.90 | 3359.17 | 3396.85 | 3321.19 | 2876.69 | WIND-V1 | WIND-V1 | WIND-V1 | WIND-V1 | WIND-V1
BRA | Brazil | Carlos Gonzatto |  | BRA0028030 | 9 | -27.6206 | -53.8047 | Hydro |  |  |  | 2006 |  | AgÃªncia Nacional de Energia ElÃ©trica (Brazil) | http://www2.aneel.gov.br/aplicacoes/capacidadebrasil/capacidadebrasil.cfm | AgÃªncia Nacional de Energia ElÃ©trica (Brazil) | 1063468 | 2017 | [8 empty] | 21.67 | 36.77 | 37.64 | 37.66 | 32.09 | WIND-V1 | WIND-V1 | WIND-V1 | WIND-V1 | WIND-V1
BRA | Brazil | Garibaldi |  | BRA0030415 | 191.9 | -27.6217 | -50.9882 | Hydro |  |  |  | 2013 |  | AgÃªncia Nacional de Energia ElÃ©trica (Brazil) | http://www2.aneel.gov.br/aplicacoes/capacidadebrasil/capacidadebrasil.cfm | AgÃªncia Nacional de Energia ElÃ©trica (Brazil) | 1084599 | 2017 | [8 empty] | 817.99 | 779.08 | 784.39 | 766.56 | 677.51 | WIND-V1 | WIND-V1 | WIND-V1 | WIND-V1 | WIND-V1
BRA | Brazil | Ouro |  | BRA0028968 | 16 | -27.6367 | -51.4900 | Hydro |  |  |  | 2009 |  | AgÃªncia Nacional de Energia ElÃ©trica (Brazil) | http://www2.aneel.gov.br/aplicacoes/capacidadebrasil/capacidadebrasil.cfm | AgÃªncia Nacional de Energia ElÃ©trica (Brazil) | 1078130 | 2017 | [8 empty] | 36.19 | 58.56 | 56.42 | 56.58 | 48.88 | WIND-V1 | WIND-V1 | WIND-V1 | WIND-V1 | WIND-V1
BRA | Brazil | Antunes |  | BRA0030880 | 1 | -27.6497 | -51.1950 | Hydro | [5 empty] | AgÃªncia Nacional de Energia ElÃ©trica (Brazil) | http://www2.aneel.gov.br/aplicacoes/capacidadebrasil/capacidadebrasil.cfm | AgÃªncia Nacional de Energia ElÃ©trica (Brazil) | 1112289 | 2017 | [8 empty] | 4.10 | 3.96 | 4.01 | 3.93 | 3.81 | WIND-V1 | WIND-V1 | WIND-V1 | WIND-V1 | WIND-V1
BRA | Brazil | Forquilha |  | BRA0000976 | 1 | -27.6667 | -51.7333 | Hydro | [5 empty] | AgÃªncia Nacional de Energia ElÃ©trica (Brazil) | http://www2.aneel.gov.br/aplicacoes/capacidadebrasil/capacidadebrasil.cfm | AgÃªncia Nacional de Energia ElÃ©trica (Brazil) | 1043349 | 2017 | [8 empty] | 3.59 | 4.61 | 4.15 | 4.30 | 4 | NO-ESTIMATION | NO-ESTIMATION | NO-ESTIMATION | NO-ESTIMATION | CAPACITY-FACTOR-V1
BRA | Brazil | Santo AntÃ´nio |  | BRA0029050 | 4.5 | -27.7017 | -54.4194 | Hydro |  |  |  | 2005 |  | AgÃªncia Nacional de Energia ElÃ©trica (Brazil) | http://www2.aneel.gov.br/aplicacoes/capacidadebrasil/capacidadebrasil.cfm | AgÃªncia Nacional de Energia ElÃ©trica (Brazil) |  | 2017 | [8 empty] | 12.07 | 18.87 | 19.22 | 17.80 | 16.35 | NO-ESTIMATION | NO-ESTIMATION | NO-ESTIMATION | NO-ESTIMATION | CAPACITY-FACTOR-V1
BRA | Brazil | JoÃ£o Borges |  | BRA0029332 | 18.99 | -27.7178 | -50.6569 | Hydro |  |  |  | 2013 |  | AgÃªncia Nacional de Energia ElÃ©trica (Brazil) | http://www2.aneel.gov.br/aplicacoes/capacidadebrasil/capacidadebrasil.cfm | AgÃªncia Nacional de Energia ElÃ©trica (Brazil) | 1064720 | 2017 | [8 empty] | 73.14 | 87.92 | 85.56 | 86.09 | 73.64 | WIND-V1 | WIND-V1 | WIND-V1 | WIND-V1 | WIND-V1
BRA | Brazil | Santa Rosa |  | BRA0026730 | 1.4 | -27.7298 | -54.4082 | Hydro |  |  |  | 1955 |  | AgÃªncia Nacional de Energia ElÃ©trica (Brazil) | http://www2.aneel.gov.br/aplicacoes/capacidadebrasil/capacidadebrasil.cfm | WRI |  | 2017 | [8 empty] | 3.96 | 6.19 | 6.10 | 6.10 | 5.73 | WIND-V1 | WIND-V1 | WIND-V1 | WIND-V1 | WIND-V1
BRA | Brazil | SÃ£o Bernardo |  | BRA0028431 | 15 | -27.7367 | -51.3128 | Hydro |  |  |  | 2006 |  | AgÃªncia Nacional de Energia ElÃ©trica (Brazil) | http://www2.aneel.gov.br/aplicacoes/capacidadebrasil/capacidadebrasil.cfm | AgÃªncia Nacional de Energia ElÃ©trica (Brazil) |  | 2017 | [8 empty] | 48.79 | 70.07 | 71.62 | 64.08 | 58.47 | WIND-V1 | WIND-V1 | WIND-V1 | WIND-V1 | WIND-V1
BRA | Brazil | Moinho |  | BRA0029725 | 13.7 | -27.7539 | -51.3122 | Hydro |  |  |  | 2011 |  | AgÃªncia Nacional de Energia ElÃ©trica (Brazil) | http://www2.aneel.gov.br/aplicacoes/capacidadebrasil/capacidadebrasil.cfm | AgÃªncia Nacional de Energia ElÃ©trica (Brazil) | 1078113 | 2017 | [8 empty] | 44.56 | 64.00 | 65.41 | 58.53 | 53.4 | WIND-V1 | WIND-V1 | WIND-V1 | WIND-V1 | WIND-V1
BRA | Brazil | Guarita |  | BRA0001076 | 1.76 | -27.7670 | -53.5600 | Hydro | [5 empty] | AgÃªncia Nacional de Energia ElÃ©trica (Brazil) | http://www2.aneel.gov.br/aplicacoes/capacidadebrasil/capacidadebrasil.cfm | AgÃªncia Nacional de Energia ElÃ©trica (Brazil) | 1043350 | 2017 | [8 empty] | 5.58 | 7.82 | 7.46 | 7.62 | 7.09 | NO-ESTIMATION | NO-ESTIMATION | NO-ESTIMATION | NO-ESTIMATION | CAPACITY-FACTOR-V1
BRA | Brazil | Barra Grande |  | BRA0027556 | 698.25 | -27.7769 | -51.1933 | Hydro |  |  |  | 2005 |  | AgÃªncia Nacional de Energia ElÃ©trica (Brazil) | http://www2.aneel.gov.br/aplicacoes/capacidadebrasil/capacidadebrasil.cfm | AgÃªncia Nacional de Energia ElÃ©trica (Brazil) | 1046662 | 2017 | [8 empty] | 2748.07 | 2616.21 | 2651.48 | 2529.65 | 2239.37 | NO-ESTIMATION | NO-ESTIMATION | NO-ESTIMATION | NO-ESTIMATION | CAPACITY-FACTOR-V1
BRA | Brazil | Bela UniÃ£o (Trincheira) |  | BRA0030879 | 2.25 | -27.7808 | -54.3734 | Hydro |  |  |  | 2015 |  | AgÃªncia Nacional de Energia ElÃ©trica (Brazil) | http://www2.aneel.gov.br/aplicacoes/capacidadebrasil/capacidadebrasil.cfm | AgÃªncia Nacional de Energia ElÃ©trica (Brazil) |  | 2017 | [8 empty] | 6.33 | 9.91 | 9.77 | 9.77 | 9.17 | WIND-V1 | WIND-V1 | WIND-V1 | WIND-V1 | WIND-V1
BRA | Brazil | Esmeralda |  | BRA0028430 | 22.2 | -27.7833 | -51.3667 | Hydro |  |  |  | 2006 |  | AgÃªncia Nacional de Energia ElÃ©trica (Brazil) | http://www2.aneel.gov.br/aplicacoes/capacidadebrasil/capacidadebrasil.cfm | AgÃªncia Nacional de Energia ElÃ©trica (Brazil) | 1058389 | 2017 | [8 empty] | 65.40 | 104.28 | 103.85 | 87.81 | 85.41 | NO-ESTIMATION | NO-ESTIMATION | NO-ESTIMATION | NO-ESTIMATION | CAPACITY-FACTOR-V1
BRA | Brazil | Willy Faller |  | BRA0030845 | 1 | -27.7904 | -51.0010 | Hydro |  |  |  | 2017 |  | AgÃªncia Nacional de Energia ElÃ©trica (Brazil) | http://www2.aneel.gov.br/aplicacoes/capacidadebrasil/capacidadebrasil.cfm | AgÃªncia Nacional de Energia ElÃ©trica (Brazil) | 1112288 | 2017 | [8 empty] | 1.66 | 3.12 | 3.00 | 3.00 | 2.59 | WIND-V1 | WIND-V1 | WIND-V1 | WIND-V1 | WIND-V1
BRA | Brazil | Caveiras |  | BRA0000728 | 3.829 | -27.8156 | -50.4803 | Hydro | [5 empty] | AgÃªncia Nacional de Energia ElÃ©trica (Brazil) | http://www2.aneel.gov.br/aplicacoes/capacidadebrasil/capacidadebrasil.cfm | AgÃªncia Nacional de Energia ElÃ©trica (Brazil) | 1011818 | 2017 | [8 empty] | 14.09 | 17.36 | 17.48 | 15.93 | 14.53 | NO-ESTIMATION | NO-ESTIMATION | NO-ESTIMATION | NO-ESTIMATION | CAPACITY-FACTOR-V1
BRA | Brazil | Santa Rosa |  | BRA0028844 | 6.5 | -27.8970 | -50.2862 | Hydro |  |  |  | 2013 |  | AgÃªncia Nacional de Energia ElÃ©trica (Brazil) | http://www2.aneel.gov.br/aplicacoes/capacidadebrasil/capacidadebrasil.cfm | AgÃªncia Nacional de Energia ElÃ©trica (Brazil) |  | 2017 | [8 empty] | 12.75 | 21.54 | 20.67 | 20.73 | 17.61 | WIND-V1 | WIND-V1 | WIND-V1 | WIND-V1 | WIND-V1
BRA | Brazil | BuricÃ¡ |  | BRA0000329 | 1.4 | -27.9250 | -54.0792 | Hydro |  |  |  | 2017 |  | AgÃªncia Nacional de Energia ElÃ©trica (Brazil) | http://www2.aneel.gov.br/aplicacoes/capacidadebrasil/capacidadebrasil.cfm | AgÃªncia Nacional de Energia ElÃ©trica (Brazil) | 1059258 | 2017 | [8 empty] | 4.60 | 6.17 | 5.97 | 6.10 | 5.61 | WIND-V1 | WIND-V1 | WIND-V1 | WIND-V1 | WIND-V1
BRA | Brazil | Rio do Poncho I |  | BRA0030368 | 1 | -28.0050 | -48.8794 | Hydro |  |  |  | 1994 |  | AgÃªncia Nacional de Energia ElÃ©trica (Brazil) | http://www2.aneel.gov.br/aplicacoes/capacidadebrasil/capacidadebrasil.cfm | AgÃªncia Nacional de Energia ElÃ©trica (Brazil) | 1092833 | 2017 | [8 empty] | 3.54 | 4.79 | 4.67 | 4.76 | 4.12 | NO-ESTIMATION | NO-ESTIMATION | NO-ESTIMATION | NO-ESTIMATION | CAPACITY-FACTOR-V1
BRA | Brazil | Nova FÃ¡tima |  | BRA0029139 | 4.1 | -28.0411 | -49.1300 | Hydro |  |  |  | 2012 |  | AgÃªncia Nacional de Energia ElÃ©trica (Brazil) | http://www2.aneel.gov.br/aplicacoes/capacidadebrasil/capacidadebrasil.cfm | AgÃªncia Nacional de Energia ElÃ©trica (Brazil) | 1078396 | 2017 | [8 empty] | 13.39 | 17.59 | 15.59 | 16.88 | 15.78 | WIND-V1 | WIND-V1 | WIND-V1 | WIND-V1 | WIND-V1
BRA | Brazil | Barra do Rio ChapÃ©u |  | BRA0029141 | 15.15 | -28.0678 | -49.1508 | Hydro |  |  |  | 2013 |  | AgÃªncia Nacional de Energia ElÃ©trica (Brazil) | http://www2.aneel.gov.br/aplicacoes/capacidadebrasil/capacidadebrasil.cfm | AgÃªncia Nacional de Energia ElÃ©trica (Brazil) | 1064721 | 2017 | [8 empty] | 48.28 | 64.42 | 57.23 | 61.79 | 57.67 | NO-ESTIMATION | NO-ESTIMATION | NO-ESTIMATION | NO-ESTIMATION | CAPACITY-FACTOR-V1
BRA | Brazil | Volta Grande |  | BRA0030494 | 3.13 | -28.0900 | -48.9394 | Hydro |  |  |  | 2016 |  | AgÃªncia Nacional de Energia ElÃ©trica (Brazil) | http://www2.aneel.gov.br/aplicacoes/capacidadebrasil/capacidadebrasil.cfm | AgÃªncia Nacional de Energia ElÃ©trica (Brazil) |  | 2017 | [8 empty] | 10.41 | 13.61 | 13.46 | 13.35 | 11.3 | WIND-V1 | WIND-V1 | WIND-V1 | WIND-V1 | WIND-V1
BRA | Brazil | Mata Cobra |  | BRA0001433 | 2.88 | -28.0978 | -53.0142 | Hydro | [5 empty] | AgÃªncia Nacional de Energia ElÃ©trica (Brazil) | http://www2.aneel.gov.br/aplicacoes/capacidadebrasil/capacidadebrasil.cfm | AgÃªncia Nacional de Energia ElÃ©trica (Brazil) | 1048927 | 2017 | [8 empty] | 9.17 | 12.79 | 12.24 | 12.42 | 11.39 | NO-ESTIMATION | NO-ESTIMATION | NO-ESTIMATION | NO-ESTIMATION | CAPACITY-FACTOR-V1
BRA | Brazil | Capivari |  | BRA0000659 | 18.09 | -28.1156 | -48.9660 | Hydro |  |  |  | 2017 |  | AgÃªncia Nacional de Energia ElÃ©trica (Brazil) | http://www2.aneel.gov.br/aplicacoes/capacidadebrasil/capacidadebrasil.cfm | AgÃªncia Nacional de Energia ElÃ©trica (Brazil) | 1063467 | 2017 | [8 empty] | 58.45 | 78.14 | 70.08 | 75.67 | 67.45 | NO-ESTIMATION | NO-ESTIMATION | NO-ESTIMATION | NO-ESTIMATION | CAPACITY-FACTOR-V1
BRA | Brazil | Rio Fortuna |  | BRA0029140 | 6.85 | -28.1217 | -49.1356 | Hydro |  |  |  | 2012 |  | AgÃªncia Nacional de Energia ElÃ©trica (Brazil) | http://www2.aneel.gov.br/aplicacoes/capacidadebrasil/capacidadebrasil.cfm | AgÃªncia Nacional de Energia ElÃ©trica (Brazil) | 1078394 | 2017 | [8 empty] | 18.63 | 25.91 | 24.46 | 24.92 | 22.92 | NO-ESTIMATION | NO-ESTIMATION | NO-ESTIMATION | NO-ESTIMATION | CAPACITY-FACTOR-V1
BRA | Brazil | SÃ£o MaurÃ­cio |  | BRA0029137 | 2.5 | -28.1356 | -49.1219 | Hydro |  |  |  | 2010 |  | AgÃªncia Nacional de Energia ElÃ©trica (Brazil) | http://www2.aneel.gov.br/aplicacoes/capacidadebrasil/capacidadebrasil.cfm | AgÃªncia Nacional de Energia ElÃ©trica (Brazil) | 1078395 | 2017 | [8 empty] | 6.53 | 9.55 | 8.35 | 9.23 | 8.67 | WIND-V1 | WIND-V1 | WIND-V1 | WIND-V1 | WIND-V1
BRA | Brazil | Passo SÃ£o JoÃ£o |  | BRA0029456 | 77 | -28.1394 | -55.0478 | Hydro |  |  |  | 2012 |  | AgÃªncia Nacional de Energia ElÃ©trica (Brazil) | http://www2.aneel.gov.br/aplicacoes/capacidadebrasil/capacidadebrasil.cfm | AgÃªncia Nacional de Energia ElÃ©trica (Brazil) | 1074336 | 2017 | [8 empty] | 255.89 | 346.34 | 330.92 | 321.25 | 307.63 | WIND-V1 | WIND-V1 | WIND-V1 | WIND-V1 | WIND-V1
BRA | Brazil | SÃ£o JosÃ© |  | BRA0029459 | 51 | -28.1800 | -54.8250 | Hydro |  |  |  | 2011 |  | AgÃªncia Nacional de Energia ElÃ©trica (Brazil) | http://www2.aneel.gov.br/aplicacoes/capacidadebrasil/capacidadebrasil.cfm | AgÃªncia Nacional de Energia ElÃ©trica (Brazil) |  | 2017 | [8 empty] | 169.48 | 229.39 | 219.18 | 212.25 | 203.75 | NO-ESTIMATION | NO-ESTIMATION | NO-ESTIMATION | NO-ESTIMATION | CAPACITY-FACTOR-V1
BRA | Brazil | Passo de Ajuricaba |  | BRA0001997 | 3.2 | -28.2825 | -53.8097 | Hydro |  |  |  | 1959 |  | AgÃªncia Nacional de Energia ElÃ©trica (Brazil) | http://www2.aneel.gov.br/aplicacoes/capacidadebrasil/capacidadebrasil.cfm | AgÃªncia Nacional de Energia ElÃ©trica (Brazil) | 1025581 | 2017 | [8 empty] | 12.18 | 12.99 | 12.51 | 12.89 | 11.94 | NO-ESTIMATION | NO-ESTIMATION | NO-ESTIMATION | NO-ESTIMATION | CAPACITY-FACTOR-V1
BRA | Brazil | JosÃ© Barasuol (Antiga Linha 3 Leste) |  | BRA0028231 | 14.335 | -28.2931 | -53.8742 | Hydro |  |  |  | 2003 |  | AgÃªncia Nacional de Energia ElÃ©trica (Brazil) | http://www2.aneel.gov.br/aplicacoes/capacidadebrasil/capacidadebrasil.cfm | AgÃªncia Nacional de Energia ElÃ©trica (Brazil) | 1059267 | 2017 | [8 empty] | 46.05 | 66.70 | 66.59 | 62.89 | 62.07 | WIND-V1 | WIND-V1 | WIND-V1 | WIND-V1 | WIND-V1
BRA | Brazil | RS-155 |  | BRA0030525 | 5.982 | -28.3118 | -53.8950 | Hydro |  |  |  | 2012 |  | AgÃªncia Nacional de Energia ElÃ©trica (Brazil) | http://www2.aneel.gov.br/aplicacoes/capacidadebrasil/capacidadebrasil.cfm | AgÃªncia Nacional de Energia ElÃ©trica (Brazil) | 1092422 | 2017 | [8 empty] | 19.47 | 26.93 | 26.89 | 25.34 | 25 | WIND-V1 | WIND-V1 | WIND-V1 | WIND-V1 | WIND-V1
BRA | Brazil | Capigui |  | BRA0000654 | 3.76 | -28.3520 | -52.2040 | Hydro | [5 empty] | AgÃªncia Nacional de Energia ElÃ©trica (Brazil) | http://www2.aneel.gov.br/aplicacoes/capacidadebrasil/capacidadebrasil.cfm | AgÃªncia Nacional de Energia ElÃ©trica (Brazil) | 1043348 | 2017 | [8 empty] | 7.31 | 12.35 | 11.85 | 11.88 | 10.08 | WIND-V1 | WIND-V1 | WIND-V1 | WIND-V1 | WIND-V1
BRA | Brazil | Ijuizinho |  | BRA0001108 | 3.6 | -28.3650 | -54.3743 | Hydro | [5 empty] | AgÃªncia Nacional de Energia ElÃ©trica (Brazil) | http://www2.aneel.gov.br/aplicacoes/capacidadebrasil/capacidadebrasil.cfm | AgÃªncia Nacional de Energia ElÃ©trica (Brazil) | 1043352 | 2017 | [8 empty] | 12.23 | 15.15 | 14.63 | 14.36 | 13.94 | NO-ESTIMATION | NO-ESTIMATION | NO-ESTIMATION | NO-ESTIMATION | CAPACITY-FACTOR-V1
BRA | Brazil | Ijuizinho |  | BRA0027405 | 1 | -28.4430 | -54.2889 | Hydro | [5 empty] | AgÃªncia Nacional de Energia ElÃ©trica (Brazil) | http://www2.aneel.gov.br/aplicacoes/capacidadebrasil/capacidadebrasil.cfm | AgÃªncia Nacional de Energia ElÃ©trica (Brazil) | 1043352 | 2017 | [8 empty] | 3.56 | 4.22 | 3.77 | 4.42 | 4 | WIND-V1 | WIND-V1 | WIND-V1 | WIND-V1 | WIND-V1
BRA | Brazil | Ernestina |  | BRA0000898 | 4.8 | -28.5558 | -52.5456 | Hydro | [5 empty] | AgÃªncia Nacional de Energia ElÃ©trica (Brazil) | http://www2.aneel.gov.br/aplicacoes/capacidadebrasil/capacidadebrasil.cfm | AgÃªncia Nacional de Energia ElÃ©trica (Brazil) | 1043347 | 2017 | [8 empty] | 14.77 | 22.31 | 21.73 | 19.29 | 18.14 | NO-ESTIMATION | NO-ESTIMATION | NO-ESTIMATION | NO-ESTIMATION | CAPACITY-FACTOR-V1
BRA | Brazil | Santa Carolina |  | BRA0030723 | 10.5 | -28.6151 | -51.4034 | Hydro |  |  |  | 2016 |  | AgÃªncia Nacional de Energia ElÃ©trica (Brazil) | http://www2.aneel.gov.br/aplicacoes/capacidadebrasil/capacidadebrasil.cfm | AgÃªncia Nacional de Energia ElÃ©trica (Brazil) | 1097889 | 2017 | [8 empty] | 32.76 | 41.09 | 44.89 | 42.56 | 37.99 | WIND-V1 | WIND-V1 | WIND-V1 | WIND-V1 | WIND-V1
BRA | Brazil | Colorado |  | BRA0000797 | 1.12 | -28.6428 | -52.9269 | Hydro | [5 empty] | AgÃªncia Nacional de Energia ElÃ©trica (Brazil) | http://www2.aneel.gov.br/aplicacoes/capacidadebrasil/capacidadebrasil.cfm | AgÃªncia Nacional de Energia ElÃ©trica (Brazil) |  | 2017 | [8 empty] | 3.88 | 5.21 | 5.17 | 4.93 | 4.55 | WIND-V1 | WIND-V1 | WIND-V1 | WIND-V1 | WIND-V1
BRA | Brazil | Cotovelo do JacuÃ­ |  | BRA0000877 | 3.34 | -28.6714 | -52.7086 | Hydro |  |  |  | 2001 |  | AgÃªncia Nacional de Energia ElÃ©trica (Brazil) | http://www2.aneel.gov.br/aplicacoes/capacidadebrasil/capacidadebrasil.cfm | AgÃªncia Nacional de Energia ElÃ©trica (Brazil) | 1059259 | 2017 | [8 empty] | 11.66 | 13.74 | 14.37 | 13.45 | 12.83 | NO-ESTIMATION | NO-ESTIMATION | NO-ESTIMATION | NO-ESTIMATION | CAPACITY-FACTOR-V1
BRA | Brazil | CaÃ§ador |  | BRA0027878 | 22.5 | -28.7055 | -51.8506 | Hydro |  |  |  | 2008 |  | AgÃªncia Nacional de Energia ElÃ©trica (Brazil) | http://www2.aneel.gov.br/aplicacoes/capacidadebrasil/capacidadebrasil.cfm | AgÃªncia Nacional de Energia ElÃ©trica (Brazil) | 1061399 | 2017 | [8 empty] | 82.81 | 101.99 | 96.25 | 102.45 | 91.96 | HYDRO-V1 | HYDRO-V1 | HYDRO-V1 | HYDRO-V1 | HYDRO-V1
BRA | Brazil | Boa FÃ© |  | BRA0029063 | 24 | -28.7527 | -51.8436 | Hydro |  |  |  | 2011 |  | AgÃªncia Nacional de Energia ElÃ©trica (Brazil) | http://www2.aneel.gov.br/aplicacoes/capacidadebrasil/capacidadebrasil.cfm | AgÃªncia Nacional de Energia ElÃ©trica (Brazil) | 1067410 | 2017 | [8 empty] | 88.40 | 108.86 | 102.73 | 109.35 | 98.16 | NO-ESTIMATION | NO-ESTIMATION | NO-ESTIMATION | NO-ESTIMATION | CAPACITY-FACTOR-V1
BRA | Brazil | SÃ£o Paulo |  | BRA0029067 | 16 | -28.7666 | -51.8333 | Hydro |  |  |  | 2012 |  | AgÃªncia Nacional de Energia ElÃ©trica (Brazil) | http://www2.aneel.gov.br/aplicacoes/capacidadebrasil/capacidadebrasil.cfm | AgÃªncia Nacional de Energia ElÃ©trica (Brazil) |  | 2017 | [8 empty] | 57.50 | 74.07 | 69.80 | 71.58 | 67.24 | NO-ESTIMATION | NO-ESTIMATION | NO-ESTIMATION | NO-ESTIMATION | CAPACITY-FACTOR-V1
BRA | Brazil | Serra dos Cavalinhos II |  | BRA0030337 | 29 | -28.7900 | -50.7444 | Hydro |  |  |  | 2013 |  | AgÃªncia Nacional de Energia ElÃ©trica (Brazil) | http://www2.aneel.gov.br/aplicacoes/capacidadebrasil/capacidadebrasil.cfm | AgÃªncia Nacional de Energia ElÃ©trica (Brazil) | 1085598 | 2017 | [8 empty] | 96.83 | 122.25 | 121.91 | 125.81 | 107.37 | NO-ESTIMATION | NO-ESTIMATION | NO-ESTIMATION | NO-ESTIMATION | CAPACITY-FACTOR-V1
BRA | Brazil | Pezzi |  | BRA0028988 | 19 | -28.7912 | -50.5643 | Hydro |  |  |  | 2012 |  | AgÃªncia Nacional de Energia ElÃ©trica (Brazil) | http://www2.aneel.gov.br/aplicacoes/capacidadebrasil/capacidadebrasil.cfm | AgÃªncia Nacional de Energia ElÃ©trica (Brazil) | 1067414 | 2017 | [8 empty] | 66.57 | 87.00 | 83.20 | 79.33 | 75.97 | NO-ESTIMATION | NO-ESTIMATION | NO-ESTIMATION | NO-ESTIMATION | CAPACITY-FACTOR-V1
BRA | Brazil | Serra dos Cavalinhos I |  | BRA0031324 | 25 | -28.7931 | -50.7046 | Hydro |  |  |  | 2017 |  | AgÃªncia Nacional de Energia ElÃ©trica (Brazil) | http://www2.aneel.gov.br/aplicacoes/capacidadebrasil/capacidadebrasil.cfm | AgÃªncia Nacional de Energia ElÃ©trica (Brazil) | 1085599 | 2017 | [8 empty] | 88.98 | 110.90 | 113.22 | 112.77 | 98.38 | NO-ESTIMATION | NO-ESTIMATION | NO-ESTIMATION | NO-ESTIMATION | CAPACITY-FACTOR-V1
BRA | Brazil | Passo do Meio |  | BRA0001999 | 30 | -28.8000 | -50.6000 | Hydro |  |  |  | 2003 |  | AgÃªncia Nacional de Energia ElÃ©trica (Brazil) | http://www2.aneel.gov.br/aplicacoes/capacidadebrasil/capacidadebrasil.cfm | AgÃªncia Nacional de Energia ElÃ©trica (Brazil) | 1051199 | 2017 | [8 empty] | 100.16 | 126.47 | 126.11 | 130.14 | 111.08 | NO-ESTIMATION | NO-ESTIMATION | NO-ESTIMATION | NO-ESTIMATION | CAPACITY-FACTOR-V1
BRA | Brazil | AutÃ³dromo |  | BRA0029071 | 24 | -28.8258 | -51.8414 | Hydro |  |  |  | 2011 |  | AgÃªncia Nacional de Energia ElÃ©trica (Brazil) | http://www2.aneel.gov.br/aplicacoes/capacidadebrasil/capacidadebrasil.cfm | AgÃªncia Nacional de Energia ElÃ©trica (Brazil) | 1067409 | 2017 | [8 empty] | 92.33 | 106.59 | 117.07 | 108.70 | 94.61 | WIND-V1 | WIND-V1 | WIND-V1 | WIND-V1 | WIND-V1
BRA | Brazil | Bertussi |  | BRA0030796 | 1 | -28.8669 | -50.9390 | Hydro |  |  |  | 2011 |  | AgÃªncia Nacional de Energia ElÃ©trica (Brazil) | http://www2.aneel.gov.br/aplicacoes/capacidadebrasil/capacidadebrasil.cfm | AgÃªncia Nacional de Energia ElÃ©trica (Brazil) |  | 2017 | [8 empty] | 1.66 | 3.12 | 3.00 | 3.00 | 2.59 | NO-ESTIMATION | NO-ESTIMATION | NO-ESTIMATION | NO-ESTIMATION | CAPACITY-FACTOR-V1
BRA | Brazil | Da Ilha |  | BRA0028725 | 26 | -28.8833 | -51.4500 | Hydro |  |  |  | 2008 |  | AgÃªncia Nacional de Energia ElÃ©trica (Brazil) | http://www2.aneel.gov.br/aplicacoes/capacidadebrasil/capacidadebrasil.cfm | AgÃªncia Nacional de Energia ElÃ©trica (Brazil) | 1067320 | 2017 | [8 empty] | 88.79 | 125.43 | 118.87 | 116.80 | 98.29 | NO-ESTIMATION | NO-ESTIMATION | NO-ESTIMATION | NO-ESTIMATION | CAPACITY-FACTOR-V1
BRA | Brazil | Palanquinho |  | BRA0029001 | 24.165 | -28.9039 | -50.8119 | Hydro |  |  |  | 2010 |  | AgÃªncia Nacional de Energia ElÃ©trica (Brazil) | http://www2.aneel.gov.br/aplicacoes/capacidadebrasil/capacidadebrasil.cfm | AgÃªncia Nacional de Energia ElÃ©trica (Brazil) | 1067412 | 2017 | [8 empty] | 60.35 | 92.73 | 98.83 | 89.44 | 78.62 | WIND-V1 | WIND-V1 | WIND-V1 | WIND-V1 | WIND-V1
BRA | Brazil | Linha EmÃ­lia |  | BRA0027876 | 19.5 | -28.9333 | -51.7667 | Hydro |  |  |  | 2009 |  | AgÃªncia Nacional de Energia ElÃ©trica (Brazil) | http://www2.aneel.gov.br/aplicacoes/capacidadebrasil/capacidadebrasil.cfm | AgÃªncia Nacional de Energia ElÃ©trica (Brazil) | 1061400 | 2017 | [8 empty] | 74.79 | 88.21 | 96.78 | 87.76 | 81.49 | NO-ESTIMATION | NO-ESTIMATION | NO-ESTIMATION | NO-ESTIMATION | CAPACITY-FACTOR-V1
BRA | Brazil | Jararaca |  | BRA0028715 | 28 | -28.9361 | -51.4648 | Hydro |  |  |  | 2008 |  | AgÃªncia Nacional de Energia ElÃ©trica (Brazil) | http://www2.aneel.gov.br/aplicacoes/capacidadebrasil/capacidadebrasil.cfm | AgÃªncia Nacional de Energia ElÃ©trica (Brazil) | 1061401 | 2017 | [8 empty] | 93.99 | 125.58 | 118.51 | 124.16 | 103.89 | WIND-V1 | WIND-V1 | WIND-V1 | WIND-V1 | WIND-V1
BRA | Brazil | CotiporÃ£ |  | BRA0027877 | 19.5 | -28.9666 | -51.7500 | Hydro |  |  |  | 2008 |  | AgÃªncia Nacional de Energia ElÃ©trica (Brazil) | http://www2.aneel.gov.br/aplicacoes/capacidadebrasil/capacidadebrasil.cfm | AgÃªncia Nacional de Energia ElÃ©trica (Brazil) | 1061083 | 2017 | [8 empty] | 74.79 | 88.21 | 96.78 | 87.76 | 81.49 | WIND-V1 | WIND-V1 | WIND-V1 | WIND-V1 | WIND-V1
BRA | Brazil | CriÃºva |  | BRA0029002 | 23.949 | -28.9808 | -50.7825 | Hydro |  |  |  | 2010 |  | AgÃªncia Nacional de Energia ElÃ©trica (Brazil) | http://www2.aneel.gov.br/aplicacoes/capacidadebrasil/capacidadebrasil.cfm | AgÃªncia Nacional de Energia ElÃ©trica (Brazil) | 1067413 | 2017 | [8 empty] | 59.81 | 91.90 | 97.95 | 88.64 | 77.92 | NO-ESTIMATION | NO-ESTIMATION | NO-ESTIMATION | NO-ESTIMATION | CAPACITY-FACTOR-V1
BRA | Brazil | Castro Alves |  | BRA0000718 | 130.845 | -29.0083 | -51.3792 | Hydro |  |  |  | 2008 |  | AgÃªncia Nacional de Energia ElÃ©trica (Brazil) | http://www2.aneel.gov.br/aplicacoes/capacidadebrasil/capacidadebrasil.cfm | AgÃªncia Nacional de Energia ElÃ©trica (Brazil) | 1048153 | 2017 | [8 empty] | 428.49 | 539.96 | 525.05 | 490.44 | 459.46 | NO-ESTIMATION | NO-ESTIMATION | NO-ESTIMATION | NO-ESTIMATION | CAPACITY-FACTOR-V1
BRA | Brazil | Cazuza Ferreira |  | BRA0000735 | 9.1 | -29.0167 | -50.7167 | Hydro |  |  |  | 2016 |  | AgÃªncia Nacional de Energia ElÃ©trica (Brazil) | http://www2.aneel.gov.br/aplicacoes/capacidadebrasil/capacidadebrasil.cfm | AgÃªncia Nacional de Energia ElÃ©trica (Brazil) | 1097888 | 2017 | [8 empty] | 25.31 | 37.87 | 38.38 | 36.64 | 32.55 | WIND-V1 | WIND-V1 | WIND-V1 | WIND-V1 | WIND-V1
BRA | Brazil | Passo Real |  | BRA0002003 | 158 | -29.0167 | -53.1833 | Hydro |  |  |  | 1973 |  | AgÃªncia Nacional de Energia ElÃ©trica (Brazil) | http://www2.aneel.gov.br/aplicacoes/capacidadebrasil/capacidadebrasil.cfm | AgÃªncia Nacional de Energia ElÃ©trica (Brazil) | 1012585 | 2017 | [8 empty] | 512.14 | 652.64 | 627.33 | 620.83 | 537.65 | WIND-V1 | WIND-V1 | WIND-V1 | WIND-V1 | WIND-V1
BRA | Brazil | Monte Claro |  | BRA0027968 | 130 | -29.0303 | -51.5206 | Hydro |  |  |  | 2004 |  | AgÃªncia Nacional de Energia ElÃ©trica (Brazil) | http://www2.aneel.gov.br/aplicacoes/capacidadebrasil/capacidadebrasil.cfm | AgÃªncia Nacional de Energia ElÃ©trica (Brazil) | 1048154 | 2017 | [8 empty] | 452.66 | 543.82 | 537.35 | 509.63 | 466.52 | WIND-V1 | WIND-V1 | WIND-V1 | WIND-V1 | WIND-V1
BRA | Brazil | Rio SÃ£o Marcos |  | BRA0029077 | 2.2 | -29.0358 | -51.0939 | Hydro |  |  |  | 2004 |  | AgÃªncia Nacional de Energia ElÃ©trica (Brazil) | http://www2.aneel.gov.br/aplicacoes/capacidadebrasil/capacidadebrasil.cfm | AgÃªncia Nacional de Energia ElÃ©trica (Brazil) |  | 2017 | [8 empty] | 4.33 | 7.74 | 7.47 | 7.49 | 6.59 | WIND-V1 | WIND-V1 | WIND-V1 | WIND-V1 | WIND-V1
BRA | Brazil | Rastro de Auto |  | BRA0030287 | 7.02 | -29.0619 | -52.2181 | Hydro |  |  |  | 2013 |  | AgÃªncia Nacional de Energia ElÃ©trica (Brazil) | http://www2.aneel.gov.br/aplicacoes/capacidadebrasil/capacidadebrasil.cfm | AgÃªncia Nacional de Energia ElÃ©trica (Brazil) | 1093195 | 2017 | [8 empty] | 22.18 | 29.46 | 30.61 | 29.95 | 24.02 | WIND-V1 | WIND-V1 | WIND-V1 | WIND-V1 | WIND-V1
BRA | Brazil | 14 de Julho |  | BRA0000012 | 100.71 | -29.0648 | -51.6749 | Hydro |  |  |  | 2008 |  | AgÃªncia Nacional de Energia ElÃ©trica (Brazil) | http://www2.aneel.gov.br/aplicacoes/capacidadebrasil/capacidadebrasil.cfm | AgÃªncia Nacional de Energia ElÃ©trica (Brazil) | 1048155 | 2017 | [8 empty] | 371.60 | 453.25 | 447.60 | 419.14 | 405.36 | WIND-V1 | WIND-V1 | WIND-V1 | WIND-V1 | WIND-V1
BRA | Brazil | JacuÃ­ |  | BRA0001217 | 180 | -29.0735 | -53.2090 | Hydro |  |  |  | 1962 |  | AgÃªncia Nacional de Energia ElÃ©trica (Brazil) | http://www2.aneel.gov.br/aplicacoes/capacidadebrasil/capacidadebrasil.cfm | AgÃªncia Nacional de Energia ElÃ©trica (Brazil) |  | 2017 | [8 empty] | 587.56 | 743.51 | 714.68 | 711.40 | 608.55 | WIND-V1 | WIND-V1 | WIND-V1 | WIND-V1 | WIND-V1
BRA | Brazil | Salto Forqueta |  | BRA0027713 | 6.124 | -29.0836 | -52.2082 | Hydro |  |  |  | 2003 |  | AgÃªncia Nacional de Energia ElÃ©trica (Brazil) | http://www2.aneel.gov.br/aplicacoes/capacidadebrasil/capacidadebrasil.cfm | AgÃªncia Nacional de Energia ElÃ©trica (Brazil) | 1059136 | 2017 | [8 empty] | 19.35 | 25.70 | 26.70 | 26.13 | 20.95 | WIND-V1 | WIND-V1 | WIND-V1 | WIND-V1 | WIND-V1
BRA | Brazil | Engenheiro Ernesto Jorge Dreher |  | BRA0029245 | 17.87 | -29.1203 | -53.3678 | Hydro |  |  |  | 2009 |  | AgÃªncia Nacional de Energia ElÃ©trica (Brazil) | http://www2.aneel.gov.br/aplicacoes/capacidadebrasil/capacidadebrasil.cfm | AgÃªncia Nacional de Energia ElÃ©trica (Brazil) | 1078393 | 2017 | [8 empty] | 65.07 | 82.70 | 78.25 | 80.27 | 72.87 | WIND-V1 | WIND-V1 | WIND-V1 | WIND-V1 | WIND-V1
BRA | Brazil | Engenheiro Henrique Kotzian |  | BRA0029246 | 13 | -29.1306 | -53.3156 | Hydro |  |  |  | 2011 |  | AgÃªncia Nacional de Energia ElÃ©trica (Brazil) | http://www2.aneel.gov.br/aplicacoes/capacidadebrasil/capacidadebrasil.cfm | AgÃªncia Nacional de Energia ElÃ©trica (Brazil) |  | 2017 | [8 empty] | 47.33 | 60.16 | 56.92 | 58.39 | 53.01 | NO-ESTIMATION | NO-ESTIMATION | NO-ESTIMATION | NO-ESTIMATION | CAPACITY-FACTOR-V1
BRA | Brazil | Dona Maria Piana |  | BRA0028204 | 1 | -29.2000 | -51.2500 | Hydro |  |  |  | 2010 |  | AgÃªncia Nacional de Energia ElÃ©trica (Brazil) | http://www2.aneel.gov.br/aplicacoes/capacidadebrasil/capacidadebrasil.cfm | AgÃªncia Nacional de Energia ElÃ©trica (Brazil) | 1086426 | 2017 | [8 empty] | 1.67 | 3.12 | 3.00 | 3.01 | 2.6 | NO-ESTIMATION | NO-ESTIMATION | NO-ESTIMATION | NO-ESTIMATION | CAPACITY-FACTOR-V1
BRA | Brazil | GalÃ³polis |  | BRA0029714 | 1.5 | -29.2501 | -51.1676 | Hydro |  |  |  | 2009 |  | AgÃªncia Nacional de Energia ElÃ©trica (Brazil) | http://www2.aneel.gov.br/aplicacoes/capacidadebrasil/capacidadebrasil.cfm | AgÃªncia Nacional de Energia ElÃ©trica (Brazil) |  | 2017 | [8 empty] | 2.44 | 4.69 | 4.51 | 4.53 | 3.91 | NO-ESTIMATION | NO-ESTIMATION | NO-ESTIMATION | NO-ESTIMATION | CAPACITY-FACTOR-V1
BRA | Brazil | ItaÃºba |  | BRA0027019 | 500.4 | -29.2607 | -53.2359 | Hydro |  |  |  | 1979 |  | AgÃªncia Nacional de Energia ElÃ©trica (Brazil) | http://www2.aneel.gov.br/aplicacoes/capacidadebrasil/capacidadebrasil.cfm | AgÃªncia Nacional de Energia ElÃ©trica (Brazil) | 1012582 | 2017 | [8 empty] | 1427.20 | 1855.62 | 1775.47 | 1752.20 | 1539.2 | NO-ESTIMATION | NO-ESTIMATION | NO-ESTIMATION | NO-ESTIMATION | CAPACITY-FACTOR-V1
BRA | Brazil | Toca |  | BRA0002853 | 1 | -29.2667 | -50.7500 | Hydro |  |  |  | 1937 |  | AgÃªncia Nacional de Energia ElÃ©trica (Brazil) | http://www2.aneel.gov.br/aplicacoes/capacidadebrasil/capacidadebrasil.cfm | AgÃªncia Nacional de Energia ElÃ©trica (Brazil) | 1043345 | 2017 | [8 empty] | 3.13 | 4.35 | 4.31 | 4.33 | 3.95 | WIND-V1 | WIND-V1 | WIND-V1 | WIND-V1 | WIND-V1
BRA | Brazil | Passo do Inferno |  | BRA0001998 | 1.332 | -29.2833 | -50.7500 | Hydro | [5 empty] | AgÃªncia Nacional de Energia ElÃ©trica (Brazil) | http://www2.aneel.gov.br/aplicacoes/capacidadebrasil/capacidadebrasil.cfm | AgÃªncia Nacional de Energia ElÃ©trica (Brazil) | 1012584 | 2017 | [8 empty] | 4.01 | 5.72 | 5.68 | 5.69 | 5.19 | NO-ESTIMATION | NO-ESTIMATION | NO-ESTIMATION | NO-ESTIMATION | CAPACITY-FACTOR-V1
BRA | Brazil | Bugres |  | BRA0000324 | 11.12 | -29.3464 | -50.7016 | Hydro |  |  |  | 1952 |  | AgÃªncia Nacional de Energia ElÃ©trica (Brazil) | http://www2.aneel.gov.br/aplicacoes/capacidadebrasil/capacidadebrasil.cfm | AgÃªncia Nacional de Energia ElÃ©trica (Brazil) | 1012579 | 2017 | [8 empty] | 24.54 | 40.15 | 38.66 | 38.76 | 33.42 | NO-ESTIMATION | NO-ESTIMATION | NO-ESTIMATION | NO-ESTIMATION | CAPACITY-FACTOR-V1
BRA | Brazil | Furnas do Segredo |  | BRA0001009 | 9.8 | -29.3653 | -54.5039 | Hydro |  |  |  | 2005 |  | AgÃªncia Nacional de Energia ElÃ©trica (Brazil) | http://www2.aneel.gov.br/aplicacoes/capacidadebrasil/capacidadebrasil.cfm | AgÃªncia Nacional de Energia ElÃ©trica (Brazil) | 1058386 | 2017 | [8 empty] | 36.69 | 50.07 | 41.84 | 42.17 | 41.35 | WIND-V1 | WIND-V1 | WIND-V1 | WIND-V1 | WIND-V1
BRA | Brazil | Canastra |  | BRA0000635 | 42.5 | -29.3934 | -50.7465 | Hydro |  |  |  | 1905 |  | AgÃªncia Nacional de Energia ElÃ©trica (Brazil) | http://www2.aneel.gov.br/aplicacoes/capacidadebrasil/capacidadebrasil.cfm | AgÃªncia Nacional de Energia ElÃ©trica (Brazil) | 1012580 | 2017 | [8 empty] | 108.05 | 167.65 | 161.97 | 162.41 | 141.99 | WIND-V1 | WIND-V1 | WIND-V1 | WIND-V1 | WIND-V1
BRA | Brazil | Dona Francisca |  | BRA0027012 | 125 | -29.4496 | -53.2857 | Hydro |  |  |  | 2001 |  | AgÃªncia Nacional de Energia ElÃ©trica (Brazil) | http://www2.aneel.gov.br/aplicacoes/capacidadebrasil/capacidadebrasil.cfm | AgÃªncia Nacional de Energia ElÃ©trica (Brazil) | 1012581 | 2017 | [8 empty] | 434.25 | 519.62 | 509.28 | 484.72 | 438.26 | WIND-V1 | WIND-V1 | WIND-V1 | WIND-V1 | WIND-V1
BRA | Brazil | Herval |  | BRA0001085 | 1.44 | -29.5000 | -50.8333 | Hydro | [5 empty] | AgÃªncia Nacional de Energia ElÃ©trica (Brazil) | http://www2.aneel.gov.br/aplicacoes/capacidadebrasil/capacidadebrasil.cfm | AgÃªncia Nacional de Energia ElÃ©trica (Brazil) | 1043353 | 2017 | [8 empty] | 2.26 | 4.43 | 4.26 | 4.27 | 3.68 | NO-ESTIMATION | NO-ESTIMATION | NO-ESTIMATION | NO-ESTIMATION | CAPACITY-FACTOR-V1
BRA | Brazil | Picada 48 |  | BRA0002054 | 1.4014 | -29.5833 | -51.1278 | Hydro |  |  |  | 2012 |  | AgÃªncia Nacional de Energia ElÃ©trica (Brazil) | http://www2.aneel.gov.br/aplicacoes/capacidadebrasil/capacidadebrasil.cfm | AgÃªncia Nacional de Energia ElÃ©trica (Brazil) |  | 2017 | [8 empty] | 2.09 | 4.20 | 4.03 | 4.04 | 3.47 | NO-ESTIMATION | NO-ESTIMATION | NO-ESTIMATION | NO-ESTIMATION | CAPACITY-FACTOR-V1
BRA | Brazil | Belo Monte |  | BRA0030354 | 3327.4554 | -3.1264 | -51.7750 | Hydro |  |  |  | 2016 |  | AgÃªncia Nacional de Energia ElÃ©trica (Brazil) | http://www2.aneel.gov.br/aplicacoes/capacidadebrasil/capacidadebrasil.cfm | AgÃªncia Nacional de Energia ElÃ©trica (Brazil) | 1042738 | 2017 | [8 empty] | 17396.84 | 16761.09 | 16507.75 | 16552.98 | 15594.91 | NO-ESTIMATION | NO-ESTIMATION | NO-ESTIMATION | NO-ESTIMATION | CAPACITY-FACTOR-V1
BRA | Brazil | TucuruÃ­ |  | BRA0002889 | 8535 | -3.8322 | -49.6522 | Hydro |  |  |  | 1984 |  | AgÃªncia Nacional de Energia ElÃ©trica (Brazil) | http://www2.aneel.gov.br/aplicacoes/capacidadebrasil/capacidadebrasil.cfm | AgÃªncia Nacional de Energia ElÃ©trica (Brazil) | 1011774 | 2017 | [8 empty] | 24669.32 | 32649.15 | 27270.48 | 29915.00 | 24000.54 | WIND-V1 | WIND-V1 | WIND-V1 | WIND-V1 | WIND-V1
BRA | Brazil | Morrinhos |  | BRA0030407 | 2.25 | -30.3176 | -51.8654 | Hydro |  |  |  | 2014 |  | AgÃªncia Nacional de Energia ElÃ©trica (Brazil) | http://www2.aneel.gov.br/aplicacoes/capacidadebrasil/capacidadebrasil.cfm | AgÃªncia Nacional de Energia ElÃ©trica (Brazil) |  | 2017 | [8 empty] | 4.79 | 9.99 | 9.68 | 9.16 | 9.2 | NO-ESTIMATION | NO-ESTIMATION | NO-ESTIMATION | NO-ESTIMATION | CAPACITY-FACTOR-V1
BRA | Brazil | Abranjo I |  | BRA0030400 | 4.86 | -30.7944 | -52.6272 | Hydro |  |  |  | 2014 |  | AgÃªncia Nacional de Energia ElÃ©trica (Brazil) | http://www2.aneel.gov.br/aplicacoes/capacidadebrasil/capacidadebrasil.cfm | AgÃªncia Nacional de Energia ElÃ©trica (Brazil) | 1093196 | 2017 | [8 empty] | 9.20 | 15.63 | 14.98 | 15.02 | 12.69 | WIND-V1 | WIND-V1 | WIND-V1 | WIND-V1 | WIND-V1
BRA | Brazil | Estreito |  | BRA0028863 | 1087 | -6.5872 | -47.4594 | Hydro |  |  |  | 2011 |  | AgÃªncia Nacional de Energia ElÃ©trica (Brazil) | http://www2.aneel.gov.br/aplicacoes/capacidadebrasil/capacidadebrasil.cfm | AgÃªncia Nacional de Energia ElÃ©trica (Brazil) | 1048164 | 2017 | [8 empty] | 5523.10 | 5460.73 | 5314.90 | 5068.75 | 4871.38 | WIND-V1 | WIND-V1 | WIND-V1 | WIND-V1 | WIND-V1
BRA | Brazil | Boa EsperanÃ§a (Antiga Castelo Branco) |  | BRA0000267 | 237.3 | -6.7520 | -43.5641 | Hydro |  |  |  | 1970 |  | AgÃªncia Nacional de Energia ElÃ©trica (Brazil) | http://www2.aneel.gov.br/aplicacoes/capacidadebrasil/capacidadebrasil.cfm | AgÃªncia Nacional de Energia ElÃ©trica (Brazil) |  | 2017 | [8 empty] | 992.64 | 1055.30 | 854.29 | 909.14 | 836.84 | WIND-V1 | WIND-V1 | WIND-V1 | WIND-V1 | WIND-V1
BRA | Brazil | Lajes |  | BRA0001305 | 2.07 | -6.7819 | -48.1508 | Hydro | [5 empty] | AgÃªncia Nacional de Energia ElÃ©trica (Brazil) | http://www2.aneel.gov.br/aplicacoes/capacidadebrasil/capacidadebrasil.cfm | AgÃªncia Nacional de Energia ElÃ©trica (Brazil) | 1072290 | 2017 | [8 empty] | 6.19 | 9.16 | 8.74 | 9.20 | 8.2 | NO-ESTIMATION | NO-ESTIMATION | NO-ESTIMATION | NO-ESTIMATION | CAPACITY-FACTOR-V1
BRA | Brazil | Curemas |  | BRA0027402 | 3.52 | -7.0167 | -37.9667 | Hydro | [5 empty] | AgÃªncia Nacional de Energia ElÃ©trica (Brazil) | http://www2.aneel.gov.br/aplicacoes/capacidadebrasil/capacidadebrasil.cfm | AgÃªncia Nacional de Energia ElÃ©trica (Brazil) | 1012607 | 2017 | [8 empty] | 6.80 | 13.10 | 11.72 | 12.99 | 10.09 | NO-ESTIMATION | NO-ESTIMATION | NO-ESTIMATION | NO-ESTIMATION | CAPACITY-FACTOR-V1
BRA | Brazil | BoqueirÃ£o |  | BRA0031090 | 1 | -7.4878 | -36.1386 | Hydro |  |  |  | 2013 |  | AgÃªncia Nacional de Energia ElÃ©trica (Brazil) | http://www2.aneel.gov.br/aplicacoes/capacidadebrasil/capacidadebrasil.cfm | AgÃªncia Nacional de Energia ElÃ©trica (Brazil) |  | 2017 | [8 empty] | 1.59 | 3.44 | 3.13 | 3.15 | 2.74 | WIND-V1 | WIND-V1 | WIND-V1 | WIND-V1 | WIND-V1
BRA | Brazil | Jucazinho |  | BRA0031081 | 1 | -8.0060 | -35.6969 | Hydro | [5 empty] | AgÃªncia Nacional de Energia ElÃ©trica (Brazil) | http://www2.aneel.gov.br/aplicacoes/capacidadebrasil/capacidadebrasil.cfm | AgÃªncia Nacional de Energia ElÃ©trica (Brazil) |  | 2017 | [8 empty] | 1.67 | 3.12 | 3.00 | 3.01 | 2.6 | NO-ESTIMATION | NO-ESTIMATION | NO-ESTIMATION | NO-ESTIMATION | CAPACITY-FACTOR-V1
BRA | Brazil | Pedra Furada |  | BRA0029666 | 6.5 | -8.5164 | -35.4839 | Hydro |  |  |  | 2012 |  | AgÃªncia Nacional de Energia ElÃ©trica (Brazil) | http://www2.aneel.gov.br/aplicacoes/capacidadebrasil/capacidadebrasil.cfm | AgÃªncia Nacional de Energia ElÃ©trica (Brazil) |  | 2017 | [8 empty] | 14.37 | 21.80 | 20.93 | 22.39 | 19.48 | WIND-V1 | WIND-V1 | WIND-V1 | WIND-V1 | WIND-V1
BRA | Brazil | Pau Sangue |  | BRA0002008 | 1.224 | -8.5922 | -35.3914 | Hydro |  |  |  | 1939 |  | AgÃªncia Nacional de Energia ElÃ©trica (Brazil) | http://www2.aneel.gov.br/aplicacoes/capacidadebrasil/capacidadebrasil.cfm | AgÃªncia Nacional de Energia ElÃ©trica (Brazil) |  | 2017 | [8 empty] | 1.88 | 3.84 | 3.78 | 3.79 | 4.37 | NO-ESTIMATION | NO-ESTIMATION | NO-ESTIMATION | NO-ESTIMATION | CAPACITY-FACTOR-V1
BRA | Brazil | GindaÃ­ |  | BRA0028091 | 4.5 | -8.6361 | -35.2036 | Hydro | [5 empty] | AgÃªncia Nacional de Energia ElÃ©trica (Brazil) | http://www2.aneel.gov.br/aplicacoes/capacidadebrasil/capacidadebrasil.cfm | AgÃªncia Nacional de Energia ElÃ©trica (Brazil) |  | 2017 | [8 empty] | 9.25 | 15.72 | 15.08 | 15.35 | 14.88 | NO-ESTIMATION | NO-ESTIMATION | NO-ESTIMATION | NO-ESTIMATION | CAPACITY-FACTOR-V1
BRA | Brazil | Luiz Dias Lins (Antiga Manopla) |  | BRA0030572 | 5.751 | -8.6514 | -35.2175 | Hydro |  |  |  | 2016 |  | AgÃªncia Nacional de Energia ElÃ©trica (Brazil) | http://www2.aneel.gov.br/aplicacoes/capacidadebrasil/capacidadebrasil.cfm | AgÃªncia Nacional de Energia ElÃ©trica (Brazil) |  | 2017 | [8 empty] | 12.09 | 20.50 | 19.68 | 20.03 | 19.43 | NO-ESTIMATION | NO-ESTIMATION | NO-ESTIMATION | NO-ESTIMATION | CAPACITY-FACTOR-V1
BRA | Brazil | Salto TrÃªs de Maio |  | BRA0028653 | 20 | -8.7464 | -55.0325 | Hydro |  |  |  | 2010 |  | AgÃªncia Nacional de Energia ElÃ©trica (Brazil) | http://www2.aneel.gov.br/aplicacoes/capacidadebrasil/capacidadebrasil.cfm | AgÃªncia Nacional de Energia ElÃ©trica (Brazil) | 1068027 | 2017 | [8 empty] | 69.38 | 78.49 | 74.31 | 74.51 | 61.81 | WIND-V1 | WIND-V1 | WIND-V1 | WIND-V1 | WIND-V1
BRA | Brazil | Samuel |  | BRA0002687 | 216.75 | -8.7516 | -63.4544 | Hydro |  |  |  | 1989 |  | AgÃªncia Nacional de Energia ElÃ©trica (Brazil) | http://www2.aneel.gov.br/aplicacoes/capacidadebrasil/capacidadebrasil.cfm | AgÃªncia Nacional de Energia ElÃ©trica (Brazil) | 1011771 | 2017 | [8 empty] | 970.68 | 928.25 | 881.04 | 888.38 | 785.31 | WIND-V1 | WIND-V1 | WIND-V1 | WIND-V1 | WIND-V1
BRA | Brazil | Salto CuruÃ¡ |  | BRA0028672 | 30 | -8.7735 | -54.9572 | Hydro |  |  |  | 2008 |  | AgÃªncia Nacional de Energia ElÃ©trica (Brazil) | http://www2.aneel.gov.br/aplicacoes/capacidadebrasil/capacidadebrasil.cfm | AgÃªncia Nacional de Energia ElÃ©trica (Brazil) | 1068029 | 2017 | [8 empty] | 84.16 | 104.40 | 113.08 | 113.72 | 94.87 | NO-ESTIMATION | NO-ESTIMATION | NO-ESTIMATION | NO-ESTIMATION | CAPACITY-FACTOR-V1
BRA | Brazil | Salto Buriti |  | BRA0028671 | 10 | -8.7748 | -54.9504 | Hydro |  |  |  | 2008 |  | AgÃªncia Nacional de Energia ElÃ©trica (Brazil) | http://www2.aneel.gov.br/aplicacoes/capacidadebrasil/capacidadebrasil.cfm | AgÃªncia Nacional de Energia ElÃ©trica (Brazil) | 1068028 | 2017 | [8 empty] | 32.27 | 39.34 | 42.23 | 42.46 | 36.15 | NO-ESTIMATION | NO-ESTIMATION | NO-ESTIMATION | NO-ESTIMATION | CAPACITY-FACTOR-V1
BRA | Brazil | Santo AntÃ´nio |  | BRA0029707 | 3568 | -8.8011 | -63.9497 | Hydro |  |  |  | 2012 |  | AgÃªncia Nacional de Energia ElÃ©trica (Brazil) | http://www2.aneel.gov.br/aplicacoes/capacidadebrasil/capacidadebrasil.cfm | AgÃªncia Nacional de Energia ElÃ©trica (Brazil) | 1065673 | 2017 | [12 empty] | 13191.86 | WIND-V1 | WIND-V1 | WIND-V1 | WIND-V1 | WIND-V1
BRA | Brazil | Oriental |  | BRA0028557 | 1.25 | -9.0004 | -36.1129 | Hydro | [5 empty] | AgÃªncia Nacional de Energia ElÃ©trica (Brazil) | http://www2.aneel.gov.br/aplicacoes/capacidadebrasil/capacidadebrasil.cfm | AgÃªncia Nacional de Energia ElÃ©trica (Brazil) |  | 2017 | [8 empty] | 2.04 | 3.92 | 3.77 | 3.78 | 3.27 | WIND-V1 | WIND-V1 | WIND-V1 | WIND-V1 | WIND-V1
BRA | Brazil | Luiz Gonzaga (Itaparica) |  | BRA0001174 | 1479.6 | -9.1440 | -38.3134 | Hydro |  |  |  | 1988 |  | AgÃªncia Nacional de Energia ElÃ©trica (Brazil) | http://www2.aneel.gov.br/aplicacoes/capacidadebrasil/capacidadebrasil.cfm | AgÃªncia Nacional de Energia ElÃ©trica (Brazil) | 1012610 | 2017 | [8 empty] | 5555.74 | 5336.79 | 5124.50 | 4936.08 | 4843.19 | WIND-V1 | WIND-V1 | WIND-V1 | WIND-V1 | WIND-V1
BRA | Brazil | Jirau |  | BRA0029736 | 3750 | -9.2664 | -64.6478 | Hydro |  |  |  | 2013 |  | AgÃªncia Nacional de Energia ElÃ©trica (Brazil) | http://www2.aneel.gov.br/aplicacoes/capacidadebrasil/capacidadebrasil.cfm | WRI | 1065672 | 2017 | [12 empty] | 13864.76 | WIND-V1 | WIND-V1 | WIND-V1 | WIND-V1 | WIND-V1
BRA | Brazil | Teles Pires |  | BRA0030557 | 1819.8 | -9.3410 | -56.7774 | Hydro |  |  |  | 2015 |  | AgÃªncia Nacional de Energia ElÃ©trica (Brazil) | http://www2.aneel.gov.br/aplicacoes/capacidadebrasil/capacidadebrasil.cfm | AgÃªncia Nacional de Energia ElÃ©trica (Brazil) | 1083826 | 2017 | [8 empty] | 10539.69 | 10245.07 | 10249.81 | 8472.46 | 9555.6 | NO-ESTIMATION | NO-ESTIMATION | NO-ESTIMATION | NO-ESTIMATION | CAPACITY-FACTOR-V1
BRA | Brazil | ApolÃ´nio Sales (Antiga MoxotÃ³) |  | BRA0001510 | 400 | -9.3575 | -38.2083 | Hydro |  |  |  | 1977 |  | AgÃªncia Nacional de Energia ElÃ©trica (Brazil) | http://www2.aneel.gov.br/aplicacoes/capacidadebrasil/capacidadebrasil.cfm | AgÃªncia Nacional de Energia ElÃ©trica (Brazil) |  | 2017 | [8 empty] | 1597.29 | 1390.34 | 1332.95 | 1292.26 | 1256.89 | NO-ESTIMATION | NO-ESTIMATION | NO-ESTIMATION | NO-ESTIMATION | CAPACITY-FACTOR-V1
BRA | Brazil | Paulo Afonso I |  | BRA0002012 | 180.001 | -9.3984 | -38.2026 | Hydro |  |  |  | 1964 |  | AgÃªncia Nacional de Energia ElÃ©trica (Brazil) | http://www2.aneel.gov.br/aplicacoes/capacidadebrasil/capacidadebrasil.cfm | AgÃªncia Nacional de Energia ElÃ©trica (Brazil) | 1012611 | 2017 | [8 empty] | 777.17 | 696.03 | 670.20 | 645.04 | 635.98 | NO-ESTIMATION | NO-ESTIMATION | NO-ESTIMATION | NO-ESTIMATION | CAPACITY-FACTOR-V1
BRA | Brazil | Paulo Afonso II |  | BRA0027048 | 443 | -9.3984 | -38.2026 | Hydro |  |  |  | 1961 |  | AgÃªncia Nacional de Energia ElÃ©trica (Brazil) | http://www2.aneel.gov.br/aplicacoes/capacidadebrasil/capacidadebrasil.cfm | AgÃªncia Nacional de Energia ElÃ©trica (Brazil) | 1012611 | 2017 | [8 empty] | 1769.00 | 1539.80 | 1476.24 | 1431.18 | 1392.01 | WIND-V1 | WIND-V1 | WIND-V1 | WIND-V1 | WIND-V1
BRA | Brazil | Paulo Afonso III |  | BRA0027049 | 794.2 | -9.3984 | -38.2026 | Hydro |  |  |  | 1971 |  | AgÃªncia Nacional de Energia ElÃ©trica (Brazil) | http://www2.aneel.gov.br/aplicacoes/capacidadebrasil/capacidadebrasil.cfm | AgÃªncia Nacional de Energia ElÃ©trica (Brazil) | 1012611 | 2017 | [8 empty] | 3165.97 | 2755.05 | 2641.10 | 2560.31 | 2490.1 | WIND-V1 | WIND-V1 | WIND-V1 | WIND-V1 | WIND-V1
BRA | Brazil | Paulo Afonso IV |  | BRA0027050 | 2462.4 | -9.4132 | -38.2106 | Hydro |  |  |  | 1979 |  | AgÃªncia Nacional de Energia ElÃ©trica (Brazil) | http://www2.aneel.gov.br/aplicacoes/capacidadebrasil/capacidadebrasil.cfm | AgÃªncia Nacional de Energia ElÃ©trica (Brazil) | 1012611 | 2017 | [8 empty] | 9246.05 | 8881.67 | 8528.37 | 8214.79 | 8060.2 | WIND-V1 | WIND-V1 | WIND-V1 | WIND-V1 | WIND-V1
BRA | Brazil | Sobradinho |  | BRA0002755 | 1050.3 | -9.4314 | -40.8278 | Hydro |  |  |  | 1982 |  | AgÃªncia Nacional de Energia ElÃ©trica (Brazil) | http://www2.aneel.gov.br/aplicacoes/capacidadebrasil/capacidadebrasil.cfm | AgÃªncia Nacional de Energia ElÃ©trica (Brazil) | 1012617 | 2017 | [8 empty] | 4151.22 | 3631.73 | 3514.55 | 3374.15 | 3280.35 | NO-ESTIMATION | NO-ESTIMATION | NO-ESTIMATION | NO-ESTIMATION | CAPACITY-FACTOR-V1
BRA | Brazil | XingÃ³ |  | BRA0027053 | 3162 | -9.6209 | -37.7924 | Hydro |  |  |  | 1994 |  | AgÃªncia Nacional de Energia ElÃ©trica (Brazil) | http://www2.aneel.gov.br/aplicacoes/capacidadebrasil/capacidadebrasil.cfm | AgÃªncia Nacional de Energia ElÃ©trica (Brazil) | 1012618 | 2017 | [8 empty] | 11872.97 | 11405.07 | 10951.39 | 10548.72 | 10350.21 | NO-ESTIMATION | NO-ESTIMATION | NO-ESTIMATION | NO-ESTIMATION | CAPACITY-FACTOR-V1
BRA | Brazil | BraÃ§o Norte III |  | BRA0027176 | 14.16 | -9.6667 | -54.9667 | Hydro |  |  |  | 2003 |  | AgÃªncia Nacional de Energia ElÃ©trica (Brazil) | http://www2.aneel.gov.br/aplicacoes/capacidadebrasil/capacidadebrasil.cfm | AgÃªncia Nacional de Energia ElÃ©trica (Brazil) | 1051198 | 2017 | [8 empty] | 52.94 | 62.60 | 55.91 | 59.63 | 51.74 | NO-ESTIMATION | NO-ESTIMATION | NO-ESTIMATION | NO-ESTIMATION | CAPACITY-FACTOR-V1
BRA | Brazil | BraÃ§o Norte IV |  | BRA0028772 | 14 | -9.6833 | -54.9667 | Hydro |  |  |  | 2007 |  | AgÃªncia Nacional de Energia ElÃ©trica (Brazil) | http://www2.aneel.gov.br/aplicacoes/capacidadebrasil/capacidadebrasil.cfm | AgÃªncia Nacional de Energia ElÃ©trica (Brazil) | 1066331 | 2017 | [8 empty] | 52.34 | 61.89 | 55.28 | 58.96 | 51.16 | WIND-V1 | WIND-V1 | WIND-V1 | WIND-V1 | WIND-V1
BRA | Brazil | LuÃ­s Eduardo MagalhÃ£es (Lajeado) |  | BRA0001304 | 902.5 | -9.7572 | -48.3714 | Hydro |  |  |  | 2001 |  | AgÃªncia Nacional de Energia ElÃ©trica (Brazil) | http://www2.aneel.gov.br/aplicacoes/capacidadebrasil/capacidadebrasil.cfm | AgÃªncia Nacional de Energia ElÃ©trica (Brazil) |  | 2017 | [8 empty] | 4519.23 | 4373.37 | 4067.48 | 3331.65 | 3064.16 | WIND-V1 | WIND-V1 | WIND-V1 | WIND-V1 | WIND-V1
BRA | Brazil | BraÃ§o Norte II |  | BRA0002832 | 10.752 | -9.7833 | -54.9833 | Hydro | [5 empty] | AgÃªncia Nacional de Energia ElÃ©trica (Brazil) | http://www2.aneel.gov.br/aplicacoes/capacidadebrasil/capacidadebrasil.cfm | AgÃªncia Nacional de Energia ElÃ©trica (Brazil) | 1066329 | 2017 | [8 empty] | 40.40 | 47.74 | 42.66 | 45.49 | 39.49 | WIND-V1 | WIND-V1 | WIND-V1 | WIND-V1 | WIND-V1
BRA | Brazil | BraÃ§o Norte |  | BRA0027112 | 5.18 | -9.8322 | -55.0153 | Hydro | [5 empty] | AgÃªncia Nacional de Energia ElÃ©trica (Brazil) | http://www2.aneel.gov.br/aplicacoes/capacidadebrasil/capacidadebrasil.cfm | AgÃªncia Nacional de Energia ElÃ©trica (Brazil) |  | 2017 | [8 empty] | 21.55 | 24.20 | 23.35 | 22.80 | 21.44 | WIND-V1 | WIND-V1 | WIND-V1 | WIND-V1 | WIND-V1
BRA | Brazil | Lageado |  | BRA0027013 | 1.776 | -9.8394 | -48.2919 | Hydro | [5 empty] | AgÃªncia Nacional de Energia ElÃ©trica (Brazil) | http://www2.aneel.gov.br/aplicacoes/capacidadebrasil/capacidadebrasil.cfm | AgÃªncia Nacional de Energia ElÃ©trica (Brazil) | 1046848 | 2017 | [8 empty] | 3.63 | 6.31 | 6.09 | 6.11 | 5.38 | NO-ESTIMATION | NO-ESTIMATION | NO-ESTIMATION | NO-ESTIMATION | CAPACITY-FACTOR-V1
BRA | Brazil | CanaÃ£ |  | BRA0029436 | 17 | -9.9439 | -63.0642 | Hydro |  |  |  | 2015 |  | AgÃªncia Nacional de Energia ElÃ©trica (Brazil) | http://www2.aneel.gov.br/aplicacoes/capacidadebrasil/capacidadebrasil.cfm | AgÃªncia Nacional de Energia ElÃ©trica (Brazil) |  | 2017 | [8 empty] | 63.25 | 78.35 | 75.93 | 71.79 | 71.19 | WIND-V1 | WIND-V1 | WIND-V1 | WIND-V1 | WIND-V1
BRA | Brazil | Jamari |  | BRA0029435 | 20 | -9.9537 | -63.0917 | Hydro |  |  |  | 2015 |  | AgÃªncia Nacional de Energia ElÃ©trica (Brazil) | http://www2.aneel.gov.br/aplicacoes/capacidadebrasil/capacidadebrasil.cfm | AgÃªncia Nacional de Energia ElÃ©trica (Brazil) | 1092427 | 2017 | [8 empty] | 83.99 | 101.97 | 98.38 | 86.22 | 80.68 | WIND-V1 | WIND-V1 | WIND-V1 | WIND-V1 | WIND-V1
BRA | Brazil | Ferreira Gomes |  | BRA0030385 | 252 | 0.8520 | -51.2000 | Hydro |  |  |  | 2014 |  | AgÃªncia Nacional de Energia ElÃ©trica (Brazil) | http://www2.aneel.gov.br/aplicacoes/capacidadebrasil/capacidadebrasil.cfm | AgÃªncia Nacional de Energia ElÃ©trica (Brazil) | 1069494 | 2017 | [8 empty] | 1046.44 | 998.33 | 974.87 | 970.90 | 744.26 | NO-ESTIMATION | NO-ESTIMATION | NO-ESTIMATION | NO-ESTIMATION | CAPACITY-FACTOR-V1
BRA | Brazil | Cachoeira CaldeirÃ£o |  | BRA0031186 | 219 | 0.8533 | -51.2917 | Hydro |  |  |  | 2016 |  | AgÃªncia Nacional de Energia ElÃ©trica (Brazil) | http://www2.aneel.gov.br/aplicacoes/capacidadebrasil/capacidadebrasil.cfm | AgÃªncia Nacional de Energia ElÃ©trica (Brazil) | 1088718 | 2017 | [8 empty] | 963.95 | 922.13 | 901.75 | 898.45 | 701.33 | NO-ESTIMATION | NO-ESTIMATION | NO-ESTIMATION | NO-ESTIMATION | CAPACITY-FACTOR-V1
BRA | Brazil | Alto Jatapu |  | BRA0000076 | 5 | 0.9000 | -59.3333 | Hydro | [5 empty] | AgÃªncia Nacional de Energia ElÃ©trica (Brazil) | http://www2.aneel.gov.br/aplicacoes/capacidadebrasil/capacidadebrasil.cfm | AgÃªncia Nacional de Energia ElÃ©trica (Brazil) | 1046367 | 2017 | [8 empty] | 18.28 | 20.87 | 20.60 | 20.27 | 21.07 | NO-ESTIMATION | NO-ESTIMATION | NO-ESTIMATION | NO-ESTIMATION | CAPACITY-FACTOR-V1
BRA | Brazil | Coaracy Nunes |  | BRA0000783 | 76.952 | 0.9031 | -51.2592 | Hydro |  |  |  | 1975 |  | AgÃªncia Nacional de Energia ElÃ©trica (Brazil) | http://www2.aneel.gov.br/aplicacoes/capacidadebrasil/capacidadebrasil.cfm | AgÃªncia Nacional de Energia ElÃ©trica (Brazil) | 1012515 | 2017 | [8 empty] | 355.19 | 343.70 | 336.74 | 335.64 | 277.42 | WIND-V1 | WIND-V1 | WIND-V1 | WIND-V1 | WIND-V1
BTN | Bhutan | Tala Hydroelectric Power Plant Bhutan |  | GEODB0040474 | 1020 | 27.0360 | 89.5953 | Hydro | [5 empty] | GEODB | http://globalenergyobservatory.org | GEODB | 1011075 | 2017 | [8 empty] | 3441.75 | 3948.54 | 3755.45 | 4186.46 | 3503.15 | NO-ESTIMATION | NO-ESTIMATION | NO-ESTIMATION | NO-ESTIMATION | CAPACITY-FACTOR-V1
BTN | Bhutan | Chhukha Hydroelectric Power Plant Bhutan |  | GEODB0040472 | 336 | 27.1104 | 89.5313 | Hydro | [5 empty] | GEODB | http://globalenergyobservatory.org | GEODB | 1012454 | 2017 | [8 empty] | 1065.84 | 1069.09 | 1071.68 | 1154.68 | 1131.97 | NO-ESTIMATION | NO-ESTIMATION | NO-ESTIMATION | NO-ESTIMATION | CAPACITY-FACTOR-V1
BTN | Bhutan | Kurichhu Hydro-electric Power Station Bhutan |  | GEODB0003919 | 60 | 27.2162 | 91.2035 | Hydro | [5 empty] | GEODB | http://globalenergyobservatory.org | GEODB | 1011076 | 2017 | [8 empty] | 246.88 | 245.76 | 246.88 | 245.55 | 240.38 | NO-ESTIMATION | NO-ESTIMATION | NO-ESTIMATION | NO-ESTIMATION | CAPACITY-FACTOR-V1
BTN | Bhutan | Rangjung Small Hydroelectric Power Plant Bhutan |  | GEODB0043900 | 2.2 | 27.3567 | 91.6497 | Hydro | [5 empty] | GEODB | http://globalenergyobservatory.org | GEODB | 1055303 | 2017 | [8 empty] | 7.50 | 7.47 | 7.47 | 7.75 | 7.73 | NO-ESTIMATION | NO-ESTIMATION | NO-ESTIMATION | NO-ESTIMATION | CAPACITY-FACTOR-V1
BTN | Bhutan | Basochhu Hydroelectric Power Plant Bhutan |  | GEODB0040473 | 64 | 27.4254 | 89.9043 | Hydro | [5 empty] | GEODB | http://globalenergyobservatory.org | GEODB |  | 2017 | [8 empty] | 247.15 | 261.47 | 247.15 | 262.18 | 261.47 | NO-ESTIMATION | NO-ESTIMATION | NO-ESTIMATION | NO-ESTIMATION | CAPACITY-FACTOR-V1
CAF | Central African Republic | Boali |  | WRI1023052 | 19.3 | 4.8811 | 18.0341 | Hydro | [5 empty] | African Development Bank Group | http://powerafrica.opendataforafrica.org | Power Africa | [10 empty] | 76.57 | 68.16 | 64.75 | 72.01 | 64.76 | NO-ESTIMATION | NO-ESTIMATION | NO-ESTIMATION | NO-ESTIMATION | CAPACITY-FACTOR-V1
CAN | Canada | Decew Falls 1 |  | CAN0007800 | 23 | 43.1183 | -79.2643 | Hydro | [5 empty] | Natural Resources Canada | ftp://ftp.maps.canada.ca/pub/nacei_cnaie/energy_infrastructure/PowerPlantsRenewGE1MW_NorthAmerica_201708.xlsx | Natural Resources Canada | 28976 | 2017 | [8 empty] | 60.91 | 60.91 | 60.91 | 61.08 | 60.91 | NO-ESTIMATION | NO-ESTIMATION | NO-ESTIMATION | NO-ESTIMATION | CAPACITY-FACTOR-V1
CAN | Canada | Decew Falls 2 |  | CAN0002136 | 144 | 43.1189 | -79.2612 | Hydro | [5 empty] | Natural Resources Canada | http://ftp.maps.canada.ca/pub/nacei_cnaie/energy_infrastructure/PowerPlantsAllGE100MW_NorthAmerica_201708.xlsx | Natural Resources Canada | 28975 | 2017 | [8 empty] | 362.51 | 362.51 | 362.51 | 363.51 | 362.51 | NO-ESTIMATION | NO-ESTIMATION | NO-ESTIMATION | NO-ESTIMATION | CAPACITY-FACTOR-V1
CAN | Canada | Sir Adam Beck Pump |  | CAN0002239 | 174 | 43.1446 | -79.0599 | Hydro | [5 empty] | Natural Resources Canada | http://ftp.maps.canada.ca/pub/nacei_cnaie/energy_infrastructure/PowerPlantsAllGE100MW_NorthAmerica_201708.xlsx | Natural Resources Canada | 29041 | 2017 | [8 empty] | 1042.36 | 1042.36 | 1071.33 | 1070.17 | 1035.96 | NO-ESTIMATION | NO-ESTIMATION | NO-ESTIMATION | NO-ESTIMATION | CAPACITY-FACTOR-V1
CAN | Canada | Sir Adam Beck 2 |  | CAN0002238 | 1499 | 43.1456 | -79.0436 | Hydro | [5 empty] | Natural Resources Canada | http://ftp.maps.canada.ca/pub/nacei_cnaie/energy_infrastructure/PowerPlantsAllGE100MW_NorthAmerica_201708.xlsx | Natural Resources Canada | 29038 | 2017 | [8 empty] | 8307.08 | 8307.08 | 8540.20 | 8528.27 | 8251.96 | NO-ESTIMATION | NO-ESTIMATION | NO-ESTIMATION | NO-ESTIMATION | CAPACITY-FACTOR-V1
CAN | Canada | Sir Adam Beck 1 |  | CAN0002237 | 450 | 43.1492 | -79.0443 | Hydro | [5 empty] | Natural Resources Canada | http://ftp.maps.canada.ca/pub/nacei_cnaie/energy_infrastructure/PowerPlantsAllGE100MW_NorthAmerica_201708.xlsx | Natural Resources Canada | 29036 | 2017 | [8 empty] | 2661.30 | 2661.30 | 2731.29 | 2728.17 | 2644.76 | NO-ESTIMATION | NO-ESTIMATION | NO-ESTIMATION | NO-ESTIMATION | CAPACITY-FACTOR-V1
CAN | Canada | Welland |  | CAN0008538 | 12 | 43.1547 | -79.1924 | Hydro | [5 empty] | Natural Resources Canada | ftp://ftp.maps.canada.ca/pub/nacei_cnaie/energy_infrastructure/PowerPlantsRenewGE1MW_NorthAmerica_201708.xlsx | Natural Resources Canada | 33509 | 2000 | [8 empty] | 37.23 | 37.13 | 27.36 | 30.63 | 28.53 | NO-ESTIMATION | NO-ESTIMATION | NO-ESTIMATION | NO-ESTIMATION | CAPACITY-FACTOR-V1
CAN | Canada | Heywood |  | CAN0007939 | 7.2 | 43.1990 | -79.2646 | Hydro |  |  |  |  | St. Catharines Hydro Generation Inc | Natural Resources Canada | ftp://ftp.maps.canada.ca/pub/nacei_cnaie/energy_infrastructure/PowerPlantsRenewGE1MW_NorthAmerica_201708.xlsx | Natural Resources Canada | 33455 | 2017 | [8 empty] | 16.65 | 16.65 | 16.65 | 16.70 | 16.65 | WIND-V1 | WIND-V1 | WIND-V1 | WIND-V1 | WIND-V1
CAN | Canada | Elora |  | CAN0008597 | 1 | 43.6809 | -80.4329 | Hydro |  |  |  |  | 2405489 Ontario Inc | Natural Resources Canada | ftp://ftp.maps.canada.ca/pub/nacei_cnaie/energy_infrastructure/PowerPlantsRenewGE1MW_NorthAmerica_201708.xlsx | Natural Resources Canada | 67432 | 2017 | [8 empty] | 3.22 | 3.60 | 2.79 | 3.74 | 3.23 | NO-ESTIMATION | NO-ESTIMATION | NO-ESTIMATION | NO-ESTIMATION | CAPACITY-FACTOR-V1
CAN | Canada | Roseway |  | CAN0008306 | 2 | 43.7823 | -65.3439 | Hydro |  |  |  |  | Nova Scotia Power Inc | Natural Resources Canada | ftp://ftp.maps.canada.ca/pub/nacei_cnaie/energy_infrastructure/PowerPlantsRenewGE1MW_NorthAmerica_201708.xlsx | Natural Resources Canada | 28508 | 2016 | [8 empty] | 6.11 | 6.54 | 6.11 | 6.31 | 6.36 | WIND-V1 | WIND-V1 | WIND-V1 | WIND-V1 | WIND-V1
CAN | Canada | Tusket |  | CAN0008487 | 2.7 | 43.8821 | -65.9778 | Hydro | [5 empty] | Natural Resources Canada | ftp://ftp.maps.canada.ca/pub/nacei_cnaie/energy_infrastructure/PowerPlantsRenewGE1MW_NorthAmerica_201708.xlsx | Natural Resources Canada |  | 2000 | [8 empty] | 10.40 | 10.15 | 10.59 | 10.08 | 9.7 | HYDRO-V1 | HYDRO-V1 | HYDRO-V1 | HYDRO-V1 | HYDRO-V1
CAN | Canada | Cowie Falls |  | CAN0007786 | 7.4 | 44.0744 | -64.7707 | Hydro | [5 empty] | Natural Resources Canada | ftp://ftp.maps.canada.ca/pub/nacei_cnaie/energy_infrastructure/PowerPlantsRenewGE1MW_NorthAmerica_201708.xlsx | Natural Resources Canada | 28483 | 2000 | [8 empty] | 29.75 | 29.34 | 29.48 | 29.40 | 28.77 | NO-ESTIMATION | NO-ESTIMATION | NO-ESTIMATION | NO-ESTIMATION | CAPACITY-FACTOR-V1
CAN | Canada | Deep Brook |  | CAN0007802 | 9.1 | 44.0805 | -64.7909 | Hydro | [5 empty] | Natural Resources Canada | ftp://ftp.maps.canada.ca/pub/nacei_cnaie/energy_infrastructure/PowerPlantsRenewGE1MW_NorthAmerica_201708.xlsx | Natural Resources Canada | 28485 | 2000 | [8 empty] | 36.08 | 35.57 | 35.75 | 35.25 | 34.47 | WIND-V1 | WIND-V1 | WIND-V1 | WIND-V1 | WIND-V1
CAN | Canada | Lower Great Brook |  | CAN0008068 | 3.9 | 44.0900 | -64.8480 | Hydro | [5 empty] | Natural Resources Canada | ftp://ftp.maps.canada.ca/pub/nacei_cnaie/energy_infrastructure/PowerPlantsRenewGE1MW_NorthAmerica_201708.xlsx | Natural Resources Canada | 28498 | 2000 | [8 empty] | 15.35 | 15.13 | 15.21 | 15.16 | 14.83 | NO-ESTIMATION | NO-ESTIMATION | NO-ESTIMATION | NO-ESTIMATION | CAPACITY-FACTOR-V1
CAN | Canada | Sidney |  | CAN0008361 | 4 | 44.1315 | -77.5934 | Hydro | [5 empty] | Natural Resources Canada | ftp://ftp.maps.canada.ca/pub/nacei_cnaie/energy_infrastructure/PowerPlantsRenewGE1MW_NorthAmerica_201708.xlsx | Natural Resources Canada | 29035 | 2017 | [8 empty] | 21.82 | 16.73 | 18.42 | 18.64 | 21.37 | NO-ESTIMATION | NO-ESTIMATION | NO-ESTIMATION | NO-ESTIMATION | CAPACITY-FACTOR-V1
CAN | Canada | Big Falls |  | CAN0007673 | 10.6 | 44.1380 | -64.9353 | Hydro | [5 empty] | Natural Resources Canada | ftp://ftp.maps.canada.ca/pub/nacei_cnaie/energy_infrastructure/PowerPlantsRenewGE1MW_NorthAmerica_201708.xlsx | Natural Resources Canada | 28480 | 2000 | [8 empty] | 42.82 | 42.22 | 42.43 | 41.48 | 40.57 | WIND-V1 | WIND-V1 | WIND-V1 | WIND-V1 | WIND-V1
CAN | Canada | Glen Miller |  | CAN0007890 | 8 | 44.1525 | -77.5819 | Hydro |  |  |  |  | Glen Miller Power LP | Natural Resources Canada | ftp://ftp.maps.canada.ca/pub/nacei_cnaie/energy_infrastructure/PowerPlantsRenewGE1MW_NorthAmerica_201708.xlsx | Natural Resources Canada | 49043 | 2017 | [8 empty] | 43.88 | 34.36 | 36.16 | 36.98 | 42.97 | NO-ESTIMATION | NO-ESTIMATION | NO-ESTIMATION | NO-ESTIMATION | CAPACITY-FACTOR-V1
CAN | Canada | Upper Lake Falls |  | CAN0008499 | 5.4 | 44.1574 | -64.9984 | Hydro | [5 empty] | Natural Resources Canada | ftp://ftp.maps.canada.ca/pub/nacei_cnaie/energy_infrastructure/PowerPlantsRenewGE1MW_NorthAmerica_201708.xlsx | Natural Resources Canada | 28516 | 2000 | [8 empty] | 20.08 | 20.17 | 20.08 | 20.36 | 19.37 | SOLAR-V1 | SOLAR-V1 | SOLAR-V1 | SOLAR-V1 | SOLAR-V1
CAN | Canada | Lower Lake Falls |  | CAN0008069 | 7.2 | 44.1577 | -64.9772 | Hydro | [5 empty] | Natural Resources Canada | ftp://ftp.maps.canada.ca/pub/nacei_cnaie/energy_infrastructure/PowerPlantsRenewGE1MW_NorthAmerica_201708.xlsx | Natural Resources Canada | 28499 | 2000 | [8 empty] | 27.69 | 27.63 | 27.69 | 27.62 | 26.74 | SOLAR-V1 | SOLAR-V1 | SOLAR-V1 | SOLAR-V1 | SOLAR-V1
CAN | Canada | Batawa |  | CAN0007648 | 5 | 44.1685 | -77.5881 | Hydro |  |  |  |  | Innergex Inc | Natural Resources Canada | ftp://ftp.maps.canada.ca/pub/nacei_cnaie/energy_infrastructure/PowerPlantsRenewGE1MW_NorthAmerica_201708.xlsx | Natural Resources Canada | 46811 | 2017 | [8 empty] | 27.21 | 20.96 | 22.63 | 22.89 | 26.65 | SOLAR-V1 | SOLAR-V1 | SOLAR-V1 | SOLAR-V1 | SOLAR-V1
CAN | Canada | Frankford |  | CAN0007867 | 3 | 44.1865 | -77.5945 | Hydro | [5 empty] | Natural Resources Canada | ftp://ftp.maps.canada.ca/pub/nacei_cnaie/energy_infrastructure/PowerPlantsRenewGE1MW_NorthAmerica_201708.xlsx | Natural Resources Canada | 28985 | 2017 | [8 empty] | 15.48 | 11.66 | 13.60 | 13.10 | 15.14 | SOLAR-V1 | SOLAR-V1 | SOLAR-V1 | SOLAR-V1 | SOLAR-V1
CAN | Canada | Sills Island |  | CAN0008362 | 2 | 44.2100 | -77.5975 | Hydro | [5 empty] | Natural Resources Canada | ftp://ftp.maps.canada.ca/pub/nacei_cnaie/energy_infrastructure/PowerPlantsRenewGE1MW_NorthAmerica_201708.xlsx | Natural Resources Canada | 29037 | 2017 | [8 empty] | 10.39 | 8.38 | 8.94 | 8.78 | 10.17 | SOLAR-V1 | SOLAR-V1 | SOLAR-V1 | SOLAR-V1 | SOLAR-V1
CAN | Canada | Meyersburg |  | CAN0008119 | 5 | 44.2482 | -77.8019 | Hydro | [5 empty] | Natural Resources Canada | ftp://ftp.maps.canada.ca/pub/nacei_cnaie/energy_infrastructure/PowerPlantsRenewGE1MW_NorthAmerica_201708.xlsx | Natural Resources Canada | 29010 | 2017 | [8 empty] | 26.53 | 22.10 | 22.18 | 22.17 | 26.65 | HYDRO-V1 | HYDRO-V1 | HYDRO-V1 | HYDRO-V1 | HYDRO-V1
CAN | Canada | Hagues Reach |  | CAN0007924 | 4 | 44.2752 | -77.7954 | Hydro | [5 empty] | Natural Resources Canada | ftp://ftp.maps.canada.ca/pub/nacei_cnaie/energy_infrastructure/PowerPlantsRenewGE1MW_NorthAmerica_201708.xlsx | Natural Resources Canada | 28989 | 2017 | [8 empty] | 21.28 | 17.95 | 18.07 | 18.06 | 21.37 | HYDRO-V1 | HYDRO-V1 | HYDRO-V1 | HYDRO-V1 | HYDRO-V1
CAN | Canada | Ranney Falls |  | CAN0008267 | 10 | 44.2921 | -77.8020 | Hydro | [5 empty] | Natural Resources Canada | ftp://ftp.maps.canada.ca/pub/nacei_cnaie/energy_infrastructure/PowerPlantsRenewGE1MW_NorthAmerica_201708.xlsx | Natural Resources Canada | 29029 | 2017 | [8 empty] | 53.84 | 45.58 | 44.66 | 45.07 | 54.07 | HYDRO-V1 | HYDRO-V1 | HYDRO-V1 | HYDRO-V1 | HYDRO-V1
CAN | Canada | Kingston Mills |  | CAN0008007 | 1.9 | 44.2934 | -76.4405 | Hydro |  |  |  |  | Fortis Generation East LP | Natural Resources Canada | ftp://ftp.maps.canada.ca/pub/nacei_cnaie/energy_infrastructure/PowerPlantsRenewGE1MW_NorthAmerica_201708.xlsx | Natural Resources Canada | 20708 | 2017 | [8 empty] | 5.94 | 6.04 | 4.56 | 4.75 | 5.91 | HYDRO-V1 | HYDRO-V1 | HYDRO-V1 | HYDRO-V1 | HYDRO-V1
CAN | Canada | London Street |  | CAN0008058 | 4.1 | 44.3114 | -78.3143 | Hydro |  |  |  |  | Peterborough Utilities Inc | Natural Resources Canada | ftp://ftp.maps.canada.ca/pub/nacei_cnaie/energy_infrastructure/PowerPlantsRenewGE1MW_NorthAmerica_201708.xlsx | Natural Resources Canada | 30042 | 2017 | [8 empty] | 22.20 | 18.89 | 18.35 | 19.74 | 18.09 | HYDRO-V1 | HYDRO-V1 | HYDRO-V1 | HYDRO-V1 | HYDRO-V1
CAN | Canada | Seymour |  | CAN0008354 | 6 | 44.3215 | -77.7820 | Hydro | [5 empty] | Natural Resources Canada | ftp://ftp.maps.canada.ca/pub/nacei_cnaie/energy_infrastructure/PowerPlantsRenewGE1MW_NorthAmerica_201708.xlsx | Natural Resources Canada | 66387 | 2017 | [8 empty] | 32.36 | 27.18 | 27.28 | 27.28 | 32.5 | NO-ESTIMATION | NO-ESTIMATION | NO-ESTIMATION | NO-ESTIMATION | CAPACITY-FACTOR-V1
CAN | Canada | Auburn |  | CAN0007633 | 2 | 44.3235 | -78.3140 | Hydro | [5 empty] | Natural Resources Canada | ftp://ftp.maps.canada.ca/pub/nacei_cnaie/energy_infrastructure/PowerPlantsRenewGE1MW_NorthAmerica_201708.xlsx | Natural Resources Canada | 28956 | 2017 | [8 empty] | 10.31 | 9.08 | 8.90 | 9.54 | 8.31 | NO-ESTIMATION | NO-ESTIMATION | NO-ESTIMATION | NO-ESTIMATION | CAPACITY-FACTOR-V1
CAN | Canada | Campbellford |  | CAN0007723 | 2 | 44.3351 | -77.7725 | Hydro |  |  |  |  | Campbellford-Seymour Electric Generation Inc | Natural Resources Canada | ftp://ftp.maps.canada.ca/pub/nacei_cnaie/energy_infrastructure/PowerPlantsRenewGE1MW_NorthAmerica_201708.xlsx | Natural Resources Canada | 63908 | 2017 | [8 empty] | 10.12 | 8.46 | 8.91 | 8.81 | 10.17 | SOLAR-V1 | SOLAR-V1 | SOLAR-V1 | SOLAR-V1 | SOLAR-V1
CAN | Canada | Crowe Bay |  | CAN0007789 | 2 | 44.3353 | -77.7723 | Hydro | [5 empty] | Natural Resources Canada | ftp://ftp.maps.canada.ca/pub/nacei_cnaie/energy_infrastructure/PowerPlantsRenewGE1MW_NorthAmerica_201708.xlsx | Natural Resources Canada | 15454 | 2000 | [8 empty] | 10.12 | 8.46 | 8.91 | 8.81 | 10.17 | SOLAR-V1 | SOLAR-V1 | SOLAR-V1 | SOLAR-V1 | SOLAR-V1
CAN | Canada | Water Street Pumphouse |  | CAN0008523 | 1.3 | 44.3371 | -78.3131 | Hydro |  |  |  |  | Peterborough Utilities Commission | Natural Resources Canada | ftp://ftp.maps.canada.ca/pub/nacei_cnaie/energy_infrastructure/PowerPlantsRenewGE1MW_NorthAmerica_201708.xlsx | Natural Resources Canada |  | 2017 | [8 empty] | 6.32 | 5.68 | 5.76 | 5.98 | 5.02 | SOLAR-V1 | SOLAR-V1 | SOLAR-V1 | SOLAR-V1 | SOLAR-V1
CAN | Canada | Eugenia |  | CAN0007850 | 6 | 44.3398 | -80.5370 | Hydro | [5 empty] | Natural Resources Canada | ftp://ftp.maps.canada.ca/pub/nacei_cnaie/energy_infrastructure/PowerPlantsRenewGE1MW_NorthAmerica_201708.xlsx | Natural Resources Canada | 28982 | 2017 | [8 empty] | 22.39 | 22.70 | 15.81 | 21.14 | 18.53 | HYDRO-V1 | HYDRO-V1 | HYDRO-V1 | HYDRO-V1 | HYDRO-V1
CAN | Canada | Stanley Adamson Powerhouse |  | CAN0008426 | 3.9 | 44.3522 | -78.2948 | Hydro |  |  |  |  | Trent Energy Inc | Natural Resources Canada | ftp://ftp.maps.canada.ca/pub/nacei_cnaie/energy_infrastructure/PowerPlantsRenewGE1MW_NorthAmerica_201708.xlsx | Natural Resources Canada | 34919 | 2017 | [8 empty] | 21.12 | 17.96 | 17.45 | 18.78 | 17.21 | NO-ESTIMATION | NO-ESTIMATION | NO-ESTIMATION | NO-ESTIMATION | CAPACITY-FACTOR-V1
CAN | Canada | Peterborough Robert G. Lake |  | CAN0008226 | 8 | 44.3653 | -78.2928 | Hydro | [5 empty] | Natural Resources Canada | ftp://ftp.maps.canada.ca/pub/nacei_cnaie/energy_infrastructure/PowerPlantsRenewGE1MW_NorthAmerica_201708.xlsx | Natural Resources Canada |  | 2000 | [8 empty] | 43.31 | 36.16 | 34.84 | 37.43 | 35.59 | NO-ESTIMATION | NO-ESTIMATION | NO-ESTIMATION | NO-ESTIMATION | CAPACITY-FACTOR-V1
CAN | Canada | Fourth Lake |  | CAN0007865 | 2.2 | 44.3696 | -65.7193 | Hydro | [5 empty] | Natural Resources Canada | ftp://ftp.maps.canada.ca/pub/nacei_cnaie/energy_infrastructure/PowerPlantsRenewGE1MW_NorthAmerica_201708.xlsx | Natural Resources Canada | 28489 | 2000 | [8 empty] | 6.59 | 6.83 | 6.63 | 6.86 | 6.85 | SOLAR-V1 | SOLAR-V1 | SOLAR-V1 | SOLAR-V1 | SOLAR-V1
CAN | Canada | Healey Falls |  | CAN0007935 | 18 | 44.3730 | -77.7787 | Hydro |  |  |  |  | Ontario Power Generation Inc | Natural Resources Canada | ftp://ftp.maps.canada.ca/pub/nacei_cnaie/energy_infrastructure/PowerPlantsRenewGE1MW_NorthAmerica_201708.xlsx | Natural Resources Canada | 28987 | 2017 | [8 empty] | 100.54 | 81.40 | 78.82 | 82.07 | 97.07 | HYDRO-V1 | HYDRO-V1 | HYDRO-V1 | HYDRO-V1 | HYDRO-V1
CAN | Canada | Weymouth Falls |  | CAN0008550 | 19.2 | 44.4075 | -65.9491 | Hydro | [5 empty] | Natural Resources Canada | ftp://ftp.maps.canada.ca/pub/nacei_cnaie/energy_infrastructure/PowerPlantsRenewGE1MW_NorthAmerica_201708.xlsx | Natural Resources Canada | 28522 | 2000 | [8 empty] | 71.54 | 74.17 | 73.07 | 72.13 | 71.93 | NO-ESTIMATION | NO-ESTIMATION | NO-ESTIMATION | NO-ESTIMATION | CAPACITY-FACTOR-V1
CAN | Canada | Lakefield |  | CAN0008033 | 2 | 44.4210 | -78.2722 | Hydro | [5 empty] | Natural Resources Canada | ftp://ftp.maps.canada.ca/pub/nacei_cnaie/energy_infrastructure/PowerPlantsRenewGE1MW_NorthAmerica_201708.xlsx | Natural Resources Canada | 29005 | 2017 | [8 empty] | 10.31 | 9.08 | 8.90 | 9.54 | 8.31 | NO-ESTIMATION | NO-ESTIMATION | NO-ESTIMATION | NO-ESTIMATION | CAPACITY-FACTOR-V1
CAN | Canada | Sissiboo Falls |  | CAN0008371 | 5.3 | 44.4308 | -65.8722 | Hydro | [5 empty] | Natural Resources Canada | ftp://ftp.maps.canada.ca/pub/nacei_cnaie/energy_infrastructure/PowerPlantsRenewGE1MW_NorthAmerica_201708.xlsx | Natural Resources Canada | 28512 | 2000 | [8 empty] | 19.82 | 19.82 | 19.80 | 19.98 | 19.93 | SOLAR-V1-NO-AGE | SOLAR-V1-NO-AGE | SOLAR-V1-NO-AGE | SOLAR-V1-NO-AGE | SOLAR-V1-NO-AGE
CAN | Canada | Marmora |  | CAN0008090 | 1 | 44.4851 | -77.6876 | Hydro |  |  |  |  | Shaman Power Corp | Natural Resources Canada | ftp://ftp.maps.canada.ca/pub/nacei_cnaie/energy_infrastructure/PowerPlantsRenewGE1MW_NorthAmerica_201708.xlsx | Natural Resources Canada | 55360 | 2017 | [8 empty] | 4.35 | 4.23 | 3.74 | 3.87 | 4.26 | SOLAR-V1-NO-AGE | SOLAR-V1-NO-AGE | SOLAR-V1-NO-AGE | SOLAR-V1-NO-AGE | SOLAR-V1-NO-AGE
CAN | Canada | Fenelon Falls |  | CAN0007853 | 2.6 | 44.5356 | -78.7373 | Hydro | [5 empty] | Natural Resources Canada | ftp://ftp.maps.canada.ca/pub/nacei_cnaie/energy_infrastructure/PowerPlantsRenewGE1MW_NorthAmerica_201708.xlsx | Natural Resources Canada | 55361 | 2000 | [8 empty] | 11.86 | 11.49 | 10.72 | 11.49 | 11.88 | SOLAR-V1-NO-AGE | SOLAR-V1-NO-AGE | SOLAR-V1-NO-AGE | SOLAR-V1-NO-AGE | SOLAR-V1-NO-AGE
CAN | Canada | Jones Falls |  | CAN0007983 | 2.4 | 44.5476 | -76.2367 | Hydro |  |  |  |  | Fortis Generation East LP | Natural Resources Canada | ftp://ftp.maps.canada.ca/pub/nacei_cnaie/energy_infrastructure/PowerPlantsRenewGE1MW_NorthAmerica_201708.xlsx | Natural Resources Canada | 20707 | 2017 | [8 empty] | 4.72 | 4.72 | 4.72 | 4.73 | 4.72 | SOLAR-V1-NO-AGE | SOLAR-V1-NO-AGE | SOLAR-V1-NO-AGE | SOLAR-V1-NO-AGE | SOLAR-V1-NO-AGE
CAN | Canada | Ridge |  | CAN0008290 | 3.5 | 44.5538 | -65.5830 | Hydro | [5 empty] | Natural Resources Canada | ftp://ftp.maps.canada.ca/pub/nacei_cnaie/energy_infrastructure/PowerPlantsRenewGE1MW_NorthAmerica_201708.xlsx | Natural Resources Canada | 28509 | 2000 | [8 empty] | 6.62 | 6.62 | 6.62 | 6.64 | 6.62 | SOLAR-V1-NO-AGE | SOLAR-V1-NO-AGE | SOLAR-V1-NO-AGE | SOLAR-V1-NO-AGE | SOLAR-V1-NO-AGE
CAN | Canada | Gulch |  | CAN0007921 | 7 | 44.5672 | -65.6346 | Hydro |  |  |  |  | Nova Scotia Power Inc | Natural Resources Canada | ftp://ftp.maps.canada.ca/pub/nacei_cnaie/energy_infrastructure/PowerPlantsRenewGE1MW_NorthAmerica_201708.xlsx | Natural Resources Canada | 28492 | 2014 | [8 empty] | 13.72 | 13.72 | 13.72 | 13.75 | 13.72 | SOLAR-V1-NO-AGE | SOLAR-V1-NO-AGE | SOLAR-V1-NO-AGE | SOLAR-V1-NO-AGE | SOLAR-V1-NO-AGE
CAN | Canada | Tide Water |  | CAN0008474 | 4.2 | 44.6914 | -63.8913 | Hydro |  |  |  |  | Nova Scotia Power Inc | Natural Resources Canada | ftp://ftp.maps.canada.ca/pub/nacei_cnaie/energy_infrastructure/PowerPlantsRenewGE1MW_NorthAmerica_201708.xlsx | Natural Resources Canada | 28520 | 2015 | [8 empty] | 9.86 | 9.86 | 9.86 | 9.89 | 9.86 | SOLAR-V1-NO-AGE | SOLAR-V1-NO-AGE | SOLAR-V1-NO-AGE | SOLAR-V1-NO-AGE | SOLAR-V1-NO-AGE
CAN | Canada | Sandy Lake |  | CAN0008334 | 3.6 | 44.7116 | -63.8960 | Hydro | [5 empty] | Natural Resources Canada | ftp://ftp.maps.canada.ca/pub/nacei_cnaie/energy_infrastructure/PowerPlantsRenewGE1MW_NorthAmerica_201708.xlsx | Natural Resources Canada | 28510 | 2000 | [8 empty] | 8.27 | 8.27 | 8.27 | 8.29 | 8.27 | SOLAR-V1-NO-AGE | SOLAR-V1-NO-AGE | SOLAR-V1-NO-AGE | SOLAR-V1-NO-AGE | SOLAR-V1-NO-AGE
CAN | Canada | Mill Lake |  | CAN0008126 | 2.2 | 44.7116 | -63.8962 | Hydro | [5 empty] | Natural Resources Canada | ftp://ftp.maps.canada.ca/pub/nacei_cnaie/energy_infrastructure/PowerPlantsRenewGE1MW_NorthAmerica_201708.xlsx | Natural Resources Canada | 28503 | 2000 | [8 empty] | 5.20 | 5.20 | 5.20 | 5.22 | 5.2 | SOLAR-V1-NO-AGE | SOLAR-V1-NO-AGE | SOLAR-V1-NO-AGE | SOLAR-V1-NO-AGE | SOLAR-V1-NO-AGE
CAN | Canada | Lequille |  | CAN0008043 | 26 | 44.7267 | -65.4967 | Hydro | [5 empty] | Natural Resources Canada | ftp://ftp.maps.canada.ca/pub/nacei_cnaie/energy_infrastructure/PowerPlantsRenewGE1MW_NorthAmerica_201708.xlsx | Natural Resources Canada | 28496 | 2015 | [8 empty] | 68.04 | 66.07 | 68.59 | 67.13 | 66.95 | SOLAR-V1-NO-AGE | SOLAR-V1-NO-AGE | SOLAR-V1-NO-AGE | SOLAR-V1-NO-AGE | SOLAR-V1-NO-AGE
CAN | Canada | Wasdell Falls |  | CAN0008522 | 1.6 | 44.7808 | -79.2937 | Hydro |  |  |  |  | Wasdell Falls Power Corp | Natural Resources Canada | ftp://ftp.maps.canada.ca/pub/nacei_cnaie/energy_infrastructure/PowerPlantsRenewGE1MW_NorthAmerica_201708.xlsx | Natural Resources Canada | 67372 | 2017 | [8 empty] | 7.93 | 6.96 | 6.77 | 6.94 | 7.79 | SOLAR-V1-NO-AGE | SOLAR-V1-NO-AGE | SOLAR-V1-NO-AGE | SOLAR-V1-NO-AGE | SOLAR-V1-NO-AGE
CAN | Canada | Paradise |  | CAN0008208 | 4.2 | 44.8117 | -65.2186 | Hydro | [5 empty] | Natural Resources Canada | ftp://ftp.maps.canada.ca/pub/nacei_cnaie/energy_infrastructure/PowerPlantsRenewGE1MW_NorthAmerica_201708.xlsx | Natural Resources Canada |  | 2000 | [8 empty] | 8.19 | 8.19 | 8.19 | 8.21 | 8.19 | SOLAR-V1-NO-AGE | SOLAR-V1-NO-AGE | SOLAR-V1-NO-AGE | SOLAR-V1-NO-AGE | SOLAR-V1-NO-AGE
CAN | Canada | Swift Rapids |  | CAN0008452 | 7.9 | 44.8569 | -79.5396 | Hydro |  |  |  |  | Orillia Power Generation Corp | Natural Resources Canada | ftp://ftp.maps.canada.ca/pub/nacei_cnaie/energy_infrastructure/PowerPlantsRenewGE1MW_NorthAmerica_201708.xlsx | Natural Resources Canada | 29138 | 2017 | [8 empty] | 42.08 | 42.22 | 34.21 | 39.37 | 41.99 | HYDRO-V1 | HYDRO-V1 | HYDRO-V1 | HYDRO-V1 | HYDRO-V1
CAN | Canada | Avon 2 |  | CAN0007636 | 3.5 | 44.8732 | -64.2288 | Hydro | [5 empty] | Natural Resources Canada | ftp://ftp.maps.canada.ca/pub/nacei_cnaie/energy_infrastructure/PowerPlantsRenewGE1MW_NorthAmerica_201708.xlsx | Natural Resources Canada |  | 2000 | [8 empty] | 6.64 | 6.64 | 6.64 | 6.66 | 6.64 | SOLAR-V1-NO-AGE | SOLAR-V1-NO-AGE | SOLAR-V1-NO-AGE | SOLAR-V1-NO-AGE | SOLAR-V1-NO-AGE
CAN | Canada | Avon 1 |  | CAN0007635 | 4.6 | 44.8815 | -64.2173 | Hydro | [5 empty] | Natural Resources Canada | ftp://ftp.maps.canada.ca/pub/nacei_cnaie/energy_infrastructure/PowerPlantsRenewGE1MW_NorthAmerica_201708.xlsx | Natural Resources Canada |  | 2000 | [8 empty] | 8.71 | 8.71 | 8.71 | 8.73 | 8.71 | NO-ESTIMATION | NO-ESTIMATION | NO-ESTIMATION | NO-ESTIMATION | CAPACITY-FACTOR-V1
CAN | Canada | Big Chute |  | CAN0007670 | 10 | 44.8843 | -79.6761 | Hydro | [5 empty] | Natural Resources Canada | ftp://ftp.maps.canada.ca/pub/nacei_cnaie/energy_infrastructure/PowerPlantsRenewGE1MW_NorthAmerica_201708.xlsx | Natural Resources Canada | 28958 | 2017 | [8 empty] | 53.61 | 53.80 | 43.65 | 50.19 | 53.5 | HYDRO-V1 | HYDRO-V1 | HYDRO-V1 | HYDRO-V1 | HYDRO-V1
CAN | Canada | Nictaux |  | CAN0008163 | 7.2 | 44.9091 | -65.0299 | Hydro | [5 empty] | Natural Resources Canada | ftp://ftp.maps.canada.ca/pub/nacei_cnaie/energy_infrastructure/PowerPlantsRenewGE1MW_NorthAmerica_201708.xlsx | Natural Resources Canada | 28504 | 2000 | [8 empty] | 16.61 | 16.61 | 16.61 | 16.66 | 16.61 | NO-ESTIMATION | NO-ESTIMATION | NO-ESTIMATION | NO-ESTIMATION | CAPACITY-FACTOR-V1
CAN | Canada | Merrickville |  | CAN0008116 | 2 | 44.9178 | -75.8373 | Hydro | [5 empty] | Natural Resources Canada | ftp://ftp.maps.canada.ca/pub/nacei_cnaie/energy_infrastructure/PowerPlantsRenewGE1MW_NorthAmerica_201708.xlsx | Natural Resources Canada | 29012 | 2017 | [8 empty] | 8.48 | 8.16 | 8.03 | 8.14 | 8.31 | HYDRO-V1 | HYDRO-V1 | HYDRO-V1 | HYDRO-V1 | HYDRO-V1
CAN | Canada | Upper St Croix |  | CAN0008502 | 2 | 44.9267 | -64.0394 | Hydro | [5 empty] | Natural Resources Canada | ftp://ftp.maps.canada.ca/pub/nacei_cnaie/energy_infrastructure/PowerPlantsRenewGE1MW_NorthAmerica_201708.xlsx | Natural Resources Canada |  | 2000 | [8 empty] | 6.01 | 6.40 | 6.32 | 6.26 | 6.24 | HYDRO-V1 | HYDRO-V1 | HYDRO-V1 | HYDRO-V1 | HYDRO-V1
CAN | Canada | Ruth Falls |  | CAN0008312 | 7.1 | 44.9341 | -62.5005 | Hydro | [5 empty] | Natural Resources Canada | ftp://ftp.maps.canada.ca/pub/nacei_cnaie/energy_infrastructure/PowerPlantsRenewGE1MW_NorthAmerica_201708.xlsx | Natural Resources Canada | 28511 | 2000 | [8 empty] | 22.38 | 22.62 | 22.53 | 22.44 | 22.49 | HYDRO-V1 | HYDRO-V1 | HYDRO-V1 | HYDRO-V1 | HYDRO-V1
CAN | Canada | Methals |  | CAN0008118 | 3 | 44.9397 | -64.4315 | Hydro | [5 empty] | Natural Resources Canada | ftp://ftp.maps.canada.ca/pub/nacei_cnaie/energy_infrastructure/PowerPlantsRenewGE1MW_NorthAmerica_201708.xlsx | Natural Resources Canada | 28502 | 2000 | [8 empty] | 9.03 | 9.62 | 9.28 | 9.42 | 9.2 | SOLAR-V1-NO-AGE | SOLAR-V1-NO-AGE | SOLAR-V1-NO-AGE | SOLAR-V1-NO-AGE | SOLAR-V1-NO-AGE
CAN | Canada | Minden |  | CAN0008131 | 4 | 44.9410 | -78.7083 | Hydro |  |  |  |  | Orillia Power Generation Corp | Natural Resources Canada | ftp://ftp.maps.canada.ca/pub/nacei_cnaie/energy_infrastructure/PowerPlantsRenewGE1MW_NorthAmerica_201708.xlsx | Natural Resources Canada | 29136 | 2017 | [8 empty] | 17.24 | 16.52 | 15.09 | 18.09 | 17.39 | SOLAR-V1-NO-AGE | SOLAR-V1-NO-AGE | SOLAR-V1-NO-AGE | SOLAR-V1-NO-AGE | SOLAR-V1-NO-AGE
CAN | Canada | High Falls (OPG) |  | CAN0007943 | 3 | 44.9538 | -76.6087 | Hydro | [5 empty] | Natural Resources Canada | ftp://ftp.maps.canada.ca/pub/nacei_cnaie/energy_infrastructure/PowerPlantsRenewGE1MW_NorthAmerica_201708.xlsx | Natural Resources Canada | 28991 | 2017 | [8 empty] | 5.68 | 5.68 | 5.68 | 5.69 | 5.68 | SOLAR-V1-NO-AGE | SOLAR-V1-NO-AGE | SOLAR-V1-NO-AGE | SOLAR-V1-NO-AGE | SOLAR-V1-NO-AGE
CAN | Canada | Sheet Harbour |  | CAN0008357 | 10 | 44.9558 | -62.4982 | Hydro | [5 empty] | Natural Resources Canada | ftp://ftp.maps.canada.ca/pub/nacei_cnaie/energy_infrastructure/PowerPlantsRenewGE1MW_NorthAmerica_201708.xlsx | Natural Resources Canada | 12171 | 2015 | [8 empty] | 30.63 | 30.96 | 30.84 | 30.71 | 30.78 | HYDRO-V1 | HYDRO-V1 | HYDRO-V1 | HYDRO-V1 | HYDRO-V1
CAN | Canada | Lower St Croix |  | CAN0008071 | 3 | 44.9613 | -64.0331 | Hydro | [5 empty] | Natural Resources Canada | ftp://ftp.maps.canada.ca/pub/nacei_cnaie/energy_infrastructure/PowerPlantsRenewGE1MW_NorthAmerica_201708.xlsx | Natural Resources Canada |  | 2000 | [8 empty] | 8.94 | 9.47 | 9.27 | 9.17 | 9.15 | HYDRO-V1 | HYDRO-V1 | HYDRO-V1 | HYDRO-V1 | HYDRO-V1
CAN | Canada | Malay Falls |  | CAN0008081 | 3 | 44.9877 | -62.4841 | Hydro | [5 empty] | Natural Resources Canada | ftp://ftp.maps.canada.ca/pub/nacei_cnaie/energy_infrastructure/PowerPlantsRenewGE1MW_NorthAmerica_201708.xlsx | Natural Resources Canada | 28501 | 2000 | [8 empty] | 9.31 | 9.41 | 9.41 | 9.33 | 9.35 | NO-ESTIMATION | NO-ESTIMATION | NO-ESTIMATION | NO-ESTIMATION | CAPACITY-FACTOR-V1
CAN | Canada | Trethewey Falls |  | CAN0008485 | 2 | 44.9884 | -79.2714 | Hydro | [5 empty] | Natural Resources Canada | ftp://ftp.maps.canada.ca/pub/nacei_cnaie/energy_infrastructure/PowerPlantsRenewGE1MW_NorthAmerica_201708.xlsx | Natural Resources Canada | 29048 | 2017 | [8 empty] | 8.34 | 8.83 | 6.83 | 7.72 | 8.18 | HYDRO-V1 | HYDRO-V1 | HYDRO-V1 | HYDRO-V1 | HYDRO-V1
CAN | Canada | Matthias |  | CAN0008097 | 3 | 44.9934 | -79.2019 | Hydro |  |  |  |  | Orillia Power Generation Corp | Natural Resources Canada | ftp://ftp.maps.canada.ca/pub/nacei_cnaie/energy_infrastructure/PowerPlantsRenewGE1MW_NorthAmerica_201708.xlsx | Natural Resources Canada | 29135 | 2017 | [8 empty] | 12.38 | 13.11 | 10.17 | 11.44 | 12.14 | WIND-V1 | WIND-V1 | WIND-V1 | WIND-V1 | WIND-V1
CAN | Canada | Hanna Chute |  | CAN0007927 | 1 | 45.0008 | -79.2977 | Hydro | [5 empty] | Natural Resources Canada | ftp://ftp.maps.canada.ca/pub/nacei_cnaie/energy_infrastructure/PowerPlantsRenewGE1MW_NorthAmerica_201708.xlsx | Natural Resources Canada | 28988 | 2017 | [8 empty] | 4.33 | 4.57 | 3.44 | 3.93 | 4.26 | HYDRO-V1 | HYDRO-V1 | HYDRO-V1 | HYDRO-V1 | HYDRO-V1
CAN | Canada | South Falls |  | CAN0008403 | 5 | 45.0031 | -79.3054 | Hydro | [5 empty] | Natural Resources Canada | ftp://ftp.maps.canada.ca/pub/nacei_cnaie/energy_infrastructure/PowerPlantsRenewGE1MW_NorthAmerica_201708.xlsx | Natural Resources Canada | 29043 | 2017 | [8 empty] | 20.14 | 21.36 | 16.52 | 18.39 | 19.74 | NO-ESTIMATION | NO-ESTIMATION | NO-ESTIMATION | NO-ESTIMATION | CAPACITY-FACTOR-V1
CAN | Canada | Hollow Bridge |  | CAN0007951 | 5.3 | 45.0036 | -64.3764 | Hydro | [5 empty] | Natural Resources Canada | ftp://ftp.maps.canada.ca/pub/nacei_cnaie/energy_infrastructure/PowerPlantsRenewGE1MW_NorthAmerica_201708.xlsx | Natural Resources Canada | 28493 | 2000 | [8 empty] | 15.47 | 16.43 | 15.99 | 16.23 | 15.84 | HYDRO-V1 | HYDRO-V1 | HYDRO-V1 | HYDRO-V1 | HYDRO-V1
CAN | Canada | Robert H Saunders |  | CAN0002222 | 1045 | 45.0088 | -74.7905 | Hydro | [5 empty] | Natural Resources Canada | http://ftp.maps.canada.ca/pub/nacei_cnaie/energy_infrastructure/PowerPlantsAllGE100MW_NorthAmerica_201708.xlsx | Natural Resources Canada | 29030 | 2017 | [8 empty] | 6068.57 | 6068.57 | 6137.48 | 6154.29 | 5546.37 | HYDRO-V1 | HYDRO-V1 | HYDRO-V1 | HYDRO-V1 | HYDRO-V1
CAN | Canada | Ragged Rapids |  | CAN0008262 | 8 | 45.0180 | -79.6883 | Hydro | [5 empty] | Natural Resources Canada | ftp://ftp.maps.canada.ca/pub/nacei_cnaie/energy_infrastructure/PowerPlantsRenewGE1MW_NorthAmerica_201708.xlsx | Natural Resources Canada | 29031 | 2017 | [8 empty] | 43.18 | 43.07 | 34.91 | 34.84 | 43.69 | NO-ESTIMATION | NO-ESTIMATION | NO-ESTIMATION | NO-ESTIMATION | CAPACITY-FACTOR-V1
CAN | Canada | Big Eddy |  | CAN0007671 | 8 | 45.0206 | -79.7530 | Hydro | [5 empty] | Natural Resources Canada | ftp://ftp.maps.canada.ca/pub/nacei_cnaie/energy_infrastructure/PowerPlantsRenewGE1MW_NorthAmerica_201708.xlsx | Natural Resources Canada | 28962 | 2017 | [8 empty] | 43.18 | 43.07 | 34.91 | 34.84 | 43.69 | HYDRO-V1 | HYDRO-V1 | HYDRO-V1 | HYDRO-V1 | HYDRO-V1
CAN | Canada | Lumsden |  | CAN0008073 | 2.8 | 45.0275 | -64.3967 | Hydro | [5 empty] | Natural Resources Canada | ftp://ftp.maps.canada.ca/pub/nacei_cnaie/energy_infrastructure/PowerPlantsRenewGE1MW_NorthAmerica_201708.xlsx | Natural Resources Canada | 28495 | 2000 | [8 empty] | 8.53 | 9.08 | 8.84 | 8.97 | 8.76 | HYDRO-V1 | HYDRO-V1 | HYDRO-V1 | HYDRO-V1 | HYDRO-V1
CAN | Canada | Bracebridge Falls |  | CAN0007693 | 1.9 | 45.0388 | -79.3086 | Hydro |  |  |  |  | Bracebridge Generation Limited | Natural Resources Canada | ftp://ftp.maps.canada.ca/pub/nacei_cnaie/energy_infrastructure/PowerPlantsRenewGE1MW_NorthAmerica_201708.xlsx | Natural Resources Canada | 14856 | 2017 | [8 empty] | 8.42 | 8.21 | 8.43 | 9.16 | 8.59 | HYDRO-V1 | HYDRO-V1 | HYDRO-V1 | HYDRO-V1 | HYDRO-V1
CAN | Canada | Hells Gate |  | CAN0007937 | 6.8 | 45.0466 | -64.4121 | Hydro | [5 empty] | Natural Resources Canada | ftp://ftp.maps.canada.ca/pub/nacei_cnaie/energy_infrastructure/PowerPlantsRenewGE1MW_NorthAmerica_201708.xlsx | Natural Resources Canada | 28490 | 2000 | [8 empty] | 20.59 | 21.83 | 21.27 | 21.57 | 21.07 | HYDRO-V1 | HYDRO-V1 | HYDRO-V1 | HYDRO-V1 | HYDRO-V1
CAN | Canada | White Rock |  | CAN0008555 | 2.9 | 45.0623 | -64.3807 | Hydro | [5 empty] | Natural Resources Canada | ftp://ftp.maps.canada.ca/pub/nacei_cnaie/energy_infrastructure/PowerPlantsRenewGE1MW_NorthAmerica_201708.xlsx | Natural Resources Canada | 28523 | 2000 | [8 empty] | 8.79 | 9.36 | 9.11 | 9.24 | 9.03 | WIND-V1 | WIND-V1 | WIND-V1 | WIND-V1 | WIND-V1
CAN | Canada | Wilson's Falls |  | CAN0008563 | 2.3 | 45.0624 | -79.3106 | Hydro |  |  |  |  | Bracebridge Generation Limited | Natural Resources Canada | ftp://ftp.maps.canada.ca/pub/nacei_cnaie/energy_infrastructure/PowerPlantsRenewGE1MW_NorthAmerica_201708.xlsx | Natural Resources Canada | 14858 | 2017 | [8 empty] | 10.18 | 9.93 | 10.19 | 11.07 | 10.37 | WIND-V1 | WIND-V1 | WIND-V1 | WIND-V1 | WIND-V1
CAN | Canada | St. George |  | CAN0008418 | 15 | 45.1283 | -66.8279 | Hydro | [5 empty] | Natural Resources Canada | ftp://ftp.maps.canada.ca/pub/nacei_cnaie/energy_infrastructure/PowerPlantsRenewGE1MW_NorthAmerica_201708.xlsx | Natural Resources Canada | 33479 | 2017 | [8 empty] | 56.20 | 59.31 | 55.04 | 56.35 | 54.52 | WIND-V1 | WIND-V1 | WIND-V1 | WIND-V1 | WIND-V1
CAN | Canada | Belding |  | CAN0007659 | 1.6 | 45.1460 | -71.8078 | Hydro |  |  |  |  | Ville de Coaticook | Natural Resources Canada | ftp://ftp.maps.canada.ca/pub/nacei_cnaie/energy_infrastructure/PowerPlantsRenewGE1MW_NorthAmerica_201708.xlsx | Natural Resources Canada | 16874 | 2017 | [8 empty] | 5.13 | 5.16 | 5.16 | 5.08 | 5.16 | NO-ESTIMATION | NO-ESTIMATION | NO-ESTIMATION | NO-ESTIMATION | CAPACITY-FACTOR-V1
CAN | Canada | Chute-Burroughs |  | CAN0007765 | 1.6 | 45.1463 | -72.0186 | Hydro |  |  |  |  | Hydro-QuÃ©bec | Natural Resources Canada | ftp://ftp.maps.canada.ca/pub/nacei_cnaie/energy_infrastructure/PowerPlantsRenewGE1MW_NorthAmerica_201708.xlsx | Natural Resources Canada | 22608 | 2016 | [8 empty] | 3.40 | 3.40 | 3.40 | 3.41 | 3.4 | HYDRO-V1 | HYDRO-V1 | HYDRO-V1 | HYDRO-V1 | HYDRO-V1
CAN | Canada | Milltown |  | CAN0008129 | 3 | 45.1755 | -67.2929 | Hydro | [5 empty] | Natural Resources Canada | ftp://ftp.maps.canada.ca/pub/nacei_cnaie/energy_infrastructure/PowerPlantsRenewGE1MW_NorthAmerica_201708.xlsx | Natural Resources Canada | 27403 | 2017 | [8 empty] | 12.56 | 11.67 | 11.92 | 12.60 | 12.35 | NO-ESTIMATION | NO-ESTIMATION | NO-ESTIMATION | NO-ESTIMATION | CAPACITY-FACTOR-V1
CAN | Canada | Appleton |  | CAN0007619 | 1.4 | 45.1829 | -76.1267 | Hydro |  |  |  |  | Canadian Hydro Developers Inc | Natural Resources Canada | ftp://ftp.maps.canada.ca/pub/nacei_cnaie/energy_infrastructure/PowerPlantsRenewGE1MW_NorthAmerica_201708.xlsx | Natural Resources Canada | 45741 | 2017 | [8 empty] | 4.59 | 3.58 | 3.22 | 3.55 | 4.52 | HYDRO-V1 | HYDRO-V1 | HYDRO-V1 | HYDRO-V1 | HYDRO-V1
CAN | Canada | Mountain Chute |  | CAN0002198 | 170 | 45.1957 | -76.9074 | Hydro | [5 empty] | Natural Resources Canada | http://ftp.maps.canada.ca/pub/nacei_cnaie/energy_infrastructure/PowerPlantsAllGE100MW_NorthAmerica_201708.xlsx | Natural Resources Canada | 29015 | 2017 | [8 empty] | 661.38 | 684.32 | 537.65 | 686.20 | 684.76 | HYDRO-V1 | HYDRO-V1 | HYDRO-V1 | HYDRO-V1 | HYDRO-V1
CAN | Canada | Almonte |  | CAN0007610 | 5 | 45.2258 | -76.1981 | Hydro | [5 empty] | Natural Resources Canada | ftp://ftp.maps.canada.ca/pub/nacei_cnaie/energy_infrastructure/PowerPlantsRenewGE1MW_NorthAmerica_201708.xlsx | Natural Resources Canada | 64128 | 2014 | [8 empty] | 15.58 | 11.85 | 10.55 | 11.74 | 15.32 | SOLAR-V1 | SOLAR-V1 | SOLAR-V1 | SOLAR-V1 | SOLAR-V1
CAN | Canada | Barrett Chute |  | CAN0002103 | 176 | 45.2499 | -76.7590 | Hydro | [5 empty] | Natural Resources Canada | http://ftp.maps.canada.ca/pub/nacei_cnaie/energy_infrastructure/PowerPlantsAllGE100MW_NorthAmerica_201708.xlsx | Natural Resources Canada | 28959 | 2017 | [8 empty] | 708.93 | 711.09 | 560.33 | 713.03 | 708.93 | SOLAR-V1 | SOLAR-V1 | SOLAR-V1 | SOLAR-V1 | SOLAR-V1
CAN | Canada | MemphrÃ©magog |  | CAN0008112 | 1.8 | 45.2630 | -72.1435 | Hydro |  |  |  |  | Ville de Magog | Natural Resources Canada | ftp://ftp.maps.canada.ca/pub/nacei_cnaie/energy_infrastructure/PowerPlantsRenewGE1MW_NorthAmerica_201708.xlsx | Natural Resources Canada | 18535 | 2017 | [8 empty] | 7.77 | 7.56 | 7.42 | 7.39 | 7.61 | NO-ESTIMATION | NO-ESTIMATION | NO-ESTIMATION | NO-ESTIMATION | CAPACITY-FACTOR-V1
CAN | Canada | Grande-Dame |  | CAN0007910 | 1.7 | 45.2727 | -72.1054 | Hydro |  |  |  |  | Ville de Magog | Natural Resources Canada | ftp://ftp.maps.canada.ca/pub/nacei_cnaie/energy_infrastructure/PowerPlantsRenewGE1MW_NorthAmerica_201708.xlsx | Natural Resources Canada |  | 2017 | [8 empty] | 7.34 | 7.14 | 7.01 | 6.98 | 7.19 | NO-ESTIMATION | NO-ESTIMATION | NO-ESTIMATION | NO-ESTIMATION | CAPACITY-FACTOR-V1
CAN | Canada | Calabogie |  | CAN0007717 | 5 | 45.3047 | -76.7087 | Hydro | [5 empty] | Natural Resources Canada | ftp://ftp.maps.canada.ca/pub/nacei_cnaie/energy_infrastructure/PowerPlantsRenewGE1MW_NorthAmerica_201708.xlsx | Natural Resources Canada | 28969 | 2017 | [8 empty] | 26.36 | 26.82 | 21.55 | 26.89 | 26.36 | HYDRO-V1 | HYDRO-V1 | HYDRO-V1 | HYDRO-V1 | HYDRO-V1
CAN | Canada | Les CÃ¨dres |  | CAN0002182 | 113 | 45.3089 | -74.0273 | Hydro |  |  |  |  | Hydro-QuÃ©bec | Natural Resources Canada | http://ftp.maps.canada.ca/pub/nacei_cnaie/energy_infrastructure/PowerPlantsAllGE100MW_NorthAmerica_201708.xlsx | Natural Resources Canada | 22648 | 2017 | [8 empty] | 629.26 | 656.37 | 660.52 | 658.17 | 599.9 | SOLAR-V1-NO-AGE | SOLAR-V1-NO-AGE | SOLAR-V1-NO-AGE | SOLAR-V1-NO-AGE | SOLAR-V1-NO-AGE
CAN | Canada | Beauharnois |  | CAN0002106 | 1877 | 45.3141 | -73.9088 | Hydro |  |  |  |  | Hydro-QuÃ©bec | Natural Resources Canada | http://ftp.maps.canada.ca/pub/nacei_cnaie/energy_infrastructure/PowerPlantsAllGE100MW_NorthAmerica_201708.xlsx | Natural Resources Canada | 22599 | 2017 | [8 empty] | 4968.38 | 4968.38 | 4968.38 | 4981.99 | 4968.38 | HYDRO-V1 | HYDRO-V1 | HYDRO-V1 | HYDRO-V1 | HYDRO-V1
CAN | Canada | Rock Forest |  | CAN0008301 | 2.9 | 45.3418 | -71.9935 | Hydro |  |  |  |  | Ville de Sherbrooke /Hydro Sherbrooke | Natural Resources Canada | ftp://ftp.maps.canada.ca/pub/nacei_cnaie/energy_infrastructure/PowerPlantsRenewGE1MW_NorthAmerica_201708.xlsx | Natural Resources Canada | 22697 | 2017 | [8 empty] | 12.73 | 12.26 | 11.98 | 11.93 | 12.48 | SOLAR-V1-NO-AGE | SOLAR-V1-NO-AGE | SOLAR-V1-NO-AGE | SOLAR-V1-NO-AGE | SOLAR-V1-NO-AGE
CAN | Canada | Dickie Brook |  | CAN0007808 | 2.6 | 45.3492 | -61.5032 | Hydro | [5 empty] | Natural Resources Canada | ftp://ftp.maps.canada.ca/pub/nacei_cnaie/energy_infrastructure/PowerPlantsRenewGE1MW_NorthAmerica_201708.xlsx | Natural Resources Canada | 28484 | 2000 | [8 empty] | 8.22 | 8.15 | 8.46 | 8.17 | 8.19 | SOLAR-V1-NO-AGE | SOLAR-V1-NO-AGE | SOLAR-V1-NO-AGE | SOLAR-V1-NO-AGE | SOLAR-V1-NO-AGE
CAN | Canada | Cascade Street |  | CAN0007733 | 1.2 | 45.3504 | -80.0267 | Hydro |  |  |  |  | Bracebridge Generation Limited | Natural Resources Canada | ftp://ftp.maps.canada.ca/pub/nacei_cnaie/energy_infrastructure/PowerPlantsRenewGE1MW_NorthAmerica_201708.xlsx | Natural Resources Canada | 29719 | 2017 | [8 empty] | 4.28 | 4.28 | 3.28 | 3.29 | 4.22 | SOLAR-V1-NO-AGE | SOLAR-V1-NO-AGE | SOLAR-V1-NO-AGE | SOLAR-V1-NO-AGE | SOLAR-V1-NO-AGE
CAN | Canada | Paton |  | CAN0008211 | 1.6 | 45.3994 | -71.8996 | Hydro |  |  |  |  | Ville de Sherbrooke /Hydro Sherbrooke | Natural Resources Canada | ftp://ftp.maps.canada.ca/pub/nacei_cnaie/energy_infrastructure/PowerPlantsRenewGE1MW_NorthAmerica_201708.xlsx | Natural Resources Canada | 22696 | 2017 | [8 empty] | 6.92 | 6.73 | 6.61 | 6.58 | 6.78 | HYDRO-V1 | HYDRO-V1 | HYDRO-V1 | HYDRO-V1 | HYDRO-V1
CAN | Canada | Frontenac |  | CAN0007872 | 2.2 | 45.4023 | -71.8984 | Hydro |  |  |  |  | Ville de Sherbrooke /Hydro Sherbrooke | Natural Resources Canada | ftp://ftp.maps.canada.ca/pub/nacei_cnaie/energy_infrastructure/PowerPlantsRenewGE1MW_NorthAmerica_201708.xlsx | Natural Resources Canada | 22695 | 2017 | [8 empty] | 9.66 | 9.30 | 9.08 | 9.05 | 9.47 | SOLAR-V1-NO-AGE | SOLAR-V1-NO-AGE | SOLAR-V1-NO-AGE | SOLAR-V1-NO-AGE | SOLAR-V1-NO-AGE
CAN | Canada | AbÃ©naquis |  | CAN0007596 | 2.1 | 45.4052 | -71.8932 | Hydro |  |  |  |  | Ville de Sherbrooke /Hydro Sherbrooke | Natural Resources Canada | ftp://ftp.maps.canada.ca/pub/nacei_cnaie/energy_infrastructure/PowerPlantsRenewGE1MW_NorthAmerica_201708.xlsx | Natural Resources Canada | 22692 | 2017 | [8 empty] | 9.22 | 8.88 | 8.67 | 8.64 | 9.04 | SOLAR-V1-NO-AGE | SOLAR-V1-NO-AGE | SOLAR-V1-NO-AGE | SOLAR-V1-NO-AGE | SOLAR-V1-NO-AGE
CAN | Canada | CÃ´te-Sainte-Catherine-1-2-3 |  | CAN0007785 | 11.1 | 45.4066 | -73.5691 | Hydro |  |  |  |  | Algonquin Power | Natural Resources Canada | ftp://ftp.maps.canada.ca/pub/nacei_cnaie/energy_infrastructure/PowerPlantsRenewGE1MW_NorthAmerica_201708.xlsx | Natural Resources Canada |  | 2017 | [12 empty] | 54.02 | SOLAR-V1-NO-AGE | SOLAR-V1-NO-AGE | SOLAR-V1-NO-AGE | SOLAR-V1-NO-AGE | SOLAR-V1-NO-AGE
CAN | Canada | Stewartville |  | CAN0002247 | 182 | 45.4071 | -76.5064 | Hydro | [5 empty] | Natural Resources Canada | http://ftp.maps.canada.ca/pub/nacei_cnaie/energy_infrastructure/PowerPlantsAllGE100MW_NorthAmerica_201708.xlsx | Natural Resources Canada | 29044 | 2017 | [8 empty] | 769.09 | 709.77 | 564.88 | 723.44 | 789.09 | SOLAR-V1-NO-AGE | SOLAR-V1-NO-AGE | SOLAR-V1-NO-AGE | SOLAR-V1-NO-AGE | SOLAR-V1-NO-AGE
CAN | Canada | Arnprior |  | CAN0007624 | 82 | 45.4187 | -76.3470 | Hydro | [5 empty] | Natural Resources Canada | ftp://ftp.maps.canada.ca/pub/nacei_cnaie/energy_infrastructure/PowerPlantsRenewGE1MW_NorthAmerica_201708.xlsx | Natural Resources Canada | 28951 | 2017 | [8 empty] | 386.50 | 351.25 | 287.95 | 352.24 | 377.92 | SOLAR-V1-NO-AGE | SOLAR-V1-NO-AGE | SOLAR-V1-NO-AGE | SOLAR-V1-NO-AGE | SOLAR-V1-NO-AGE
CAN | Canada | Chaudiere 2 |  | CAN0007746 | 8.4 | 45.4191 | -75.7139 | Hydro |  |  |  |  | Energy Ottawa Inc | Natural Resources Canada | ftp://ftp.maps.canada.ca/pub/nacei_cnaie/energy_infrastructure/PowerPlantsRenewGE1MW_NorthAmerica_201708.xlsx | Natural Resources Canada |  | 2017 | [8 empty] | 45.25 | 45.17 | 44.07 | 45.29 | 45.25 | SOLAR-V1-NO-AGE | SOLAR-V1-NO-AGE | SOLAR-V1-NO-AGE | SOLAR-V1-NO-AGE | SOLAR-V1-NO-AGE
CAN | Canada | Chaudiere 4 |  | CAN0007747 | 9.3 | 45.4204 | -75.7149 | Hydro |  |  |  |  | Energy Ottawa Inc | Natural Resources Canada | ftp://ftp.maps.canada.ca/pub/nacei_cnaie/energy_infrastructure/PowerPlantsRenewGE1MW_NorthAmerica_201708.xlsx | Natural Resources Canada | 29217 | 2017 | [8 empty] | 50.10 | 50.01 | 48.79 | 50.14 | 50.1 | SOLAR-V1-NO-AGE | SOLAR-V1-NO-AGE | SOLAR-V1-NO-AGE | SOLAR-V1-NO-AGE | SOLAR-V1-NO-AGE
CAN | Canada | Eddy Ottawa (Powerhouses 2 & 3) |  | CAN0007837 | 9.2 | 45.4208 | -75.7185 | Hydro |  |  |  |  | Energy Ottawa Inc | Natural Resources Canada | ftp://ftp.maps.canada.ca/pub/nacei_cnaie/energy_infrastructure/PowerPlantsRenewGE1MW_NorthAmerica_201708.xlsx | Natural Resources Canada | 18963 | 2000 | [8 empty] | 49.56 | 49.47 | 48.26 | 49.60 | 49.56 | SOLAR-V1-NO-AGE | SOLAR-V1-NO-AGE | SOLAR-V1-NO-AGE | SOLAR-V1-NO-AGE | SOLAR-V1-NO-AGE
CAN | Canada | Hull-2 |  | CAN0007958 | 27 | 45.4217 | -75.7197 | Hydro |  |  |  |  | Energy Ottawa Inc | Natural Resources Canada | ftp://ftp.maps.canada.ca/pub/nacei_cnaie/energy_infrastructure/PowerPlantsRenewGE1MW_NorthAmerica_201708.xlsx | Natural Resources Canada |  | 2017 | [8 empty] | 151.95 | 151.67 | 127.35 | 152.09 | 151.95 | SOLAR-V1-NO-AGE | SOLAR-V1-NO-AGE | SOLAR-V1-NO-AGE | SOLAR-V1-NO-AGE | SOLAR-V1-NO-AGE
CAN | Canada | Hull (Chute Des ChaudiÃ¨res) |  | CAN0007957 | 12 | 45.4235 | -75.7207 | Hydro |  |  |  |  | Energy Ottawa Inc | Natural Resources Canada | ftp://ftp.maps.canada.ca/pub/nacei_cnaie/energy_infrastructure/PowerPlantsRenewGE1MW_NorthAmerica_201708.xlsx | Natural Resources Canada |  | 2017 | [8 empty] | 65.54 | 65.42 | 63.84 | 65.60 | 65.54 | SOLAR-V1-NO-AGE | SOLAR-V1-NO-AGE | SOLAR-V1-NO-AGE | SOLAR-V1-NO-AGE | SOLAR-V1-NO-AGE
CAN | Canada | Galetta |  | CAN0007876 | 1.6 | 45.4262 | -76.2537 | Hydro |  |  |  |  | Canadian Hydro Developers Inc | Natural Resources Canada | ftp://ftp.maps.canada.ca/pub/nacei_cnaie/energy_infrastructure/PowerPlantsRenewGE1MW_NorthAmerica_201708.xlsx | Natural Resources Canada | 45742 | 2017 | [8 empty] | 5.05 | 4.96 | 4.00 | 5.01 | 5.41 | HYDRO-V1 | HYDRO-V1 | HYDRO-V1 | HYDRO-V1 | HYDRO-V1
CAN | Canada | Rideau Falls |  | CAN0008289 | 2 | 45.4422 | -75.6959 | Hydro |  |  |  |  | Fortis Generation East LP | Natural Resources Canada | ftp://ftp.maps.canada.ca/pub/nacei_cnaie/energy_infrastructure/PowerPlantsRenewGE1MW_NorthAmerica_201708.xlsx | Natural Resources Canada |  | 2017 | [8 empty] | 9.64 | 9.64 | 9.36 | 9.65 | 9.64 | HYDRO-V1 | HYDRO-V1 | HYDRO-V1 | HYDRO-V1 | HYDRO-V1
CAN | Canada | Chats Fall / Chute-des-Chats |  | CAN0002261 | 192 | 45.4752 | -76.2382 | Hydro |  |  |  |  | Ontario Power Generation/Hydro-Electric Power Commission of Ontario | Natural Resources Canada | http://ftp.maps.canada.ca/pub/nacei_cnaie/energy_infrastructure/PowerPlantsAllGE100MW_NorthAmerica_201708.xlsx | Natural Resources Canada |  | 2017 | [8 empty] | 481.36 | 384.28 | 291.34 | 385.34 | 473.47 | HYDRO-V1 | HYDRO-V1 | HYDRO-V1 | HYDRO-V1 | HYDRO-V1
CAN | Canada | Barrage-Larocque |  | CAN0007643 | 10.6 | 45.4791 | -71.9532 | Hydro |  |  |  |  | Hydro Bromptonville Inc/Kruger | Natural Resources Canada | ftp://ftp.maps.canada.ca/pub/nacei_cnaie/energy_infrastructure/PowerPlantsRenewGE1MW_NorthAmerica_201708.xlsx | Natural Resources Canada |  | 2017 | [8 empty] | 41.68 | 42.50 | 40.13 | 40.41 | 41.81 | NO-ESTIMATION | NO-ESTIMATION | NO-ESTIMATION | NO-ESTIMATION | CAPACITY-FACTOR-V1
CAN | Canada | Thomas Low |  | CAN0008468 | 4 | 45.4796 | -76.6894 | Hydro |  |  |  |  | Renfrew Power Generation Inc | Natural Resources Canada | ftp://ftp.maps.canada.ca/pub/nacei_cnaie/energy_infrastructure/PowerPlantsRenewGE1MW_NorthAmerica_201708.xlsx | Natural Resources Canada | 59879 | 2017 | [8 empty] | 16.44 | 15.84 | 13.58 | 15.54 | 16.97 | HYDRO-V1 | HYDRO-V1 | HYDRO-V1 | HYDRO-V1 | HYDRO-V1
CAN | Canada | East Angus |  | CAN0007827 | 2.3 | 45.4827 | -71.6623 | Hydro |  |  |  |  | Forces Motrices Saint-FranÃ§ois Inc/Boralex Inc | Natural Resources Canada | ftp://ftp.maps.canada.ca/pub/nacei_cnaie/energy_infrastructure/PowerPlantsRenewGE1MW_NorthAmerica_201708.xlsx | Natural Resources Canada | 20380 | 2017 | [8 empty] | 8.16 | 8.12 | 8.82 | 8.84 | 9.59 | HYDRO-V1 | HYDRO-V1 | HYDRO-V1 | HYDRO-V1 | HYDRO-V1
CAN | Canada | Saint-Lambert |  | CAN0008326 | 5.8 | 45.4959 | -73.5153 | Hydro |  |  |  |  | Placements Ã‰nergÃ©tiques Blx Inc/Boralex Inc | Natural Resources Canada | ftp://ftp.maps.canada.ca/pub/nacei_cnaie/energy_infrastructure/PowerPlantsRenewGE1MW_NorthAmerica_201708.xlsx | Natural Resources Canada |  | 2017 | [12 empty] | 28.22 | SOLAR-V1 | SOLAR-V1 | SOLAR-V1 | SOLAR-V1 | SOLAR-V1
CAN | Canada | Westbury |  | CAN0008547 | 4.3 | 45.4980 | -71.6201 | Hydro |  |  |  |  | Ville de Sherbrooke /Hydro Sherbrooke | Natural Resources Canada | ftp://ftp.maps.canada.ca/pub/nacei_cnaie/energy_infrastructure/PowerPlantsRenewGE1MW_NorthAmerica_201708.xlsx | Natural Resources Canada | 22698 | 2017 | [8 empty] | 18.73 | 15.01 | 16.67 | 14.93 | 18.13 | NO-ESTIMATION | SOLAR-V1 | SOLAR-V1 | SOLAR-V1 | SOLAR-V1
CAN | Canada | Rapides-Farmer |  | CAN0002217 | 104 | 45.4989 | -75.7632 | Hydro |  |  |  |  | Hydro-QuÃ©bec | Natural Resources Canada | http://ftp.maps.canada.ca/pub/nacei_cnaie/energy_infrastructure/PowerPlantsAllGE100MW_NorthAmerica_201708.xlsx | Natural Resources Canada | 22673 | 2017 | [8 empty] | 506.96 | 512.89 | 532.71 | 503.72 | 506.96 | SOLAR-V1 | SOLAR-V1 | SOLAR-V1 | SOLAR-V1 | SOLAR-V1
CAN | Canada | Chelsea |  | CAN0002126 | 152 | 45.5125 | -75.7775 | Hydro |  |  |  |  | Hydro-QuÃ©bec | Natural Resources Canada | http://ftp.maps.canada.ca/pub/nacei_cnaie/energy_infrastructure/PowerPlantsAllGE100MW_NorthAmerica_201708.xlsx | Natural Resources Canada | 22613 | 2017 | [8 empty] | 685.58 | 694.25 | 716.86 | 681.55 | 685.58 | HYDRO-V1 | HYDRO-V1 | HYDRO-V1 | HYDRO-V1 | HYDRO-V1
CAN | Canada | Masson |  | CAN0002192 | 119.4 | 45.5432 | -75.4203 | Hydro |  |  |  |  | Ã‰nergie La LiÃ¨vre Sec/Ã‰nergie Brookfield Inc | Natural Resources Canada | http://ftp.maps.canada.ca/pub/nacei_cnaie/energy_infrastructure/PowerPlantsAllGE100MW_NorthAmerica_201708.xlsx | Natural Resources Canada | 25332 | 2017 | [8 empty] | 431.42 | 415.12 | 439.38 | 469.48 | 436.64 | NO-ESTIMATION | NO-ESTIMATION | NO-ESTIMATION | NO-ESTIMATION | CAPACITY-FACTOR-V1
CAN | Canada | SEC Windsor |  | CAN0008343 | 5.7 | 45.5580 | -72.0077 | Hydro |  |  |  |  | Hydro-Windsor (SociÃ©tÃ© en Commandite) /Innergex | Natural Resources Canada | ftp://ftp.maps.canada.ca/pub/nacei_cnaie/energy_infrastructure/PowerPlantsRenewGE1MW_NorthAmerica_201708.xlsx | Natural Resources Canada |  | 2017 | [8 empty] | 21.46 | 21.90 | 20.65 | 20.80 | 21.53 | NO-ESTIMATION | NO-ESTIMATION | NO-ESTIMATION | NO-ESTIMATION | CAPACITY-FACTOR-V1
CAN | Canada | Carillon |  | CAN0002119 | 753 | 45.5687 | -74.3830 | Hydro |  |  |  |  | Hydro-QuÃ©bec | Natural Resources Canada | http://ftp.maps.canada.ca/pub/nacei_cnaie/energy_infrastructure/PowerPlantsAllGE100MW_NorthAmerica_201708.xlsx | Natural Resources Canada | 22606 | 2017 | [8 empty] | 4454.47 | 4705.01 | 4675.70 | 4731.47 | 4651.22 | HYDRO-V1 | HYDRO-V1 | HYDRO-V1 | HYDRO-V1 | HYDRO-V1
CAN | Canada | Chenaux |  | CAN0002127 | 144 | 45.5838 | -76.6738 | Hydro |  |  |  |  | Ontario Power Generation (OPG) | Natural Resources Canada | http://ftp.maps.canada.ca/pub/nacei_cnaie/energy_infrastructure/PowerPlantsAllGE100MW_NorthAmerica_201708.xlsx | Natural Resources Canada | 28970 | 2017 | [8 empty] | 862.04 | 862.04 | 631.61 | 746.53 | 862.04 | NO-ESTIMATION | NO-ESTIMATION | NO-ESTIMATION | NO-ESTIMATION | CAPACITY-FACTOR-V1
CAN | Canada | Dufferin |  | CAN0007822 | 40.6 | 45.5844 | -75.4178 | Hydro |  |  |  |  | Ã‰nergie La LiÃ¨vre Sec/Ã‰nergie Brookfield Inc | Natural Resources Canada | ftp://ftp.maps.canada.ca/pub/nacei_cnaie/energy_infrastructure/PowerPlantsRenewGE1MW_NorthAmerica_201708.xlsx | Natural Resources Canada | 25330 | 2017 | [8 empty] | 158.47 | 149.83 | 159.54 | 169.80 | 160.47 | HYDRO-V1 | HYDRO-V1 | HYDRO-V1 | HYDRO-V1 | HYDRO-V1
CAN | Canada | RiviÃ¨re-des-Prairies |  | CAN0008295 | 54 | 45.5895 | -73.6572 | Hydro |  |  |  |  | Hydro-QuÃ©bec | Natural Resources Canada | ftp://ftp.maps.canada.ca/pub/nacei_cnaie/energy_infrastructure/PowerPlantsRenewGE1MW_NorthAmerica_201708.xlsx | Natural Resources Canada | 22671 | 2017 | [8 empty] | 141.19 | 141.19 | 141.19 | 141.58 | 141.19 | NO-ESTIMATION | NO-ESTIMATION | NO-ESTIMATION | NO-ESTIMATION | CAPACITY-FACTOR-V1
CAN | Canada | Buckingham |  | CAN0007712 | 11.2 | 45.5895 | -75.4223 | Hydro |  |  |  |  | Fiducie Boralex Ã‰nergie/Boralex Inc | Natural Resources Canada | ftp://ftp.maps.canada.ca/pub/nacei_cnaie/energy_infrastructure/PowerPlantsRenewGE1MW_NorthAmerica_201708.xlsx | Natural Resources Canada | 15676 | 2017 | [8 empty] | 52.47 | 47.08 | 49.63 | 52.48 | 53.02 | NO-ESTIMATION | NO-ESTIMATION | NO-ESTIMATION | NO-ESTIMATION | CAPACITY-FACTOR-V1
CAN | Canada | Burk's Falls |  | CAN0007714 | 1.1 | 45.6198 | -79.4118 | Hydro |  |  |  |  | Bracebridge Generation Limited | Natural Resources Canada | ftp://ftp.maps.canada.ca/pub/nacei_cnaie/energy_infrastructure/PowerPlantsRenewGE1MW_NorthAmerica_201708.xlsx | Natural Resources Canada | 63388 | 2017 | [8 empty] | 4.93 | 4.71 | 3.78 | 4.25 | 4.56 | NO-ESTIMATION | NO-ESTIMATION | NO-ESTIMATION | NO-ESTIMATION | CAPACITY-FACTOR-V1
CAN | Canada | T.-D.-Bouchard |  | CAN0008453 | 2.3 | 45.6219 | -72.9498 | Hydro |  |  |  |  | Algonquin Power | Natural Resources Canada | ftp://ftp.maps.canada.ca/pub/nacei_cnaie/energy_infrastructure/PowerPlantsRenewGE1MW_NorthAmerica_201708.xlsx | Natural Resources Canada |  | 2017 | [8 empty] | 9.17 | 9.33 | 9.04 | 9.10 | 9.32 | NO-ESTIMATION | NO-ESTIMATION | NO-ESTIMATION | NO-ESTIMATION | CAPACITY-FACTOR-V1
CAN | Canada | Ayers-1 |  | CAN0007637 | 4.8 | 45.6367 | -74.3605 | Hydro |  |  |  |  | Ayers LimitÃ©e | Natural Resources Canada | ftp://ftp.maps.canada.ca/pub/nacei_cnaie/energy_infrastructure/PowerPlantsRenewGE1MW_NorthAmerica_201708.xlsx | Natural Resources Canada |  | 2017 | [8 empty] | 18.89 | 18.89 | 18.58 | 19.04 | 21.25 | NO-ESTIMATION | NO-ESTIMATION | NO-ESTIMATION | NO-ESTIMATION | CAPACITY-FACTOR-V1
CAN | Canada | Ayers-2 |  | CAN0007638 | 1 | 45.6436 | -74.3539 | Hydro |  |  |  |  | Ayers LimitÃ©e | Natural Resources Canada | ftp://ftp.maps.canada.ca/pub/nacei_cnaie/energy_infrastructure/PowerPlantsRenewGE1MW_NorthAmerica_201708.xlsx | Natural Resources Canada |  | 2017 | [8 empty] | 3.99 | 3.99 | 3.98 | 4.02 | 4.51 | SOLAR-V1-NO-AGE | SOLAR-V1-NO-AGE | SOLAR-V1-NO-AGE | SOLAR-V1-NO-AGE | SOLAR-V1-NO-AGE
CAN | Canada | Bryson |  | CAN0007710 | 56 | 45.6611 | -76.6318 | Hydro |  |  |  |  | Hydro-QuÃ©bec | Natural Resources Canada | ftp://ftp.maps.canada.ca/pub/nacei_cnaie/energy_infrastructure/PowerPlantsRenewGE1MW_NorthAmerica_201708.xlsx | Natural Resources Canada | 22603 | 2017 | [8 empty] | 133.01 | 150.03 | 118.72 | 146.80 | 133.9 | SOLAR-V1-NO-AGE | SOLAR-V1-NO-AGE | SOLAR-V1-NO-AGE | SOLAR-V1-NO-AGE | SOLAR-V1-NO-AGE
CAN | Canada | Weedon |  | CAN0008536 | 4.5 | 45.6617 | -71.4636 | Hydro |  |  |  |  | Ville de Sherbrooke /Hydro Sherbrooke | Natural Resources Canada | ftp://ftp.maps.canada.ca/pub/nacei_cnaie/energy_infrastructure/PowerPlantsRenewGE1MW_NorthAmerica_201708.xlsx | Natural Resources Canada | 22699 | 2017 | [8 empty] | 17.80 | 17.35 | 17.90 | 17.47 | 18.26 | SOLAR-V1-NO-AGE | SOLAR-V1-NO-AGE | SOLAR-V1-NO-AGE | SOLAR-V1-NO-AGE | SOLAR-V1-NO-AGE
CAN | Canada | Chute-Bell |  | CAN0007763 | 10 | 45.7740 | -74.6844 | Hydro |  |  |  |  | Hydro-QuÃ©bec | Natural Resources Canada | ftp://ftp.maps.canada.ca/pub/nacei_cnaie/energy_infrastructure/PowerPlantsRenewGE1MW_NorthAmerica_201708.xlsx | Natural Resources Canada | 22607 | 2017 | [8 empty] | 51.53 | 50.39 | 40.40 | 45.61 | 44.28 | SOLAR-V1-NO-AGE | SOLAR-V1-NO-AGE | SOLAR-V1-NO-AGE | SOLAR-V1-NO-AGE | SOLAR-V1-NO-AGE
CAN | Canada | Paugan |  | CAN0002205 | 226 | 45.8097 | -75.9309 | Hydro |  |  |  |  | Hydro-QuÃ©bec | Natural Resources Canada | http://ftp.maps.canada.ca/pub/nacei_cnaie/energy_infrastructure/PowerPlantsAllGE100MW_NorthAmerica_201708.xlsx | Natural Resources Canada | 22659 | 2017 | [8 empty] | 999.69 | 999.06 | 1019.32 | 1001.80 | 1007.83 | SOLAR-V1-NO-AGE | SOLAR-V1-NO-AGE | SOLAR-V1-NO-AGE | SOLAR-V1-NO-AGE | SOLAR-V1-NO-AGE
CAN | Canada | High Falls (LiÃ¨vre) |  | CAN0002155 | 114.1 | 45.8396 | -75.6456 | Hydro |  |  |  |  | Ã‰nergie La LiÃ¨vre Sec/Ã‰nergie Brookfield Inc | Natural Resources Canada | http://ftp.maps.canada.ca/pub/nacei_cnaie/energy_infrastructure/PowerPlantsAllGE100MW_NorthAmerica_201708.xlsx | Natural Resources Canada |  | 2017 | [8 empty] | 446.80 | 422.51 | 446.77 | 475.60 | 451.78 | SOLAR-V1-NO-AGE | SOLAR-V1-NO-AGE | SOLAR-V1-NO-AGE | SOLAR-V1-NO-AGE | SOLAR-V1-NO-AGE
CAN | Canada | Chute-Hemmings |  | CAN0007768 | 29 | 45.8632 | -72.4502 | Hydro |  |  |  |  | Hydro-QuÃ©bec | Natural Resources Canada | ftp://ftp.maps.canada.ca/pub/nacei_cnaie/energy_infrastructure/PowerPlantsRenewGE1MW_NorthAmerica_201708.xlsx | Natural Resources Canada | 22611 | 2017 | [8 empty] | 130.97 | 104.07 | 106.65 | 104.36 | 131.8 | SOLAR-V1-NO-AGE | SOLAR-V1-NO-AGE | SOLAR-V1-NO-AGE | SOLAR-V1-NO-AGE | SOLAR-V1-NO-AGE
CAN | Canada | Joey-Tanenbaum |  | CAN0007981 | 17 | 45.8781 | -76.6961 | Hydro |  |  |  |  | Coulonge Ã‰nergie (SociÃ©tÃ© en Commandite)/Hydro-Pontiac Inc | Natural Resources Canada | ftp://ftp.maps.canada.ca/pub/nacei_cnaie/energy_infrastructure/PowerPlantsRenewGE1MW_NorthAmerica_201708.xlsx | Natural Resources Canada | 22591 | 2017 | [8 empty] | 89.37 | 88.29 | 74.21 | 81.31 | 89.37 | SOLAR-V1-NO-AGE | SOLAR-V1-NO-AGE | SOLAR-V1-NO-AGE | SOLAR-V1-NO-AGE | SOLAR-V1-NO-AGE
CAN | Canada | Drummondville |  | CAN0007820 | 16 | 45.8869 | -72.4841 | Hydro |  |  |  |  | Hydro-QuÃ©bec | Natural Resources Canada | ftp://ftp.maps.canada.ca/pub/nacei_cnaie/energy_infrastructure/PowerPlantsRenewGE1MW_NorthAmerica_201708.xlsx | Natural Resources Canada | 22615 | 2017 | [8 empty] | 83.19 | 64.06 | 65.48 | 64.24 | 83.65 | HYDRO-V1 | HYDRO-V1 | HYDRO-V1 | HYDRO-V1 | HYDRO-V1
CAN | Canada | W.R. Beatty |  | CAN0008511 | 11.7 | 45.9167 | -76.9223 | Hydro |  |  |  |  | Waltham Ã‰nergie Sec/Hydro-Pontiac Inc | Natural Resources Canada | ftp://ftp.maps.canada.ca/pub/nacei_cnaie/energy_infrastructure/PowerPlantsRenewGE1MW_NorthAmerica_201708.xlsx | Natural Resources Canada | 22592 | 2017 | [8 empty] | 49.41 | 48.03 | 46.76 | 47.88 | 48.58 | HYDRO-V1 | HYDRO-V1 | HYDRO-V1 | HYDRO-V1 | HYDRO-V1
CAN | Canada | Mactaquac |  | CAN0002187 | 668 | 45.9551 | -66.8665 | Hydro | [5 empty] | Natural Resources Canada | http://ftp.maps.canada.ca/pub/nacei_cnaie/energy_infrastructure/PowerPlantsAllGE100MW_NorthAmerica_201708.xlsx | Natural Resources Canada | 27400 | 2017 | [8 empty] | 2632.65 | 2575.98 | 2653.41 | 2639.86 | 2632.65 | NO-ESTIMATION | NO-ESTIMATION | NO-ESTIMATION | NO-ESTIMATION | CAPACITY-FACTOR-V1
CAN | Canada | Geisler Falls / Corkery Falls |  | CAN0007880 | 2.9 | 45.9879 | -79.4190 | Hydro |  |  |  |  | Carlisle LP No. 1 | Natural Resources Canada | ftp://ftp.maps.canada.ca/pub/nacei_cnaie/energy_infrastructure/PowerPlantsRenewGE1MW_NorthAmerica_201708.xlsx | Natural Resources Canada |  | 2017 | [8 empty] | 12.44 | 10.81 | 10.46 | 10.70 | 11.13 | HYDRO-V1 | HYDRO-V1 | HYDRO-V1 | HYDRO-V1 | HYDRO-V1
CAN | Canada | Gitzler Falls |  | CAN0007887 | 1.2 | 46.0022 | -79.4247 | Hydro |  |  |  |  | Carlisle Ltd Partnership | Natural Resources Canada | ftp://ftp.maps.canada.ca/pub/nacei_cnaie/energy_infrastructure/PowerPlantsRenewGE1MW_NorthAmerica_201708.xlsx | Natural Resources Canada | 33064 | 2016 | [8 empty] | 5.23 | 4.49 | 4.34 | 4.44 | 4.68 | NO-ESTIMATION | NO-ESTIMATION | NO-ESTIMATION | NO-ESTIMATION | CAPACITY-FACTOR-V1
CAN | Canada | Sainte-Brigitte-des-Saults |  | CAN0008321 | 4.2 | 46.0312 | -72.4791 | Hydro |  |  |  |  | Algonquin Power | Natural Resources Canada | ftp://ftp.maps.canada.ca/pub/nacei_cnaie/energy_infrastructure/PowerPlantsRenewGE1MW_NorthAmerica_201708.xlsx | Natural Resources Canada |  | 2017 | [8 empty] | 13.03 | 13.03 | 13.25 | 13.04 | 12.71 | NO-ESTIMATION | NO-ESTIMATION | NO-ESTIMATION | NO-ESTIMATION | CAPACITY-FACTOR-V1
CAN | Canada | Rawdon |  | CAN0008279 | 2.5 | 46.0458 | -73.7294 | Hydro |  |  |  |  | Algonquin Power | Natural Resources Canada | ftp://ftp.maps.canada.ca/pub/nacei_cnaie/energy_infrastructure/PowerPlantsRenewGE1MW_NorthAmerica_201708.xlsx | Natural Resources Canada | 32861 | 2017 | [8 empty] | 9.99 | 9.56 | 8.34 | 9.00 | 9.2 | HYDRO-V1 | HYDRO-V1 | HYDRO-V1 | HYDRO-V1 | HYDRO-V1
CAN | Canada | Elliot Chute |  | CAN0007842 | 2 | 46.0602 | -79.3894 | Hydro | [5 empty] | Natural Resources Canada | ftp://ftp.maps.canada.ca/pub/nacei_cnaie/energy_infrastructure/PowerPlantsRenewGE1MW_NorthAmerica_201708.xlsx | Natural Resources Canada | 28983 | 2017 | [8 empty] | 8.60 | 7.47 | 7.23 | 7.39 | 7.69 | HYDRO-V1 | HYDRO-V1 | HYDRO-V1 | HYDRO-V1 | HYDRO-V1
CAN | Canada | Bingham Chute |  | CAN0007676 | 1 | 46.0761 | -79.3968 | Hydro | [5 empty] | Natural Resources Canada | ftp://ftp.maps.canada.ca/pub/nacei_cnaie/energy_infrastructure/PowerPlantsRenewGE1MW_NorthAmerica_201708.xlsx | Natural Resources Canada | 28960 | 2017 | [8 empty] | 4.46 | 3.86 | 3.64 | 3.72 | 4.01 | HYDRO-V1 | HYDRO-V1 | HYDRO-V1 | HYDRO-V1 | HYDRO-V1
CAN | Canada | Nipissing |  | CAN0008166 | 2 | 46.0967 | -79.4796 | Hydro | [5 empty] | Natural Resources Canada | ftp://ftp.maps.canada.ca/pub/nacei_cnaie/energy_infrastructure/PowerPlantsRenewGE1MW_NorthAmerica_201708.xlsx | Natural Resources Canada | 29016 | 2017 | [8 empty] | 8.60 | 7.47 | 7.23 | 7.39 | 7.69 | HYDRO-V1 | HYDRO-V1 | HYDRO-V1 | HYDRO-V1 | HYDRO-V1
CAN | Canada | Rapides-des-CÃ¨dres |  | CAN0008272 | 9.3 | 46.1009 | -75.6480 | Hydro |  |  |  |  | Ã‰nergie La LiÃ¨vre SEC | Natural Resources Canada | ftp://ftp.maps.canada.ca/pub/nacei_cnaie/energy_infrastructure/PowerPlantsRenewGE1MW_NorthAmerica_201708.xlsx | Natural Resources Canada | 52372 | 2017 | [8 empty] | 42.23 | 42.87 | 41.80 | 41.06 | 43.05 | SOLAR-V1-NO-AGE | SOLAR-V1-NO-AGE | SOLAR-V1-NO-AGE | SOLAR-V1-NO-AGE | SOLAR-V1-NO-AGE
CAN | Canada | Okikendawt |  | CAN0008191 | 10 | 46.1238 | -80.0145 | Hydro |  |  |  |  | Okikendawt Hydro LP | Natural Resources Canada | ftp://ftp.maps.canada.ca/pub/nacei_cnaie/energy_infrastructure/PowerPlantsRenewGE1MW_NorthAmerica_201708.xlsx | Natural Resources Canada | 67197 | 2017 | [8 empty] | 46.24 | 46.35 | 45.56 | 44.65 | 44.42 | SOLAR-V1-NO-AGE | SOLAR-V1-NO-AGE | SOLAR-V1-NO-AGE | SOLAR-V1-NO-AGE | SOLAR-V1-NO-AGE
CAN | Canada | Des-Joachims |  | CAN0002139 | 429 | 46.1827 | -77.6970 | Hydro |  |  |  |  | Ontario Power Generation (OPG) | Natural Resources Canada | http://ftp.maps.canada.ca/pub/nacei_cnaie/energy_infrastructure/PowerPlantsAllGE100MW_NorthAmerica_201708.xlsx | Natural Resources Canada | 28979 | 2017 | [8 empty] | 2090.59 | 2027.44 | 1614.50 | 1609.75 | 2090.59 | SOLAR-V1-NO-AGE | SOLAR-V1-NO-AGE | SOLAR-V1-NO-AGE | SOLAR-V1-NO-AGE | SOLAR-V1-NO-AGE
CAN | Canada | Serpent |  | CAN0008350 | 7.2 | 46.2190 | -82.4409 | Hydro | [5 empty] | Natural Resources Canada | ftp://ftp.maps.canada.ca/pub/nacei_cnaie/energy_infrastructure/PowerPlantsRenewGE1MW_NorthAmerica_201708.xlsx | Natural Resources Canada | 32444 | 2017 | [8 empty] | 16.09 | 16.09 | 16.09 | 16.14 | 16.09 | SOLAR-V1-NO-AGE | SOLAR-V1-NO-AGE | SOLAR-V1-NO-AGE | SOLAR-V1-NO-AGE | SOLAR-V1-NO-AGE
CAN | Canada | Scarfe Lake |  | CAN0008340 | 2.3 | 46.2659 | -83.0127 | Hydro |  |  |  |  | 1149377 Ontario Limited | Natural Resources Canada | ftp://ftp.maps.canada.ca/pub/nacei_cnaie/energy_infrastructure/PowerPlantsRenewGE1MW_NorthAmerica_201708.xlsx | Natural Resources Canada |  | 2017 | [8 empty] | 4.51 | 4.51 | 4.68 | 4.52 | 4.53 | SOLAR-V1-NO-AGE | SOLAR-V1-NO-AGE | SOLAR-V1-NO-AGE | SOLAR-V1-NO-AGE | SOLAR-V1-NO-AGE
CAN | Canada | Domtar Espanola Mill |  | CAN0007816 | 18 | 46.2697 | -81.7706 | Hydro |  |  |  |  | Domtar Inc | Natural Resources Canada | ftp://ftp.maps.canada.ca/pub/nacei_cnaie/energy_infrastructure/PowerPlantsRenewGE1MW_NorthAmerica_201708.xlsx | Natural Resources Canada |  | 2017 | [8 empty] | 84.93 | 82.18 | 79.86 | 82.12 | 85.13 | SOLAR-V1-NO-AGE | SOLAR-V1-NO-AGE | SOLAR-V1-NO-AGE | SOLAR-V1-NO-AGE | SOLAR-V1-NO-AGE
CAN | Canada | Cameron Falls - BRP |  | CAN0007720 | 4.2 | 46.2822 | -82.1493 | Hydro | [5 empty] | Natural Resources Canada | ftp://ftp.maps.canada.ca/pub/nacei_cnaie/energy_infrastructure/PowerPlantsRenewGE1MW_NorthAmerica_201708.xlsx | Natural Resources Canada | 15435 | 2017 | [8 empty] | 16.51 | 17.20 | 14.78 | 15.76 | 16.19 | SOLAR-V1-NO-AGE | SOLAR-V1-NO-AGE | SOLAR-V1-NO-AGE | SOLAR-V1-NO-AGE | SOLAR-V1-NO-AGE
CAN | Canada | McVittie |  | CAN0008108 | 3 | 46.2846 | -80.8484 | Hydro | [5 empty] | Natural Resources Canada | ftp://ftp.maps.canada.ca/pub/nacei_cnaie/energy_infrastructure/PowerPlantsRenewGE1MW_NorthAmerica_201708.xlsx | Natural Resources Canada | 29008 | 2017 | [8 empty] | 12.38 | 13.26 | 12.91 | 12.87 | 12.46 | SOLAR-V1-NO-AGE | SOLAR-V1-NO-AGE | SOLAR-V1-NO-AGE | SOLAR-V1-NO-AGE | SOLAR-V1-NO-AGE
CAN | Canada | Chiblow Lake |  | CAN0007752 | 1.7 | 46.3126 | -83.0655 | Hydro |  |  |  |  | 1149377 Ontario Limited | Natural Resources Canada | ftp://ftp.maps.canada.ca/pub/nacei_cnaie/energy_infrastructure/PowerPlantsRenewGE1MW_NorthAmerica_201708.xlsx | Natural Resources Canada |  | 2017 | [8 empty] | 3.46 | 3.46 | 3.59 | 3.47 | 3.48 | SOLAR-V1-NO-AGE | SOLAR-V1-NO-AGE | SOLAR-V1-NO-AGE | SOLAR-V1-NO-AGE | SOLAR-V1-NO-AGE
CAN | Canada | Red Rock Falls |  | CAN0008284 | 41 | 46.3150 | -83.2905 | Hydro |  |  |  |  | Brookfield Renewable Power Inc | Natural Resources Canada | ftp://ftp.maps.canada.ca/pub/nacei_cnaie/energy_infrastructure/PowerPlantsRenewGE1MW_NorthAmerica_201708.xlsx | Natural Resources Canada | 29028 | 2017 | [8 empty] | 174.31 | 177.21 | 175.46 | 183.43 | 181.7 | SOLAR-V1-NO-AGE | SOLAR-V1-NO-AGE | SOLAR-V1-NO-AGE | SOLAR-V1-NO-AGE | SOLAR-V1-NO-AGE
CAN | Canada | Wabageshik |  | CAN0008512 | 3.4 | 46.3163 | -81.5207 | Hydro | [5 empty] | Natural Resources Canada | ftp://ftp.maps.canada.ca/pub/nacei_cnaie/energy_infrastructure/PowerPlantsRenewGE1MW_NorthAmerica_201708.xlsx | Natural Resources Canada | 22930 | 2015 | [8 empty] | 13.22 | 13.71 | 13.92 | 13.87 | 13.71 | SOLAR-V1-NO-AGE | SOLAR-V1-NO-AGE | SOLAR-V1-NO-AGE | SOLAR-V1-NO-AGE | SOLAR-V1-NO-AGE
CAN | Canada | Nairn |  | CAN0008153 | 4.5 | 46.3440 | -81.5734 | Hydro | [5 empty] | Natural Resources Canada | ftp://ftp.maps.canada.ca/pub/nacei_cnaie/energy_infrastructure/PowerPlantsRenewGE1MW_NorthAmerica_201708.xlsx | Natural Resources Canada | 22928 | 2000 | [8 empty] | 19.63 | 19.71 | 19.56 | 20.33 | 19.17 | SOLAR-V1-NO-AGE | SOLAR-V1-NO-AGE | SOLAR-V1-NO-AGE | SOLAR-V1-NO-AGE | SOLAR-V1-NO-AGE
CAN | Canada | West Nipissing |  | CAN0008546 | 8.7 | 46.3695 | -79.9357 | Hydro |  |  |  |  | West Nipissing Power Generation | Natural Resources Canada | ftp://ftp.maps.canada.ca/pub/nacei_cnaie/energy_infrastructure/PowerPlantsRenewGE1MW_NorthAmerica_201708.xlsx | Natural Resources Canada | 25344 | 2017 | [8 empty] | 37.88 | 38.89 | 38.62 | 37.94 | 38.89 | SOLAR-V1-NO-AGE | SOLAR-V1-NO-AGE | SOLAR-V1-NO-AGE | SOLAR-V1-NO-AGE | SOLAR-V1-NO-AGE
CAN | Canada | Otto Holden |  | CAN0002201 | 243 | 46.3784 | -78.7276 | Hydro |  |  |  |  | Ontario Power Generation (OPG) | Natural Resources Canada | http://ftp.maps.canada.ca/pub/nacei_cnaie/energy_infrastructure/PowerPlantsAllGE100MW_NorthAmerica_201708.xlsx | Natural Resources Canada | 29022 | 2017 | [8 empty] | 983.74 | 983.74 | 981.41 | 931.34 | 983.74 | SOLAR-V1-NO-AGE | SOLAR-V1-NO-AGE | SOLAR-V1-NO-AGE | SOLAR-V1-NO-AGE | SOLAR-V1-NO-AGE
CAN | Canada | High Falls (Worthington) |  | CAN0007944 | 19.3 | 46.3792 | -81.5696 | Hydro | [5 empty] | Natural Resources Canada | ftp://ftp.maps.canada.ca/pub/nacei_cnaie/energy_infrastructure/PowerPlantsRenewGE1MW_NorthAmerica_201708.xlsx | Natural Resources Canada |  | 2000 | [8 empty] | 88.08 | 88.36 | 84.35 | 88.85 | 88.43 | SOLAR-V1-NO-AGE | SOLAR-V1-NO-AGE | SOLAR-V1-NO-AGE | SOLAR-V1-NO-AGE | SOLAR-V1-NO-AGE
CAN | Canada | Big Eddy Inco |  | CAN0007672 | 27.6 | 46.3839 | -81.5781 | Hydro |  |  |  |  | Vale Canada Limited/Vale Canada Limi | Natural Resources Canada | ftp://ftp.maps.canada.ca/pub/nacei_cnaie/energy_infrastructure/PowerPlantsRenewGE1MW_NorthAmerica_201708.xlsx | Natural Resources Canada | 22926 | 2000 | [8 empty] | 102.61 | 103.02 | 96.13 | 102.50 | 103.12 | SOLAR-V1-NO-AGE | SOLAR-V1-NO-AGE | SOLAR-V1-NO-AGE | SOLAR-V1-NO-AGE | SOLAR-V1-NO-AGE
CAN | Canada | Centrale LefranÃ§ois |  | CAN0008586 | 7.9 | 46.4235 | -72.9684 | Hydro |  |  |  |  | Innergex Inc | Natural Resources Canada | ftp://ftp.maps.canada.ca/pub/nacei_cnaie/energy_infrastructure/PowerPlantsRenewGE1MW_NorthAmerica_201708.xlsx | Natural Resources Canada |  | 2017 | [8 empty] | 28.45 | 30.25 | 26.85 | 31.96 | 30.41 | NO-ESTIMATION | NO-ESTIMATION | NO-ESTIMATION | NO-ESTIMATION | CAPACITY-FACTOR-V1
CAN | Canada | Wells |  | CAN0002256 | 239 | 46.4315 | -83.3859 | Hydro |  |  |  |  | Brookfield Renewable Power Inc | Natural Resources Canada | http://ftp.maps.canada.ca/pub/nacei_cnaie/energy_infrastructure/PowerPlantsAllGE100MW_NorthAmerica_201708.xlsx | Natural Resources Canada |  | 2017 | [8 empty] | 828.96 | 857.49 | 676.19 | 673.00 | 831.78 | SOLAR-V1-NO-AGE | SOLAR-V1-NO-AGE | SOLAR-V1-NO-AGE | SOLAR-V1-NO-AGE | SOLAR-V1-NO-AGE
CAN | Canada | Rayner |  | CAN0008282 | 46 | 46.4337 | -83.3838 | Hydro |  |  |  |  | Brookfield Renewable Power Inc | Natural Resources Canada | ftp://ftp.maps.canada.ca/pub/nacei_cnaie/energy_infrastructure/PowerPlantsRenewGE1MW_NorthAmerica_201708.xlsx | Natural Resources Canada | 28984 | 2017 | [8 empty] | 205.24 | 205.24 | 169.38 | 168.88 | 203.57 | SOLAR-V1-NO-AGE | SOLAR-V1-NO-AGE | SOLAR-V1-NO-AGE | SOLAR-V1-NO-AGE | SOLAR-V1-NO-AGE
CAN | Canada | La Gabelle |  | CAN0002172 | 131 | 46.4491 | -72.7393 | Hydro |  |  |  |  | Hydro-QuÃ©bec | Natural Resources Canada | http://ftp.maps.canada.ca/pub/nacei_cnaie/energy_infrastructure/PowerPlantsAllGE100MW_NorthAmerica_201708.xlsx | Natural Resources Canada | 22631 | 2017 | [8 empty] | 561.85 | 561.85 | 567.49 | 564.96 | 658.5 | SOLAR-V1-NO-AGE | SOLAR-V1-NO-AGE | SOLAR-V1-NO-AGE | SOLAR-V1-NO-AGE | SOLAR-V1-NO-AGE
CAN | Canada | Crystal Falls |  | CAN0007791 | 8 | 46.4501 | -79.8629 | Hydro | [5 empty] | Natural Resources Canada | ftp://ftp.maps.canada.ca/pub/nacei_cnaie/energy_infrastructure/PowerPlantsRenewGE1MW_NorthAmerica_201708.xlsx | Natural Resources Canada | 28973 | 2017 | [8 empty] | 34.84 | 35.76 | 35.52 | 34.88 | 35.76 | SOLAR-V1-NO-AGE | SOLAR-V1-NO-AGE | SOLAR-V1-NO-AGE | SOLAR-V1-NO-AGE | SOLAR-V1-NO-AGE
CAN | Canada | Coniston |  | CAN0007780 | 4 | 46.4746 | -80.8183 | Hydro | [5 empty] | Natural Resources Canada | ftp://ftp.maps.canada.ca/pub/nacei_cnaie/energy_infrastructure/PowerPlantsRenewGE1MW_NorthAmerica_201708.xlsx | Natural Resources Canada | 28974 | 2017 | [8 empty] | 17.68 | 17.70 | 17.01 | 17.01 | 18.04 | SOLAR-V1-NO-AGE | SOLAR-V1-NO-AGE | SOLAR-V1-NO-AGE | SOLAR-V1-NO-AGE | SOLAR-V1-NO-AGE
CAN | Canada | Clergue |  | CAN0007775 | 52 | 46.5148 | -84.3472 | Hydro |  |  |  |  | Brookfield Renewable Power Inc | Natural Resources Canada | ftp://ftp.maps.canada.ca/pub/nacei_cnaie/energy_infrastructure/PowerPlantsRenewGE1MW_NorthAmerica_201708.xlsx | Natural Resources Canada | 21368 | 2017 | [8 empty] | 307.71 | 307.71 | 245.23 | 283.42 | 307.71 | SOLAR-V1-NO-AGE | SOLAR-V1-NO-AGE | SOLAR-V1-NO-AGE | SOLAR-V1-NO-AGE | SOLAR-V1-NO-AGE
CAN | Canada | Stinson |  | CAN0008433 | 5 | 46.5213 | -80.7104 | Hydro | [5 empty] | Natural Resources Canada | ftp://ftp.maps.canada.ca/pub/nacei_cnaie/energy_infrastructure/PowerPlantsRenewGE1MW_NorthAmerica_201708.xlsx | Natural Resources Canada | 29045 | 2017 | [8 empty] | 21.42 | 21.45 | 20.59 | 20.59 | 21.88 | NO-ESTIMATION | NO-ESTIMATION | NO-ESTIMATION | NO-ESTIMATION | CAPACITY-FACTOR-V1
CAN | Canada | Wreck Cove |  | CAN0002259 | 200 | 46.5314 | -60.4402 | Hydro | [5 empty] | Natural Resources Canada | http://ftp.maps.canada.ca/pub/nacei_cnaie/energy_infrastructure/PowerPlantsAllGE100MW_NorthAmerica_201708.xlsx | Natural Resources Canada | 28524 | 2017 | [8 empty] | 557.00 | 557.00 | 557.00 | 558.53 | 557 | NO-ESTIMATION | NO-ESTIMATION | NO-ESTIMATION | NO-ESTIMATION | CAPACITY-FACTOR-V1
CAN | Canada | Shawinigan-3 |  | CAN0002235 | 194 | 46.5338 | -72.7656 | Hydro |  |  |  |  | Hydro-QuÃ©bec | Natural Resources Canada | http://ftp.maps.canada.ca/pub/nacei_cnaie/energy_infrastructure/PowerPlantsAllGE100MW_NorthAmerica_201708.xlsx | Natural Resources Canada | 22683 | 2017 | [8 empty] | 834.63 | 834.63 | 842.98 | 839.24 | 834.63 | HYDRO-V1 | HYDRO-V1 | HYDRO-V1 | HYDRO-V1 | HYDRO-V1
CAN | Canada | Shawinigan-2 |  | CAN0002234 | 200 | 46.5359 | -72.7673 | Hydro |  |  |  |  | Hydro-QuÃ©bec | Natural Resources Canada | http://ftp.maps.canada.ca/pub/nacei_cnaie/energy_infrastructure/PowerPlantsAllGE100MW_NorthAmerica_201708.xlsx | Natural Resources Canada | 22681 | 2017 | [8 empty] | 860.44 | 860.44 | 869.05 | 865.20 | 860.44 | HYDRO-V1 | HYDRO-V1 | HYDRO-V1 | HYDRO-V1 | HYDRO-V1
CAN | Canada | Beechwood |  | CAN0002108 | 112 | 46.5428 | -67.6687 | Hydro | [5 empty] | Natural Resources Canada | http://ftp.maps.canada.ca/pub/nacei_cnaie/energy_infrastructure/PowerPlantsAllGE100MW_NorthAmerica_201708.xlsx | Natural Resources Canada | 27391 | 2017 | [8 empty] | 476.03 | 521.56 | 521.56 | 477.33 | 523.39 | NO-ESTIMATION | NO-ESTIMATION | NO-ESTIMATION | NO-ESTIMATION | CAPACITY-FACTOR-V1
CAN | Canada | Saint-Narcisse |  | CAN0008327 | 15 | 46.5484 | -72.4102 | Hydro |  |  |  |  | Hydro-QuÃ©bec | Natural Resources Canada | ftp://ftp.maps.canada.ca/pub/nacei_cnaie/energy_infrastructure/PowerPlantsRenewGE1MW_NorthAmerica_201708.xlsx | Natural Resources Canada | 38120 | 2017 | [8 empty] | 68.45 | 68.63 | 71.76 | 68.01 | 70.95 | HYDRO-V1 | HYDRO-V1 | HYDRO-V1 | HYDRO-V1 | HYDRO-V1
CAN | Canada | Thibaudeau-Ricard |  | CAN0008467 | 5.3 | 46.5529 | -72.7587 | Hydro |  |  |  |  | Thibaudeau-Ricard Inc | Natural Resources Canada | ftp://ftp.maps.canada.ca/pub/nacei_cnaie/energy_infrastructure/PowerPlantsRenewGE1MW_NorthAmerica_201708.xlsx | Natural Resources Canada | 70463 | 2017 | [8 empty] | 17.12 | 17.12 | 17.40 | 18.42 | 18.45 | NO-ESTIMATION | NO-ESTIMATION | NO-ESTIMATION | NO-ESTIMATION | CAPACITY-FACTOR-V1
CAN | Canada | Daniel-Larocque (Mont-Laurier) |  | CAN0007796 | 2.7 | 46.5547 | -75.4999 | Hydro |  |  |  |  | Algonquin Power | Natural Resources Canada | ftp://ftp.maps.canada.ca/pub/nacei_cnaie/energy_infrastructure/PowerPlantsRenewGE1MW_NorthAmerica_201708.xlsx | Natural Resources Canada | 22709 | 2017 | [8 empty] | 11.51 | 11.49 | 10.45 | 12.28 | 11.43 | HYDRO-V1 | HYDRO-V1 | HYDRO-V1 | HYDRO-V1 | HYDRO-V1
CAN | Canada | Gisborne |  | CAN0007884 | 3.5 | 46.5677 | -60.5252 | Hydro | [5 empty] | Natural Resources Canada | ftp://ftp.maps.canada.ca/pub/nacei_cnaie/energy_infrastructure/PowerPlantsRenewGE1MW_NorthAmerica_201708.xlsx | Natural Resources Canada | 28487 | 2000 | [8 empty] | 8.04 | 8.04 | 8.04 | 8.06 | 8.04 | SOLAR-V1-NO-AGE | SOLAR-V1-NO-AGE | SOLAR-V1-NO-AGE | SOLAR-V1-NO-AGE | SOLAR-V1-NO-AGE
CAN | Canada | Rocher-de-Grand-MÃ¨re |  | CAN0002224 | 230 | 46.6139 | -72.6751 | Hydro |  |  |  |  | Hydroelectric | Natural Resources Canada | http://ftp.maps.canada.ca/pub/nacei_cnaie/energy_infrastructure/PowerPlantsAllGE100MW_NorthAmerica_201708.xlsx | Natural Resources Canada | 54300 | 2017 | [8 empty] | 926.05 | 926.05 | 932.37 | 927.75 | 954.82 | NO-ESTIMATION | NO-ESTIMATION | NO-ESTIMATION | NO-ESTIMATION | CAPACITY-FACTOR-V1
CAN | Canada | Grand-MÃ¨re |  | CAN0007911 | 67 | 46.6152 | -72.6793 | Hydro |  |  |  |  | Hydro-QuÃ©bec | Natural Resources Canada | ftp://ftp.maps.canada.ca/pub/nacei_cnaie/energy_infrastructure/PowerPlantsRenewGE1MW_NorthAmerica_201708.xlsx | Natural Resources Canada | 22620 | 2017 | [8 empty] | 316.19 | 316.19 | 311.23 | 317.86 | 316.19 | SOLAR-V1-NO-AGE | SOLAR-V1-NO-AGE | SOLAR-V1-NO-AGE | SOLAR-V1-NO-AGE | SOLAR-V1-NO-AGE
CAN | Canada | Moose Rapids |  | CAN0008144 | 1.4 | 46.6292 | -80.6646 | Hydro |  |  |  |  | Canadian Hydro Developers Inc | Natural Resources Canada | ftp://ftp.maps.canada.ca/pub/nacei_cnaie/energy_infrastructure/PowerPlantsRenewGE1MW_NorthAmerica_201708.xlsx | Natural Resources Canada | 30138 | 2017 | [8 empty] | 6.13 | 6.13 | 5.96 | 5.96 | 6.25 | HYDRO-V1 | HYDRO-V1 | HYDRO-V1 | HYDRO-V1 | HYDRO-V1
CAN | Canada | Jean-GuÃ©rin |  | CAN0007976 | 5.9 | 46.6353 | -71.0477 | Hydro |  |  |  |  | SociÃ©tÃ© d'Ã‰nergie Columbus Inc | Natural Resources Canada | ftp://ftp.maps.canada.ca/pub/nacei_cnaie/energy_infrastructure/PowerPlantsRenewGE1MW_NorthAmerica_201708.xlsx | Natural Resources Canada | 45732 | 2017 | [8 empty] | 22.35 | 21.17 | 20.28 | 21.95 | 23.7 | HYDRO-V1 | HYDRO-V1 | HYDRO-V1 | HYDRO-V1 | HYDRO-V1
CAN | Canada | Donnacona |  | CAN0007818 | 4.8 | 46.6785 | -71.7458 | Hydro |  |  |  |  | Algonquin Power | Natural Resources Canada | ftp://ftp.maps.canada.ca/pub/nacei_cnaie/energy_infrastructure/PowerPlantsRenewGE1MW_NorthAmerica_201708.xlsx | Natural Resources Canada | 49049 | 2017 | [8 empty] | 21.38 | 21.26 | 21.33 | 21.98 | 22.23 | HYDRO-V1 | HYDRO-V1 | HYDRO-V1 | HYDRO-V1 | HYDRO-V1
CAN | Canada | Saint-Alban |  | CAN0008319 | 8.2 | 46.7100 | -72.0768 | Hydro |  |  |  |  | Algonquin Power | Natural Resources Canada | ftp://ftp.maps.canada.ca/pub/nacei_cnaie/energy_infrastructure/PowerPlantsRenewGE1MW_NorthAmerica_201708.xlsx | Natural Resources Canada | 32862 | 2017 | [8 empty] | 34.76 | 34.76 | 34.62 | 34.57 | 35.53 | NO-ESTIMATION | NO-ESTIMATION | NO-ESTIMATION | NO-ESTIMATION | CAPACITY-FACTOR-V1
CAN | Canada | Chutes-de-la-ChaudiÃ¨re |  | CAN0007771 | 25 | 46.7154 | -71.2850 | Hydro |  |  |  |  | Innergex Inc | Natural Resources Canada | ftp://ftp.maps.canada.ca/pub/nacei_cnaie/energy_infrastructure/PowerPlantsRenewGE1MW_NorthAmerica_201708.xlsx | Natural Resources Canada | 38128 | 2017 | [8 empty] | 103.30 | 98.94 | 94.47 | 100.26 | 103.16 | NO-ESTIMATION | NO-ESTIMATION | NO-ESTIMATION | NO-ESTIMATION | CAPACITY-FACTOR-V1
CAN | Canada | Mercier |  | CAN0008114 | 55 | 46.7173 | -75.9825 | Hydro |  |  |  |  | Hydro-QuÃ©bec | Natural Resources Canada | ftp://ftp.maps.canada.ca/pub/nacei_cnaie/energy_infrastructure/PowerPlantsRenewGE1MW_NorthAmerica_201708.xlsx | Natural Resources Canada | 53524 | 2017 | [8 empty] | 277.91 | 295.68 | 267.07 | 291.57 | 283.46 | NO-ESTIMATION | NO-ESTIMATION | NO-ESTIMATION | NO-ESTIMATION | CAPACITY-FACTOR-V1
CAN | Canada | McDougall |  | CAN0008103 | 8.6 | 46.7405 | -71.6955 | Hydro |  |  |  |  | Fiducie R.S.P. Hydro Inc/ Boralex Inc | Natural Resources Canada | ftp://ftp.maps.canada.ca/pub/nacei_cnaie/energy_infrastructure/PowerPlantsRenewGE1MW_NorthAmerica_201708.xlsx | Natural Resources Canada | 15680 | 2017 | [8 empty] | 37.49 | 37.27 | 37.40 | 38.55 | 39 | NO-ESTIMATION | NO-ESTIMATION | NO-ESTIMATION | NO-ESTIMATION | CAPACITY-FACTOR-V1
CAN | Canada | Bird-1-2 |  | CAN0007677 | 4.8 | 46.7489 | -71.7104 | Hydro |  |  |  |  | Fiducie R.S.P. Hydro Inc/ Boralex Inc | Natural Resources Canada | ftp://ftp.maps.canada.ca/pub/nacei_cnaie/energy_infrastructure/PowerPlantsRenewGE1MW_NorthAmerica_201708.xlsx | Natural Resources Canada |  | 2017 | [8 empty] | 21.38 | 21.26 | 21.33 | 21.98 | 22.23 | NO-ESTIMATION | NO-ESTIMATION | NO-ESTIMATION | NO-ESTIMATION | CAPACITY-FACTOR-V1
CAN | Canada | Tobique |  | CAN0008477 | 20 | 46.7801 | -67.6953 | Hydro | [5 empty] | Natural Resources Canada | ftp://ftp.maps.canada.ca/pub/nacei_cnaie/energy_infrastructure/PowerPlantsRenewGE1MW_NorthAmerica_201708.xlsx | Natural Resources Canada | 27410 | 2017 | [8 empty] | 79.99 | 79.95 | 80.51 | 82.93 | 81.24 | NO-ESTIMATION | NO-ESTIMATION | NO-ESTIMATION | NO-ESTIMATION | CAPACITY-FACTOR-V1
CAN | Canada | Chutes-Ã -Gorry |  | CAN0007770 | 10.8 | 46.7904 | -72.0082 | Hydro |  |  |  |  | SociÃ©tÃ© d'Ã‰nergie Columbus Inc | Natural Resources Canada | ftp://ftp.maps.canada.ca/pub/nacei_cnaie/energy_infrastructure/PowerPlantsRenewGE1MW_NorthAmerica_201708.xlsx | Natural Resources Canada | 15983 | 2017 | [8 empty] | 46.58 | 46.58 | 46.41 | 46.34 | 47.6 | HYDRO-V1 | HYDRO-V1 | HYDRO-V1 | HYDRO-V1 | HYDRO-V1
CAN | Canada | Saint-RaphaÃ«l |  | CAN0008329 | 3.5 | 46.7982 | -70.7366 | Hydro |  |  |  |  | Algonquin Power | Natural Resources Canada | ftp://ftp.maps.canada.ca/pub/nacei_cnaie/energy_infrastructure/PowerPlantsRenewGE1MW_NorthAmerica_201708.xlsx | Natural Resources Canada |  | 2017 | [8 empty] | 11.16 | 10.48 | 10.60 | 11.98 | 12.26 | HYDRO-V1 | HYDRO-V1 | HYDRO-V1 | HYDRO-V1 | HYDRO-V1
CAN | Canada | Tinker |  | CAN0008475 | 36.8 | 46.8097 | -67.7665 | Hydro |  |  |  |  | Algonquin Power | Natural Resources Canada | ftp://ftp.maps.canada.ca/pub/nacei_cnaie/energy_infrastructure/PowerPlantsRenewGE1MW_NorthAmerica_201708.xlsx | Natural Resources Canada | 25447 | 2017 | [8 empty] | 137.88 | 146.67 | 137.36 | 147.07 | 140.33 | NO-ESTIMATION | NO-ESTIMATION | NO-ESTIMATION | NO-ESTIMATION | CAPACITY-FACTOR-V1
CAN | Canada | Glenford |  | CAN0007892 | 5 | 46.8385 | -71.9405 | Hydro |  |  |  |  | Algonquin Power | Natural Resources Canada | ftp://ftp.maps.canada.ca/pub/nacei_cnaie/energy_infrastructure/PowerPlantsRenewGE1MW_NorthAmerica_201708.xlsx | Natural Resources Canada |  | 2017 | [8 empty] | 21.14 | 21.14 | 21.06 | 21.03 | 21.61 | HYDRO-V1 | HYDRO-V1 | HYDRO-V1 | HYDRO-V1 | HYDRO-V1
CAN | Canada | Marches-Naturelles |  | CAN0008089 | 4.2 | 46.8941 | -71.1587 | Hydro |  |  |  |  | Boralex Ã‰nergie (SociÃ©tÃ© en Commandite) /Boralex Inc | Natural Resources Canada | ftp://ftp.maps.canada.ca/pub/nacei_cnaie/energy_infrastructure/PowerPlantsRenewGE1MW_NorthAmerica_201708.xlsx | Natural Resources Canada |  | 2017 | [8 empty] | 18.87 | 16.85 | 17.17 | 17.45 | 17.87 | HYDRO-V1 | HYDRO-V1 | HYDRO-V1 | HYDRO-V1 | HYDRO-V1
CAN | Canada | Aubrey Falls |  | CAN0002101 | 162 | 46.9095 | -83.2129 | Hydro |  |  |  |  | Brookfield Renewable Power Inc | Natural Resources Canada | http://ftp.maps.canada.ca/pub/nacei_cnaie/energy_infrastructure/PowerPlantsAllGE100MW_NorthAmerica_201708.xlsx | Natural Resources Canada | 28952 | 2017 | [8 empty] | 511.50 | 509.73 | 495.03 | 496.38 | 513 | NO-ESTIMATION | NO-ESTIMATION | NO-ESTIMATION | NO-ESTIMATION | CAPACITY-FACTOR-V1
CAN | Canada | Montmagny |  | CAN0008142 | 2.1 | 46.9872 | -70.5492 | Hydro |  |  |  |  | Innergex Montmagny (SociÃ©tÃ© en Commandite) | Natural Resources Canada | ftp://ftp.maps.canada.ca/pub/nacei_cnaie/energy_infrastructure/PowerPlantsRenewGE1MW_NorthAmerica_201708.xlsx | Natural Resources Canada | 50264 | 2017 | [8 empty] | 4.96 | 4.96 | 4.96 | 4.98 | 4.96 | NO-ESTIMATION | NO-ESTIMATION | NO-ESTIMATION | NO-ESTIMATION | CAPACITY-FACTOR-V1
CAN | Canada | Grand Falls / Grand Sault |  | CAN0007903 | 66 | 47.0429 | -67.7369 | Hydro | [5 empty] | Natural Resources Canada | ftp://ftp.maps.canada.ca/pub/nacei_cnaie/energy_infrastructure/PowerPlantsRenewGE1MW_NorthAmerica_201708.xlsx | Natural Resources Canada |  | 2017 | [8 empty] | 305.58 | 305.58 | 303.37 | 306.42 | 309.34 | NO-ESTIMATION | NO-ESTIMATION | NO-ESTIMATION | NO-ESTIMATION | CAPACITY-FACTOR-V1
CAN | Canada | Centrale Hydro-Canyon Saint-Joachim |  | CAN0008585 | 23.2 | 47.0720 | -70.8770 | Hydro |  |  |  |  | SociÃ©tÃ© Hydro-Canyon Saint-Joachim Inc | Natural Resources Canada | ftp://ftp.maps.canada.ca/pub/nacei_cnaie/energy_infrastructure/PowerPlantsRenewGE1MW_NorthAmerica_201708.xlsx | Natural Resources Canada |  | 2017 | [8 empty] | 81.95 | 84.71 | 79.00 | 85.14 | 85.4 | NO-ESTIMATION | NO-ESTIMATION | NO-ESTIMATION | NO-ESTIMATION | CAPACITY-FACTOR-V1
CAN | Canada | Cape Broyle |  | CAN0007724 | 6.3 | 47.0959 | -52.9372 | Hydro | [5 empty] | Natural Resources Canada | ftp://ftp.maps.canada.ca/pub/nacei_cnaie/energy_infrastructure/PowerPlantsRenewGE1MW_NorthAmerica_201708.xlsx | Natural Resources Canada | 27697 | 2014 | [8 empty] | 14.90 | 14.90 | 14.90 | 14.94 | 14.9 | NO-ESTIMATION | NO-ESTIMATION | NO-ESTIMATION | NO-ESTIMATION | CAPACITY-FACTOR-V1
CAN | Canada | Sept-Chutes |  | CAN0008349 | 22 | 47.1227 | -70.8286 | Hydro |  |  |  |  | Hydro-QuÃ©bec | Natural Resources Canada | ftp://ftp.maps.canada.ca/pub/nacei_cnaie/energy_infrastructure/PowerPlantsRenewGE1MW_NorthAmerica_201708.xlsx | Natural Resources Canada | 22679 | 2017 | [8 empty] | 77.65 | 80.27 | 74.85 | 80.68 | 80.92 | HYDRO-V1 | HYDRO-V1 | HYDRO-V1 | HYDRO-V1 | HYDRO-V1
CAN | Canada | Matabitchuan |  | CAN0008095 | 10 | 47.1233 | -79.4946 | Hydro | [5 empty] | Natural Resources Canada | ftp://ftp.maps.canada.ca/pub/nacei_cnaie/energy_infrastructure/PowerPlantsRenewGE1MW_NorthAmerica_201708.xlsx | Natural Resources Canada | 29011 | 2017 | [8 empty] | 32.74 | 36.45 | 35.25 | 34.20 | 36.45 | HYDRO-V1 | HYDRO-V1 | HYDRO-V1 | HYDRO-V1 | HYDRO-V1
CAN | Canada | Horse Chops |  | CAN0007952 | 8.3 | 47.1320 | -52.9816 | Hydro | [5 empty] | Natural Resources Canada | ftp://ftp.maps.canada.ca/pub/nacei_cnaie/energy_infrastructure/PowerPlantsRenewGE1MW_NorthAmerica_201708.xlsx | Natural Resources Canada | 27701 | 2014 | [8 empty] | 18.54 | 18.54 | 18.54 | 18.59 | 18.54 | HYDRO-V1 | HYDRO-V1 | HYDRO-V1 | HYDRO-V1 | HYDRO-V1
CAN | Canada | Lower Notch |  | CAN0002186 | 274 | 47.1389 | -79.4541 | Hydro | [5 empty] | Natural Resources Canada | http://ftp.maps.canada.ca/pub/nacei_cnaie/energy_infrastructure/PowerPlantsAllGE100MW_NorthAmerica_201708.xlsx | Natural Resources Canada | 29006 | 2017 | [8 empty] | 1033.84 | 1033.84 | 1033.84 | 1065.52 | 1033.84 | SOLAR-V1-NO-AGE | SOLAR-V1-NO-AGE | SOLAR-V1-NO-AGE | SOLAR-V1-NO-AGE | SOLAR-V1-NO-AGE
CAN | Canada | Rocky Pond |  | CAN0008302 | 3.3 | 47.2104 | -52.8950 | Hydro | [5 empty] | Natural Resources Canada | ftp://ftp.maps.canada.ca/pub/nacei_cnaie/energy_infrastructure/PowerPlantsRenewGE1MW_NorthAmerica_201708.xlsx | Natural Resources Canada | 27719 | 2014 | [8 empty] | 7.58 | 7.58 | 7.58 | 7.60 | 7.58 | HYDRO-V1 | HYDRO-V1 | HYDRO-V1 | HYDRO-V1 | HYDRO-V1
CAN | Canada | Tors Cove |  | CAN0008480 | 6.9 | 47.2107 | -52.8483 | Hydro | [5 empty] | Natural Resources Canada | ftp://ftp.maps.canada.ca/pub/nacei_cnaie/energy_infrastructure/PowerPlantsRenewGE1MW_NorthAmerica_201708.xlsx | Natural Resources Canada | 27728 | 2014 | [8 empty] | 16.32 | 16.32 | 16.32 | 16.36 | 16.32 | NO-ESTIMATION | NO-ESTIMATION | NO-ESTIMATION | NO-ESTIMATION | CAPACITY-FACTOR-V1
CAN | Canada | Hogg |  | CAN0007949 | 18 | 47.2134 | -84.6188 | Hydro |  |  |  |  | Brookfield Renewable Power Inc | Natural Resources Canada | ftp://ftp.maps.canada.ca/pub/nacei_cnaie/energy_infrastructure/PowerPlantsRenewGE1MW_NorthAmerica_201708.xlsx | Natural Resources Canada | 21372 | 2017 | [8 empty] | 80.39 | 80.39 | 80.85 | 80.78 | 82.85 | NO-ESTIMATION | NO-ESTIMATION | NO-ESTIMATION | NO-ESTIMATION | CAPACITY-FACTOR-V1
CAN | Canada | Andrews |  | CAN0007616 | 47 | 47.2386 | -84.6461 | Hydro |  |  |  |  | Brookfield Renewable Power Inc | Natural Resources Canada | ftp://ftp.maps.canada.ca/pub/nacei_cnaie/energy_infrastructure/PowerPlantsRenewGE1MW_NorthAmerica_201708.xlsx | Natural Resources Canada | 21366 | 2017 | [8 empty] | 173.45 | 173.45 | 174.68 | 174.39 | 174.83 | NO-ESTIMATION | NO-ESTIMATION | NO-ESTIMATION | NO-ESTIMATION | CAPACITY-FACTOR-V1
CAN | Canada | Gartshore |  | CAN0007878 | 23 | 47.2402 | -84.5835 | Hydro |  |  |  |  | Brookfield Renewable Power Inc | Natural Resources Canada | ftp://ftp.maps.canada.ca/pub/nacei_cnaie/energy_infrastructure/PowerPlantsRenewGE1MW_NorthAmerica_201708.xlsx | Natural Resources Canada | 21369 | 2017 | [8 empty] | 90.04 | 90.04 | 90.64 | 90.52 | 93.12 | HYDRO-V1 | HYDRO-V1 | HYDRO-V1 | HYDRO-V1 | HYDRO-V1
CAN | Canada | Mobile |  | CAN0008138 | 12 | 47.2479 | -52.8418 | Hydro | [5 empty] | Natural Resources Canada | ftp://ftp.maps.canada.ca/pub/nacei_cnaie/energy_infrastructure/PowerPlantsRenewGE1MW_NorthAmerica_201708.xlsx | Natural Resources Canada |  | 2014 | [8 empty] | 27.28 | 27.28 | 27.28 | 27.36 | 27.28 | HYDRO-V1 | HYDRO-V1 | HYDRO-V1 | HYDRO-V1 | HYDRO-V1
CAN | Canada | Morris |  | CAN0008147 | 1.1 | 47.2537 | -52.9358 | Hydro | [5 empty] | Natural Resources Canada | ftp://ftp.maps.canada.ca/pub/nacei_cnaie/energy_infrastructure/PowerPlantsRenewGE1MW_NorthAmerica_201708.xlsx | Natural Resources Canada | 27709 | 2014 | [8 empty] | 1.76 | 1.76 | 1.76 | 1.77 | 1.76 | HYDRO-V1 | HYDRO-V1 | HYDRO-V1 | HYDRO-V1 | HYDRO-V1
CAN | Canada | Sisson |  | CAN0008372 | 9 | 47.2660 | -67.2434 | Hydro | [5 empty] | Natural Resources Canada | ftp://ftp.maps.canada.ca/pub/nacei_cnaie/energy_infrastructure/PowerPlantsRenewGE1MW_NorthAmerica_201708.xlsx | Natural Resources Canada | 27408 | 2017 | [8 empty] | 27.34 | 27.53 | 27.96 | 27.41 | 27.29 | NO-ESTIMATION | NO-ESTIMATION | NO-ESTIMATION | NO-ESTIMATION | CAPACITY-FACTOR-V1
CAN | Canada | MacKay |  | CAN0008075 | 62 | 47.2688 | -84.4364 | Hydro |  |  |  |  | Brookfield Renewable Power Inc | Natural Resources Canada | ftp://ftp.maps.canada.ca/pub/nacei_cnaie/energy_infrastructure/PowerPlantsRenewGE1MW_NorthAmerica_201708.xlsx | Natural Resources Canada | 21375 | 2017 | [8 empty] | 228.81 | 228.81 | 230.43 | 230.05 | 230.63 | NO-ESTIMATION | NO-ESTIMATION | NO-ESTIMATION | NO-ESTIMATION | CAPACITY-FACTOR-V1
CAN | Canada | Ragged Chute |  | CAN0008261 | 6.6 | 47.2763 | -79.6714 | Hydro |  |  |  |  | Ragged Chute Energy Inc | Natural Resources Canada | ftp://ftp.maps.canada.ca/pub/nacei_cnaie/energy_infrastructure/PowerPlantsRenewGE1MW_NorthAmerica_201708.xlsx | Natural Resources Canada | 16880 | 2017 | [8 empty] | 34.42 | 34.81 | 31.42 | 32.69 | 34.44 | NO-ESTIMATION | NO-ESTIMATION | NO-ESTIMATION | NO-ESTIMATION | CAPACITY-FACTOR-V1
CAN | Canada | Pierres Brook |  | CAN0008229 | 4.3 | 47.2884 | -52.8210 | Hydro | [5 empty] | Natural Resources Canada | ftp://ftp.maps.canada.ca/pub/nacei_cnaie/energy_infrastructure/PowerPlantsRenewGE1MW_NorthAmerica_201708.xlsx | Natural Resources Canada | 27717 | 2014 | [8 empty] | 8.36 | 8.36 | 8.36 | 8.38 | 8.36 | HYDRO-V1 | HYDRO-V1 | HYDRO-V1 | HYDRO-V1 | HYDRO-V1
CAN | Canada | Hound Chute |  | CAN0007954 | 9 | 47.3047 | -79.6966 | Hydro |  |  |  |  | Umh Energy Partnership An Ontario General Partnership of Ontario Power Generation Inc and Umh Energy Inc | Natural Resources Canada | ftp://ftp.maps.canada.ca/pub/nacei_cnaie/energy_infrastructure/PowerPlantsRenewGE1MW_NorthAmerica_201708.xlsx | Natural Resources Canada | 28993 | 2017 | [8 empty] | 46.44 | 46.97 | 42.35 | 44.08 | 46.47 | NO-ESTIMATION | NO-ESTIMATION | NO-ESTIMATION | NO-ESTIMATION | CAPACITY-FACTOR-V1
CAN | Canada | Edmundston |  | CAN0007838 | 9 | 47.3626 | -68.3236 | Hydro | [5 empty] | Natural Resources Canada | ftp://ftp.maps.canada.ca/pub/nacei_cnaie/energy_infrastructure/PowerPlantsRenewGE1MW_NorthAmerica_201708.xlsx | Natural Resources Canada |  | 2017 | [8 empty] | 36.33 | 35.60 | 36.02 | 36.20 | 36.28 | HYDRO-V1 | HYDRO-V1 | HYDRO-V1 | HYDRO-V1 | HYDRO-V1
CAN | Canada | Nepisiguit Falls |  | CAN0008159 | 11 | 47.4055 | -65.7918 | Hydro | [5 empty] | Natural Resources Canada | ftp://ftp.maps.canada.ca/pub/nacei_cnaie/energy_infrastructure/PowerPlantsRenewGE1MW_NorthAmerica_201708.xlsx | Natural Resources Canada | 17473 | 2017 | [8 empty] | 45.64 | 43.94 | 44.71 | 44.84 | 45.05 | NO-ESTIMATION | NO-ESTIMATION | NO-ESTIMATION | NO-ESTIMATION | CAPACITY-FACTOR-V1
CAN | Canada | La Tuque |  | CAN0002177 | 294 | 47.4446 | -72.7987 | Hydro |  |  |  |  | Hydro-QuÃ©bec | Natural Resources Canada | http://ftp.maps.canada.ca/pub/nacei_cnaie/energy_infrastructure/PowerPlantsAllGE100MW_NorthAmerica_201708.xlsx | Natural Resources Canada | 22632 | 2017 | [8 empty] | 954.31 | 952.37 | 1144.13 | 1235.50 | 1099.11 | NO-ESTIMATION | NO-ESTIMATION | NO-ESTIMATION | NO-ESTIMATION | CAPACITY-FACTOR-V1
CAN | Canada | Seal Cove |  | CAN0008342 | 3.5 | 47.4574 | -53.0678 | Hydro | [5 empty] | Natural Resources Canada | ftp://ftp.maps.canada.ca/pub/nacei_cnaie/energy_infrastructure/PowerPlantsRenewGE1MW_NorthAmerica_201708.xlsx | Natural Resources Canada | 27722 | 2014 | [8 empty] | 12.02 | 12.25 | 12.34 | 12.27 | 11.9 | NO-ESTIMATION | NO-ESTIMATION | NO-ESTIMATION | NO-ESTIMATION | CAPACITY-FACTOR-V1
CAN | Canada | Petty Harbour |  | CAN0008228 | 4.9 | 47.4654 | -52.7123 | Hydro | [5 empty] | Natural Resources Canada | ftp://ftp.maps.canada.ca/pub/nacei_cnaie/energy_infrastructure/PowerPlantsRenewGE1MW_NorthAmerica_201708.xlsx | Natural Resources Canada | 27712 | 2014 | [8 empty] | 9.24 | 9.24 | 9.24 | 9.27 | 9.24 | NO-ESTIMATION | NO-ESTIMATION | NO-ESTIMATION | NO-ESTIMATION | CAPACITY-FACTOR-V1
CAN | Canada | Green River |  | CAN0007915 | 3 | 47.4684 | -68.2354 | Hydro |  |  |  |  | Edmunston Energy | Natural Resources Canada | ftp://ftp.maps.canada.ca/pub/nacei_cnaie/energy_infrastructure/PowerPlantsRenewGE1MW_NorthAmerica_201708.xlsx | Natural Resources Canada | 19078 | 2010 | [8 empty] | 9.99 | 9.99 | 9.88 | 11.16 | 12.01 | NO-ESTIMATION | NO-ESTIMATION | NO-ESTIMATION | NO-ESTIMATION | CAPACITY-FACTOR-V1
CAN | Canada | Topsail |  | CAN0008479 | 2.6 | 47.5395 | -52.9191 | Hydro | [5 empty] | Natural Resources Canada | ftp://ftp.maps.canada.ca/pub/nacei_cnaie/energy_infrastructure/PowerPlantsRenewGE1MW_NorthAmerica_201708.xlsx | Natural Resources Canada | 27729 | 2014 | [8 empty] | 9.08 | 9.30 | 9.36 | 9.32 | 8.87 | NO-ESTIMATION | NO-ESTIMATION | NO-ESTIMATION | NO-ESTIMATION | CAPACITY-FACTOR-V1
CAN | Canada | Beaumont |  | CAN0002107 | 270 | 47.5561 | -72.8362 | Hydro |  |  |  |  | Hydro-QuÃ©bec | Natural Resources Canada | http://ftp.maps.canada.ca/pub/nacei_cnaie/energy_infrastructure/PowerPlantsAllGE100MW_NorthAmerica_201708.xlsx | Natural Resources Canada | 22598 | 2017 | [8 empty] | 1005.69 | 1013.21 | 1103.38 | 1097.63 | 871.83 | NO-ESTIMATION | NO-ESTIMATION | NO-ESTIMATION | NO-ESTIMATION | CAPACITY-FACTOR-V1
CAN | Canada | Belleterre |  | CAN0007661 | 2.2 | 47.5739 | -78.5576 | Hydro |  |  |  |  | Algonquin Power | Natural Resources Canada | ftp://ftp.maps.canada.ca/pub/nacei_cnaie/energy_infrastructure/PowerPlantsRenewGE1MW_NorthAmerica_201708.xlsx | Natural Resources Canada | 49047 | 2017 | [8 empty] | 9.34 | 9.10 | 7.96 | 8.69 | 9.44 | NO-ESTIMATION | NO-ESTIMATION | NO-ESTIMATION | NO-ESTIMATION | CAPACITY-FACTOR-V1
CAN | Canada | Rapides-des-ÃŽles |  | CAN0002215 | 176 | 47.5768 | -79.3546 | Hydro |  |  |  |  | Hydro-QuÃ©bec | Natural Resources Canada | http://ftp.maps.canada.ca/pub/nacei_cnaie/energy_infrastructure/PowerPlantsAllGE100MW_NorthAmerica_201708.xlsx | Natural Resources Canada | 22672 | 2017 | [8 empty] | 760.50 | 784.31 | 794.16 | 784.37 | 791.33 | HYDRO-V1 | HYDRO-V1 | HYDRO-V1 | HYDRO-V1 | HYDRO-V1
CAN | Canada | Rapides-des-Quinze |  | CAN0002216 | 103 | 47.5906 | -79.2944 | Hydro |  |  |  |  | Hydro-QuÃ©bec | Natural Resources Canada | http://ftp.maps.canada.ca/pub/nacei_cnaie/energy_infrastructure/PowerPlantsAllGE100MW_NorthAmerica_201708.xlsx | Natural Resources Canada | 22669 | 2017 | [8 empty] | 487.37 | 502.64 | 509.03 | 515.57 | 507.37 | NO-ESTIMATION | NO-ESTIMATION | NO-ESTIMATION | NO-ESTIMATION | CAPACITY-FACTOR-V1
CAN | Canada | PremiÃ¨re-Chute |  | CAN0002211 | 131 | 47.6007 | -79.4524 | Hydro |  |  |  |  | Hydro-QuÃ©bec | Natural Resources Canada | http://ftp.maps.canada.ca/pub/nacei_cnaie/energy_infrastructure/PowerPlantsAllGE100MW_NorthAmerica_201708.xlsx | Natural Resources Canada | 22664 | 2017 | [8 empty] | 569.70 | 566.05 | 606.29 | 585.12 | 627.11 | NO-ESTIMATION | NO-ESTIMATION | NO-ESTIMATION | NO-ESTIMATION | CAPACITY-FACTOR-V1
CAN | Canada | Paradise River |  | CAN0008209 | 8 | 47.6182 | -54.4315 | Hydro | [5 empty] | Natural Resources Canada | ftp://ftp.maps.canada.ca/pub/nacei_cnaie/energy_infrastructure/PowerPlantsRenewGE1MW_NorthAmerica_201708.xlsx | Natural Resources Canada | 27674 | 2017 | [8 empty] | 23.47 | 24.97 | 24.07 | 23.70 | 23.78 | NO-ESTIMATION | NO-ESTIMATION | NO-ESTIMATION | NO-ESTIMATION | CAPACITY-FACTOR-V1
CAN | Canada | Rose Blanche |  | CAN0008305 | 6 | 47.6519 | -58.7130 | Hydro | [5 empty] | Natural Resources Canada | ftp://ftp.maps.canada.ca/pub/nacei_cnaie/energy_infrastructure/PowerPlantsRenewGE1MW_NorthAmerica_201708.xlsx | Natural Resources Canada | 27721 | 2014 | [8 empty] | 21.20 | 21.42 | 20.80 | 21.22 | 20.94 | NO-ESTIMATION | NO-ESTIMATION | NO-ESTIMATION | NO-ESTIMATION | NO-ESTIMATION
CAN | Canada | Trenche |  | CAN0002251 | 302 | 47.7521 | -72.8783 | Hydro |  |  |  |  | Hydro-QuÃ©bec | Natural Resources Canada | http://ftp.maps.canada.ca/pub/nacei_cnaie/energy_infrastructure/PowerPlantsAllGE100MW_NorthAmerica_201708.xlsx | Natural Resources Canada | 22688 | 2017 | [8 empty] | 1265.65 | 1165.75 | 1175.97 | 1155.84 | 1133.29 | NO-ESTIMATION | NO-ESTIMATION | NO-ESTIMATION | NO-ESTIMATION | CAPACITY-FACTOR-V1
CAN | Canada | Rapide-7 |  | CAN0008269 | 67 | 47.7685 | -78.3102 | Hydro |  |  |  |  | Hydro-QuÃ©bec | Natural Resources Canada | ftp://ftp.maps.canada.ca/pub/nacei_cnaie/energy_infrastructure/PowerPlantsRenewGE1MW_NorthAmerica_201708.xlsx | Natural Resources Canada | 22675 | 2017 | [8 empty] | 311.43 | 314.61 | 250.04 | 269.04 | 311.43 | NO-ESTIMATION | NO-ESTIMATION | NO-ESTIMATION | NO-ESTIMATION | CAPACITY-FACTOR-V1
CAN | Canada | Rapide-des-CÅ“urs |  | CAN0008271 | 76 | 47.7866 | -73.3753 | Hydro |  |  |  |  | Hydro-QuÃ©bec | Natural Resources Canada | ftp://ftp.maps.canada.ca/pub/nacei_cnaie/energy_infrastructure/PowerPlantsRenewGE1MW_NorthAmerica_201708.xlsx | Natural Resources Canada | 54302 | 2017 | [8 empty] | 370.40 | 370.43 | 362.53 | 373.83 | 368.09 | NO-ESTIMATION | NO-ESTIMATION | NO-ESTIMATION | NO-ESTIMATION | CAPACITY-FACTOR-V1
CAN | Canada | Rapide-Blanc |  | CAN0002214 | 204 | 47.7964 | -72.9735 | Hydro |  |  |  |  | Hydro-QuÃ©bec | Natural Resources Canada | http://ftp.maps.canada.ca/pub/nacei_cnaie/energy_infrastructure/PowerPlantsAllGE100MW_NorthAmerica_201708.xlsx | Natural Resources Canada | 22670 | 2017 | [8 empty] | 911.81 | 951.11 | 899.28 | 901.66 | 913.03 | NO-ESTIMATION | NO-ESTIMATION | NO-ESTIMATION | NO-ESTIMATION | CAPACITY-FACTOR-V1
CAN | Canada | RiviÃ¨re-du-Loup |  | CAN0008296 | 2.6 | 47.8305 | -69.5300 | Hydro |  |  |  |  | Algonquin Power | Natural Resources Canada | ftp://ftp.maps.canada.ca/pub/nacei_cnaie/energy_infrastructure/PowerPlantsRenewGE1MW_NorthAmerica_201708.xlsx | Natural Resources Canada |  | 2017 | [8 empty] | 8.17 | 8.09 | 8.05 | 8.64 | 9.2 | HYDRO-V1 | HYDRO-V1 | HYDRO-V1 | HYDRO-V1 | HYDRO-V1
CAN | Canada | Chute |  | CAN0008590 | 3 | 47.8400 | -80.4486 | Hydro |  |  |  |  | Hydro-Electric Power Commission of Ontario | Natural Resources Canada | ftp://ftp.maps.canada.ca/pub/nacei_cnaie/energy_infrastructure/PowerPlantsRenewGE1MW_NorthAmerica_201708.xlsx | Natural Resources Canada |  | 2017 | [8 empty] | 13.10 | 13.16 | 12.83 | 12.83 | 13.12 | HYDRO-V1 | HYDRO-V1 | HYDRO-V1 | HYDRO-V1 | HYDRO-V1
CAN | Canada | Fraser |  | CAN0007868 | 2.9 | 47.8410 | -69.5317 | Hydro |  |  |  |  | Hydro-Fraser Inc | Natural Resources Canada | ftp://ftp.maps.canada.ca/pub/nacei_cnaie/energy_infrastructure/PowerPlantsRenewGE1MW_NorthAmerica_201708.xlsx | Natural Resources Canada | 57509 | 2017 | [8 empty] | 9.11 | 9.03 | 8.98 | 9.64 | 10.26 | NO-ESTIMATION | NO-ESTIMATION | NO-ESTIMATION | NO-ESTIMATION | NO-ESTIMATION
CAN | Canada | Hearts Content |  | CAN0007936 | 3.5 | 47.8628 | -53.3758 | Hydro | [5 empty] | Natural Resources Canada | ftp://ftp.maps.canada.ca/pub/nacei_cnaie/energy_infrastructure/PowerPlantsRenewGE1MW_NorthAmerica_201708.xlsx | Natural Resources Canada | 27699 | 2014 | [8 empty] | 8.04 | 8.04 | 8.04 | 8.06 | 8.04 | SOLAR-V1-NO-AGE | SOLAR-V1-NO-AGE | SOLAR-V1-NO-AGE | SOLAR-V1-NO-AGE | SOLAR-V1-NO-AGE
CAN | Canada | Chute-Allard |  | CAN0007761 | 62 | 47.8929 | -73.7183 | Hydro |  |  |  |  | Hydro-QuÃ©bec | Natural Resources Canada | ftp://ftp.maps.canada.ca/pub/nacei_cnaie/energy_infrastructure/PowerPlantsRenewGE1MW_NorthAmerica_201708.xlsx | Natural Resources Canada | 54301 | 2017 | [8 empty] | 302.16 | 302.16 | 295.75 | 304.97 | 302.19 | HYDRO-V1 | HYDRO-V1 | HYDRO-V1 | HYDRO-V1 | HYDRO-V1
CAN | Canada | Misema |  | CAN0008133 | 3 | 47.8996 | -79.8759 | Hydro |  |  |  |  | TransAlta (100%) | Natural Resources Canada | ftp://ftp.maps.canada.ca/pub/nacei_cnaie/energy_infrastructure/PowerPlantsRenewGE1MW_NorthAmerica_201708.xlsx | Natural Resources Canada | 51201 | 2017 | [8 empty] | 12.59 | 12.53 | 12.23 | 12.15 | 12.23 | HYDRO-V1 | HYDRO-V1 | HYDRO-V1 | HYDRO-V1 | HYDRO-V1
CAN | Canada | McPhail |  | CAN0008107 | 13 | 47.9054 | -84.6705 | Hydro |  |  |  |  | Brookfield Renewable Power Inc | Natural Resources Canada | ftp://ftp.maps.canada.ca/pub/nacei_cnaie/energy_infrastructure/PowerPlantsRenewGE1MW_NorthAmerica_201708.xlsx | Natural Resources Canada | 21374 | 2017 | [8 empty] | 60.45 | 62.19 | 58.39 | 58.21 | 62.39 | HYDRO-V1 | HYDRO-V1 | HYDRO-V1 | HYDRO-V1 | HYDRO-V1
CAN | Canada | Dunford |  | CAN0007823 | 45 | 47.9069 | -84.7156 | Hydro |  |  |  |  | Brookfield Renewable Power Inc | Natural Resources Canada | ftp://ftp.maps.canada.ca/pub/nacei_cnaie/energy_infrastructure/PowerPlantsRenewGE1MW_NorthAmerica_201708.xlsx | Natural Resources Canada | 51015 | 2017 | [8 empty] | 171.51 | 177.56 | 167.24 | 166.53 | 178.22 | NO-ESTIMATION | NO-ESTIMATION | NO-ESTIMATION | NO-ESTIMATION | NO-ESTIMATION
CAN | Canada | Scott Falls |  | CAN0008341 | 22 | 47.9101 | -84.7447 | Hydro |  |  |  |  | Brookfield Renewable Power Inc | Natural Resources Canada | ftp://ftp.maps.canada.ca/pub/nacei_cnaie/energy_infrastructure/PowerPlantsRenewGE1MW_NorthAmerica_201708.xlsx | Natural Resources Canada | 21377 | 2017 | [8 empty] | 91.08 | 94.04 | 86.64 | 86.30 | 94.37 | NO-ESTIMATION | NO-ESTIMATION | NO-ESTIMATION | NO-ESTIMATION | NO-ESTIMATION
CAN | Canada | Rapide-2 |  | CAN0008268 | 67 | 47.9336 | -78.5761 | Hydro |  |  |  |  | Hydro-QuÃ©bec | Natural Resources Canada | ftp://ftp.maps.canada.ca/pub/nacei_cnaie/energy_infrastructure/PowerPlantsRenewGE1MW_NorthAmerica_201708.xlsx | Natural Resources Canada |  | 2017 | [8 empty] | 309.91 | 311.43 | 265.55 | 269.04 | 311.43 | NO-ESTIMATION | NO-ESTIMATION | NO-ESTIMATION | NO-ESTIMATION | NO-ESTIMATION
CAN | Canada | Mission |  | CAN0008134 | 16 | 47.9384 | -84.8373 | Hydro |  |  |  |  | Brookfield Renewable Power Inc | Natural Resources Canada | ftp://ftp.maps.canada.ca/pub/nacei_cnaie/energy_infrastructure/PowerPlantsRenewGE1MW_NorthAmerica_201708.xlsx | Natural Resources Canada | 21376 | 2017 | [8 empty] | 75.68 | 76.33 | 71.79 | 73.84 | 73.48 | HYDRO-V1 | HYDRO-V1 | HYDRO-V1 | HYDRO-V1 | HYDRO-V1
CAN | Canada | Harris |  | CAN0007930 | 12 | 47.9572 | -84.8303 | Hydro |  |  |  |  | Brookfield Renewable Power Inc | Natural Resources Canada | ftp://ftp.maps.canada.ca/pub/nacei_cnaie/energy_infrastructure/PowerPlantsRenewGE1MW_NorthAmerica_201708.xlsx | Natural Resources Canada | 21371 | 2017 | [8 empty] | 47.76 | 47.18 | 42.19 | 33.49 | 45.98 | HYDRO-V1 | HYDRO-V1 | HYDRO-V1 | HYDRO-V1 | HYDRO-V1
CAN | Canada | Hollingsworth |  | CAN0007950 | 23 | 47.9605 | -84.5040 | Hydro |  |  |  |  | Brookfield Renewable Power Inc | Natural Resources Canada | ftp://ftp.maps.canada.ca/pub/nacei_cnaie/energy_infrastructure/PowerPlantsRenewGE1MW_NorthAmerica_201708.xlsx | Natural Resources Canada | 21373 | 2017 | [8 empty] | 93.12 | 90.04 | 87.49 | 89.82 | 90.18 | HYDRO-V1 | HYDRO-V1 | HYDRO-V1 | HYDRO-V1 | HYDRO-V1
CAN | Canada | Bay D'espoir |  | CAN0002104 | 604 | 47.9901 | -55.7997 | Hydro | [5 empty] | Natural Resources Canada | http://ftp.maps.canada.ca/pub/nacei_cnaie/energy_infrastructure/PowerPlantsAllGE100MW_NorthAmerica_201708.xlsx | Natural Resources Canada | 27636 | 2017 | [8 empty] | 1438.40 | 1438.40 | 1148.85 | 1452.12 | 1243.82 | HYDRO-V1 | HYDRO-V1 | HYDRO-V1 | HYDRO-V1 | HYDRO-V1
CAN | Canada | New Chelsea |  | CAN0008160 | 3.7 | 48.0292 | -53.2104 | Hydro | [5 empty] | Natural Resources Canada | ftp://ftp.maps.canada.ca/pub/nacei_cnaie/energy_infrastructure/PowerPlantsRenewGE1MW_NorthAmerica_201708.xlsx | Natural Resources Canada | 27710 | 2014 | [8 empty] | 8.50 | 8.50 | 8.50 | 8.52 | 8.5 | HYDRO-V1 | HYDRO-V1 | HYDRO-V1 | HYDRO-V1 | HYDRO-V1
CAN | Canada | Steephill |  | CAN0008431 | 16 | 48.0778 | -84.7394 | Hydro |  |  |  |  | Brookfield Renewable Power Inc | Natural Resources Canada | ftp://ftp.maps.canada.ca/pub/nacei_cnaie/energy_infrastructure/PowerPlantsRenewGE1MW_NorthAmerica_201708.xlsx | Natural Resources Canada | 21378 | 2017 | [8 empty] | 64.61 | 62.60 | 55.95 | 44.35 | 61 | HYDRO-V1 | HYDRO-V1 | HYDRO-V1 | HYDRO-V1 | HYDRO-V1
CAN | Canada | Lebreux |  | CAN0008042 | 1 | 48.1545 | -65.3474 | Hydro |  |  |  |  | Hydro Canomore Inc | Natural Resources Canada | ftp://ftp.maps.canada.ca/pub/nacei_cnaie/energy_infrastructure/PowerPlantsRenewGE1MW_NorthAmerica_201708.xlsx | Natural Resources Canada |  | 2017 | [8 empty] | 2.36 | 2.36 | 2.27 | 2.36 | 2.36 | NO-ESTIMATION | NO-ESTIMATION | NO-ESTIMATION | NO-ESTIMATION | NO-ESTIMATION
CAN | Canada | Upper Salmon |  | CAN0008501 | 84 | 48.1835 | -56.1725 | Hydro | [5 empty] | Natural Resources Canada | ftp://ftp.maps.canada.ca/pub/nacei_cnaie/energy_infrastructure/PowerPlantsRenewGE1MW_NorthAmerica_201708.xlsx | Natural Resources Canada | 27691 | 2017 | [8 empty] | 222.25 | 222.25 | 222.25 | 222.86 | 222.25 | HYDRO-V1 | HYDRO-V1 | HYDRO-V1 | HYDRO-V1 | HYDRO-V1
CAN | Canada | Granite Canal |  | CAN0007912 | 41 | 48.1966 | -56.8152 | Hydro | [5 empty] | Natural Resources Canada | ftp://ftp.maps.canada.ca/pub/nacei_cnaie/energy_infrastructure/PowerPlantsRenewGE1MW_NorthAmerica_201708.xlsx | Natural Resources Canada | 47166 | 2017 | [8 empty] | 138.16 | 138.34 | 133.46 | 144.67 | 141.72 | HYDRO-V1 | HYDRO-V1 | HYDRO-V1 | HYDRO-V1 | HYDRO-V1
CAN | Canada | Petites-Bergeronnes |  | CAN0008227 | 4.2 | 48.2614 | -69.6265 | Hydro |  |  |  |  | SociÃ©tÃ© d'Ã‰nergie Columbus Inc | Natural Resources Canada | ftp://ftp.maps.canada.ca/pub/nacei_cnaie/energy_infrastructure/PowerPlantsRenewGE1MW_NorthAmerica_201708.xlsx | Natural Resources Canada | 21519 | 2017 | [8 empty] | 8.16 | 8.16 | 8.16 | 8.18 | 8.16 | HYDRO-V1 | HYDRO-V1 | HYDRO-V1 | HYDRO-V1 | HYDRO-V1
CAN | Canada | Wawaitin |  | CAN0008533 | 15 | 48.3472 | -81.4806 | Hydro |  |  |  |  | Umh Energy Partnership An Ontario General Partnership of Ontario Power Generation Inc and Umh Energy Inc | Natural Resources Canada | ftp://ftp.maps.canada.ca/pub/nacei_cnaie/energy_infrastructure/PowerPlantsRenewGE1MW_NorthAmerica_201708.xlsx | Natural Resources Canada | 29050 | 2017 | [8 empty] | 62.99 | 65.32 | 60.88 | 62.98 | 64.24 | HYDRO-V1 | HYDRO-V1 | HYDRO-V1 | HYDRO-V1 | HYDRO-V1
CAN | Canada | Lookout Brook |  | CAN0008064 | 6.2 | 48.3662 | -58.2939 | Hydro | [5 empty] | Natural Resources Canada | ftp://ftp.maps.canada.ca/pub/nacei_cnaie/energy_infrastructure/PowerPlantsRenewGE1MW_NorthAmerica_201708.xlsx | Natural Resources Canada | 27702 | 2014 | [8 empty] | 23.99 | 23.02 | 23.50 | 22.64 | 24.04 | HYDRO-V1 | HYDRO-V1 | HYDRO-V1 | HYDRO-V1 | HYDRO-V1
CAN | Canada | Chute Garneau |  | CAN0007758 | 5.3 | 48.3864 | -71.1289 | Hydro |  |  |  |  | Ville de SaguenayÂ /Hydro-JonquiÃ¨re | Natural Resources Canada | ftp://ftp.maps.canada.ca/pub/nacei_cnaie/energy_infrastructure/PowerPlantsRenewGE1MW_NorthAmerica_201708.xlsx | Natural Resources Canada | 22609 | 2017 | [8 empty] | 23.02 | 22.91 | 22.99 | 23.59 | 23.52 | HYDRO-V1 | HYDRO-V1 | HYDRO-V1 | HYDRO-V1 | HYDRO-V1
CAN | Canada | Kakabeka |  | CAN0007989 | 25 | 48.3975 | -89.6165 | Hydro | [5 empty] | Natural Resources Canada | ftp://ftp.maps.canada.ca/pub/nacei_cnaie/energy_infrastructure/PowerPlantsRenewGE1MW_NorthAmerica_201708.xlsx | Natural Resources Canada | 28997 | 2017 | [8 empty] | 102.66 | 98.22 | 91.44 | 91.70 | 97.47 | HYDRO-V1 | HYDRO-V1 | HYDRO-V1 | HYDRO-V1 | HYDRO-V1
CAN | Canada | Lockston |  | CAN0008056 | 3 | 48.4008 | -53.3786 | Hydro | [5 empty] | Natural Resources Canada | ftp://ftp.maps.canada.ca/pub/nacei_cnaie/energy_infrastructure/PowerPlantsRenewGE1MW_NorthAmerica_201708.xlsx | Natural Resources Canada | 27704 | 2014 | [8 empty] | 10.48 | 10.43 | 8.55 | 10.55 | 10.48 | HYDRO-V1 | HYDRO-V1 | HYDRO-V1 | HYDRO-V1 | HYDRO-V1
CAN | Canada | Pont-Arnaud |  | CAN0008240 | 8 | 48.4069 | -71.1232 | Hydro |  |  |  |  | Ville de SaguenayÂ /Hydro-JonquiÃ¨re | Natural Resources Canada | ftp://ftp.maps.canada.ca/pub/nacei_cnaie/energy_infrastructure/PowerPlantsRenewGE1MW_NorthAmerica_201708.xlsx | Natural Resources Canada | 22667 | 2017 | [8 empty] | 34.84 | 34.67 | 34.79 | 35.69 | 35.59 | HYDRO-V1 | HYDRO-V1 | HYDRO-V1 | HYDRO-V1 | HYDRO-V1
CAN | Canada | Rimouski (La Pulpe) |  | CAN0008291 | 3.7 | 48.4112 | -68.5532 | Hydro |  |  |  |  | Fiducie Boralex Ã‰nergie/Boralex Inc | Natural Resources Canada | ftp://ftp.maps.canada.ca/pub/nacei_cnaie/energy_infrastructure/PowerPlantsRenewGE1MW_NorthAmerica_201708.xlsx | Natural Resources Canada | 45256 | 2017 | [8 empty] | 12.12 | 12.40 | 11.21 | 14.59 | 12.96 | HYDRO-V1 | HYDRO-V1 | HYDRO-V1 | HYDRO-V1 | HYDRO-V1
CAN | Canada | JonquiÃ¨re |  | CAN0007984 | 4.9 | 48.4167 | -71.2555 | Hydro |  |  |  |  | Hydro Saguenay | Natural Resources Canada | ftp://ftp.maps.canada.ca/pub/nacei_cnaie/energy_infrastructure/PowerPlantsRenewGE1MW_NorthAmerica_201708.xlsx | Natural Resources Canada |  | 2017 | [8 empty] | 27.79 | 27.25 | 27.79 | 27.86 | 27.25 | NO-ESTIMATION | NO-ESTIMATION | NO-ESTIMATION | NO-ESTIMATION | CAPACITY-FACTOR-V1
CAN | Canada | S.P.C. |  | CAN0008315 | 38 | 48.4212 | -71.0839 | Hydro |  |  |  |  | Centrale S.P.C. Inc | Natural Resources Canada | ftp://ftp.maps.canada.ca/pub/nacei_cnaie/energy_infrastructure/PowerPlantsRenewGE1MW_NorthAmerica_201708.xlsx | Natural Resources Canada |  | 2017 | [8 empty] | 140.76 | 139.96 | 140.53 | 140.66 | 140.27 | HYDRO-V1 | HYDRO-V1 | HYDRO-V1 | HYDRO-V1 | HYDRO-V1
CAN | Canada | JonquiÃ¨re 1 |  | CAN0007985 | 4.5 | 48.4221 | -71.2534 | Hydro |  |  |  |  | Ville de Saguenay | Natural Resources Canada | ftp://ftp.maps.canada.ca/pub/nacei_cnaie/energy_infrastructure/PowerPlantsRenewGE1MW_NorthAmerica_201708.xlsx | Natural Resources Canada |  | 2017 | [8 empty] | 25.28 | 24.79 | 25.28 | 25.35 | 24.79 | HYDRO-V1 | HYDRO-V1 | HYDRO-V1 | HYDRO-V1 | HYDRO-V1
CAN | Canada | Chicoutimi |  | CAN0007753 | 8.2 | 48.4262 | -71.0763 | Hydro |  |  |  |  | Hydro Saguenay | Natural Resources Canada | ftp://ftp.maps.canada.ca/pub/nacei_cnaie/energy_infrastructure/PowerPlantsRenewGE1MW_NorthAmerica_201708.xlsx | Natural Resources Canada | 24346 | 2017 | [8 empty] | 35.71 | 35.53 | 35.66 | 36.58 | 36.48 | HYDRO-V1 | HYDRO-V1 | HYDRO-V1 | HYDRO-V1 | HYDRO-V1
CAN | Canada | Jordan River |  | CAN0002164 | 170 | 48.4297 | -124.0523 | Hydro |  |  |  |  | BC Hydro | Natural Resources Canada | http://ftp.maps.canada.ca/pub/nacei_cnaie/energy_infrastructure/PowerPlantsAllGE100MW_NorthAmerica_201708.xlsx | Natural Resources Canada | 14169 | 2017 | [8 empty] | 425.42 | 425.42 | 425.42 | 426.58 | 425.42 | HYDRO-V1 | HYDRO-V1 | HYDRO-V1 | HYDRO-V1 | HYDRO-V1
CAN | Canada | Centrale Val-Jalbert |  | CAN0008587 | 16 | 48.4334 | -72.1672 | Hydro |  |  |  |  | Ã‰nergie HydroÃ©lectrique Ouiatchouan (SociÃ©tÃ© en Commandite) | Natural Resources Canada | ftp://ftp.maps.canada.ca/pub/nacei_cnaie/energy_infrastructure/PowerPlantsRenewGE1MW_NorthAmerica_201708.xlsx | Natural Resources Canada | 70158 | 2017 | [8 empty] | 61.47 | 60.00 | 58.01 | 58.71 | 63.58 | HYDRO-V1 | HYDRO-V1 | HYDRO-V1 | HYDRO-V1 | HYDRO-V1
CAN | Canada | BÃ©sy |  | CAN0007668 | 18.4 | 48.4403 | -71.2467 | Hydro |  |  |  |  | Hydro Saguenay | Natural Resources Canada | ftp://ftp.maps.canada.ca/pub/nacei_cnaie/energy_infrastructure/PowerPlantsRenewGE1MW_NorthAmerica_201708.xlsx | Natural Resources Canada |  | 2017 | [8 empty] | 113.38 | 112.33 | 113.38 | 113.69 | 112.33 | HYDRO-V1 | HYDRO-V1 | HYDRO-V1 | HYDRO-V1 | HYDRO-V1
CAN | Canada | Belle-RiviÃ¨re |  | CAN0007660 | 1 | 48.4417 | -71.7389 | Hydro |  |  |  |  | La SociÃ©tÃ© d'Ã‰nergie Belle-RiviÃ¨re Inc | Natural Resources Canada | ftp://ftp.maps.canada.ca/pub/nacei_cnaie/energy_infrastructure/PowerPlantsRenewGE1MW_NorthAmerica_201708.xlsx | Natural Resources Canada | 32897 | 2017 | [8 empty] | 2.83 | 3.50 | 2.68 | 3.50 | 3.43 | HYDRO-V1 | HYDRO-V1 | HYDRO-V1 | HYDRO-V1 | HYDRO-V1
CAN | Canada | High Falls |  | CAN0007941 | 5.4 | 48.4434 | -92.3562 | Hydro |  |  |  |  | High Falls Development Partnership | Natural Resources Canada | ftp://ftp.maps.canada.ca/pub/nacei_cnaie/energy_infrastructure/PowerPlantsRenewGE1MW_NorthAmerica_201708.xlsx | Natural Resources Canada |  | 2015 | [8 empty] | 17.93 | 18.99 | 13.70 | 17.22 | 19.11 | HYDRO-V1 | HYDRO-V1 | HYDRO-V1 | HYDRO-V1 | HYDRO-V1
CAN | Canada | Shipshaw |  | CAN0002236 | 959.1 | 48.4484 | -71.2148 | Hydro |  |  |  |  | Rio Tinto (Rt) | Natural Resources Canada | http://ftp.maps.canada.ca/pub/nacei_cnaie/energy_infrastructure/PowerPlantsAllGE100MW_NorthAmerica_201708.xlsx | Natural Resources Canada | 12800 | 2017 | [8 empty] | 5901.88 | 5901.88 | 5839.38 | 5883.40 | 5901.88 | HYDRO-V1 | HYDRO-V1 | HYDRO-V1 | HYDRO-V1 | HYDRO-V1
CAN | Canada | Chute-Ã -Caron |  | CAN0002129 | 224 | 48.4506 | -71.2536 | Hydro |  |  |  |  | Rio Tinto (Rt) | Natural Resources Canada | http://ftp.maps.canada.ca/pub/nacei_cnaie/energy_infrastructure/PowerPlantsAllGE100MW_NorthAmerica_201708.xlsx | Natural Resources Canada | 12794 | 2017 | [8 empty] | 1345.24 | 1359.81 | 1345.24 | 1355.44 | 1359.81 | HYDRO-V1 | HYDRO-V1 | HYDRO-V1 | HYDRO-V1 | HYDRO-V1
CAN | Canada | Murdock-Wilson |  | CAN0008152 | 61.2 | 48.4520 | -71.2132 | Hydro |  |  |  |  | Hydro Saguenay | Natural Resources Canada | ftp://ftp.maps.canada.ca/pub/nacei_cnaie/energy_infrastructure/PowerPlantsRenewGE1MW_NorthAmerica_201708.xlsx | Natural Resources Canada | 24352 | 2017 | [8 empty] | 226.37 | 227.65 | 225.83 | 226.99 | 242.39 | HYDRO-V1 | HYDRO-V1 | HYDRO-V1 | HYDRO-V1 | HYDRO-V1
CAN | Canada | Sandy Falls |  | CAN0008333 | 6 | 48.5113 | -81.4434 | Hydro |  |  |  |  | Umh Energy Partnership An Ontario General Partnership of Ontario Power Generation Inc and Umh Energy Inc | Natural Resources Canada | ftp://ftp.maps.canada.ca/pub/nacei_cnaie/energy_infrastructure/PowerPlantsRenewGE1MW_NorthAmerica_201708.xlsx | Natural Resources Canada | 29034 | 2017 | [8 empty] | 28.61 | 28.76 | 26.82 | 26.74 | 27.52 | HYDRO-V1 | HYDRO-V1 | HYDRO-V1 | HYDRO-V1 | HYDRO-V1
CAN | Canada | Umbata Falls |  | CAN0008493 | 23 | 48.5358 | -86.1442 | Hydro |  |  |  |  | Umbata Falls LP | Natural Resources Canada | ftp://ftp.maps.canada.ca/pub/nacei_cnaie/energy_infrastructure/PowerPlantsRenewGE1MW_NorthAmerica_201708.xlsx | Natural Resources Canada | 53736 | 2017 | [8 empty] | 113.94 | 114.25 | 89.15 | 89.61 | 114.25 | HYDRO-V1 | HYDRO-V1 | HYDRO-V1 | HYDRO-V1 | HYDRO-V1
CAN | Canada | Star Lake |  | CAN0008428 | 18.4 | 48.5523 | -57.2057 | Hydro | [5 empty] | Natural Resources Canada | ftp://ftp.maps.canada.ca/pub/nacei_cnaie/energy_infrastructure/PowerPlantsRenewGE1MW_NorthAmerica_201708.xlsx | Natural Resources Canada |  | 2015 | [8 empty] | 76.93 | 72.94 | 75.50 | 67.74 | 75.12 | HYDRO-V1 | HYDRO-V1 | HYDRO-V1 | HYDRO-V1 | HYDRO-V1
CAN | Canada | Isle-Maligne |  | CAN0002158 | 463.8 | 48.5771 | -71.6347 | Hydro |  |  |  |  | Rio Tinto (Rt) | Natural Resources Canada | http://ftp.maps.canada.ca/pub/nacei_cnaie/energy_infrastructure/PowerPlantsAllGE100MW_NorthAmerica_201708.xlsx | Natural Resources Canada | 12798 | 2017 | [8 empty] | 2715.58 | 2762.51 | 2715.58 | 2753.33 | 2762.51 | HYDRO-V1 | HYDRO-V1 | HYDRO-V1 | HYDRO-V1 | HYDRO-V1
CAN | Canada | Gitchi Animki Niizh |  | CAN0007886 | 10 | 48.5977 | -85.8779 | Hydro |  |  |  |  | Pic Mobert Hydro Inc | Natural Resources Canada | ftp://ftp.maps.canada.ca/pub/nacei_cnaie/energy_infrastructure/PowerPlantsRenewGE1MW_NorthAmerica_201708.xlsx | Natural Resources Canada | 64509 | 2017 | [8 empty] | 49.40 | 43.34 | 40.73 | 42.40 | 44.25 | HYDRO-V1 | HYDRO-V1 | HYDRO-V1 | HYDRO-V1 | HYDRO-V1
CAN | Canada | Mitis-1 |  | CAN0008136 | 6 | 48.6036 | -68.1376 | Hydro |  |  |  |  | Hydro-QuÃ©bec | Natural Resources Canada | ftp://ftp.maps.canada.ca/pub/nacei_cnaie/energy_infrastructure/PowerPlantsRenewGE1MW_NorthAmerica_201708.xlsx | Natural Resources Canada | 22656 | 2017 | [8 empty] | 24.12 | 23.13 | 23.32 | 24.68 | 24.8
CAN | Canada | Fort Frances |  | CAN0007862 | 9.4 | 48.6091 | -93.4023 | Hydro |  |  |  |  | H2O Power LP | Natural Resources Canada | ftp://ftp.maps.canada.ca/pub/nacei_cnaie/energy_infrastructure/PowerPlantsRenewGE1MW_NorthAmerica_201708.xlsx | Natural Resources Canada |  | 2017 | [8 empty] | 54.18 | 55.37 | 47.36 | 50.64 | 51.35 | HYDRO-V1 | HYDRO-V1 | HYDRO-V1 | HYDRO-V1 | HYDRO-V1
CAN | Canada | Mitis-2 |  | CAN0008137 | 4 | 48.6219 | -68.1378 | Hydro |  |  |  |  | Hydro-QuÃ©bec | Natural Resources Canada | ftp://ftp.maps.canada.ca/pub/nacei_cnaie/energy_infrastructure/PowerPlantsRenewGE1MW_NorthAmerica_201708.xlsx | Natural Resources Canada |  | 2017 | [8 empty] | 15.91 | 15.20 | 15.40 | 16.28 | 16.37 | HYDRO-V1 | HYDRO-V1 | HYDRO-V1 | HYDRO-V1 | HYDRO-V1
CAN | Canada | Gitchi Animki Bezhig |  | CAN0007885 | 8.9 | 48.6439 | -85.7659 | Hydro |  |  |  |  | Pic Mobert Hydro Inc | Natural Resources Canada | ftp://ftp.maps.canada.ca/pub/nacei_cnaie/energy_infrastructure/PowerPlantsRenewGE1MW_NorthAmerica_201708.xlsx | Natural Resources Canada | 57544 | 2017 | [8 empty] | 43.66 | 38.26 | 36.25 | 37.42 | 39.07 | HYDRO-V1 | HYDRO-V1 | HYDRO-V1 | HYDRO-V1 | HYDRO-V1
CAN | Canada | Chute-aux-Galets |  | CAN0007762 | 13.6 | 48.6511 | -71.2034 | Hydro |  |  |  |  | Hydro Saguenay | Natural Resources Canada | ftp://ftp.maps.canada.ca/pub/nacei_cnaie/energy_infrastructure/PowerPlantsRenewGE1MW_NorthAmerica_201708.xlsx | Natural Resources Canada | 24347 | 2017 | [8 empty] | 62.31 | 62.59 | 62.15 | 62.48 | 65.27 | HYDRO-V1 | HYDRO-V1 | HYDRO-V1 | HYDRO-V1 | HYDRO-V1
CAN | Canada | Portneuf-2 (Chute Phillias) |  | CAN0008247 | 11.7 | 48.6548 | -69.1762 | Hydro |  |  |  |  | Innergex (SociÃ©tÃ© en Commandite)/Innergex Inc | Natural Resources Canada | ftp://ftp.maps.canada.ca/pub/nacei_cnaie/energy_infrastructure/PowerPlantsRenewGE1MW_NorthAmerica_201708.xlsx | Natural Resources Canada | 38129 | 2017 | [8 empty] | 51.15 | 50.08 | 50.08 | 49.08 | 51.5 | HYDRO-V1 | HYDRO-V1 | HYDRO-V1 | HYDRO-V1 | HYDRO-V1
CAN | Canada | Adam-Cunningham |  | CAN0007599 | 7 | 48.6581 | -71.1708 | Hydro |  |  |  |  | Hydro Saguenay | Natural Resources Canada | ftp://ftp.maps.canada.ca/pub/nacei_cnaie/energy_infrastructure/PowerPlantsRenewGE1MW_NorthAmerica_201708.xlsx | Natural Resources Canada | 24345 | 2017 | [8 empty] | 31.53 | 31.68 | 31.45 | 31.62 | 33.05 | HYDRO-V1 | HYDRO-V1 | HYDRO-V1 | HYDRO-V1 | HYDRO-V1
CAN | Canada | Portneuf-1 (Chute du 4 Milles) |  | CAN0008246 | 7.5 | 48.6585 | -69.1325 | Hydro |  |  |  |  | Innergex (SociÃ©tÃ© en Commandite)/Innergex Inc | Natural Resources Canada | ftp://ftp.maps.canada.ca/pub/nacei_cnaie/energy_infrastructure/PowerPlantsRenewGE1MW_NorthAmerica_201708.xlsx | Natural Resources Canada | 38130 | 2017 | [8 empty] | 31.89 | 31.21 | 31.21 | 30.57 | 32.12 | HYDRO-V1 | HYDRO-V1 | HYDRO-V1 | HYDRO-V1 | HYDRO-V1
CAN | Canada | Wawatay |  | CAN0008534 | 13.5 | 48.6604 | -86.2325 | Hydro | [5 empty] | Natural Resources Canada | ftp://ftp.maps.canada.ca/pub/nacei_cnaie/energy_infrastructure/PowerPlantsRenewGE1MW_NorthAmerica_201708.xlsx | Natural Resources Canada | 17591 | 2000 | [8 empty] | 56.80 | 51.47 | 43.53 | 42.72 | 51.74 | HYDRO-V1 | HYDRO-V1 | HYDRO-V1 | HYDRO-V1 | HYDRO-V1
CAN | Canada | Silver Falls |  | CAN0008363 | 48 | 48.6609 | -89.5974 | Hydro | [5 empty] | Natural Resources Canada | ftp://ftp.maps.canada.ca/pub/nacei_cnaie/energy_infrastructure/PowerPlantsRenewGE1MW_NorthAmerica_201708.xlsx | Natural Resources Canada | 29040 | 2017 | [8 empty] | 178.15 | 161.80 | 132.02 | 120.90 | 142.9 | HYDRO-V1 | HYDRO-V1 | HYDRO-V1 | HYDRO-V1 | HYDRO-V1
CAN | Canada | Portneuf-3 (Les Crans SerrÃ©s) |  | CAN0008248 | 8.7 | 48.6913 | -69.3389 | Hydro |  |  |  |  | Innergex (SociÃ©tÃ© en Commandite)/Innergex Inc | Natural Resources Canada | ftp://ftp.maps.canada.ca/pub/nacei_cnaie/energy_infrastructure/PowerPlantsRenewGE1MW_NorthAmerica_201708.xlsx | Natural Resources Canada | 38126 | 2017 | [8 empty] | 36.27 | 35.55 | 34.89 | 35.57 | 36.59 | HYDRO-V1 | HYDRO-V1 | HYDRO-V1 | HYDRO-V1 | HYDRO-V1
CAN | Canada | Jim-Gray |  | CAN0007980 | 63 | 48.6987 | -71.2125 | Hydro |  |  |  |  | Hydro Saguenay | Natural Resources Canada | ftp://ftp.maps.canada.ca/pub/nacei_cnaie/energy_infrastructure/PowerPlantsRenewGE1MW_NorthAmerica_201708.xlsx | Natural Resources Canada | 24348 | 2017 | [8 empty] | 233.02 | 234.35 | 232.47 | 233.66 | 249.51 | HYDRO-V1 | HYDRO-V1 | HYDRO-V1 | HYDRO-V1 | HYDRO-V1
CAN | Canada | RSP-2 |  | CAN0008307 | 6.5 | 48.7319 | -69.1706 | Hydro |  |  |  |  | Fiducie Boralex Ã‰nergie/Boralex Inc | Natural Resources Canada | ftp://ftp.maps.canada.ca/pub/nacei_cnaie/energy_infrastructure/PowerPlantsRenewGE1MW_NorthAmerica_201708.xlsx | Natural Resources Canada |  | 2017 | [8 empty] | 27.70 | 27.21 | 27.21 | 27.53 | 28.29 | HYDRO-V1 | HYDRO-V1 | HYDRO-V1 | HYDRO-V1 | HYDRO-V1
CAN | Canada | RSP-3 |  | CAN0008308 | 5.3 | 48.7351 | -69.0648 | Hydro |  |  |  |  | Fiducie Boralex Ã‰nergie/Boralex Inc | Natural Resources Canada | ftp://ftp.maps.canada.ca/pub/nacei_cnaie/energy_infrastructure/PowerPlantsRenewGE1MW_NorthAmerica_201708.xlsx | Natural Resources Canada |  | 2017 | [8 empty] | 11.72 | 11.72 | 11.72 | 11.75 | 11.72 | HYDRO-V1 | HYDRO-V1 | HYDRO-V1 | HYDRO-V1 | HYDRO-V1
CAN | Canada | Sturgeon Falls |  | CAN0008438 | 8.8 | 48.7443 | -92.2839 | Hydro |  |  |  |  | H2O Power LP | Natural Resources Canada | ftp://ftp.maps.canada.ca/pub/nacei_cnaie/energy_infrastructure/PowerPlantsRenewGE1MW_NorthAmerica_201708.xlsx | Natural Resources Canada | 14722 | 2017 | [8 empty] | 38.40 | 38.44 | 37.05 | 36.28 | 38.18 | HYDRO-V1 | HYDRO-V1 | HYDRO-V1 | HYDRO-V1 | HYDRO-V1
CAN | Canada | Twin Falls |  | CAN0008488 | 27.5 | 48.7468 | -80.5817 | Hydro |  |  |  |  | H2O Power LP | Natural Resources Canada | ftp://ftp.maps.canada.ca/pub/nacei_cnaie/energy_infrastructure/PowerPlantsRenewGE1MW_NorthAmerica_201708.xlsx | Natural Resources Canada | 12310 | 2017 | [8 empty] | 114.56 | 114.56 | 109.60 | 101.49 | 114.56 | HYDRO-V1 | HYDRO-V1 | HYDRO-V1 | HYDRO-V1 | HYDRO-V1
CAN | Canada | Chute-Ã -la-Savane |  | CAN0002130 | 258 | 48.7536 | -71.8395 | Hydro |  |  |  |  | Rio Tinto Alcan | Natural Resources Canada | http://ftp.maps.canada.ca/pub/nacei_cnaie/energy_infrastructure/PowerPlantsAllGE100MW_NorthAmerica_201708.xlsx | Natural Resources Canada | 12797 | 2017 | [8 empty] | 945.77 | 817.87 | 897.62 | 929.50 | 947.56 | HYDRO-V1 | HYDRO-V1 | HYDRO-V1 | HYDRO-V1 | HYDRO-V1
CAN | Canada | Iroquois Falls |  | CAN0007970 | 29 | 48.7638 | -80.6688 | Hydro |  |  |  |  | H2O Power LP | Natural Resources Canada | ftp://ftp.maps.canada.ca/pub/nacei_cnaie/energy_infrastructure/PowerPlantsRenewGE1MW_NorthAmerica_201708.xlsx | Natural Resources Canada | 12307 | 2017 | [8 empty] | 122.64 | 127.11 | 119.48 | 117.14 | 116.9 | HYDRO-V1 | HYDRO-V1 | HYDRO-V1 | HYDRO-V1 | HYDRO-V1
CAN | Canada | Chute-du-Diable |  | CAN0002132 | 305.8 | 48.7807 | -71.6974 | Hydro |  |  |  |  | Rio Tinto Alcan | Natural Resources Canada | http://ftp.maps.canada.ca/pub/nacei_cnaie/energy_infrastructure/PowerPlantsAllGE100MW_NorthAmerica_201708.xlsx | Natural Resources Canada | 12795 | 2017 | [8 empty] | 1255.42 | 1129.51 | 1129.51 | 972.05 | 1123.12 | HYDRO-V1 | HYDRO-V1 | HYDRO-V1 | HYDRO-V1 | HYDRO-V1
CAN | Canada | Aguasabon |  | CAN0007604 | 45 | 48.7867 | -87.1610 | Hydro | [5 empty] | Natural Resources Canada | ftp://ftp.maps.canada.ca/pub/nacei_cnaie/energy_infrastructure/PowerPlantsRenewGE1MW_NorthAmerica_201708.xlsx | Natural Resources Canada | 28957 | 2017 | [8 empty] | 161.47 | 132.61 | 132.61 | 146.99 | 132.61 | HYDRO-V1 | HYDRO-V1 | HYDRO-V1 | HYDRO-V1 | HYDRO-V1
CAN | Canada | Valerie Falls |  | CAN0008505 | 10 | 48.7918 | -91.7050 | Hydro |  |  |  |  | Valerie Falls Ltd Partnership | Natural Resources Canada | ftp://ftp.maps.canada.ca/pub/nacei_cnaie/energy_infrastructure/PowerPlantsRenewGE1MW_NorthAmerica_201708.xlsx | Natural Resources Canada | 35852 | 2017 | [8 empty] | 43.77 | 43.68 | 41.22 | 39.90 | 43.73 | NO-ESTIMATION | NO-ESTIMATION | NO-ESTIMATION | NO-ESTIMATION | CAPACITY-FACTOR-V1
CAN | Canada | Calm Lake |  | CAN0007718 | 8.8 | 48.7937 | -92.1540 | Hydro |  |  |  |  | H2O Power LP | Natural Resources Canada | ftp://ftp.maps.canada.ca/pub/nacei_cnaie/energy_infrastructure/PowerPlantsRenewGE1MW_NorthAmerica_201708.xlsx | Natural Resources Canada | 14718 | 2017 | [8 empty] | 38.40 | 38.44 | 37.05 | 36.28 | 38.18 | NO-ESTIMATION | NO-ESTIMATION | NO-ESTIMATION | WIND-V1 | WIND-V1
CAN | Canada | Lower Sturgeon |  | CAN0008072 | 14 | 48.8132 | -81.4875 | Hydro |  |  |  |  | Umh Energy Partnership An Ontario General Partnership of Ontario Power Generation Inc and Umh Energy Inc | Natural Resources Canada | ftp://ftp.maps.canada.ca/pub/nacei_cnaie/energy_infrastructure/PowerPlantsRenewGE1MW_NorthAmerica_201708.xlsx | Natural Resources Canada | 29007 | 2017 | [8 empty] | 64.30 | 66.22 | 63.84 | 64.61 | 65.14 | HYDRO-V1 | HYDRO-V1 | HYDRO-V1 | HYDRO-V1 | HYDRO-V1
CAN | Canada | Buchans |  | CAN0007711 | 1.8 | 48.8220 | -56.8314 | Hydro | [5 empty] | Natural Resources Canada | ftp://ftp.maps.canada.ca/pub/nacei_cnaie/energy_infrastructure/PowerPlantsRenewGE1MW_NorthAmerica_201708.xlsx | Natural Resources Canada |  | 2000 | [8 empty] | 5.39 | 5.58 | 5.58 | 5.54 | 5.62 | HYDRO-V1 | HYDRO-V1 | HYDRO-V1 | HYDRO-V1 | HYDRO-V1
CAN | Canada | Chute-Blanche |  | CAN0007764 | 1.4 | 48.8425 | -72.0661 | Hydro |  |  |  |  | Hydro-Morin (SociÃ©tÃ© en Nom Collectif) | Natural Resources Canada | ftp://ftp.maps.canada.ca/pub/nacei_cnaie/energy_infrastructure/PowerPlantsRenewGE1MW_NorthAmerica_201708.xlsx | Natural Resources Canada | 45818 | 2017 | [8 empty] | 5.28 | 5.52 | 4.41 | 5.56 | 5.84 | HYDRO-V1 | HYDRO-V1 | HYDRO-V1 | HYDRO-V1 | HYDRO-V1
CAN | Canada | La Sarre-1 |  | CAN0008019 | 1.1 | 48.8473 | -79.1497 | Hydro |  |  |  |  | Centrale HydroÃ©lectrique La Sarre 1/Hydro-Abitibi Inc | Natural Resources Canada | ftp://ftp.maps.canada.ca/pub/nacei_cnaie/energy_infrastructure/PowerPlantsRenewGE1MW_NorthAmerica_201708.xlsx | Natural Resources Canada | 22582 | 2017 | [8 empty] | 3.84 | 3.86 | 3.92 | 3.97 | 3.86 | HYDRO-V1 | HYDRO-V1 | HYDRO-V1 | HYDRO-V1 | HYDRO-V1
CAN | Canada | Sandy Brook |  | CAN0008332 | 5.5 | 48.8910 | -55.8228 | Hydro | [5 empty] | Natural Resources Canada | ftp://ftp.maps.canada.ca/pub/nacei_cnaie/energy_infrastructure/PowerPlantsRenewGE1MW_NorthAmerica_201708.xlsx | Natural Resources Canada | 27724 | 2014 | [8 empty] | 20.66 | 21.52 | 17.05 | 19.76 | 18.72 | HYDRO-V1 | HYDRO-V1 | HYDRO-V1 | HYDRO-V1 | HYDRO-V1
CAN | Canada | Minashtuk |  | CAN0008130 | 12.1 | 48.9062 | -72.2053 | Hydro |  |  |  |  | Minashtuk (SociÃ©tÃ© en Commandite) | Natural Resources Canada | ftp://ftp.maps.canada.ca/pub/nacei_cnaie/energy_infrastructure/PowerPlantsRenewGE1MW_NorthAmerica_201708.xlsx | Natural Resources Canada | 22563 | 2017 | [8 empty] | 66.35 | 65.74 | 65.59 | 66.53 | 65.63 | HYDRO-V1 | HYDRO-V1 | HYDRO-V1 | HYDRO-V1 | HYDRO-V1
CAN | Canada | Grand Falls |  | CAN0007902 | 75 | 48.9254 | -55.6678 | Hydro | [5 empty] | Natural Resources Canada | ftp://ftp.maps.canada.ca/pub/nacei_cnaie/energy_infrastructure/PowerPlantsRenewGE1MW_NorthAmerica_201708.xlsx | Natural Resources Canada | 27399 | 2017 | [8 empty] | 336.29 | 339.43 | 288.48 | 340.94 | 287.36 | NO-ESTIMATION | NO-ESTIMATION | NO-ESTIMATION | NO-ESTIMATION | NO-ESTIMATION
CAN | Canada | Watsons Brook |  | CAN0008528 | 9.3 | 48.9415 | -57.9282 | Hydro | [5 empty] | Natural Resources Canada | ftp://ftp.maps.canada.ca/pub/nacei_cnaie/energy_infrastructure/PowerPlantsRenewGE1MW_NorthAmerica_201708.xlsx | Natural Resources Canada | 18172 | 2017 | [8 empty] | 29.72 | 27.09 | 26.98 | 29.10 | 28.13 | HYDRO-V1 | HYDRO-V1 | HYDRO-V1 | HYDRO-V1 | HYDRO-V1
CAN | Canada | Waneta |  | CAN0002254 | 493.2 | 49.0041 | -117.6129 | Hydro |  |  |  |  | BC Hydro (33%) / Teck Metals (66%) | Natural Resources Canada | http://ftp.maps.canada.ca/pub/nacei_cnaie/energy_infrastructure/PowerPlantsAllGE100MW_NorthAmerica_201708.xlsx | Natural Resources Canada | 17132 | 2015 | [8 empty] | 2307.77 | 2307.77 | 2307.77 | 2314.09 | 2307.77 | NO-ESTIMATION | NO-ESTIMATION | NO-ESTIMATION | NO-ESTIMATION | NO-ESTIMATION
CAN | Canada | Waneta Expansion |  | CAN0002255 | 335 | 49.0047 | -117.6160 | Hydro |  |  |  |  | Fortis Inc (51%) / Columbia Power (32.5%) / Columbia Basin Trust (16.5%) | Natural Resources Canada | http://ftp.maps.canada.ca/pub/nacei_cnaie/energy_infrastructure/PowerPlantsAllGE100MW_NorthAmerica_201708.xlsx | Natural Resources Canada | 56483 | 2017 | [8 empty] | 1569.83 | 1569.83 | 1569.83 | 1574.13 | 1569.83 | HYDRO-V1 | HYDRO-V1 | HYDRO-V1 | HYDRO-V1 | HYDRO-V1
CAN | Canada | Bishops Falls |  | CAN0007678 | 14.4 | 49.0154 | -55.4722 | Hydro | [5 empty] | Natural Resources Canada | ftp://ftp.maps.canada.ca/pub/nacei_cnaie/energy_infrastructure/PowerPlantsRenewGE1MW_NorthAmerica_201708.xlsx | Natural Resources Canada | 49151 | 2000 | [8 empty] | 75.77 | 74.46 | 76.10 | 75.16 | 75.33 | NO-ESTIMATION | NO-ESTIMATION | NO-ESTIMATION | NO-ESTIMATION | NO-ESTIMATION
CAN | Canada | Seven Mile |  | CAN0002232 | 805 | 49.0302 | -117.5041 | Hydro |  |  |  |  | BC Hydro | Natural Resources Canada | http://ftp.maps.canada.ca/pub/nacei_cnaie/energy_infrastructure/PowerPlantsAllGE100MW_NorthAmerica_201708.xlsx | Natural Resources Canada | 14181 | 2017 | [8 empty] | 3766.74 | 3766.74 | 3766.74 | 3777.06 | 3766.74 | HYDRO-V1 | HYDRO-V1 | HYDRO-V1 | HYDRO-V1 | HYDRO-V1
CAN | Canada | Rattling Brook |  | CAN0008277 | 15.1 | 49.0675 | -55.2980 | Hydro | [5 empty] | Natural Resources Canada | ftp://ftp.maps.canada.ca/pub/nacei_cnaie/energy_infrastructure/PowerPlantsRenewGE1MW_NorthAmerica_201708.xlsx | Natural Resources Canada | 27720 | 2014 | [8 empty] | 34.05 | 34.05 | 34.05 | 34.14 | 34.05 | NO-ESTIMATION | NO-ESTIMATION | WIND-V1 | WIND-V1 | WIND-V1
CAN | Canada | Hinds Lake |  | CAN0007946 | 75 | 49.0825 | -57.2014 | Hydro | [5 empty] | Natural Resources Canada | ftp://ftp.maps.canada.ca/pub/nacei_cnaie/energy_infrastructure/PowerPlantsRenewGE1MW_NorthAmerica_201708.xlsx | Natural Resources Canada | 27658 | 2017 | [8 empty] | 189.84 | 194.32 | 194.32 | 193.53 | 194.32 | HYDRO-V1 | HYDRO-V1 | HYDRO-V1 | HYDRO-V1 | HYDRO-V1
CAN | Canada | Alexander |  | CAN0007608 | 69 | 49.1355 | -88.3580 | Hydro | [5 empty] | Natural Resources Canada | ftp://ftp.maps.canada.ca/pub/nacei_cnaie/energy_infrastructure/PowerPlantsRenewGE1MW_NorthAmerica_201708.xlsx | Natural Resources Canada | 28954 | 2017 | [8 empty] | 335.30 | 275.08 | 262.55 | 259.04 | 253.8 | HYDRO-V1 | HYDRO-V1 | HYDRO-V1 | HYDRO-V1 | HYDRO-V1
CAN | Canada | Outardes-2 |  | CAN0002202 | 523 | 49.1448 | -68.3894 | Hydro |  |  |  |  | Hydro-QuÃ©bec | Natural Resources Canada | http://ftp.maps.canada.ca/pub/nacei_cnaie/energy_infrastructure/PowerPlantsAllGE100MW_NorthAmerica_201708.xlsx | Natural Resources Canada | 22658 | 2017 | [8 empty] | 1947.66 | 2072.01 | 1979.93 | 2077.69 | 2051.94 | HYDRO-V1 | HYDRO-V1 | HYDRO-V1 | HYDRO-V1 | HYDRO-V1
CAN | Canada | Carmichael |  | CAN0007731 | 20 | 49.1458 | -82.0308 | Hydro | [5 empty] | Natural Resources Canada | ftp://ftp.maps.canada.ca/pub/nacei_cnaie/energy_infrastructure/PowerPlantsRenewGE1MW_NorthAmerica_201708.xlsx | Natural Resources Canada | 15597 | 2017 | [8 empty] | 85.79 | 82.58 | 80.75 | 87.47 | 84.36 | HYDRO-V1 | HYDRO-V1 | HYDRO-V1 | HYDRO-V1 | HYDRO-V1
CAN | Canada | Cameron Falls - OPG |  | CAN0007721 | 92 | 49.1536 | -88.3457 | Hydro | [5 empty] | Natural Resources Canada | ftp://ftp.maps.canada.ca/pub/nacei_cnaie/energy_infrastructure/PowerPlantsRenewGE1MW_NorthAmerica_201708.xlsx | Natural Resources Canada |  | 2017 | [8 empty] | 434.62 | 345.49 | 350.07 | 345.39 | 337.41 | HYDRO-V1 | HYDRO-V1 | HYDRO-V1 | HYDRO-V1 | HYDRO-V1
CAN | Canada | Old Woman Falls |  | CAN0008194 | 5.5 | 49.1651 | -82.7136 | Hydro |  |  |  |  | Nipiy-Owf Hydrokap LP | Natural Resources Canada | ftp://ftp.maps.canada.ca/pub/nacei_cnaie/energy_infrastructure/PowerPlantsRenewGE1MW_NorthAmerica_201708.xlsx | Natural Resources Canada | 58460 | 2017 | [8 empty] | 24.56 | 25.61 | 23.89 | 23.92 | 24.46 | HYDRO-V1 | HYDRO-V1 | HYDRO-V1 | HYDRO-V1 | HYDRO-V1
CAN | Canada | Deer Lake |  | CAN0002137 | 129 | 49.1699 | -57.4363 | Hydro | [5 empty] | Natural Resources Canada | http://ftp.maps.canada.ca/pub/nacei_cnaie/energy_infrastructure/PowerPlantsAllGE100MW_NorthAmerica_201708.xlsx | Natural Resources Canada | 18171 | 2017 | [8 empty] | 541.95 | 441.92 | 436.90 | 557.04 | 442.95 | HYDRO-V1 | HYDRO-V1 | HYDRO-V1 | HYDRO-V1 | HYDRO-V1
CAN | Canada | Bersimis-2 |  | CAN0002110 | 869 | 49.1754 | -69.2263 | Hydro |  |  |  |  | Hydro-QuÃ©bec | Natural Resources Canada | http://ftp.maps.canada.ca/pub/nacei_cnaie/energy_infrastructure/PowerPlantsAllGE100MW_NorthAmerica_201708.xlsx | Natural Resources Canada |  | 2017 | [8 empty] | 3389.29 | 3417.24 | 3417.24 | 3398.58 | 3442.91 | HYDRO-V1 | HYDRO-V1 | HYDRO-V1 | HYDRO-V1 | HYDRO-V1
CAN | Canada | Canoe Creek Hydro |  | CAN0008582 | 6 | 49.1769 | -125.3956 | Hydro | [5 empty] | Natural Resources Canada | ftp://ftp.maps.canada.ca/pub/nacei_cnaie/energy_infrastructure/PowerPlantsRenewGE1MW_NorthAmerica_201708.xlsx | Natural Resources Canada | 62820 | 2017 | [8 empty] | 11.76 | 11.76 | 11.76 | 11.79 | 11.76 | HYDRO-V1 | HYDRO-V1 | HYDRO-V1 | HYDRO-V1 | HYDRO-V1
CAN | Canada | China Creek |  | CAN0007756 | 6.5 | 49.1856 | -124.7395 | Hydro |  |  |  |  | Synex (12.5%) / Hupacasath & Ucluelet First Nations & the City of Port Alberni (87.5%) | Natural Resources Canada | ftp://ftp.maps.canada.ca/pub/nacei_cnaie/energy_infrastructure/PowerPlantsRenewGE1MW_NorthAmerica_201708.xlsx | Natural Resources Canada | 54201 | 2017 | [8 empty] | 24.87 | 25.09 | 25.16 | 26.84 | 25.16 | HYDRO-V1 | HYDRO-V1 | HYDRO-V1 | HYDRO-V1 | HYDRO-V1
CAN | Canada | Twin Falls (Kagiano) |  | CAN0008490 | 5 | 49.1899 | -86.1172 | Hydro |  |  |  |  | Kagiano Power Corp | Natural Resources Canada | ftp://ftp.maps.canada.ca/pub/nacei_cnaie/energy_infrastructure/PowerPlantsRenewGE1MW_NorthAmerica_201708.xlsx | Natural Resources Canada |  | 2015 | [8 empty] | 16.15 | 13.00 | 12.02 | 12.06 | 12.02 | HYDRO-V1 | HYDRO-V1 | HYDRO-V1 | HYDRO-V1 | HYDRO-V1
CAN | Canada | Manic-1 |  | CAN0002188 | 184 | 49.1913 | -68.3294 | Hydro |  |  |  |  | Hydro-QuÃ©bec | Natural Resources Canada | http://ftp.maps.canada.ca/pub/nacei_cnaie/energy_infrastructure/PowerPlantsAllGE100MW_NorthAmerica_201708.xlsx | Natural Resources Canada |  | 2017 | [8 empty] | 790.12 | 976.10 | 1123.67 | 1118.42 | 1115.36 | HYDRO-V1 | HYDRO-V1 | HYDRO-V1 | HYDRO-V1 | HYDRO-V1
CAN | Canada | McCormick |  | CAN0002193 | 235 | 49.1930 | -68.3268 | Hydro |  |  |  |  | SociÃ©tÃ© en Commandite HydroÃ©lectrique Manicouagan (Schm) | Natural Resources Canada | http://ftp.maps.canada.ca/pub/nacei_cnaie/energy_infrastructure/PowerPlantsAllGE100MW_NorthAmerica_201708.xlsx | Natural Resources Canada | 24343 | 2017 | [8 empty] | 941.50 | 1179.01 | 1405.97 | 1399.19 | 1395.36 | HYDRO-V1 | HYDRO-V1 | HYDRO-V1 | HYDRO-V1 | HYDRO-V1
CAN | Canada | Ruskin |  | CAN0002227 | 105 | 49.1950 | -122.4083 | Hydro |  |  |  |  | BC Hydro | Natural Resources Canada | http://ftp.maps.canada.ca/pub/nacei_cnaie/energy_infrastructure/PowerPlantsAllGE100MW_NorthAmerica_201708.xlsx | Natural Resources Canada | 14179 | 2017 | [8 empty] | 362.01 | 348.42 | 347.52 | 349.38 | 331.96 | HYDRO-V1 | HYDRO-V1 | HYDRO-V1 | HYDRO-V1 | HYDRO-V1
CAN | Canada | Long Sault Rapids |  | CAN0008060 | 18 | 49.2136 | -81.0204 | Hydro |  |  |  |  | Algonquin Power | Natural Resources Canada | ftp://ftp.maps.canada.ca/pub/nacei_cnaie/energy_infrastructure/PowerPlantsRenewGE1MW_NorthAmerica_201708.xlsx | Natural Resources Canada | 28542 | 2017 | [8 empty] | 94.04 | 88.41 | 85.13 | 82.41 | 88.56 | HYDRO-V1 | HYDRO-V1 | HYDRO-V1 | HYDRO-V1 | HYDRO-V1
CAN | Canada | White Otter Falls |  | CAN0008553 | 5.5 | 49.2189 | -82.6888 | Hydro |  |  |  |  | Nipiy-Wof Hydrokap LP | Natural Resources Canada | ftp://ftp.maps.canada.ca/pub/nacei_cnaie/energy_infrastructure/PowerPlantsRenewGE1MW_NorthAmerica_201708.xlsx | Natural Resources Canada | 58459 | 2017 | [8 empty] | 24.56 | 25.61 | 23.89 | 23.92 | 24.46 | HYDRO-V1 | HYDRO-V1 | HYDRO-V1 | HYDRO-V1 | HYDRO-V1
CAN | Canada | Stave Falls |  | CAN0008430 | 91 | 49.2288 | -122.3561 | Hydro |  |  |  |  | BC Hydro | Natural Resources Canada | ftp://ftp.maps.canada.ca/pub/nacei_cnaie/energy_infrastructure/PowerPlantsRenewGE1MW_NorthAmerica_201708.xlsx | Natural Resources Canada | 14189 | 2017 | [8 empty] | 305.87 | 294.10 | 293.32 | 294.90 | 279.83 | HYDRO-V1 | HYDRO-V1 | HYDRO-V1 | HYDRO-V1 | HYDRO-V1
CAN | Canada | Marion 3 Creek |  | CAN0008611 | 5 | 49.2342 | -125.3569 | Hydro | [5 empty] | Natural Resources Canada | ftp://ftp.maps.canada.ca/pub/nacei_cnaie/energy_infrastructure/PowerPlantsRenewGE1MW_NorthAmerica_201708.xlsx | Natural Resources Canada | 56214 | 2017 | [8 empty] | 9.15 | 9.15 | 9.15 | 9.18 | 9.15 | HYDRO-V1 | HYDRO-V1 | HYDRO-V1 | HYDRO-V1 | HYDRO-V1
CAN | Canada | Wahleach |  | CAN0008513 | 65 | 49.2366 | -121.6807 | Hydro |  |  |  |  | BC Hydro | Natural Resources Canada | ftp://ftp.maps.canada.ca/pub/nacei_cnaie/energy_infrastructure/PowerPlantsRenewGE1MW_NorthAmerica_201708.xlsx | Natural Resources Canada | 14192 | 2017 | [8 empty] | 326.66 | 326.66 | 326.66 | 327.56 | 326.66 | HYDRO-V1 | HYDRO-V1 | HYDRO-V1 | HYDRO-V1 | HYDRO-V1
CAN | Canada | Haa-ak-suuk Creek Hydro |  | CAN0008602 | 6 | 49.2479 | -125.3837 | Hydro |  |  |  |  | Haa-ak-suuk Creek Hydro LP | Natural Resources Canada | ftp://ftp.maps.canada.ca/pub/nacei_cnaie/energy_infrastructure/PowerPlantsRenewGE1MW_NorthAmerica_201708.xlsx | Natural Resources Canada | 65544 | 2017 | [8 empty] | 11.76 | 11.76 | 11.76 | 11.79 | 11.76 | HYDRO-V1 | HYDRO-V1 | HYDRO-V1 | HYDRO-V1 | HYDRO-V1
CAN | Canada | Smooth Rock Falls |  | CAN0008385 | 7.4 | 49.2857 | -81.6376 | Hydro |  |  |  |  | Gemini-Srf Power Corp | Natural Resources Canada | ftp://ftp.maps.canada.ca/pub/nacei_cnaie/energy_infrastructure/PowerPlantsRenewGE1MW_NorthAmerica_201708.xlsx | Natural Resources Canada |  | 2017 | [8 empty] | 32.95 | 32.67 | 31.44 | 33.02 | 33.25 | HYDRO-V1 | HYDRO-V1 | HYDRO-V1 | HYDRO-V1 | HYDRO-V1
CAN | Canada | South Sutton Creek |  | CAN0008633 | 5 | 49.2876 | -125.3092 | Hydro |  |  |  |  | South Sutton Creek Hydro Inc | Natural Resources Canada | ftp://ftp.maps.canada.ca/pub/nacei_cnaie/energy_infrastructure/PowerPlantsRenewGE1MW_NorthAmerica_201708.xlsx | Natural Resources Canada | 56213 | 2017 | [8 empty] | 9.19 | 9.19 | 9.19 | 9.22 | 9.19 | HYDRO-V1 | HYDRO-V1 | HYDRO-V1 | HYDRO-V1 | HYDRO-V1
CAN | Canada | Elko |  | CAN0007841 | 12 | 49.2901 | -115.1046 | Hydro |  |  |  |  | BC Hydro | Natural Resources Canada | ftp://ftp.maps.canada.ca/pub/nacei_cnaie/energy_infrastructure/PowerPlantsRenewGE1MW_NorthAmerica_201708.xlsx | Natural Resources Canada | 14158 | 2017 | [8 empty] | 42.78 | 39.17 | 39.17 | 40.30 | 39.59 | HYDRO-V1 | HYDRO-V1 | HYDRO-V1 | HYDRO-V1 | HYDRO-V1
CAN | Canada | Bersimis-1 |  | CAN0002109 | 1178 | 49.2947 | -69.5514 | Hydro |  |  |  |  | Hydro-QuÃ©bec | Natural Resources Canada | http://ftp.maps.canada.ca/pub/nacei_cnaie/energy_infrastructure/PowerPlantsAllGE100MW_NorthAmerica_201708.xlsx | Natural Resources Canada | 22600 | 2017 | [8 empty] | 4713.69 | 4738.07 | 4738.07 | 4715.11 | 5018.16 | HYDRO-V1 | HYDRO-V1 | HYDRO-V1 | HYDRO-V1 | HYDRO-V1
CAN | Canada | Doran Taylor |  | CAN0008595 | 6 | 49.2964 | -125.2755 | Hydro | [5 empty] | Natural Resources Canada | ftp://ftp.maps.canada.ca/pub/nacei_cnaie/energy_infrastructure/PowerPlantsRenewGE1MW_NorthAmerica_201708.xlsx | Natural Resources Canada | 33893 | 2017 | [8 empty] | 11.80 | 11.80 | 11.80 | 11.83 | 11.8 | HYDRO-V1 | HYDRO-V1 | HYDRO-V1 | HYDRO-V1 | HYDRO-V1
CAN | Canada | Camp Three Rapids |  | CAN0007722 | 5.5 | 49.2964 | -82.5373 | Hydro |  |  |  |  | Amik-Ctr Hydrokap LP | Natural Resources Canada | ftp://ftp.maps.canada.ca/pub/nacei_cnaie/energy_infrastructure/PowerPlantsRenewGE1MW_NorthAmerica_201708.xlsx | Natural Resources Canada | 58458 | 2017 | [8 empty] | 24.56 | 25.61 | 23.89 | 23.92 | 24.46 | HYDRO-V1 | HYDRO-V1 | HYDRO-V1 | HYDRO-V1 | HYDRO-V1
CAN | Canada | Big Beaver Falls |  | CAN0007669 | 5.5 | 49.2998 | -82.5273 | Hydro |  |  |  |  | Amik-Bbf Hydrokap LP | Natural Resources Canada | ftp://ftp.maps.canada.ca/pub/nacei_cnaie/energy_infrastructure/PowerPlantsRenewGE1MW_NorthAmerica_201708.xlsx | Natural Resources Canada | 58455 | 2017 | [8 empty] | 24.56 | 25.61 | 23.89 | 23.92 | 24.46 | HYDRO-V1 | HYDRO-V1 | HYDRO-V1 | HYDRO-V1 | HYDRO-V1
CAN | Canada | Pine Portage |  | CAN0002208 | 144 | 49.3074 | -88.3103 | Hydro | [5 empty] | Natural Resources Canada | http://ftp.maps.canada.ca/pub/nacei_cnaie/energy_infrastructure/PowerPlantsAllGE100MW_NorthAmerica_201708.xlsx | Natural Resources Canada | 29024 | 2017 | [8 empty] | 629.94 | 484.05 | 491.23 | 483.74 | 471.41 | WIND-V1 | WIND-V1 | WIND-V1 | WIND-V1 | WIND-V1
CAN | Canada | Chutes Ã Thompson |  | CAN0007769 | 9.9 | 49.3083 | -67.8600 | Hydro |  |  |  |  | SociÃ©tÃ© dâ€™Ã©nergie RiviÃ¨re Franquelin Inc | Natural Resources Canada | ftp://ftp.maps.canada.ca/pub/nacei_cnaie/energy_infrastructure/PowerPlantsRenewGE1MW_NorthAmerica_201708.xlsx | Natural Resources Canada | 70375 | 2017 | [8 empty] | 35.00 | 34.69 | 34.69 | 34.27 | 33.96 | HYDRO-V1 | HYDRO-V1 | HYDRO-V1 | HYDRO-V1 | HYDRO-V1
CAN | Canada | Belly River |  | CAN0007663 | 3 | 49.3150 | -113.5743 | Hydro |  |  |  |  | TransAlta (100%) | Natural Resources Canada | ftp://ftp.maps.canada.ca/pub/nacei_cnaie/energy_infrastructure/PowerPlantsRenewGE1MW_NorthAmerica_201708.xlsx | Natural Resources Canada | 15479 | 2017 | [8 empty] | 10.98 | 10.67 | 10.40 | 12.20 | 8.91 | HYDRO-V1 | HYDRO-V1 | HYDRO-V1 | HYDRO-V1 | HYDRO-V1
CAN | Canada | Jean-Lesage (Manic-2) |  | CAN0002160 | 1229 | 49.3213 | -68.3467 | Hydro |  |  |  |  | Hydro-QuÃ©bec | Natural Resources Canada | http://ftp.maps.canada.ca/pub/nacei_cnaie/energy_infrastructure/PowerPlantsAllGE100MW_NorthAmerica_201708.xlsx | Natural Resources Canada | 22650 | 2017 | [8 empty] | 5149.33 | 6012.59 | 7199.52 | 7163.62 | 7144.05 | HYDRO-V1 | HYDRO-V1 | HYDRO-V1 | HYDRO-V1 | HYDRO-V1
CAN | Canada | Brilliant Expansion 1 |  | CAN0002117 | 120 | 49.3231 | -117.6198 | Hydro |  |  |  |  | Columbia Power (50%) / Columbia Basin Trust (50%) | Natural Resources Canada | http://ftp.maps.canada.ca/pub/nacei_cnaie/energy_infrastructure/PowerPlantsAllGE100MW_NorthAmerica_201708.xlsx | Natural Resources Canada |  | 2017 | [8 empty] | 583.03 | 600.47 | 600.47 | 591.82 | 600.47 | HYDRO-V1 | HYDRO-V1 | HYDRO-V1 | HYDRO-V1 | HYDRO-V1
CAN | Canada | Brilliant |  | CAN0002116 | 140 | 49.3249 | -117.6207 | Hydro |  |  |  |  | Columbia Power (50%) / Columbia Basin Trust (50%) | Natural Resources Canada | http://ftp.maps.canada.ca/pub/nacei_cnaie/energy_infrastructure/PowerPlantsAllGE100MW_NorthAmerica_201708.xlsx | Natural Resources Canada | 17085 | 2017 | [8 empty] | 680.21 | 700.55 | 700.55 | 690.46 | 700.55 | HYDRO-V1 | HYDRO-V1 | HYDRO-V1 | HYDRO-V1 | HYDRO-V1
CAN | Canada | Lorenzetta Creek |  | CAN0008610 | 3 | 49.3277 | -121.6013 | Hydro |  |  |  |  | Zella Holdings Ltd | Natural Resources Canada | ftp://ftp.maps.canada.ca/pub/nacei_cnaie/energy_infrastructure/PowerPlantsRenewGE1MW_NorthAmerica_201708.xlsx | Natural Resources Canada |  | 2017 | [8 empty] | 11.94 | 11.94 | 11.94 | 11.97 | 11.94 | HYDRO-V1 | HYDRO-V1 | HYDRO-V1 | HYDRO-V1 | HYDRO-V1
CAN | Canada | Waterton Hydro |  | CAN0008526 | 3 | 49.3291 | -113.6732 | Hydro |  |  |  |  | TransAlta (100%) | Natural Resources Canada | ftp://ftp.maps.canada.ca/pub/nacei_cnaie/energy_infrastructure/PowerPlantsRenewGE1MW_NorthAmerica_201708.xlsx | Natural Resources Canada | 15482 | 2017 | [8 empty] | 10.57 | 10.29 | 10.02 | 10.72 | 10.46 | HYDRO-V1 | HYDRO-V1 | HYDRO-V1 | HYDRO-V1 | HYDRO-V1
CAN | Canada | Sakwi Creek |  | CAN0008627 | 6 | 49.3326 | -121.8801 | Hydro |  |  |  |  | Sakwi Creek Hydro LP | Natural Resources Canada | ftp://ftp.maps.canada.ca/pub/nacei_cnaie/energy_infrastructure/PowerPlantsRenewGE1MW_NorthAmerica_201708.xlsx | Natural Resources Canada | 56158 | 2017 | [8 empty] | 23.40 | 26.67 | 26.05 | 26.10 | 23.35 | NO-ESTIMATION | NO-ESTIMATION | NO-ESTIMATION | NO-ESTIMATION | CAPACITY-FACTOR-V1
CAN | Canada | Taylor Coulee |  | CAN0008457 | 12.7 | 49.3336 | -112.8871 | Hydro |  |  |  |  | Canadian Hydro Developers | Natural Resources Canada | ftp://ftp.maps.canada.ca/pub/nacei_cnaie/energy_infrastructure/PowerPlantsRenewGE1MW_NorthAmerica_201708.xlsx | Natural Resources Canada | 45565 | 2017 | [8 empty] | 28.76 | 28.76 | 28.76 | 28.84 | 28.76 | NO-ESTIMATION | NO-ESTIMATION | NO-ESTIMATION | NO-ESTIMATION | NO-ESTIMATION
CAN | Canada | Arrow Lakes |  | CAN0002099 | 185 | 49.3430 | -117.7688 | Hydro |  |  |  |  | Columbia Power (50%) / Columbia Basin Trust (50%) | Natural Resources Canada | http://ftp.maps.canada.ca/pub/nacei_cnaie/energy_infrastructure/PowerPlantsAllGE100MW_NorthAmerica_201708.xlsx | Natural Resources Canada | 14171 | 2017 | [8 empty] | 876.77 | 876.77 | 876.77 | 879.17 | 876.77 | HYDRO-V1 | HYDRO-V1 | HYDRO-V1 | HYDRO-V1 | HYDRO-V1
CAN | Canada | St. Mary |  | CAN0008424 | 2 | 49.3665 | -113.1087 | Hydro |  |  |  |  | TransAlta (100%) | Natural Resources Canada | ftp://ftp.maps.canada.ca/pub/nacei_cnaie/energy_infrastructure/PowerPlantsRenewGE1MW_NorthAmerica_201708.xlsx | Natural Resources Canada | 15481 | 2017 | [8 empty] | 5.90 | 6.42 | 6.08 | 5.94 | 7.21 | HYDRO-V1 | HYDRO-V1 | HYDRO-V1 | HYDRO-V1 | HYDRO-V1
CAN | Canada | Lake Buntzen 1 |  | CAN0008031 | 59 | 49.3706 | -122.8736 | Hydro |  |  |  |  | BC Hydro | Natural Resources Canada | ftp://ftp.maps.canada.ca/pub/nacei_cnaie/energy_infrastructure/PowerPlantsRenewGE1MW_NorthAmerica_201708.xlsx | Natural Resources Canada | 14165 | 2017 | [8 empty] | 171.12 | 171.12 | 171.12 | 171.59 | 171.12 | HYDRO-V1 | HYDRO-V1 | HYDRO-V1 | HYDRO-V1 | HYDRO-V1
CAN | Canada | Ash River |  | CAN0007628 | 28 | 49.3734 | -125.1506 | Hydro |  |  |  |  | BC Hydro | Natural Resources Canada | ftp://ftp.maps.canada.ca/pub/nacei_cnaie/energy_infrastructure/PowerPlantsRenewGE1MW_NorthAmerica_201708.xlsx | Natural Resources Canada | 14143 | 2017 | [8 empty] | 93.30 | 91.25 | 91.25 | 94.93 | 91.25 | WIND-V1 | WIND-V1 | WIND-V1 | WIND-V1 | WIND-V1
CAN | Canada | Lake Buntzen 2 |  | CAN0008032 | 17.8 | 49.3757 | -122.8684 | Hydro |  |  |  |  | BC Hydro | Natural Resources Canada | ftp://ftp.maps.canada.ca/pub/nacei_cnaie/energy_infrastructure/PowerPlantsRenewGE1MW_NorthAmerica_201708.xlsx | Natural Resources Canada | 14163 | 2017 | [8 empty] | 47.35 | 47.35 | 47.35 | 47.48 | 47.35 | HYDRO-V1 | HYDRO-V1 | HYDRO-V1 | HYDRO-V1 | HYDRO-V1
CAN | Canada | Raymond |  | CAN0008281 | 18 | 49.4071 | -112.6924 | Hydro | [5 empty] | Natural Resources Canada | ftp://ftp.maps.canada.ca/pub/nacei_cnaie/energy_infrastructure/PowerPlantsRenewGE1MW_NorthAmerica_201708.xlsx | Natural Resources Canada | 23367 | 2012 | [8 empty] | 39.38 | 39.38 | 39.38 | 39.48 | 39.38 | HYDRO-V1 | HYDRO-V1 | HYDRO-V1 | HYDRO-V1 | HYDRO-V1
CAN | Canada | Kapuskasing |  | CAN0007992 | 2.8 | 49.4131 | -82.4299 | Hydro | [5 empty] | Natural Resources Canada | ftp://ftp.maps.canada.ca/pub/nacei_cnaie/energy_infrastructure/PowerPlantsRenewGE1MW_NorthAmerica_201708.xlsx | Natural Resources Canada |  | 2000 | [8 empty] | 12.20 | 12.20 | 11.67 | 12.00 | 12.49 | HYDRO-V1 | HYDRO-V1 | HYDRO-V1 | HYDRO-V1 | HYDRO-V1
CAN | Canada | St. Mary River |  | CAN0008425 | 7 | 49.4526 | -112.7165 | Hydro |  |  |  |  | Irrican Hydro | Natural Resources Canada | ftp://ftp.maps.canada.ca/pub/nacei_cnaie/energy_infrastructure/PowerPlantsRenewGE1MW_NorthAmerica_201708.xlsx | Natural Resources Canada |  | 2017 | [8 empty] | 13.69 | 13.69 | 13.69 | 13.73 | 13.69 | HYDRO-V1 | HYDRO-V1 | HYDRO-V1 | HYDRO-V1 | HYDRO-V1
CAN | Canada | Kootenay Canal |  | CAN0002171 | 570 | 49.4533 | -117.5179 | Hydro |  |  |  |  | BC Hydro | Natural Resources Canada | http://ftp.maps.canada.ca/pub/nacei_cnaie/energy_infrastructure/PowerPlantsAllGE100MW_NorthAmerica_201708.xlsx | Natural Resources Canada | 14168 | 2017 | [8 empty] | 2667.13 | 2667.13 | 2667.13 | 2674.44 | 2667.13 | NO-ESTIMATION | NO-ESTIMATION | NO-ESTIMATION | NO-ESTIMATION | CAPACITY-FACTOR-V1
CAN | Canada | South Slocan |  | CAN0008406 | 54 | 49.4555 | -117.5197 | Hydro | [5 empty] | Natural Resources Canada | ftp://ftp.maps.canada.ca/pub/nacei_cnaie/energy_infrastructure/PowerPlantsRenewGE1MW_NorthAmerica_201708.xlsx | Natural Resources Canada | 36591 | 2015 | [8 empty] | 275.93 | 275.93 | 275.93 | 276.69 | 275.93 | HYDRO-V1 | HYDRO-V1 | HYDRO-V1 | HYDRO-V1 | HYDRO-V1
CAN | Canada | Bonnington Falls |  | CAN0007688 | 16.2 | 49.4582 | -117.4854 | Hydro |  |  |  |  | Nelson Hydro | Natural Resources Canada | ftp://ftp.maps.canada.ca/pub/nacei_cnaie/energy_infrastructure/PowerPlantsRenewGE1MW_NorthAmerica_201708.xlsx | Natural Resources Canada |  | 2012 | [8 empty] | 91.90 | 91.90 | 91.90 | 92.15 | 91.9 | HYDRO-V1 | HYDRO-V1 | HYDRO-V1 | HYDRO-V1 | HYDRO-V1
CAN | Canada | Upper Bonnington |  | CAN0008497 | 66 | 49.4601 | -117.4842 | Hydro | [5 empty] | Natural Resources Canada | ftp://ftp.maps.canada.ca/pub/nacei_cnaie/energy_infrastructure/PowerPlantsRenewGE1MW_NorthAmerica_201708.xlsx | Natural Resources Canada | 36592 | 2015 | [8 empty] | 337.25 | 337.25 | 337.25 | 338.18 | 337.25 | NO-ESTIMATION | NO-ESTIMATION | NO-ESTIMATION | NO-ESTIMATION | CAPACITY-FACTOR-V1
CAN | Canada | Lower Bonnington |  | CAN0008066 | 54 | 49.4617 | -117.5004 | Hydro | [5 empty] | Natural Resources Canada | ftp://ftp.maps.canada.ca/pub/nacei_cnaie/energy_infrastructure/PowerPlantsRenewGE1MW_NorthAmerica_201708.xlsx | Natural Resources Canada | 36589 | 2015 | [8 empty] | 275.93 | 275.93 | 275.93 | 276.69 | 275.93 | HYDRO-V1 | HYDRO-V1 | HYDRO-V1 | HYDRO-V1 | HYDRO-V1
CAN | Canada | Corra Linn |  | CAN0007783 | 51 | 49.4689 | -117.4686 | Hydro | [5 empty] | Natural Resources Canada | ftp://ftp.maps.canada.ca/pub/nacei_cnaie/energy_infrastructure/PowerPlantsRenewGE1MW_NorthAmerica_201708.xlsx | Natural Resources Canada | 36588 | 2015 | [8 empty] | 260.60 | 260.60 | 260.60 | 261.32 | 260.6 | HYDRO-V1 | HYDRO-V1 | HYDRO-V1 | HYDRO-V1 | HYDRO-V1
CAN | Canada | Aberfeldie |  | CAN0007597 | 24 | 49.4933 | -115.3624 | Hydro |  |  |  |  | BC Hydro | Natural Resources Canada | ftp://ftp.maps.canada.ca/pub/nacei_cnaie/energy_infrastructure/PowerPlantsRenewGE1MW_NorthAmerica_201708.xlsx | Natural Resources Canada | 14141 | 2017 | [8 empty] | 75.54 | 76.96 | 80.45 | 73.15 | 80.29 | HYDRO-V1 | HYDRO-V1 | HYDRO-V1 | HYDRO-V1 | HYDRO-V1
CAN | Canada | PÃ©ribonka |  | CAN0002207 | 385 | 49.5077 | -71.1824 | Hydro |  |  |  |  | Hydro-QuÃ©bec | Natural Resources Canada | http://ftp.maps.canada.ca/pub/nacei_cnaie/energy_infrastructure/PowerPlantsAllGE100MW_NorthAmerica_201708.xlsx | Natural Resources Canada |  | 2017 | [8 empty] | 1380.10 | 1434.63 | 1434.63 | 1432.34 | 1436.39 | HYDRO-V1 | HYDRO-V1 | HYDRO-V1 | HYDRO-V1 | HYDRO-V1
CAN | Canada | McNair Creek |  | CAN0008106 | 10 | 49.5158 | -123.5015 | Hydro | [5 empty] | Natural Resources Canada | ftp://ftp.maps.canada.ca/pub/nacei_cnaie/energy_infrastructure/PowerPlantsRenewGE1MW_NorthAmerica_201708.xlsx | Natural Resources Canada | 54238 | 2017 | [8 empty] | 35.75 | 32.35 | 37.79 | 32.83 | 34.37 | HYDRO-V1 | HYDRO-V1 | HYDRO-V1 | HYDRO-V1 | HYDRO-V1
CAN | Canada | Thelwood |  | CAN0008466 | 8.2 | 49.5424 | -125.5642 | Hydro |  |  |  |  | Boliden Westmin Ltd | Natural Resources Canada | ftp://ftp.maps.canada.ca/pub/nacei_cnaie/energy_infrastructure/PowerPlantsRenewGE1MW_NorthAmerica_201708.xlsx | Natural Resources Canada | 36783 | 2000 | [8 empty] | 18.32 | 18.32 | 18.32 | 18.37 | 18.32
CAN | Canada | Outardes-3 |  | CAN0002203 | 1026 | 49.5576 | -68.7256 | Hydro |  |  |  |  | Hydro-QuÃ©bec | Natural Resources Canada | http://ftp.maps.canada.ca/pub/nacei_cnaie/energy_infrastructure/PowerPlantsAllGE100MW_NorthAmerica_201708.xlsx | Natural Resources Canada | 22662 | 2017 | [8 empty] | 4001.63 | 4081.15 | 4245.58 | 4092.34 | 4087.31 | HYDRO-V1 | HYDRO-V1 | HYDRO-V1 | HYDRO-V1 | HYDRO-V1
CAN | Canada | Oldman River |  | CAN0008195 | 32 | 49.5610 | -113.8960 | Hydro |  |  |  |  | ATCO Power | Natural Resources Canada | ftp://ftp.maps.canada.ca/pub/nacei_cnaie/energy_infrastructure/PowerPlantsRenewGE1MW_NorthAmerica_201708.xlsx | Natural Resources Canada | 67545 | 2017 | [8 empty] | 110.69 | 107.16 | 105.79 | 110.52 | 106.66 | HYDRO-V1 | HYDRO-V1 | HYDRO-V1 | HYDRO-V1 | HYDRO-V1
CAN | Canada | Upper Stave River |  | CAN0008503 | 33 | 49.5660 | -122.3503 | Hydro |  |  |  |  | Innergex Inc (50%) / Harrison Hydro Project (50%) | Natural Resources Canada | ftp://ftp.maps.canada.ca/pub/nacei_cnaie/energy_infrastructure/PowerPlantsRenewGE1MW_NorthAmerica_201708.xlsx | Natural Resources Canada | 56113 | 2017 | [8 empty] | 110.68 | 106.41 | 106.12 | 106.70 | 101.23 | HYDRO-V1 | HYDRO-V1 | HYDRO-V1 | HYDRO-V1 | HYDRO-V1
CAN | Canada | Tennant Lake |  | CAN0008461 | 3.1 | 49.5674 | -125.6215 | Hydro | [5 empty] | Natural Resources Canada | ftp://ftp.maps.canada.ca/pub/nacei_cnaie/energy_infrastructure/PowerPlantsRenewGE1MW_NorthAmerica_201708.xlsx | Natural Resources Canada | 36782 | 2000 | [8 empty] | 5.86 | 5.86 | 5.86 | 5.88 | 5.86 | NO-ESTIMATION | NO-ESTIMATION | NO-ESTIMATION | NO-ESTIMATION | CAPACITY-FACTOR-V1
CAN | Canada | Lamont Creek |  | CAN0008035 | 27 | 49.5690 | -122.3446 | Hydro |  |  |  |  | Innergex Inc (50%) / Harrison Hydro Project (50%) | Natural Resources Canada | ftp://ftp.maps.canada.ca/pub/nacei_cnaie/energy_infrastructure/PowerPlantsRenewGE1MW_NorthAmerica_201708.xlsx | Natural Resources Canada | 56114 | 2017 | [8 empty] | 90.55 | 87.06 | 86.83 | 87.30 | 82.83 | HYDRO-V1 | HYDRO-V1 | HYDRO-V1 | HYDRO-V1 | HYDRO-V1
CAN | Canada | Island Falls (H2O) |  | CAN0007971 | 38 | 49.5772 | -81.3821 | Hydro |  |  |  |  | H2O Power LP | Natural Resources Canada | ftp://ftp.maps.canada.ca/pub/nacei_cnaie/energy_infrastructure/PowerPlantsRenewGE1MW_NorthAmerica_201708.xlsx | Natural Resources Canada |  | 2017 | [8 empty] | 174.69 | 176.29 | 171.62 | 172.59 | 170.76 | HYDRO-V1 | HYDRO-V1 | HYDRO-V1 | HYDRO-V1 | HYDRO-V1
CAN | Canada | Furry Creek |  | CAN0007873 | 10 | 49.5793 | -123.2020 | Hydro |  |  |  |  | Furry Creek Power Ltd | Natural Resources Canada | ftp://ftp.maps.canada.ca/pub/nacei_cnaie/energy_infrastructure/PowerPlantsRenewGE1MW_NorthAmerica_201708.xlsx | Natural Resources Canada | 50924 | 2017 | [8 empty] | 38.00 | 34.14 | 38.34 | 34.11 | 35.58 | HYDRO-V1 | HYDRO-V1 | HYDRO-V1 | HYDRO-V1 | HYDRO-V1
CAN | Canada | Box Canyon |  | CAN0008578 | 15 | 49.6006 | -123.4267 | Hydro | [5 empty] | Natural Resources Canada | ftp://ftp.maps.canada.ca/pub/nacei_cnaie/energy_infrastructure/PowerPlantsRenewGE1MW_NorthAmerica_201708.xlsx | Natural Resources Canada | 70740 | 2017 | [8 empty] | 53.93 | 48.93 | 56.99 | 49.76 | 51.86 | HYDRO-V1 | HYDRO-V1 | HYDRO-V1 | HYDRO-V1 | HYDRO-V1
CAN | Canada | Northwest Stave River |  | CAN0008186 | 17.5 | 49.6281 | -122.4625 | Hydro |  |  |  |  | Innergex Inc | Natural Resources Canada | ftp://ftp.maps.canada.ca/pub/nacei_cnaie/energy_infrastructure/PowerPlantsRenewGE1MW_NorthAmerica_201708.xlsx | Natural Resources Canada | 64560 | 2017 | [8 empty] | 58.10 | 57.20 | 57.05 | 57.35 | 52.87 | HYDRO-V1 | HYDRO-V1 | HYDRO-V1 | HYDRO-V1 | HYDRO-V1
CAN | Canada | Puntledge |  | CAN0008258 | 24 | 49.6650 | -125.0939 | Hydro |  |  |  |  | BC Hydro | Natural Resources Canada | ftp://ftp.maps.canada.ca/pub/nacei_cnaie/energy_infrastructure/PowerPlantsRenewGE1MW_NorthAmerica_201708.xlsx | Natural Resources Canada | 14178 | 2017 | [8 empty] | 86.40 | 85.14 | 84.89 | 83.99 | 85.76 | HYDRO-V1 | HYDRO-V1 | HYDRO-V1 | HYDRO-V1 | HYDRO-V1
CAN | Canada | Chin Hydro Plant |  | CAN0007755 | 11 | 49.6756 | -112.3446 | Hydro | [5 empty] | Natural Resources Canada | ftp://ftp.maps.canada.ca/pub/nacei_cnaie/energy_infrastructure/PowerPlantsRenewGE1MW_NorthAmerica_201708.xlsx | Natural Resources Canada |  | 2012 | [8 empty] | 24.55 | 23.49 | 25.04 | 24.34 | 24.27 | HYDRO-V1 | HYDRO-V1 | HYDRO-V1 | HYDRO-V1 | HYDRO-V1
CAN | Canada | Squamish Power Project |  | CAN0008635 | 1 | 49.6761 | -123.2614 | Hydro |  |  |  |  | Woodfibre LNG Ltd | Natural Resources Canada | ftp://ftp.maps.canada.ca/pub/nacei_cnaie/energy_infrastructure/PowerPlantsRenewGE1MW_NorthAmerica_201708.xlsx | Natural Resources Canada |  | 2017 | [8 empty] | 3.80 | 3.18 | 4.05 | 3.19 | 3.62 | HYDRO-V1 | HYDRO-V1 | HYDRO-V1 | HYDRO-V1 | HYDRO-V1
CAN | Canada | Salmon Inlet (Sechelt Creek) |  | CAN0008331 | 17 | 49.6775 | -123.5481 | Hydro | [5 empty] | Natural Resources Canada | ftp://ftp.maps.canada.ca/pub/nacei_cnaie/energy_infrastructure/PowerPlantsRenewGE1MW_NorthAmerica_201708.xlsx | Natural Resources Canada | 17589 | 2017 | [8 empty] | 61.12 | 61.79 | 59.58 | 61.58 | 61.93 | HYDRO-V1 | HYDRO-V1 | HYDRO-V1 | HYDRO-V1 | HYDRO-V1
CAN | Canada | Namewaminikan |  | CAN0008154 | 10 | 49.6826 | -88.0049 | Hydro |  |  |  |  | Namewaminikan Hydro Inc | Natural Resources Canada | ftp://ftp.maps.canada.ca/pub/nacei_cnaie/energy_infrastructure/PowerPlantsRenewGE1MW_NorthAmerica_201708.xlsx | Natural Resources Canada |  | 2017 | [8 empty] | 37.18 | 36.45 | 32.74 | 35.57 | 35.39 | HYDRO-V1 | HYDRO-V1 | HYDRO-V1 | HYDRO-V1 | HYDRO-V1
CAN | Canada | Big Silver Creek |  | CAN0007674 | 40.6 | 49.6930 | -121.8591 | Hydro |  |  |  |  | Innergex Inc | Natural Resources Canada | ftp://ftp.maps.canada.ca/pub/nacei_cnaie/energy_infrastructure/PowerPlantsRenewGE1MW_NorthAmerica_201708.xlsx | Natural Resources Canada | 64563 | 2017 | [8 empty] | 103.22 | 103.22 | 103.22 | 103.50 | 103.22 | HYDRO-V1 | HYDRO-V1 | HYDRO-V1 | HYDRO-V1 | HYDRO-V1
CAN | Canada | Outardes-4 |  | CAN0002204 | 785 | 49.7037 | -68.9038 | Hydro |  |  |  |  | Hydro-QuÃ©bec | Natural Resources Canada | http://ftp.maps.canada.ca/pub/nacei_cnaie/energy_infrastructure/PowerPlantsAllGE100MW_NorthAmerica_201708.xlsx | Natural Resources Canada | 22660 | 2017 | [8 empty] | 3197.89 | 3286.43 | 3262.33 | 3295.44 | 3249.92 | HYDRO-V1 | HYDRO-V1 | HYDRO-V1 | HYDRO-V1 | HYDRO-V1
CAN | Canada | Tretheway Creek |  | CAN0008484 | 21.2 | 49.7038 | -122.0796 | Hydro |  |  |  |  | Innergex Inc | Natural Resources Canada | ftp://ftp.maps.canada.ca/pub/nacei_cnaie/energy_infrastructure/PowerPlantsRenewGE1MW_NorthAmerica_201708.xlsx | Natural Resources Canada | 64562 | 2017 | [8 empty] | 54.70 | 54.70 | 54.70 | 54.85 | 54.7 | HYDRO-V1 | HYDRO-V1 | HYDRO-V1 | HYDRO-V1 | HYDRO-V1
CAN | Canada | Clowhom |  | CAN0007777 | 33 | 49.7109 | -123.5321 | Hydro |  |  |  |  | BC Hydro | Natural Resources Canada | ftp://ftp.maps.canada.ca/pub/nacei_cnaie/energy_infrastructure/PowerPlantsRenewGE1MW_NorthAmerica_201708.xlsx | Natural Resources Canada | 14155 | 2015 | [8 empty] | 86.12 | 86.12 | 86.12 | 86.35 | 86.12 | NO-ESTIMATION | NO-ESTIMATION | NO-ESTIMATION | NO-ESTIMATION | CAPACITY-FACTOR-V1
CAN | Canada | Stokke Creek |  | CAN0008434 | 22 | 49.7111 | -122.0343 | Hydro |  |  |  |  | Innergex Inc (50%) / Harrison Hydro Project (50%) | Natural Resources Canada | ftp://ftp.maps.canada.ca/pub/nacei_cnaie/energy_infrastructure/PowerPlantsRenewGE1MW_NorthAmerica_201708.xlsx | Natural Resources Canada | 56100 | 2017 | [8 empty] | 85.04 | 83.95 | 83.95 | 84.18 | 85.04 | WIND-V1 | WIND-V1 | WIND-V1 | WIND-V1 | WIND-V1
CAN | Canada | Upper Mamquam |  | CAN0008500 | 25 | 49.7178 | -123.0546 | Hydro |  |  |  |  | TransAlta (100%) | Natural Resources Canada | ftp://ftp.maps.canada.ca/pub/nacei_cnaie/energy_infrastructure/PowerPlantsRenewGE1MW_NorthAmerica_201708.xlsx | Natural Resources Canada | 50976 | 2017 | [8 empty] | 99.53 | 85.09 | 79.25 | 85.54 | 80.55 | HYDRO-V1 | HYDRO-V1 | HYDRO-V1 | HYDRO-V1 | HYDRO-V1
CAN | Canada | Skookum Power (Mamquam Skookum) |  | CAN0008631 | 25 | 49.7205 | -122.9956 | Hydro | [5 empty] | Natural Resources Canada | ftp://ftp.maps.canada.ca/pub/nacei_cnaie/energy_infrastructure/PowerPlantsRenewGE1MW_NorthAmerica_201708.xlsx | Natural Resources Canada |  | 2017 | [8 empty] | 99.53 | 85.09 | 79.25 | 85.54 | 80.55 | HYDRO-V1 | HYDRO-V1 | HYDRO-V1 | HYDRO-V1 | HYDRO-V1
CAN | Canada | Mamquam |  | CAN0008082 | 58 | 49.7214 | -123.0919 | Hydro |  |  |  |  | Atlantic Power Corp | Natural Resources Canada | ftp://ftp.maps.canada.ca/pub/nacei_cnaie/energy_infrastructure/PowerPlantsRenewGE1MW_NorthAmerica_201708.xlsx | Natural Resources Canada | 28321 | 2017 | [8 empty] | 221.35 | 187.85 | 174.29 | 188.86 | 177.31 | HYDRO-V1 | HYDRO-V1 | HYDRO-V1 | HYDRO-V1 | HYDRO-V1
CAN | Canada | RenÃ©-LÃ©vesque (Manic-3) |  | CAN0002218 | 1326 | 49.7408 | -68.5945 | Hydro |  |  |  |  | Hydro-QuÃ©bec | Natural Resources Canada | http://ftp.maps.canada.ca/pub/nacei_cnaie/energy_infrastructure/PowerPlantsAllGE100MW_NorthAmerica_201708.xlsx | Natural Resources Canada |  | 2017 | [8 empty] | 5258.99 | 5248.90 | 5555.75 | 5560.37 | 6461.2 | HYDRO-V1 | HYDRO-V1 | HYDRO-V1 | HYDRO-V1 | HYDRO-V1
CAN | Canada | Tipella Creek |  | CAN0008476 | 18 | 49.7409 | -122.1622 | Hydro |  |  |  |  | Innergex Inc (50%) / Harrison Hydro Project (50%) | Natural Resources Canada | ftp://ftp.maps.canada.ca/pub/nacei_cnaie/energy_infrastructure/PowerPlantsRenewGE1MW_NorthAmerica_201708.xlsx | Natural Resources Canada | 56103 | 2017 | [8 empty] | 67.26 | 70.73 | 70.92 | 71.12 | 67.26 | HYDRO-V1 | HYDRO-V1 | HYDRO-V1 | HYDRO-V1 | HYDRO-V1
CAN | Canada | Lower Bear |  | CAN0008065 | 10 | 49.7480 | -123.5159 | Hydro | [5 empty] | Natural Resources Canada | ftp://ftp.maps.canada.ca/pub/nacei_cnaie/energy_infrastructure/PowerPlantsRenewGE1MW_NorthAmerica_201708.xlsx | Natural Resources Canada | 64508 | 2017 | [8 empty] | 22.34 | 22.34 | 22.34 | 22.40 | 22.34 | HYDRO-V1 | HYDRO-V1 | HYDRO-V1 | HYDRO-V1 | HYDRO-V1
CAN | Canada | Douglas Creek |  | CAN0007819 | 27 | 49.7676 | -122.1510 | Hydro |  |  |  |  | Innergex Inc (50%) / Harrison Hydro Project (50%) | Natural Resources Canada | ftp://ftp.maps.canada.ca/pub/nacei_cnaie/energy_infrastructure/PowerPlantsRenewGE1MW_NorthAmerica_201708.xlsx | Natural Resources Canada | 56101 | 2017 | [8 empty] | 69.05 | 69.05 | 69.05 | 69.24 | 69.05 | HYDRO-V1 | HYDRO-V1 | HYDRO-V1 | HYDRO-V1 | HYDRO-V1
CAN | Canada | Lois Lake |  | CAN0008057 | 37 | 49.7699 | -124.3170 | Hydro | [5 empty] | Natural Resources Canada | ftp://ftp.maps.canada.ca/pub/nacei_cnaie/energy_infrastructure/PowerPlantsRenewGE1MW_NorthAmerica_201708.xlsx | Natural Resources Canada | 25343 | 2017 | [8 empty] | 107.31 | 107.31 | 107.31 | 107.61 | 107.31 | HYDRO-V1 | HYDRO-V1 | HYDRO-V1 | HYDRO-V1 | HYDRO-V1
CAN | Canada | Norman |  | CAN0008168 | 9.5 | 49.7717 | -94.5243 | Hydro |  |  |  |  | H2O Power LP | Natural Resources Canada | ftp://ftp.maps.canada.ca/pub/nacei_cnaie/energy_infrastructure/PowerPlantsRenewGE1MW_NorthAmerica_201708.xlsx | Natural Resources Canada | 14721 | 2017 | [8 empty] | 52.69 | 52.53 | 52.69 | 52.78 | 52.53 | HYDRO-V1 | HYDRO-V1 | HYDRO-V1 | HYDRO-V1 | HYDRO-V1
CAN | Canada | Kenora |  | CAN0007996 | 6 | 49.7725 | -94.5035 | Hydro |  |  |  |  | H2O Power LP | Natural Resources Canada | ftp://ftp.maps.canada.ca/pub/nacei_cnaie/energy_infrastructure/PowerPlantsRenewGE1MW_NorthAmerica_201708.xlsx | Natural Resources Canada | 14720 | 2017 | [8 empty] | 33.02 | 32.92 | 33.02 | 33.08 | 32.92 | HYDRO-V1 | HYDRO-V1 | HYDRO-V1 | HYDRO-V1 | HYDRO-V1
CAN | Canada | Fire Creek |  | CAN0007856 | 23 | 49.7834 | -122.2347 | Hydro |  |  |  |  | Innergex Inc (50%) / Harrison Hydro Project (50%) | Natural Resources Canada | ftp://ftp.maps.canada.ca/pub/nacei_cnaie/energy_infrastructure/PowerPlantsRenewGE1MW_NorthAmerica_201708.xlsx | Natural Resources Canada | 56102 | 2017 | [8 empty] | 59.24 | 59.24 | 59.24 | 59.41 | 59.24 | NO-ESTIMATION | NO-ESTIMATION | NO-ESTIMATION | NO-ESTIMATION | CAPACITY-FACTOR-V1
CAN | Canada | PentecÃ´te |  | CAN0008222 | 2 | 49.7858 | -67.1570 | Hydro |  |  |  |  | Pouvoir Riverin Inc (SociÃ©tÃ© en Commandite) /Algonquin Power Fund (Canada)Â Inc | Natural Resources Canada | ftp://ftp.maps.canada.ca/pub/nacei_cnaie/energy_infrastructure/PowerPlantsRenewGE1MW_NorthAmerica_201708.xlsx | Natural Resources Canada | 20409 | 2017 | [8 empty] | 7.53 | 7.53 | 7.53 | 7.51 | 7.72 | HYDRO-V1 | HYDRO-V1 | HYDRO-V1 | HYDRO-V1 | HYDRO-V1
CAN | Canada | Eagle River |  | CAN0007825 | 1.8 | 49.7911 | -93.1969 | Hydro | [5 empty] | Natural Resources Canada | ftp://ftp.maps.canada.ca/pub/nacei_cnaie/energy_infrastructure/PowerPlantsRenewGE1MW_NorthAmerica_201708.xlsx | Natural Resources Canada | 33958 | 2000 | [8 empty] | 6.00 | 7.27 | 6.08 | 6.71 | 6.76 | HYDRO-V1 | HYDRO-V1 | HYDRO-V1 | HYDRO-V1 | HYDRO-V1
CAN | Canada | Upper Bear |  | CAN0008496 | 10 | 49.7954 | -123.5721 | Hydro | [5 empty] | Natural Resources Canada | ftp://ftp.maps.canada.ca/pub/nacei_cnaie/energy_infrastructure/PowerPlantsRenewGE1MW_NorthAmerica_201708.xlsx | Natural Resources Canada | 57539 | 2017 | [8 empty] | 22.34 | 22.34 | 22.34 | 22.40 | 22.34 | NO-ESTIMATION | NO-ESTIMATION | NO-ESTIMATION | NO-ESTIMATION | NO-ESTIMATION
CAN | Canada | McKenzie Falls |  | CAN0008104 | 1.1 | 49.8047 | -93.1887 | Hydro | [5 empty] | Natural Resources Canada | ftp://ftp.maps.canada.ca/pub/nacei_cnaie/energy_infrastructure/PowerPlantsRenewGE1MW_NorthAmerica_201708.xlsx | Natural Resources Canada | 33960 | 2000 | [8 empty] | 3.67 | 4.51 | 3.72 | 4.11 | 4.14 | WIND-V1 | WIND-V1 | WIND-V1 | WIND-V1 | WIND-V1
CAN | Canada | Shekak (Nagagami) |  | CAN0008358 | 18 | 49.8087 | -84.4990 | Hydro | [5 empty] | Natural Resources Canada | ftp://ftp.maps.canada.ca/pub/nacei_cnaie/energy_infrastructure/PowerPlantsRenewGE1MW_NorthAmerica_201708.xlsx | Natural Resources Canada | 55378 | 2017 | [8 empty] | 80.23 | 77.86 | 71.57 | 71.61 | 72.69 | NO-ESTIMATION | NO-ESTIMATION | NO-ESTIMATION | NO-ESTIMATION | NO-ESTIMATION
CAN | Canada | Boston Bar |  | CAN0007690 | 9 | 49.8113 | -121.4585 | Hydro |  |  |  |  | Boston Bar LP | Natural Resources Canada | ftp://ftp.maps.canada.ca/pub/nacei_cnaie/energy_infrastructure/PowerPlantsRenewGE1MW_NorthAmerica_201708.xlsx | Natural Resources Canada |  | 2017 | [8 empty] | 40.99 | 40.99 | 40.99 | 41.11 | 40.99 | HYDRO-V1 | HYDRO-V1 | HYDRO-V1 | HYDRO-V1 | HYDRO-V1
CAN | Canada | Lower Clowhom |  | CAN0008067 | 11 | 49.8176 | -123.3973 | Hydro |  |  |  |  | Hydromax Energy Ltd | Natural Resources Canada | ftp://ftp.maps.canada.ca/pub/nacei_cnaie/energy_infrastructure/PowerPlantsRenewGE1MW_NorthAmerica_201708.xlsx | Natural Resources Canada | 56155 | 2017 | [8 empty] | 25.01 | 25.01 | 25.01 | 25.08 | 25.01 | HYDRO-V1 | HYDRO-V1 | HYDRO-V1 | HYDRO-V1 | HYDRO-V1
CAN | Canada | Wainwright Falls |  | CAN0008516 | 1.1 | 49.8217 | -92.8763 | Hydro | [5 empty] | Natural Resources Canada | ftp://ftp.maps.canada.ca/pub/nacei_cnaie/energy_infrastructure/PowerPlantsRenewGE1MW_NorthAmerica_201708.xlsx | Natural Resources Canada | 33961 | 2000 | [8 empty] | 3.69 | 4.69 | 3.44 | 3.88 | 3.67 | NO-ESTIMATION | NO-ESTIMATION | NO-ESTIMATION | NO-ESTIMATION | NO-ESTIMATION
CAN | Canada | Tyson Creek |  | CAN0008638 | 9 | 49.8371 | -123.6858 | Hydro | [5 empty] | Natural Resources Canada | ftp://ftp.maps.canada.ca/pub/nacei_cnaie/energy_infrastructure/PowerPlantsRenewGE1MW_NorthAmerica_201708.xlsx | Natural Resources Canada | 56198 | 2017 | [8 empty] | 26.00 | 27.02 | 27.02 | 28.52 | 27.64 | HYDRO-V1 | HYDRO-V1 | HYDRO-V1 | HYDRO-V1 | HYDRO-V1
CAN | Canada | Chute-des-Passes |  | CAN0002131 | 854.4 | 49.8374 | -71.1665 | Hydro |  |  |  |  | Rio Tinto Alcan | Natural Resources Canada | http://ftp.maps.canada.ca/pub/nacei_cnaie/energy_infrastructure/PowerPlantsAllGE100MW_NorthAmerica_201708.xlsx | Natural Resources Canada | 12796 | 2017 | [8 empty] | 3009.77 | 3261.51 | 3215.66 | 3224.47 | 3471.07 | HYDRO-V1 | HYDRO-V1 | HYDRO-V1 | HYDRO-V1 | HYDRO-V1
CAN | Canada | Cypress Creek |  | CAN0007794 | 2.8 | 49.8427 | -126.1277 | Hydro |  |  |  |  | Synex | Natural Resources Canada | ftp://ftp.maps.canada.ca/pub/nacei_cnaie/energy_infrastructure/PowerPlantsRenewGE1MW_NorthAmerica_201708.xlsx | Natural Resources Canada | 54212 | 2017 | [8 empty] | 9.79 | 10.50 | 10.73 | 10.99 | 10.43 | HYDRO-V1 | HYDRO-V1 | HYDRO-V1 | HYDRO-V1 | HYDRO-V1
CAN | Canada | Upper Clowhom |  | CAN0008498 | 11 | 49.8543 | -123.4461 | Hydro |  |  |  |  | Hydromax Energy Ltd | Natural Resources Canada | ftp://ftp.maps.canada.ca/pub/nacei_cnaie/energy_infrastructure/PowerPlantsRenewGE1MW_NorthAmerica_201708.xlsx | Natural Resources Canada | 56154 | 2017 | [8 empty] | 25.01 | 25.01 | 25.01 | 25.08 | 25.01 | HYDRO-V1 | HYDRO-V1 | HYDRO-V1 | HYDRO-V1 | HYDRO-V1
CAN | Canada | Mears Creek |  | CAN0008109 | 3.8 | 49.8720 | -126.2136 | Hydro |  |  |  |  | Synex | Natural Resources Canada | ftp://ftp.maps.canada.ca/pub/nacei_cnaie/energy_infrastructure/PowerPlantsRenewGE1MW_NorthAmerica_201708.xlsx | Natural Resources Canada | 54211 | 2017 | [8 empty] | 13.42 | 14.42 | 14.75 | 15.11 | 14.32 | NO-ESTIMATION | NO-ESTIMATION | NO-ESTIMATION | NO-ESTIMATION | CAPACITY-FACTOR-V1
CAN | Canada | Powell Lake |  | CAN0008249 | 38 | 49.8723 | -124.5577 | Hydro | [5 empty] | Natural Resources Canada | ftp://ftp.maps.canada.ca/pub/nacei_cnaie/energy_infrastructure/PowerPlantsRenewGE1MW_NorthAmerica_201708.xlsx | Natural Resources Canada |  | 2017 | [8 empty] | 123.42 | 125.70 | 125.31 | 123.95 | 126.47 | NO-ESTIMATION | NO-ESTIMATION | NO-ESTIMATION | NO-ESTIMATION | NO-ESTIMATION
CAN | Canada | Culliton Creek |  | CAN0008593 | 15 | 49.8772 | -123.1599 | Hydro | [5 empty] | Natural Resources Canada | ftp://ftp.maps.canada.ca/pub/nacei_cnaie/energy_infrastructure/PowerPlantsRenewGE1MW_NorthAmerica_201708.xlsx | Natural Resources Canada | 63185 | 2017 | [8 empty] | 45.37 | 48.74 | 48.14 | 49.68 | 45.14 | HYDRO-V1 | HYDRO-V1 | HYDRO-V1 | HYDRO-V1 | HYDRO-V1
CAN | Canada | Abitibi Canyon |  | CAN0002096 | 349 | 49.8822 | -81.5670 | Hydro | [5 empty] | Natural Resources Canada | http://ftp.maps.canada.ca/pub/nacei_cnaie/energy_infrastructure/PowerPlantsAllGE100MW_NorthAmerica_201708.xlsx | Natural Resources Canada | 28953 | 2017 | [8 empty] | 1405.59 | 1397.56 | 1362.60 | 1366.33 | 1347.33 | HYDRO-V1 | HYDRO-V1 | HYDRO-V1 | HYDRO-V1 | HYDRO-V1
CAN | Canada | Rattle Brook |  | CAN0008276 | 4 | 49.8876 | -56.8359 | Hydro | [5 empty] | Natural Resources Canada | ftp://ftp.maps.canada.ca/pub/nacei_cnaie/energy_infrastructure/PowerPlantsRenewGE1MW_NorthAmerica_201708.xlsx | Natural Resources Canada | 12856 | 2000 | [8 empty] | 13.96 | 12.32 | 12.26 | 12.12 | 11.98 | HYDRO-V1 | HYDRO-V1 | HYDRO-V1 | HYDRO-V1 | HYDRO-V1
CAN | Canada | Whatshan |  | CAN0008551 | 54 | 49.9106 | -118.0718 | Hydro |  |  |  |  | BC Hydro | Natural Resources Canada | ftp://ftp.maps.canada.ca/pub/nacei_cnaie/energy_infrastructure/PowerPlantsRenewGE1MW_NorthAmerica_201708.xlsx | Natural Resources Canada | 14194 | 2015 | [8 empty] | 260.93 | 260.93 | 260.93 | 261.64 | 260.01 | HYDRO-V1 | HYDRO-V1 | HYDRO-V1 | HYDRO-V1 | HYDRO-V1
CAN | Canada | Ashlu Creek |  | CAN0007629 | 49.9 | 49.9143 | -123.3250 | Hydro |  |  |  |  | Innergex Inc | Natural Resources Canada | ftp://ftp.maps.canada.ca/pub/nacei_cnaie/energy_infrastructure/PowerPlantsRenewGE1MW_NorthAmerica_201708.xlsx | Natural Resources Canada | 59784 | 2017 | [8 empty] | 143.47 | 152.85 | 153.62 | 159.75 | 143.62 | HYDRO-V1 | HYDRO-V1 | HYDRO-V1 | HYDRO-V1 | HYDRO-V1
CAN | Canada | Barr Creek |  | CAN0007641 | 4.4 | 49.9278 | -126.7602 | Hydro |  |  |  |  | Synex (80%) / Ehattesaht Tribe (20%) | Natural Resources Canada | ftp://ftp.maps.canada.ca/pub/nacei_cnaie/energy_infrastructure/PowerPlantsRenewGE1MW_NorthAmerica_201708.xlsx | Natural Resources Canada | 56162 | 2017 | [8 empty] | 10.08 | 10.08 | 10.08 | 10.11 | 10.08 | HYDRO-V1 | HYDRO-V1 | HYDRO-V1 | HYDRO-V1 | HYDRO-V1
CAN | Canada | Cheakamus |  | CAN0002125 | 158 | 49.9337 | -123.2910 | Hydro |  |  |  |  | BC Hydro | Natural Resources Canada | http://ftp.maps.canada.ca/pub/nacei_cnaie/energy_infrastructure/PowerPlantsAllGE100MW_NorthAmerica_201708.xlsx | Natural Resources Canada | 14154 | 2017 | [8 empty] | 483.16 | 487.47 | 489.20 | 488.81 | 483.16 | HYDRO-V1 | HYDRO-V1 | HYDRO-V1 | HYDRO-V1 | HYDRO-V1
CAN | Canada | Peter Sutherlan Sr. |  | CAN0008621 | 28 | 49.9620 | -81.5226 | Hydro |  |  |  |  | Coral Rapids Power OPG | Natural Resources Canada | ftp://ftp.maps.canada.ca/pub/nacei_cnaie/energy_infrastructure/PowerPlantsRenewGE1MW_NorthAmerica_201708.xlsx | Natural Resources Canada | 67223 | 2017 | [8 empty] | 128.72 | 128.08 | 126.45 | 126.80 | 126.1 | HYDRO-V1 | HYDRO-V1 | HYDRO-V1 | HYDRO-V1 | HYDRO-V1
CAN | Canada | Toulnustouc |  | CAN0002250 | 526 | 49.9705 | -68.1591 | Hydro |  |  |  |  | Hydro-QuÃ©bec | Natural Resources Canada | http://ftp.maps.canada.ca/pub/nacei_cnaie/energy_infrastructure/PowerPlantsAllGE100MW_NorthAmerica_201708.xlsx | Natural Resources Canada | 45849 | 2017 | [8 empty] | 1502.44 | 1492.62 | 1759.10 | 1502.62 | 1729.53 | HYDRO-V1 | HYDRO-V1 | HYDRO-V1 | HYDRO-V1 | HYDRO-V1
CAN | Canada | Brandywine Creek Small Hydro |  | CAN0008579 | 8 | 49.9783 | -123.1417 | Hydro |  |  |  |  | Rockford Energy Corp | Natural Resources Canada | ftp://ftp.maps.canada.ca/pub/nacei_cnaie/energy_infrastructure/PowerPlantsRenewGE1MW_NorthAmerica_201708.xlsx | Natural Resources Canada |  | 2017 | [8 empty] | 25.68 | 25.55 | 25.50 | 27.29 | 25.61 | HYDRO-V1 | HYDRO-V1 | HYDRO-V1 | HYDRO-V1 | HYDRO-V1
CAN | Canada | Strathcona |  | CAN0008436 | 64 | 49.9981 | -125.5856 | Hydro |  |  |  |  | BC Hydro | Natural Resources Canada | ftp://ftp.maps.canada.ca/pub/nacei_cnaie/energy_infrastructure/PowerPlantsRenewGE1MW_NorthAmerica_201708.xlsx | Natural Resources Canada | 14187 | 2017 | [8 empty] | 214.95 | 223.25 | 224.20 | 224.65 | 223.25 | HYDRO-V1 | HYDRO-V1 | HYDRO-V1 | HYDRO-V1 | HYDRO-V1
CAN | Canada | Little Long |  | CAN0002184 | 205 | 50.0036 | -82.1649 | Hydro |  |  |  |  | Ontario Power Generation | Natural Resources Canada | http://ftp.maps.canada.ca/pub/nacei_cnaie/energy_infrastructure/PowerPlantsAllGE100MW_NorthAmerica_201708.xlsx | Natural Resources Canada | 29001 | 2017 | [8 empty] | 895.15 | 885.04 | 886.67 | 889.10 | 885.04 | HYDRO-V1 | HYDRO-V1 | HYDRO-V1 | HYDRO-V1 | HYDRO-V1
CAN | Canada | Ladore Falls |  | CAN0008026 | 47 | 50.0173 | -125.3930 | Hydro |  |  |  |  | BC Hydro | Natural Resources Canada | ftp://ftp.maps.canada.ca/pub/nacei_cnaie/energy_infrastructure/PowerPlantsRenewGE1MW_NorthAmerica_201708.xlsx | Natural Resources Canada | 14167 | 2017 | [8 empty] | 157.85 | 163.95 | 164.65 | 164.98 | 163.95 | HYDRO-V1 | HYDRO-V1 | HYDRO-V1 | HYDRO-V1 | HYDRO-V1
CAN | Canada | Eldorado Reservoir |  | CAN0007840 | 1.1 | 50.0190 | -119.3589 | Hydro |  |  |  |  | District of Lake Country | Natural Resources Canada | ftp://ftp.maps.canada.ca/pub/nacei_cnaie/energy_infrastructure/PowerPlantsRenewGE1MW_NorthAmerica_201708.xlsx | Natural Resources Canada |  | 2017 | [8 empty] | 1.83 | 1.83 | 1.83 | 1.83 | 1.83 | HYDRO-V1 | HYDRO-V1 | HYDRO-V1 | HYDRO-V1 | HYDRO-V1
CAN | Canada | Cat Arm |  | CAN0002121 | 127 | 50.0258 | -56.7650 | Hydro | [5 empty] | Natural Resources Canada | http://ftp.maps.canada.ca/pub/nacei_cnaie/energy_infrastructure/PowerPlantsAllGE100MW_NorthAmerica_201708.xlsx | Natural Resources Canada | 27639 | 2017 | [8 empty] | 354.22 | 354.22 | 354.22 | 355.19 | 354.22 | HYDRO-V1 | HYDRO-V1 | HYDRO-V1 | HYDRO-V1 | HYDRO-V1
CAN | Canada | John Hart |  | CAN0002163 | 126 | 50.0440 | -125.3109 | Hydro |  |  |  |  | BC Hydro | Natural Resources Canada | http://ftp.maps.canada.ca/pub/nacei_cnaie/energy_infrastructure/PowerPlantsAllGE100MW_NorthAmerica_201708.xlsx | Natural Resources Canada | 14166 | 2017 | [8 empty] | 383.82 | 408.89 | 410.76 | 412.20 | 408.89 | HYDRO-V1 | HYDRO-V1 | HYDRO-V1 | HYDRO-V1 | HYDRO-V1
CAN | Canada | Zeballos Lake |  | CAN0008570 | 23 | 50.0535 | -126.7797 | Hydro | [5 empty] | Natural Resources Canada | ftp://ftp.maps.canada.ca/pub/nacei_cnaie/energy_infrastructure/PowerPlantsRenewGE1MW_NorthAmerica_201708.xlsx | Natural Resources Canada | 67276 | 2017 | [8 empty] | 60.79 | 60.79 | 60.79 | 60.96 | 60.79 | HYDRO-V1 | HYDRO-V1 | HYDRO-V1 | HYDRO-V1 | HYDRO-V1
CAN | Canada | Brandywine Creek |  | CAN0007695 | 8 | 50.0579 | -123.1312 | Hydro |  |  |  |  | Run of River Power | Natural Resources Canada | ftp://ftp.maps.canada.ca/pub/nacei_cnaie/energy_infrastructure/PowerPlantsRenewGE1MW_NorthAmerica_201708.xlsx | Natural Resources Canada | 52113 | 2017 | [8 empty] | 25.68 | 25.55 | 25.50 | 27.29 | 25.61 | HYDRO-V1 | HYDRO-V1 | HYDRO-V1 | HYDRO-V1 | HYDRO-V1
CAN | Canada | Smoky Falls |  | CAN0002240 | 267 | 50.0609 | -82.1609 | Hydro |  |  |  |  | Ontario Power Generation | Natural Resources Canada | http://ftp.maps.canada.ca/pub/nacei_cnaie/energy_infrastructure/PowerPlantsAllGE100MW_NorthAmerica_201708.xlsx | Natural Resources Canada | 33429 | 2017 | [8 empty] | 1062.70 | 1049.53 | 989.88 | 1054.54 | 1049.53 | HYDRO-V1 | HYDRO-V1 | HYDRO-V1 | HYDRO-V1 | HYDRO-V1
CAN | Canada | Kwoiek Creek |  | CAN0008012 | 49.9 | 50.1051 | -121.5671 | Hydro |  |  |  |  | Innergex Inc (50%) / Kanaka Bar Indian Band (50%) | Natural Resources Canada | ftp://ftp.maps.canada.ca/pub/nacei_cnaie/energy_infrastructure/PowerPlantsRenewGE1MW_NorthAmerica_201708.xlsx | Natural Resources Canada | 60012 | 2017 | [8 empty] | 243.56 | 250.78 | 250.78 | 251.46 | 250.78 | HYDRO-V1 | HYDRO-V1 | HYDRO-V1 | HYDRO-V1 | HYDRO-V1
CAN | Canada | Fitzsimmons Creek |  | CAN0007860 | 7.5 | 50.1056 | -122.9448 | Hydro |  |  |  |  | Innergex Inc (66.7%) / Ledcor Power Group (33.3%) | Natural Resources Canada | ftp://ftp.maps.canada.ca/pub/nacei_cnaie/energy_infrastructure/PowerPlantsRenewGE1MW_NorthAmerica_201708.xlsx | Natural Resources Canada | 58779 | 2017 | [8 empty] | 16.79 | 16.79 | 16.79 | 16.84 | 16.79 | HYDRO-V1 | HYDRO-V1 | HYDRO-V1 | HYDRO-V1 | HYDRO-V1
CAN | Canada | Whistler |  | CAN0008552 | 7.6 | 50.1062 | -122.9458 | Hydro |  |  |  |  | Rockford Energy Corp | Natural Resources Canada | ftp://ftp.maps.canada.ca/pub/nacei_cnaie/energy_infrastructure/PowerPlantsRenewGE1MW_NorthAmerica_201708.xlsx | Natural Resources Canada |  | 2000 | [8 empty] | 17.02 | 17.02 | 17.02 | 17.06 | 17.02 | HYDRO-V1 | HYDRO-V1 | HYDRO-V1 | HYDRO-V1 | HYDRO-V1
CAN | Canada | Harmon |  | CAN0002154 | 220 | 50.1112 | -82.2081 | Hydro |  |  |  |  | Ontario Power Generation | Natural Resources Canada | http://ftp.maps.canada.ca/pub/nacei_cnaie/energy_infrastructure/PowerPlantsAllGE100MW_NorthAmerica_201708.xlsx | Natural Resources Canada | 28986 | 2017 | [8 empty] | 946.52 | 935.67 | 909.90 | 939.99 | 935.67 | HYDRO-V1 | HYDRO-V1 | HYDRO-V1 | HYDRO-V1 | HYDRO-V1
CAN | Canada | Whitedog Falls |  | CAN0008557 | 68 | 50.1145 | -94.8691 | Hydro | [5 empty] | Natural Resources Canada | ftp://ftp.maps.canada.ca/pub/nacei_cnaie/energy_infrastructure/PowerPlantsRenewGE1MW_NorthAmerica_201708.xlsx | Natural Resources Canada | 29049 | 2017 | [8 empty] | 325.60 | 325.60 | 326.69 | 327.19 | 325.6 | HYDRO-V1 | HYDRO-V1 | HYDRO-V1 | HYDRO-V1 | HYDRO-V1
CAN | Canada | Seven Sisters |  | CAN0002233 | 165 | 50.1204 | -96.0177 | Hydro | [5 empty] | Natural Resources Canada | http://ftp.maps.canada.ca/pub/nacei_cnaie/energy_infrastructure/PowerPlantsAllGE100MW_NorthAmerica_201708.xlsx | Natural Resources Canada | 25522 | 2017 | [8 empty] | 729.29 | 870.77 | 739.37 | 870.64 | 740.78 | HYDRO-V1 | HYDRO-V1 | HYDRO-V1 | HYDRO-V1 | HYDRO-V1
CAN | Canada | Kipling |  | CAN0002170 | 232 | 50.1449 | -82.2086 | Hydro |  |  |  |  | Ontario Power Generation | Natural Resources Canada | http://ftp.maps.canada.ca/pub/nacei_cnaie/energy_infrastructure/PowerPlantsAllGE100MW_NorthAmerica_201708.xlsx | Natural Resources Canada | 28996 | 2017 | [8 empty] | 978.06 | 966.61 | 939.44 | 971.12 | 966.61 | HYDRO-V1 | HYDRO-V1 | HYDRO-V1 | HYDRO-V1 | HYDRO-V1
CAN | Canada | Otter Rapids |  | CAN0002200 | 182 | 50.1812 | -81.6373 | Hydro | [5 empty] | Natural Resources Canada | http://ftp.maps.canada.ca/pub/nacei_cnaie/energy_infrastructure/PowerPlantsAllGE100MW_NorthAmerica_201708.xlsx | Natural Resources Canada | 29021 | 2017 | [8 empty] | 790.90 | 790.90 | 768.48 | 770.59 | 799.12 | HYDRO-V1 | HYDRO-V1 | HYDRO-V1 | HYDRO-V1 | HYDRO-V1
CAN | Canada | Sainte-Marguerite-1-1a |  | CAN0008322 | 30.5 | 50.1971 | -66.6362 | Hydro |  |  |  |  | Innergex Inc (50%) / Desjardins Group Pension Plan (50%) | Natural Resources Canada | ftp://ftp.maps.canada.ca/pub/nacei_cnaie/energy_infrastructure/PowerPlantsRenewGE1MW_NorthAmerica_201708.xlsx | Natural Resources Canada |  | 2017 | [8 empty] | 112.44 | 113.43 | 117.62 | 113.74 | 112.75 | HYDRO-V1 | HYDRO-V1 | HYDRO-V1 | HYDRO-V1 | HYDRO-V1
CAN | Canada | Sainte-Marguerite-2 |  | CAN0008323 | 24 | 50.2123 | -66.6583 | Hydro |  |  |  |  | Compagnie Gulf Power | Natural Resources Canada | ftp://ftp.maps.canada.ca/pub/nacei_cnaie/energy_infrastructure/PowerPlantsRenewGE1MW_NorthAmerica_201708.xlsx | Natural Resources Canada |  | 2017 | [8 empty] | 96.83 | 97.60 | 100.90 | 97.87 | 97.07 | HYDRO-V1 | HYDRO-V1 | HYDRO-V1 | HYDRO-V1 | HYDRO-V1
CAN | Canada | Slave Falls |  | CAN0008376 | 68 | 50.2221 | -95.5687 | Hydro | [5 empty] | Natural Resources Canada | ftp://ftp.maps.canada.ca/pub/nacei_cnaie/energy_infrastructure/PowerPlantsRenewGE1MW_NorthAmerica_201708.xlsx | Natural Resources Canada | 37142 | 2017 | [8 empty] | 315.69 | 350.62 | 327.41 | 353.63 | 332.14 | HYDRO-V1 | HYDRO-V1 | HYDRO-V1 | HYDRO-V1 | HYDRO-V1
CAN | Canada | Caribou Falls |  | CAN0007728 | 91 | 50.2625 | -94.9744 | Hydro | [5 empty] | Natural Resources Canada | ftp://ftp.maps.canada.ca/pub/nacei_cnaie/energy_infrastructure/PowerPlantsRenewGE1MW_NorthAmerica_201708.xlsx | Natural Resources Canada | 28972 | 2017 | [8 empty] | 461.39 | 472.24 | 438.08 | 437.81 | 473.43 | HYDRO-V1 | HYDRO-V1 | HYDRO-V1 | HYDRO-V1 | HYDRO-V1
CAN | Canada | Rutherford Creek |  | CAN0008313 | 49.9 | 50.2727 | -122.8670 | Hydro |  |  |  |  | Innergex Inc | Natural Resources Canada | ftp://ftp.maps.canada.ca/pub/nacei_cnaie/energy_infrastructure/PowerPlantsRenewGE1MW_NorthAmerica_201708.xlsx | Natural Resources Canada | 51831 | 2017 | [8 empty] | 135.50 | 134.46 | 131.39 | 135.36 | 135.5 | HYDRO-V1 | HYDRO-V1 | HYDRO-V1 | HYDRO-V1 | HYDRO-V1
CAN | Canada | Soo River 2 |  | CAN0008632 | 13 | 50.2842 | -122.9776 | Hydro | [5 empty] | Natural Resources Canada | ftp://ftp.maps.canada.ca/pub/nacei_cnaie/energy_infrastructure/PowerPlantsRenewGE1MW_NorthAmerica_201708.xlsx | Natural Resources Canada | 32957 | 2017 | [8 empty] | 40.84 | 40.57 | 39.77 | 40.82 | 40.84 | HYDRO-V1 | HYDRO-V1 | HYDRO-V1 | HYDRO-V1 | HYDRO-V1
CAN | Canada | Shuswap Falls |  | CAN0008360 | 6 | 50.2960 | -118.8133 | Hydro |  |  |  |  | BC Hydro | Natural Resources Canada | ftp://ftp.maps.canada.ca/pub/nacei_cnaie/energy_infrastructure/PowerPlantsRenewGE1MW_NorthAmerica_201708.xlsx | Natural Resources Canada | 14185 | 2015 | [8 empty] | 17.29 | 16.44 | 19.31 | 17.08 | 19.77 | SOLAR-V1-NO-AGE | SOLAR-V1-NO-AGE | SOLAR-V1-NO-AGE | SOLAR-V1-NO-AGE | SOLAR-V1-NO-AGE
CAN | Canada | Pointe du Bois |  | CAN0008238 | 75 | 50.2981 | -95.5481 | Hydro | [5 empty] | Natural Resources Canada | ftp://ftp.maps.canada.ca/pub/nacei_cnaie/energy_infrastructure/PowerPlantsRenewGE1MW_NorthAmerica_201708.xlsx | Natural Resources Canada | 37141 | 2017 | [8 empty] | 348.18 | 386.71 | 361.11 | 390.03 | 366.33 | HYDRO-V1 | HYDRO-V1 | HYDRO-V1 | HYDRO-V1 | HYDRO-V1
CAN | Canada | Centrale de La Courbe du Sault |  | CAN0008584 | 25 | 50.3135 | -64.9098 | Hydro |  |  |  |  | SociÃ©tÃ© Dâ€™Ã©nergie RiviÃ¨re Sheldrake Inc | Natural Resources Canada | ftp://ftp.maps.canada.ca/pub/nacei_cnaie/energy_infrastructure/PowerPlantsRenewGE1MW_NorthAmerica_201708.xlsx | Natural Resources Canada | 50595 | 2017 | [8 empty] | 94.66 | 93.39 | 93.73 | 94.20 | 92.03 | HYDRO-V1 | HYDRO-V1 | HYDRO-V1 | HYDRO-V1 | HYDRO-V1
CAN | Canada | Magpie |  | CAN0008079 | 40.6 | 50.3228 | -64.4542 | Hydro |  |  |  |  | Magpie (SociÃ©tÃ© en Commandite) | Natural Resources Canada | ftp://ftp.maps.canada.ca/pub/nacei_cnaie/energy_infrastructure/PowerPlantsRenewGE1MW_NorthAmerica_201708.xlsx | Natural Resources Canada |  | 2017 | [8 empty] | 148.41 | 156.87 | 158.57 | 157.30 | 159.52 | HYDRO-V1 | HYDRO-V1 | HYDRO-V1 | HYDRO-V1 | HYDRO-V1
CAN | Canada | Miller Creek |  | CAN0008128 | 33 | 50.3499 | -122.8714 | Hydro |  |  |  |  | Innergex Inc | Natural Resources Canada | ftp://ftp.maps.canada.ca/pub/nacei_cnaie/energy_infrastructure/PowerPlantsRenewGE1MW_NorthAmerica_201708.xlsx | Natural Resources Canada | 47199 | 2017 | [8 empty] | 106.48 | 106.80 | 109.85 | 108.70 | 127.49 | HYDRO-V1 | HYDRO-V1 | HYDRO-V1 | HYDRO-V1 | HYDRO-V1
CAN | Canada | Romaine-1 |  | CAN0002225 | 270 | 50.3854 | -63.2607 | Hydro | [5 empty] | Natural Resources Canada | http://ftp.maps.canada.ca/pub/nacei_cnaie/energy_infrastructure/PowerPlantsAllGE100MW_NorthAmerica_201708.xlsx | Natural Resources Canada | 49987 | 2017 | [8 empty] | 994.38 | 931.51 | 1006.10 | 1008.86 | 1007.34 | HYDRO-V1 | HYDRO-V1 | HYDRO-V1 | HYDRO-V1 | HYDRO-V1
CAN | Canada | Raging River 2 |  | CAN0008263 | 8 | 50.3884 | -127.2335 | Hydro |  |  |  |  | Aquila Infrastructure | Natural Resources Canada | ftp://ftp.maps.canada.ca/pub/nacei_cnaie/energy_infrastructure/PowerPlantsRenewGE1MW_NorthAmerica_201708.xlsx | Natural Resources Canada | 56211 | 2017 | [8 empty] | 17.87 | 17.87 | 17.87 | 17.92 | 17.87 | HYDRO-V1 | HYDRO-V1 | HYDRO-V1 | HYDRO-V1 | HYDRO-V1
CAN | Canada | Mcarthur |  | CAN0008100 | 56 | 50.3981 | -95.9977 | Hydro | [5 empty] | Natural Resources Canada | ftp://ftp.maps.canada.ca/pub/nacei_cnaie/energy_infrastructure/PowerPlantsRenewGE1MW_NorthAmerica_201708.xlsx | Natural Resources Canada | 25514 | 2017 | [8 empty] | 269.63 | 291.54 | 272.41 | 291.22 | 288.74 | HYDRO-V1 | HYDRO-V1 | HYDRO-V1 | HYDRO-V1 | HYDRO-V1
CAN | Canada | Great Falls |  | CAN0002151 | 129 | 50.4616 | -96.0095 | Hydro | [5 empty] | Natural Resources Canada | http://ftp.maps.canada.ca/pub/nacei_cnaie/energy_infrastructure/PowerPlantsAllGE100MW_NorthAmerica_201708.xlsx | Natural Resources Canada | 25503 | 2017 | [8 empty] | 570.17 | 680.78 | 577.20 | 680.68 | 674.32 | HYDRO-V1 | HYDRO-V1 | HYDRO-V1 | HYDRO-V1 | HYDRO-V1
CAN | Canada | Kokish River |  | CAN0008009 | 45 | 50.5199 | -126.8755 | Hydro | [5 empty] | Natural Resources Canada | ftp://ftp.maps.canada.ca/pub/nacei_cnaie/energy_infrastructure/PowerPlantsRenewGE1MW_NorthAmerica_201708.xlsx | Natural Resources Canada | 63138 | 2017 | [8 empty] | 117.43 | 117.43 | 117.43 | 117.75 | 117.43 | HYDRO-V1 | HYDRO-V1 | HYDRO-V1 | HYDRO-V1 | HYDRO-V1
CAN | Canada | Pingston Creek |  | CAN0008233 | 45 | 50.5501 | -117.9484 | Hydro |  |  |  |  | TransAlta (50%) | Natural Resources Canada | ftp://ftp.maps.canada.ca/pub/nacei_cnaie/energy_infrastructure/PowerPlantsRenewGE1MW_NorthAmerica_201708.xlsx | Natural Resources Canada | 46007 | 2017 | [8 empty] | 217.44 | 217.44 | 217.44 | 218.04 | 216.02 | HYDRO-V1 | HYDRO-V1 | HYDRO-V1 | HYDRO-V1 | HYDRO-V1
CAN | Canada | Pine Falls |  | CAN0008231 | 84 | 50.5671 | -96.1783 | Hydro | [5 empty] | Natural Resources Canada | ftp://ftp.maps.canada.ca/pub/nacei_cnaie/energy_infrastructure/PowerPlantsRenewGE1MW_NorthAmerica_201708.xlsx | Natural Resources Canada | 25517 | 2017 | [8 empty] | 404.44 | 437.32 | 408.62 | 436.83 | 437.32 | HYDRO-V1 | HYDRO-V1 | HYDRO-V1 | HYDRO-V1 | HYDRO-V1
CAN | Canada | Manitou Falls |  | CAN0008086 | 73 | 50.5837 | -93.4554 | Hydro | [5 empty] | Natural Resources Canada | ftp://ftp.maps.canada.ca/pub/nacei_cnaie/energy_infrastructure/PowerPlantsRenewGE1MW_NorthAmerica_201708.xlsx | Natural Resources Canada | 29009 | 2017 | [8 empty] | 378.11 | 383.82 | 372.74 | 382.01 | 388.48 | HYDRO-V1 | HYDRO-V1 | HYDRO-V1 | HYDRO-V1 | HYDRO-V1
CAN | Canada | Jimmie Creek (Upper Toba Valley) |  | CAN0008606 | 62 | 50.6040 | -124.0249 | Hydro | [5 empty] | Natural Resources Canada | ftp://ftp.maps.canada.ca/pub/nacei_cnaie/energy_infrastructure/PowerPlantsRenewGE1MW_NorthAmerica_201708.xlsx | Natural Resources Canada | 60075 | 2017 | [8 empty] | 161.32 | 202.54 | 194.66 | 205.36 | 161.32 | HYDRO-V1 | HYDRO-V1 | HYDRO-V1 | HYDRO-V1 | HYDRO-V1
CAN | Canada | Montrose |  | CAN0008143 | 73 | 50.6231 | -124.1873 | Hydro | [5 empty] | Natural Resources Canada | ftp://ftp.maps.canada.ca/pub/nacei_cnaie/energy_infrastructure/PowerPlantsRenewGE1MW_NorthAmerica_201708.xlsx | Natural Resources Canada | 55084 | 2017 | [8 empty] | 241.86 | 239.33 | 261.64 | 260.64 | 217.4 | HYDRO-V1 | HYDRO-V1 | HYDRO-V1 | HYDRO-V1 | HYDRO-V1
CAN | Canada | Romaine-2 |  | CAN0002226 | 640 | 50.6246 | -63.1941 | Hydro |  |  |  |  | Hydro-QuÃ©bec | Natural Resources Canada | http://ftp.maps.canada.ca/pub/nacei_cnaie/energy_infrastructure/PowerPlantsAllGE100MW_NorthAmerica_201708.xlsx | Natural Resources Canada | 55841 | 2017 | [8 empty] | 2341.88 | 2192.86 | 2369.68 | 2376.18 | 2372.61 | HYDRO-V1 | HYDRO-V1 | HYDRO-V1 | HYDRO-V1 | HYDRO-V1
CAN | Canada | Lac Seul / Ear Falls |  | CAN0008021 | 29 | 50.6307 | -93.2206 | Hydro |  |  |  |  | Ontario Power Generation Inc | Natural Resources Canada | ftp://ftp.maps.canada.ca/pub/nacei_cnaie/energy_infrastructure/PowerPlantsRenewGE1MW_NorthAmerica_201708.xlsx | Natural Resources Canada | 28981 | 2017 | [8 empty] | 140.79 | 153.96 | 134.22 | 154.15 | 155.06 | HYDRO-V1 | HYDRO-V1 | HYDRO-V1 | HYDRO-V1 | HYDRO-V1
CAN | Canada | Interlakes |  | CAN0007967 | 5 | 50.6335 | -115.1392 | Hydro |  |  |  |  | TransAlta (100%) | Natural Resources Canada | ftp://ftp.maps.canada.ca/pub/nacei_cnaie/energy_infrastructure/PowerPlantsRenewGE1MW_NorthAmerica_201708.xlsx | Natural Resources Canada | 34862 | 2017 | [8 empty] | 14.94 | 15.06 | 13.70 | 15.10 | 15.64 | HYDRO-V1 | HYDRO-V1 | HYDRO-V1 | HYDRO-V1 | HYDRO-V1
CAN | Canada | Boulder Creek |  | CAN0008577 | 25.3 | 50.6350 | -123.4050 | Hydro |  |  |  |  | Innergex Inc (66.7%) / Ledcor Power Group (33.3%) | Natural Resources Canada | ftp://ftp.maps.canada.ca/pub/nacei_cnaie/energy_infrastructure/PowerPlantsRenewGE1MW_NorthAmerica_201708.xlsx | Natural Resources Canada |  | 2017 | [8 empty] | 64.71 | 64.71 | 64.71 | 64.88 | 64.71 | HYDRO-V1 | HYDRO-V1 | HYDRO-V1 | HYDRO-V1 | HYDRO-V1
CAN | Canada | Manic-5 |  | CAN0002189 | 1596 | 50.6398 | -68.7267 | Hydro |  |  |  |  | Hydro-QuÃ©bec | Natural Resources Canada | http://ftp.maps.canada.ca/pub/nacei_cnaie/energy_infrastructure/PowerPlantsAllGE100MW_NorthAmerica_201708.xlsx | Natural Resources Canada | 22652 | 2017 | [8 empty] | 6880.06 | 6225.29 | 6317.69 | 6335.00 | 6687.01 | HYDRO-V1 | HYDRO-V1 | HYDRO-V1 | HYDRO-V1 | HYDRO-V1
CAN | Canada | Manic-5-PA |  | CAN0002190 | 1064 | 50.6467 | -68.7395 | Hydro |  |  |  |  | Hydro-QuÃ©bec | Natural Resources Canada | http://ftp.maps.canada.ca/pub/nacei_cnaie/energy_infrastructure/PowerPlantsAllGE100MW_NorthAmerica_201708.xlsx | Natural Resources Canada | 22652 | 2017 | [8 empty] | 4457.00 | 4035.54 | 4109.66 | 4120.92 | 4355.88 | HYDRO-V1 | HYDRO-V1 | HYDRO-V1 | HYDRO-V1 | HYDRO-V1
CAN | Canada | Upper Lillooet River |  | CAN0008639 | 81.4 | 50.6570 | -123.4476 | Hydro |  |  |  |  | Innergex (66.7%) / Ledcor Power Group (33.3%) | Natural Resources Canada | ftp://ftp.maps.canada.ca/pub/nacei_cnaie/energy_infrastructure/PowerPlantsRenewGE1MW_NorthAmerica_201708.xlsx | Natural Resources Canada | 64558 | 2017 | [8 empty] | 215.37 | 215.37 | 215.37 | 215.96 | 215.37 | HYDRO-V1 | HYDRO-V1 | HYDRO-V1 | HYDRO-V1 | HYDRO-V1
CAN | Canada | Walden North |  | CAN0008517 | 16 | 50.6605 | -121.9833 | Hydro |  |  |  |  | Innergex (51%) / Cayoose Creek Development Corp (49%) | Natural Resources Canada | ftp://ftp.maps.canada.ca/pub/nacei_cnaie/energy_infrastructure/PowerPlantsRenewGE1MW_NorthAmerica_201708.xlsx | Natural Resources Canada | 36593 | 2017 | [8 empty] | 50.77 | 50.54 | 49.38 | 50.40 | 51.69 | HYDRO-V1 | HYDRO-V1 | HYDRO-V1 | HYDRO-V1 | HYDRO-V1
CAN | Canada | Seton |  | CAN0008351 | 48 | 50.6727 | -121.9241 | Hydro |  |  |  |  | BC Hydro | Natural Resources Canada | ftp://ftp.maps.canada.ca/pub/nacei_cnaie/energy_infrastructure/PowerPlantsRenewGE1MW_NorthAmerica_201708.xlsx | Natural Resources Canada | 14183 | 2017 | [8 empty] | 263.93 | 263.93 | 263.93 | 262.16 | 263.93 | HYDRO-V1 | HYDRO-V1 | HYDRO-V1 | HYDRO-V1 | HYDRO-V1
CAN | Canada | East Toba |  | CAN0002142 | 123 | 50.6751 | -123.9603 | Hydro | [5 empty] | Natural Resources Canada | http://ftp.maps.canada.ca/pub/nacei_cnaie/energy_infrastructure/PowerPlantsAllGE100MW_NorthAmerica_201708.xlsx | Natural Resources Canada | 54861 | 2017 | [8 empty] | 294.98 | 371.02 | 353.81 | 376.53 | 294.98 | HYDRO-V1 | HYDRO-V1 | HYDRO-V1 | HYDRO-V1 | HYDRO-V1
CAN | Canada | Pocaterra |  | CAN0008236 | 15 | 50.6993 | -115.1194 | Hydro |  |  |  |  | TransAlta (100%) | Natural Resources Canada | ftp://ftp.maps.canada.ca/pub/nacei_cnaie/energy_infrastructure/PowerPlantsRenewGE1MW_NorthAmerica_201708.xlsx | Natural Resources Canada | 34866 | 2017 | [8 empty] | 45.69 | 46.03 | 41.96 | 46.15 | 47.78 | HYDRO-V1 | HYDRO-V1 | HYDRO-V1 | HYDRO-V1 | HYDRO-V1
CAN | Canada | Sainte-Marguerite-3 |  | CAN0002228 | 882 | 50.7128 | -66.7814 | Hydro |  |  |  |  | Hydroelectric | Natural Resources Canada | http://ftp.maps.canada.ca/pub/nacei_cnaie/energy_infrastructure/PowerPlantsAllGE100MW_NorthAmerica_201708.xlsx | Natural Resources Canada | 22676 | 2017 | [8 empty] | 2414.56 | 2551.92 | 2492.75 | 2461.76 | 2614.1 | HYDRO-V1 | HYDRO-V1 | HYDRO-V1 | HYDRO-V1 | HYDRO-V1
CAN | Canada | Bridge River 2 |  | CAN0002115 | 298 | 50.7231 | -122.2434 | Hydro | [5 empty] | Natural Resources Canada | http://ftp.maps.canada.ca/pub/nacei_cnaie/energy_infrastructure/PowerPlantsAllGE100MW_NorthAmerica_201708.xlsx | Natural Resources Canada |  | 2017 | [8 empty] | 529.89 | 790.72 | 781.43 | 610.00 | 500.32 | HYDRO-V1 | HYDRO-V1 | HYDRO-V1 | HYDRO-V1 | HYDRO-V1
CAN | Canada | Bridge River 1 |  | CAN0002114 | 180 | 50.7299 | -122.2400 | Hydro |  |  |  |  | BC Hydro | Natural Resources Canada | http://ftp.maps.canada.ca/pub/nacei_cnaie/energy_infrastructure/PowerPlantsAllGE100MW_NorthAmerica_201708.xlsx | Natural Resources Canada | 14151 | 2017 | [8 empty] | 403.61 | 559.76 | 554.15 | 448.79 | 385.76 | HYDRO-V1 | HYDRO-V1 | HYDRO-V1 | HYDRO-V1 | HYDRO-V1
CAN | Canada | South Cranberry Creek 2 |  | CAN0008402 | 9 | 50.7716 | -118.1041 | Hydro |  |  |  |  | Advanced Energy Systems 1 LP | Natural Resources Canada | ftp://ftp.maps.canada.ca/pub/nacei_cnaie/energy_infrastructure/PowerPlantsRenewGE1MW_NorthAmerica_201708.xlsx | Natural Resources Canada | 56216 | 2017 | [8 empty] | 19.50 | 19.50 | 19.50 | 19.56 | 19.5 | HYDRO-V1 | HYDRO-V1 | HYDRO-V1 | HYDRO-V1 | HYDRO-V1
CAN | Canada | Walter Hardman |  | CAN0008519 | 8 | 50.8139 | -118.0600 | Hydro |  |  |  |  | BC Hydro | Natural Resources Canada | ftp://ftp.maps.canada.ca/pub/nacei_cnaie/energy_infrastructure/PowerPlantsRenewGE1MW_NorthAmerica_201708.xlsx | Natural Resources Canada | 14193 | 2015 | [8 empty] | 41.72 | 41.72 | 41.59 | 41.84 | 41.47 | HYDRO-V1 | HYDRO-V1 | HYDRO-V1 | HYDRO-V1 | HYDRO-V1
CAN | Canada | Akolkolex |  | CAN0007606 | 10 | 50.8227 | -118.0295 | Hydro |  |  |  |  | TransAlta (100%) | Natural Resources Canada | ftp://ftp.maps.canada.ca/pub/nacei_cnaie/energy_infrastructure/PowerPlantsRenewGE1MW_NorthAmerica_201708.xlsx | Natural Resources Canada | 15478 | 2017 | [8 empty] | 32.05 | 32.13 | 32.13 | 32.14 | 32.04 | HYDRO-V1 | HYDRO-V1 | HYDRO-V1 | HYDRO-V1 | HYDRO-V1
CAN | Canada | Jamie Creek |  | CAN0008605 | 21 | 50.8282 | -123.0568 | Hydro |  |  |  |  | Jamie Creek LP | Natural Resources Canada | ftp://ftp.maps.canada.ca/pub/nacei_cnaie/energy_infrastructure/PowerPlantsRenewGE1MW_NorthAmerica_201708.xlsx | Natural Resources Canada | 62472 | 2017 | [8 empty] | 76.13 | 72.81 | 79.38 | 76.34 | 76.19 | HYDRO-V1 | HYDRO-V1 | HYDRO-V1 | HYDRO-V1 | HYDRO-V1
CAN | Canada | Lajoie |  | CAN0008030 | 25 | 50.8397 | -122.8559 | Hydro |  |  |  |  | BC Hydro | Natural Resources Canada | ftp://ftp.maps.canada.ca/pub/nacei_cnaie/energy_infrastructure/PowerPlantsRenewGE1MW_NorthAmerica_201708.xlsx | Natural Resources Canada | 14170 | 2017 | [8 empty] | 90.30 | 86.35 | 94.16 | 90.55 | 90.11 | HYDRO-V1 | HYDRO-V1 | HYDRO-V1 | HYDRO-V1 | HYDRO-V1
CAN | Canada | Spillimacheen |  | CAN0008408 | 4 | 50.9034 | -116.4089 | Hydro |  |  |  |  | BC Hydro | Natural Resources Canada | ftp://ftp.maps.canada.ca/pub/nacei_cnaie/energy_infrastructure/PowerPlantsRenewGE1MW_NorthAmerica_201708.xlsx | Natural Resources Canada | 14184 | 2017 | [8 empty] | 13.65 | 13.78 | 13.50 | 13.54 | 13.24 | HYDRO-V1 | HYDRO-V1 | HYDRO-V1 | HYDRO-V1 | HYDRO-V1
CAN | Canada | Three Sisters |  | CAN0008469 | 3 | 50.9985 | -115.3746 | Hydro |  |  |  |  | TransAlta (100%) | Natural Resources Canada | ftp://ftp.maps.canada.ca/pub/nacei_cnaie/energy_infrastructure/PowerPlantsRenewGE1MW_NorthAmerica_201708.xlsx | Natural Resources Canada | 34870 | 2017 | [8 empty] | 5.68 | 5.68 | 5.68 | 5.69 | 5.68 | HYDRO-V1 | HYDRO-V1 | HYDRO-V1 | HYDRO-V1 | HYDRO-V1
CAN | Canada | Lac-Robertson |  | CAN0008025 | 22 | 50.9989 | -59.0621 | Hydro |  |  |  |  | Hydro-QuÃ©bec | Natural Resources Canada | ftp://ftp.maps.canada.ca/pub/nacei_cnaie/energy_infrastructure/PowerPlantsRenewGE1MW_NorthAmerica_201708.xlsx | Natural Resources Canada | 22637 | 2017 | [8 empty] | 87.70 | 79.91 | 81.85 | 78.33 | 87.51 | NO-ESTIMATION | NO-ESTIMATION | NO-ESTIMATION | NO-ESTIMATION | CAPACITY-FACTOR-V1
CAN | Canada | Barrier |  | CAN0007645 | 13 | 51.0342 | -115.0409 | Hydro |  |  |  |  | TransAlta (100%) | Natural Resources Canada | ftp://ftp.maps.canada.ca/pub/nacei_cnaie/energy_infrastructure/PowerPlantsRenewGE1MW_NorthAmerica_201708.xlsx | Natural Resources Canada | 34855 | 2017 | [8 empty] | 45.62 | 43.40 | 39.60 | 42.05 | 41.05 | NO-ESTIMATION | NO-ESTIMATION | NO-ESTIMATION | NO-ESTIMATION | CAPACITY-FACTOR-V1
CAN | Canada | Revelstoke |  | CAN0002219 | 2480 | 51.0486 | -118.1939 | Hydro |  |  |  |  | BC Hydro | Natural Resources Canada | http://ftp.maps.canada.ca/pub/nacei_cnaie/energy_infrastructure/PowerPlantsAllGE100MW_NorthAmerica_201708.xlsx | Natural Resources Canada | 14180 | 2017 | [8 empty] | 11157.22 | 11121.20 | 11121.20 | 11187.79 | 10473.21 | NO-ESTIMATION | NO-ESTIMATION | NO-ESTIMATION | NO-ESTIMATION | CAPACITY-FACTOR-V1
CAN | Canada | Spray |  | CAN0002244 | 112 | 51.0745 | -115.4024 | Hydro |  |  |  |  | TransAlta (100%) | Natural Resources Canada | http://ftp.maps.canada.ca/pub/nacei_cnaie/energy_infrastructure/PowerPlantsAllGE100MW_NorthAmerica_201708.xlsx | Natural Resources Canada | 34868 | 2017 | [8 empty] | 395.89 | 370.73 | 372.19 | 377.46 | 371.31 | NO-ESTIMATION | NO-ESTIMATION | NO-ESTIMATION | NO-ESTIMATION | CAPACITY-FACTOR-V1
CAN | Canada | Rundle |  | CAN0008310 | 50 | 51.0887 | -115.3736 | Hydro |  |  |  |  | TransAlta (100%) | Natural Resources Canada | ftp://ftp.maps.canada.ca/pub/nacei_cnaie/energy_infrastructure/PowerPlantsRenewGE1MW_NorthAmerica_201708.xlsx | Natural Resources Canada | 34867 | 2017 | [8 empty] | 175.40 | 163.88 | 165.86 | 168.21 | 165.47 | HYDRO-V1 | HYDRO-V1 | HYDRO-V1 | HYDRO-V1 | HYDRO-V1
CAN | Canada | Kananaskis |  | CAN0007990 | 19 | 51.0969 | -115.0582 | Hydro |  |  |  |  | TransAlta (100%) | Natural Resources Canada | ftp://ftp.maps.canada.ca/pub/nacei_cnaie/energy_infrastructure/PowerPlantsRenewGE1MW_NorthAmerica_201708.xlsx | Natural Resources Canada | 34863 | 2017 | [8 empty] | 73.59 | 75.34 | 68.86 | 70.54 | 71.71 | HYDRO-V1 | HYDRO-V1 | HYDRO-V1 | HYDRO-V1 | HYDRO-V1
CAN | Canada | Bearspaw |  | CAN0007654 | 17 | 51.1012 | -114.2823 | Hydro |  |  |  |  | TransAlta (100%) | Natural Resources Canada | ftp://ftp.maps.canada.ca/pub/nacei_cnaie/energy_infrastructure/PowerPlantsRenewGE1MW_NorthAmerica_201708.xlsx | Natural Resources Canada | 34857 | 2017 | [8 empty] | 76.82 | 66.69 | 60.80 | 67.59 | 65.47 | HYDRO-V1 | HYDRO-V1 | HYDRO-V1 | HYDRO-V1 | HYDRO-V1
CAN | Canada | Horseshoe |  | CAN0007953 | 14 | 51.1180 | -115.0343 | Hydro |  |  |  |  | TransAlta (100%) | Natural Resources Canada | ftp://ftp.maps.canada.ca/pub/nacei_cnaie/energy_infrastructure/PowerPlantsRenewGE1MW_NorthAmerica_201708.xlsx | Natural Resources Canada | 34861 | 2017 | [8 empty] | 54.22 | 55.51 | 50.74 | 51.97 | 52.83 | HYDRO-V1 | HYDRO-V1 | HYDRO-V1 | HYDRO-V1 | HYDRO-V1
CAN | Canada | Cascade |  | CAN0007732 | 36 | 51.2002 | -115.5021 | Hydro |  |  |  |  | TransAlta (100%) | Natural Resources Canada | ftp://ftp.maps.canada.ca/pub/nacei_cnaie/energy_infrastructure/PowerPlantsRenewGE1MW_NorthAmerica_201708.xlsx | Natural Resources Canada |  | 2017 | [8 empty] | 124.08 | 119.24 | 96.35 | 106.86 | 105.89 | HYDRO-V1 | HYDRO-V1 | HYDRO-V1 | HYDRO-V1 | HYDRO-V1
CAN | Canada | Ghost |  | CAN0007882 | 51 | 51.2188 | -114.7078 | Hydro |  |  |  |  | TransAlta (100%) | Natural Resources Canada | ftp://ftp.maps.canada.ca/pub/nacei_cnaie/energy_infrastructure/PowerPlantsRenewGE1MW_NorthAmerica_201708.xlsx | Natural Resources Canada | 34860 | 2017 | [8 empty] | 133.61 | 114.29 | 108.40 | 108.69 | 123.29 | HYDRO-V1 | HYDRO-V1 | HYDRO-V1 | HYDRO-V1 | HYDRO-V1
CAN | Canada | Coteau Creek |  | CAN0002134 | 186 | 51.2748 | -106.8736 | Hydro |  |  |  |  | Saskatchewan Power Corp | Natural Resources Canada | http://ftp.maps.canada.ca/pub/nacei_cnaie/energy_infrastructure/PowerPlantsAllGE100MW_NorthAmerica_201708.xlsx | Natural Resources Canada | 32140 | 2016 | [8 empty] | 724.93 | 830.64 | 813.59 | 784.19 | 812.15 | HYDRO-V1 | HYDRO-V1 | HYDRO-V1 | HYDRO-V1 | HYDRO-V1
CAN | Canada | Hart-Jaune |  | CAN0007932 | 51 | 51.7849 | -67.9119 | Hydro |  |  |  |  | Hydro-QuÃ©bec | Natural Resources Canada | ftp://ftp.maps.canada.ca/pub/nacei_cnaie/energy_infrastructure/PowerPlantsRenewGE1MW_NorthAmerica_201708.xlsx | Natural Resources Canada | 22621 | 2017 | [8 empty] | 178.29 | 190.73 | 189.28 | 191.99 | 194.86 | HYDRO-V1 | HYDRO-V1 | HYDRO-V1 | HYDRO-V1 | HYDRO-V1
CAN | Canada | Dickson Dam |  | CAN0007809 | 15 | 52.0527 | -114.2229 | Hydro |  |  |  |  | Algonquin Power | Natural Resources Canada | ftp://ftp.maps.canada.ca/pub/nacei_cnaie/energy_infrastructure/PowerPlantsRenewGE1MW_NorthAmerica_201708.xlsx | Natural Resources Canada | 22991 | 2017 | [8 empty] | 56.48 | 61.16 | 57.77 | 59.26 | 57.77 | HYDRO-V1 | HYDRO-V1 | HYDRO-V1 | HYDRO-V1 | HYDRO-V1
CAN | Canada | Mica |  | CAN0002196 | 2746 | 52.0759 | -118.5705 | Hydro |  |  |  |  | BC Hydro | Natural Resources Canada | http://ftp.maps.canada.ca/pub/nacei_cnaie/energy_infrastructure/PowerPlantsAllGE100MW_NorthAmerica_201708.xlsx | Natural Resources Canada | 14174 | 2017 | [8 empty] | 12314.04 | 11596.55 | 11596.55 | 12347.78 | 11624.65 | HYDRO-V1 | HYDRO-V1 | HYDRO-V1 | HYDRO-V1 | HYDRO-V1
CAN | Canada | Eastmain-1-A |  | CAN0002144 | 768 | 52.1793 | -76.0418 | Hydro |  |  |  |  | Hydro-QuÃ©bec | Natural Resources Canada | http://ftp.maps.canada.ca/pub/nacei_cnaie/energy_infrastructure/PowerPlantsAllGE100MW_NorthAmerica_201708.xlsx | Natural Resources Canada | 54303 | 2017 | [8 empty] | 2934.37 | 3277.97 | 3277.97 | 3286.95 | 3259.13 | HYDRO-V1 | HYDRO-V1 | HYDRO-V1 | HYDRO-V1 | HYDRO-V1
CAN | Canada | Eastmain-1 |  | CAN0002143 | 480 | 52.1818 | -76.0510 | Hydro |  |  |  |  | Hydro-QuÃ©bec | Natural Resources Canada | http://ftp.maps.canada.ca/pub/nacei_cnaie/energy_infrastructure/PowerPlantsAllGE100MW_NorthAmerica_201708.xlsx | Natural Resources Canada | 22616 | 2017 | [8 empty] | 1659.15 | 1873.90 | 1873.90 | 1879.03 | 1862.12 | HYDRO-V1 | HYDRO-V1 | HYDRO-V1 | HYDRO-V1 | HYDRO-V1
CAN | Canada | Bone Creek |  | CAN0007687 | 19 | 52.2553 | -119.1808 | Hydro |  |  |  |  | TransAlta (100%) | Natural Resources Canada | ftp://ftp.maps.canada.ca/pub/nacei_cnaie/energy_infrastructure/PowerPlantsRenewGE1MW_NorthAmerica_201708.xlsx | Natural Resources Canada | 56120 | 2017 | [8 empty] | 42.94 | 42.94 | 42.94 | 43.05 | 42.94 | HYDRO-V1 | HYDRO-V1 | HYDRO-V1 | HYDRO-V1 | HYDRO-V1
CAN | Canada | Bighorn |  | CAN0002111 | 120 | 52.3081 | -116.3245 | Hydro |  |  |  |  | TransAlta (100%) | Natural Resources Canada | http://ftp.maps.canada.ca/pub/nacei_cnaie/energy_infrastructure/PowerPlantsAllGE100MW_NorthAmerica_201708.xlsx | Natural Resources Canada | 34856 | 2017 | [8 empty] | 363.17 | 363.39 | 363.82 | 364.16 | 365.56 | HYDRO-V1 | HYDRO-V1 | HYDRO-V1 | HYDRO-V1 | HYDRO-V1
CAN | Canada | Ocean Falls |  | CAN0008190 | 15 | 52.3511 | -127.6862 | Hydro | [5 empty] | Natural Resources Canada | ftp://ftp.maps.canada.ca/pub/nacei_cnaie/energy_infrastructure/PowerPlantsRenewGE1MW_NorthAmerica_201708.xlsx | Natural Resources Canada | 15833 | 2017 | [8 empty] | 61.96 | 62.99 | 60.19 | 58.94 | 62.39 | HYDRO-V1 | HYDRO-V1 | HYDRO-V1 | HYDRO-V1 | HYDRO-V1
CAN | Canada | Clayton Falls |  | CAN0007773 | 2 | 52.3701 | -126.8139 | Hydro |  |  |  |  | BC Hydro | Natural Resources Canada | ftp://ftp.maps.canada.ca/pub/nacei_cnaie/energy_infrastructure/PowerPlantsRenewGE1MW_NorthAmerica_201708.xlsx | Natural Resources Canada | 14153 | 2015 | [8 empty] | 4.83 | 4.83 | 4.83 | 4.84 | 4.83 | HYDRO-V1 | HYDRO-V1 | HYDRO-V1 | HYDRO-V1 | HYDRO-V1
CAN | Canada | Sarcelle |  | CAN0002229 | 150 | 52.6678 | -76.6326 | Hydro |  |  |  |  | Hydroelectric | Natural Resources Canada | http://ftp.maps.canada.ca/pub/nacei_cnaie/energy_infrastructure/PowerPlantsAllGE100MW_NorthAmerica_201708.xlsx | Natural Resources Canada | 54122 | 2017 | [8 empty] | 364.49 | 364.49 | 364.49 | 365.49 | 364.49 | HYDRO-V1 | HYDRO-V1 | HYDRO-V1 | HYDRO-V1 | HYDRO-V1
CAN | Canada | Hystad |  | CAN0007962 | 6 | 52.8413 | -119.3524 | Hydro | [5 empty] | Natural Resources Canada | ftp://ftp.maps.canada.ca/pub/nacei_cnaie/energy_infrastructure/PowerPlantsRenewGE1MW_NorthAmerica_201708.xlsx | Natural Resources Canada | 54236 | 2017 | [8 empty] | 11.80 | 11.80 | 11.80 | 11.83 | 11.8 | HYDRO-V1 | HYDRO-V1 | HYDRO-V1 | HYDRO-V1 | HYDRO-V1
CAN | Canada | Brazeau |  | CAN0002113 | 355 | 52.9101 | -115.3754 | Hydro |  |  |  |  | TransAlta (100%) | Natural Resources Canada | http://ftp.maps.canada.ca/pub/nacei_cnaie/energy_infrastructure/PowerPlantsAllGE100MW_NorthAmerica_201708.xlsx | Natural Resources Canada | 34858 | 2017 | [8 empty] | 1144.01 | 898.79 | 898.79 | 1144.80 | 903.29 | HYDRO-V1 | HYDRO-V1 | HYDRO-V1 | HYDRO-V1 | HYDRO-V1
CAN | Canada | Hauer Creek |  | CAN0008604 | 2 | 52.9342 | -119.4562 | Hydro | [5 empty] | Natural Resources Canada | ftp://ftp.maps.canada.ca/pub/nacei_cnaie/energy_infrastructure/PowerPlantsRenewGE1MW_NorthAmerica_201708.xlsx | Natural Resources Canada | 70495 | 2017 | [8 empty] | 7.13 | 7.31 | 7.19 | 7.17 | 7.86 | HYDRO-V1 | HYDRO-V1 | HYDRO-V1 | HYDRO-V1 | HYDRO-V1
CAN | Canada | Moresby Lake |  | CAN0008145 | 6 | 52.9345 | -132.1282 | Hydro |  |  |  |  | Atlantic Power Corp | Natural Resources Canada | ftp://ftp.maps.canada.ca/pub/nacei_cnaie/energy_infrastructure/PowerPlantsRenewGE1MW_NorthAmerica_201708.xlsx | Natural Resources Canada | 63996 | 2017 | [8 empty] | 17.87 | 20.94 | 21.25 | 21.31 | 21.25 | HYDRO-V1 | HYDRO-V1 | HYDRO-V1 | HYDRO-V1 | HYDRO-V1
CAN | Canada | Outlet Works |  | CAN0008206 | 20.5 | 52.9626 | -115.5891 | Hydro | [5 empty] | Natural Resources Canada | ftp://ftp.maps.canada.ca/pub/nacei_cnaie/energy_infrastructure/PowerPlantsRenewGE1MW_NorthAmerica_201708.xlsx | Natural Resources Canada | 34865 | 2000 | [8 empty] | 92.71 | 73.42 | 73.42 | 92.83 | 73.68 | HYDRO-V1 | HYDRO-V1 | HYDRO-V1 | HYDRO-V1 | HYDRO-V1
CAN | Canada | Maquatua |  | CAN0008087 | 1.1 | 53.0035 | -78.7935 | Hydro |  |  |  |  | Corporation Sakami Eeyou | Natural Resources Canada | ftp://ftp.maps.canada.ca/pub/nacei_cnaie/energy_infrastructure/PowerPlantsRenewGE1MW_NorthAmerica_201708.xlsx | Natural Resources Canada | 36252 | 2017 | [8 empty] | 3.64 | 3.79 | 3.81 | 4.51 | 3.55 | HYDRO-V1 | HYDRO-V1 | HYDRO-V1 | HYDRO-V1 | HYDRO-V1
CAN | Canada | Castle Creek |  | CAN0008583 | 6 | 53.1092 | -120.1942 | Hydro |  |  |  |  | Castle Mountain Hydro Ltd | Natural Resources Canada | ftp://ftp.maps.canada.ca/pub/nacei_cnaie/energy_infrastructure/PowerPlantsRenewGE1MW_NorthAmerica_201708.xlsx | Natural Resources Canada | 69332 | 2017 | [8 empty] | 18.69 | 18.69 | 18.69 | 18.23 | 18.69 | HYDRO-V1 | HYDRO-V1 | HYDRO-V1 | HYDRO-V1 | HYDRO-V1
CAN | Canada | Grand Rapids |  | CAN0002148 | 479 | 53.1600 | -99.2863 | Hydro | [5 empty] | Natural Resources Canada | http://ftp.maps.canada.ca/pub/nacei_cnaie/energy_infrastructure/PowerPlantsAllGE100MW_NorthAmerica_201708.xlsx | Natural Resources Canada | 25498 | 2017 | [8 empty] | 2730.02 | 1721.65 | 1909.56 | 2205.65 | 2335.62 | HYDRO-V1 | HYDRO-V1 | HYDRO-V1 | HYDRO-V1 | HYDRO-V1
CAN | Canada | Nipawin |  | CAN0002199 | 255 | 53.3210 | -104.0431 | Hydro |  |  |  |  | Saskatchewan Power Corp | Natural Resources Canada | http://ftp.maps.canada.ca/pub/nacei_cnaie/energy_infrastructure/PowerPlantsAllGE100MW_NorthAmerica_201708.xlsx | Natural Resources Canada | 32151 | 2016 | [8 empty] | 1242.66 | 1037.56 | 1062.61 | 1024.60 | 1013.78 | HYDRO-V1 | HYDRO-V1 | HYDRO-V1 | HYDRO-V1 | HYDRO-V1
CAN | Canada | McIntosh Creek |  | CAN0008612 | 1 | 53.3687 | -120.3754 | Hydro |  |  |  |  | Snowshoe Power Ltd | Natural Resources Canada | ftp://ftp.maps.canada.ca/pub/nacei_cnaie/energy_infrastructure/PowerPlantsRenewGE1MW_NorthAmerica_201708.xlsx | Natural Resources Canada |  | 2017 | [8 empty] | 2.85 | 3.41 | 3.41 | 4.11 | 3.41 | HYDRO-V1 | HYDRO-V1 | HYDRO-V1 | HYDRO-V1 | HYDRO-V1
CAN | Canada | East Twin |  | CAN0007832 | 2 | 53.4581 | -120.3834 | Hydro | [5 empty] | Natural Resources Canada | ftp://ftp.maps.canada.ca/pub/nacei_cnaie/energy_infrastructure/PowerPlantsRenewGE1MW_NorthAmerica_201708.xlsx | Natural Resources Canada | 18898 | 2017 | [8 empty] | 4.05 | 4.05 | 4.05 | 4.06 | 4.05 | HYDRO-V1 | HYDRO-V1 | HYDRO-V1 | HYDRO-V1 | HYDRO-V1
CAN | Canada | Twin Falls (Iron Ore) |  | CAN0002252 | 225 | 53.4963 | -64.5158 | Hydro | [5 empty] | Natural Resources Canada | http://ftp.maps.canada.ca/pub/nacei_cnaie/energy_infrastructure/PowerPlantsAllGE100MW_NorthAmerica_201708.xlsx | Natural Resources Canada |  | 2015 | [8 empty] | 995.63 | 995.63 | 927.77 | 812.18 | 974.66 | HYDRO-V1 | HYDRO-V1 | HYDRO-V1 | HYDRO-V1 | HYDRO-V1
CAN | Canada | Churchill Falls |  | CAN0002128 | 5428 | 53.5294 | -63.9651 | Hydro | [5 empty] | Natural Resources Canada | http://ftp.maps.canada.ca/pub/nacei_cnaie/energy_infrastructure/PowerPlantsAllGE100MW_NorthAmerica_201708.xlsx | Natural Resources Canada | 16282 | 2017 | [8 empty] | 22385.04 | 22385.04 | 22699.30 | 22761.49 | 25672.77 | SOLAR-V1-NO-AGE | SOLAR-V1-NO-AGE | SOLAR-V1-NO-AGE | SOLAR-V1-NO-AGE | SOLAR-V1-NO-AGE
CAN | Canada | Kemano |  | CAN0002167 | 896 | 53.5632 | -127.9426 | Hydro | [5 empty] | Natural Resources Canada | http://ftp.maps.canada.ca/pub/nacei_cnaie/energy_infrastructure/PowerPlantsAllGE100MW_NorthAmerica_201708.xlsx | Natural Resources Canada | 12799 | 2017 | [8 empty] | 2422.15 | 2613.23 | 2466.78 | 2451.77 | 2498.78 | HYDRO-V1 | HYDRO-V1 | HYDRO-V1 | HYDRO-V1 | HYDRO-V1
CAN | Canada | Ptarmigan Creek |  | CAN0008256 | 3.3 | 53.6785 | -120.9110 | Hydro |  |  |  |  | Synex (11%) | Natural Resources Canada | ftp://ftp.maps.canada.ca/pub/nacei_cnaie/energy_infrastructure/PowerPlantsRenewGE1MW_NorthAmerica_201708.xlsx | Natural Resources Canada | 31567 | 2017 | [8 empty] | 6.26 | 6.26 | 6.26 | 6.28 | 6.26 | HYDRO-V1 | HYDRO-V1 | HYDRO-V1 | HYDRO-V1 | HYDRO-V1
CAN | Canada | E B Campbell |  | CAN0002141 | 289 | 53.6890 | -103.3475 | Hydro |  |  |  |  | Saskatchewan Power Corp | Natural Resources Canada | http://ftp.maps.canada.ca/pub/nacei_cnaie/energy_infrastructure/PowerPlantsAllGE100MW_NorthAmerica_201708.xlsx | Natural Resources Canada | 32142 | 2016 | [8 empty] | 1384.56 | 1152.11 | 1180.50 | 1137.36 | 1125.16 | HYDRO-V1 | HYDRO-V1 | HYDRO-V1 | HYDRO-V1 | HYDRO-V1
CAN | Canada | La Grande-3 |  | CAN0002175 | 2417 | 53.7274 | -75.9874 | Hydro |  |  |  |  | Hydro-QuÃ©bec | Natural Resources Canada | http://ftp.maps.canada.ca/pub/nacei_cnaie/energy_infrastructure/PowerPlantsAllGE100MW_NorthAmerica_201708.xlsx | Natural Resources Canada |  | 2017 | [8 empty] | 14158.88 | 14049.78 | 14069.11 | 14088.27 | 14086.95 | HYDRO-V1 | HYDRO-V1 | HYDRO-V1 | HYDRO-V1 | HYDRO-V1
CAN | Canada | La Grande-1 |  | CAN0002173 | 1436 | 53.7323 | -78.5712 | Hydro |  |  |  |  | Hydro-QuÃ©bec | Natural Resources Canada | http://ftp.maps.canada.ca/pub/nacei_cnaie/energy_infrastructure/PowerPlantsAllGE100MW_NorthAmerica_201708.xlsx | Natural Resources Canada | 22638 | 2017 | [8 empty] | 8452.39 | 8410.54 | 8504.13 | 8433.58 | 8358.81 | HYDRO-V1 | HYDRO-V1 | HYDRO-V1 | HYDRO-V1 | HYDRO-V1
CAN | Canada | La Grande-2-A |  | CAN0002174 | 2106 | 53.7808 | -77.5483 | Hydro |  |  |  |  | Hydro-QuÃ©bec | Natural Resources Canada | http://ftp.maps.canada.ca/pub/nacei_cnaie/energy_infrastructure/PowerPlantsAllGE100MW_NorthAmerica_201708.xlsx | Natural Resources Canada | 22635 | 2017 | [8 empty] | 12396.06 | 12334.68 | 12471.94 | 12368.48 | 12258.81 | HYDRO-V1 | HYDRO-V1 | HYDRO-V1 | HYDRO-V1 | HYDRO-V1
CAN | Canada | Robert-Bourassa |  | CAN0002223 | 5616 | 53.7818 | -77.5305 | Hydro |  |  |  |  | Hydro-QuÃ©bec | Natural Resources Canada | http://ftp.maps.canada.ca/pub/nacei_cnaie/energy_infrastructure/PowerPlantsAllGE100MW_NorthAmerica_201708.xlsx | Natural Resources Canada | 22636 | 2017 | [8 empty] | 33056.17 | 32892.49 | 33258.50 | 32982.61 | 32690.16 | HYDRO-V1 | HYDRO-V1 | HYDRO-V1 | HYDRO-V1 | HYDRO-V1
CAN | Canada | La Grande-4 |  | CAN0002176 | 2779 | 53.8864 | -73.4660 | Hydro |  |  |  |  | Hydro-QuÃ©bec | Natural Resources Canada | http://ftp.maps.canada.ca/pub/nacei_cnaie/energy_infrastructure/PowerPlantsAllGE100MW_NorthAmerica_201708.xlsx | Natural Resources Canada | 22633 | 2017 | [8 empty] | 10811.36 | 10360.69 | 13563.38 | 10859.31 | 9654.51 | HYDRO-V1 | HYDRO-V1 | HYDRO-V1 | HYDRO-V1 | HYDRO-V1
CAN | Canada | Falls River |  | CAN0007852 | 7 | 53.9835 | -129.7342 | Hydro |  |  |  |  | BC Hydro | Natural Resources Canada | ftp://ftp.maps.canada.ca/pub/nacei_cnaie/energy_infrastructure/PowerPlantsRenewGE1MW_NorthAmerica_201708.xlsx | Natural Resources Canada |  | 2015 | [8 empty] | 13.77 | 13.77 | 13.77 | 13.80 | 13.77 | HYDRO-V1 | HYDRO-V1 | HYDRO-V1 | HYDRO-V1 | HYDRO-V1
CAN | Canada | Brown Lake |  | CAN0007709 | 7.2 | 54.0273 | -129.8437 | Hydro |  |  |  |  | Innergex Inc | Natural Resources Canada | ftp://ftp.maps.canada.ca/pub/nacei_cnaie/energy_infrastructure/PowerPlantsRenewGE1MW_NorthAmerica_201708.xlsx | Natural Resources Canada | 34083 | 2017 | [8 empty] | 26.24 | 27.07 | 26.97 | 26.38 | 26.97 | HYDRO-V1 | HYDRO-V1 | HYDRO-V1 | HYDRO-V1 | HYDRO-V1
CAN | Canada | Laforge-1 |  | CAN0002179 | 878 | 54.1693 | -72.6146 | Hydro |  |  |  |  | Hydro-QuÃ©bec | Natural Resources Canada | http://ftp.maps.canada.ca/pub/nacei_cnaie/energy_infrastructure/PowerPlantsAllGE100MW_NorthAmerica_201708.xlsx | Natural Resources Canada | 22640 | 2017 | [8 empty] | 2708.04 | 2708.04 | 2670.79 | 2715.46 | 2761.05 | HYDRO-V1 | HYDRO-V1 | HYDRO-V1 | HYDRO-V1 | HYDRO-V1
CAN | Canada | Middle |  | CAN0008615 | 8 | 54.3787 | -128.8852 | Hydro | [5 empty] | Natural Resources Canada | ftp://ftp.maps.canada.ca/pub/nacei_cnaie/energy_infrastructure/PowerPlantsRenewGE1MW_NorthAmerica_201708.xlsx | Natural Resources Canada |  | 2017 | [8 empty] | 38.79 | 38.69 | 35.55 | 38.79 | 38.69 | HYDRO-V1 | HYDRO-V1 | HYDRO-V1 | HYDRO-V1 | HYDRO-V1
CAN | Canada | Dasque |  | CAN0008594 | 12 | 54.3835 | -128.9149 | Hydro | [5 empty] | Natural Resources Canada | ftp://ftp.maps.canada.ca/pub/nacei_cnaie/energy_infrastructure/PowerPlantsRenewGE1MW_NorthAmerica_201708.xlsx | Natural Resources Canada | 59513 | 2017 | [8 empty] | 59.08 | 58.93 | 54.22 | 59.09 | 58.93 | HYDRO-V1 | HYDRO-V1 | HYDRO-V1 | HYDRO-V1 | HYDRO-V1
CAN | Canada | Brisay |  | CAN0002118 | 469 | 54.4491 | -70.5121 | Hydro |  |  |  |  | Hydro-QuÃ©bec | Natural Resources Canada | http://ftp.maps.canada.ca/pub/nacei_cnaie/energy_infrastructure/PowerPlantsAllGE100MW_NorthAmerica_201708.xlsx | Natural Resources Canada | 22604 | 2017 | [8 empty] | 1441.09 | 1451.49 | 1316.91 | 1445.04 | 1441.09 | HYDRO-V1 | HYDRO-V1 | HYDRO-V1 | HYDRO-V1 | HYDRO-V1
CAN | Canada | Menihek |  | CAN0008113 | 18.7 | 54.4711 | -66.6125 | Hydro | [5 empty] | Natural Resources Canada | ftp://ftp.maps.canada.ca/pub/nacei_cnaie/energy_infrastructure/PowerPlantsRenewGE1MW_NorthAmerica_201708.xlsx | Natural Resources Canada | 23356 | 2015 | [8 empty] | 96.64 | 99.17 | 98.22 | 98.37 | 98.29 | HYDRO-V1 | HYDRO-V1 | HYDRO-V1 | HYDRO-V1 | HYDRO-V1
CAN | Canada | Jenpeg |  | CAN0002161 | 115 | 54.5432 | -98.0282 | Hydro | [5 empty] | Natural Resources Canada | http://ftp.maps.canada.ca/pub/nacei_cnaie/energy_infrastructure/PowerPlantsAllGE100MW_NorthAmerica_201708.xlsx | Natural Resources Canada | 25508 | 2017 | [8 empty] | 305.10 | 313.63 | 308.36 | 307.01 | 275.99 | HYDRO-V1 | HYDRO-V1 | HYDRO-V1 | HYDRO-V1 | HYDRO-V1
CAN | Canada | Laforge-2 |  | CAN0002180 | 319 | 54.5909 | -71.2787 | Hydro |  |  |  |  | Hydro-QuÃ©bec | Natural Resources Canada | http://ftp.maps.canada.ca/pub/nacei_cnaie/energy_infrastructure/PowerPlantsAllGE100MW_NorthAmerica_201708.xlsx | Natural Resources Canada |  | 2017 | [8 empty] | 1021.04 | 1021.04 | 1021.27 | 1023.83 | 1025.07 | HYDRO-V1 | HYDRO-V1 | HYDRO-V1 | HYDRO-V1 | HYDRO-V1
CAN | Canada | Island Falls (Sk) |  | CAN0002157 | 111 | 55.5284 | -102.3561 | Hydro |  |  |  |  | Saskatchewan Power Corp | Natural Resources Canada | http://ftp.maps.canada.ca/pub/nacei_cnaie/energy_infrastructure/PowerPlantsAllGE100MW_NorthAmerica_201708.xlsx | Natural Resources Canada | 32147 | 2016 | [8 empty] | 472.99 | 520.34 | 520.34 | 521.76 | 539.15 | HYDRO-V1 | HYDRO-V1 | HYDRO-V1 | HYDRO-V1 | HYDRO-V1
CAN | Canada | Wuskwatim |  | CAN0002260 | 211 | 55.5383 | -98.4938 | Hydro |  |  |  |  | Wuskwatim Power Ltd | Natural Resources Canada | http://ftp.maps.canada.ca/pub/nacei_cnaie/energy_infrastructure/PowerPlantsAllGE100MW_NorthAmerica_201708.xlsx | Natural Resources Canada | 25530 | 2017 | [8 empty] | 581.27 | 598.11 | 574.04 | 574.87 | 553.42 | HYDRO-V1 | HYDRO-V1 | HYDRO-V1 | HYDRO-V1 | HYDRO-V1
CAN | Canada | Peace Canyon |  | CAN0002206 | 694 | 55.9826 | -121.9950 | Hydro |  |  |  |  | BC Hydro | Natural Resources Canada | http://ftp.maps.canada.ca/pub/nacei_cnaie/energy_infrastructure/PowerPlantsAllGE100MW_NorthAmerica_201708.xlsx | Natural Resources Canada | 14176 | 2017 | [8 empty] | 2830.05 | 2819.98 | 2750.13 | 2769.46 | 2697.17 | HYDRO-V1 | HYDRO-V1 | HYDRO-V1 | HYDRO-V1 | HYDRO-V1
CAN | Canada | G.M. Shrum |  | CAN0002146 | 2730 | 56.0148 | -122.1957 | Hydro |  |  |  |  | BC Hydro | Natural Resources Canada | http://ftp.maps.canada.ca/pub/nacei_cnaie/energy_infrastructure/PowerPlantsAllGE100MW_NorthAmerica_201708.xlsx | Natural Resources Canada | 14162 | 2017 | [8 empty] | 11434.96 | 11395.32 | 11049.80 | 11126.49 | 10873.59 | HYDRO-V1 | HYDRO-V1 | HYDRO-V1 | HYDRO-V1 | HYDRO-V1
CAN | Canada | Kelsey |  | CAN0002166 | 286 | 56.0405 | -96.5379 | Hydro | [5 empty] | Natural Resources Canada | http://ftp.maps.canada.ca/pub/nacei_cnaie/energy_infrastructure/PowerPlantsAllGE100MW_NorthAmerica_201708.xlsx | Natural Resources Canada | 25505 | 2017 | [12 empty] | 1391.88 | HYDRO-V1 | HYDRO-V1 | HYDRO-V1 | HYDRO-V1 | HYDRO-V1
CAN | Canada | Long Lake |  | CAN0008059 | 31 | 56.0623 | -130.0185 | Hydro |  |  |  |  | Regional Power Inc | Natural Resources Canada | ftp://ftp.maps.canada.ca/pub/nacei_cnaie/energy_infrastructure/PowerPlantsRenewGE1MW_NorthAmerica_201708.xlsx | Natural Resources Canada | 50906 | 2017 | [8 empty] | 84.77 | 105.27 | 103.71 | 88.33 | 97.93 | HYDRO-V1 | HYDRO-V1 | HYDRO-V1 | HYDRO-V1 | HYDRO-V1
CAN | Canada | Laurie River II |  | CAN0008037 | 5.1 | 56.2251 | -101.0094 | Hydro | [5 empty] | Natural Resources Canada | ftp://ftp.maps.canada.ca/pub/nacei_cnaie/energy_infrastructure/PowerPlantsRenewGE1MW_NorthAmerica_201708.xlsx | Natural Resources Canada | 25511 | 2017 | [8 empty] | 15.84 | 15.05 | 15.01 | 15.09 | 21.15 | HYDRO-V1 | HYDRO-V1 | HYDRO-V1 | HYDRO-V1 | HYDRO-V1
CAN | Canada | Laurie River I |  | CAN0008036 | 5 | 56.2508 | -101.1171 | Hydro | [5 empty] | Natural Resources Canada | ftp://ftp.maps.canada.ca/pub/nacei_cnaie/energy_infrastructure/PowerPlantsRenewGE1MW_NorthAmerica_201708.xlsx | Natural Resources Canada | 25510 | 2017 | [8 empty] | 15.53 | 14.76 | 14.72 | 14.80 | 20.73 | HYDRO-V1 | HYDRO-V1 | HYDRO-V1 | HYDRO-V1 | HYDRO-V1
CAN | Canada | Kettle |  | CAN0002169 | 1220 | 56.3817 | -94.6346 | Hydro | [5 empty] | Natural Resources Canada | http://ftp.maps.canada.ca/pub/nacei_cnaie/energy_infrastructure/PowerPlantsAllGE100MW_NorthAmerica_201708.xlsx | Natural Resources Canada | 25506 | 2017 | [12 empty] | 5937.41 | HYDRO-V1 | HYDRO-V1 | HYDRO-V1 | HYDRO-V1 | HYDRO-V1
CAN | Canada | Long Spruce |  | CAN0002185 | 980 | 56.3978 | -94.3687 | Hydro | [5 empty] | Natural Resources Canada | http://ftp.maps.canada.ca/pub/nacei_cnaie/energy_infrastructure/PowerPlantsAllGE100MW_NorthAmerica_201708.xlsx | Natural Resources Canada | 25512 | 2017 | [12 empty] | 4769.39 | HYDRO-V1 | HYDRO-V1 | HYDRO-V1 | HYDRO-V1 | HYDRO-V1
CAN | Canada | Limestone |  | CAN0002183 | 1350 | 56.5075 | -94.1097 | Hydro | [5 empty] | Natural Resources Canada | http://ftp.maps.canada.ca/pub/nacei_cnaie/energy_infrastructure/PowerPlantsAllGE100MW_NorthAmerica_201708.xlsx | Natural Resources Canada | 25513 | 2017 | [12 empty] | 6570.08 | HYDRO-V1 | HYDRO-V1 | HYDRO-V1 | HYDRO-V1 | HYDRO-V1
CAN | Canada | McLymont Creek |  | CAN0008613 | 66 | 56.6872 | -130.7975 | Hydro | [5 empty] | Natural Resources Canada | ftp://ftp.maps.canada.ca/pub/nacei_cnaie/energy_infrastructure/PowerPlantsRenewGE1MW_NorthAmerica_201708.xlsx | Natural Resources Canada | 54793 | 2017 | [8 empty] | 232.53 | 250.96 | 300.42 | 244.19 | 252.93 | HYDRO-V1 | HYDRO-V1 | HYDRO-V1 | HYDRO-V1 | HYDRO-V1
CAN | Canada | Forrest Kerr |  | CAN0002145 | 195 | 56.7172 | -130.6866 | Hydro |  |  |  |  | AltaGas | Natural Resources Canada | http://ftp.maps.canada.ca/pub/nacei_cnaie/energy_infrastructure/PowerPlantsAllGE100MW_NorthAmerica_201708.xlsx | Natural Resources Canada | 50056 | 2017 | [8 empty] | 630.95 | 688.67 | 834.78 | 683.45 | 694.49 | HYDRO-V1 | HYDRO-V1 | HYDRO-V1 | HYDRO-V1 | HYDRO-V1
CAN | Canada | Volcano Creek |  | CAN0008641 | 18 | 56.7289 | -130.5977 | Hydro | [5 empty] | Natural Resources Canada | ftp://ftp.maps.canada.ca/pub/nacei_cnaie/energy_infrastructure/PowerPlantsRenewGE1MW_NorthAmerica_201708.xlsx | Natural Resources Canada | 23305 | 2017 | [8 empty] | 70.02 | 70.68 | 73.88 | 69.91 | 69.91 | HYDRO-V1 | HYDRO-V1 | HYDRO-V1 | HYDRO-V1 | HYDRO-V1
CAN | Canada | Hluey Lake (SNP) |  | CAN0007948 | 3 | 58.3547 | -130.2560 | Hydro | [5 empty] | Natural Resources Canada | ftp://ftp.maps.canada.ca/pub/nacei_cnaie/energy_infrastructure/PowerPlantsRenewGE1MW_NorthAmerica_201708.xlsx | Natural Resources Canada |  | 2017 | [8 empty] | 9.26 | 9.20 | 9.20 | 9.33 | 9.26 | HYDRO-V1 | HYDRO-V1 | HYDRO-V1 | HYDRO-V1 | HYDRO-V1
CAN | Canada | Pine Creek (Atlin) |  | CAN0008230 | 2.1 | 59.5825 | -133.6448 | Hydro |  |  |  |  | Xeitl LP | Natural Resources Canada | ftp://ftp.maps.canada.ca/pub/nacei_cnaie/energy_infrastructure/PowerPlantsRenewGE1MW_NorthAmerica_201708.xlsx | Natural Resources Canada |  | 2017 | [8 empty] | 5.40 | 5.40 | 5.40 | 5.41 | 6.88 | HYDRO-V1 | HYDRO-V1 | HYDRO-V1 | HYDRO-V1 | HYDRO-V1
CAN | Canada | Charlot River |  | CAN0007744 | 10 | 59.6123 | -109.1129 | Hydro |  |  |  |  | Saskatchewan Power Corp | Natural Resources Canada | ftp://ftp.maps.canada.ca/pub/nacei_cnaie/energy_infrastructure/PowerPlantsRenewGE1MW_NorthAmerica_201708.xlsx | Natural Resources Canada | 32138 | 2016 | [8 empty] | 22.76 | 22.76 | 21.68 | 22.62 | 22.76 | HYDRO-V1 | HYDRO-V1 | HYDRO-V1 | HYDRO-V1 | HYDRO-V1
CAN | Canada | Wellington |  | CAN0008540 | 5 | 59.6274 | -109.0178 | Hydro |  |  |  |  | Saskatchewan Power Corp | Natural Resources Canada | ftp://ftp.maps.canada.ca/pub/nacei_cnaie/energy_infrastructure/PowerPlantsRenewGE1MW_NorthAmerica_201708.xlsx | Natural Resources Canada | 32159 | 2016 | [8 empty] | 9.79 | 9.79 | 9.31 | 9.77 | 9.79 | HYDRO-V1 | HYDRO-V1 | HYDRO-V1 | HYDRO-V1 | HYDRO-V1
CAN | Canada | Waterloo |  | CAN0008524 | 8 | 59.6319 | -109.0555 | Hydro |  |  |  |  | Saskatchewan Power Corp | Natural Resources Canada | ftp://ftp.maps.canada.ca/pub/nacei_cnaie/energy_infrastructure/PowerPlantsRenewGE1MW_NorthAmerica_201708.xlsx | Natural Resources Canada | 32160 | 2016 | [8 empty] | 18.21 | 18.21 | 17.35 | 18.10 | 18.21 | HYDRO-V1 | HYDRO-V1 | HYDRO-V1 | HYDRO-V1 | HYDRO-V1
CAN | Canada | Taltson |  | CAN0008456 | 18.3 | 60.4186 | -111.3949 | Hydro | [5 empty] | Natural Resources Canada | ftp://ftp.maps.canada.ca/pub/nacei_cnaie/energy_infrastructure/PowerPlantsRenewGE1MW_NorthAmerica_201708.xlsx | Natural Resources Canada | 28613 | 2016 | [8 empty] | 94.45 | 80.97 | 108.04 | 107.92 | 111.6 | HYDRO-V1 | HYDRO-V1 | HYDRO-V1 | HYDRO-V1 | HYDRO-V1
CAN | Canada | Whitehorse |  | CAN0008558 | 40 | 60.6984 | -135.0435 | Hydro | [5 empty] | Natural Resources Canada | ftp://ftp.maps.canada.ca/pub/nacei_cnaie/energy_infrastructure/PowerPlantsRenewGE1MW_NorthAmerica_201708.xlsx | Natural Resources Canada |  | 2016 | [8 empty] | 186.28 | 185.29 | 185.64 | 186.79 | 185.1 | HYDRO-V1 | HYDRO-V1 | HYDRO-V1 | HYDRO-V1 | HYDRO-V1
CAN | Canada | Aishihik |  | CAN0007605 | 37 | 61.0351 | -137.0509 | Hydro | [5 empty] | Natural Resources Canada | ftp://ftp.maps.canada.ca/pub/nacei_cnaie/energy_infrastructure/PowerPlantsRenewGE1MW_NorthAmerica_201708.xlsx | Natural Resources Canada | 37595 | 2016 | [8 empty] | 117.47 | 115.86 | 96.06 | 84.24 | 109.69 | HYDRO-V1 | HYDRO-V1 | HYDRO-V1 | HYDRO-V1 | HYDRO-V1
CAN | Canada | Bluefish |  | CAN0007685 | 7.5 | 62.6718 | -114.2615 | Hydro | [5 empty] | Natural Resources Canada | ftp://ftp.maps.canada.ca/pub/nacei_cnaie/energy_infrastructure/PowerPlantsRenewGE1MW_NorthAmerica_201708.xlsx | Natural Resources Canada | 38133 | 2016 | [8 empty] | 22.85 | 20.55 | 23.50 | 23.47 | 23.41 | HYDRO-V1 | HYDRO-V1 | HYDRO-V1 | HYDRO-V1 | HYDRO-V1
CAN | Canada | Snare Forks |  | CAN0008388 | 10.2 | 63.3252 | -116.2977 | Hydro | [5 empty] | Natural Resources Canada | ftp://ftp.maps.canada.ca/pub/nacei_cnaie/energy_infrastructure/PowerPlantsRenewGE1MW_NorthAmerica_201708.xlsx | Natural Resources Canada | 28611 | 2016 | [8 empty] | 26.99 | 26.66 | 32.37 | 30.18 | 33.42 | HYDRO-V1 | HYDRO-V1 | HYDRO-V1 | HYDRO-V1 | HYDRO-V1
CAN | Canada | Snare Cascades |  | CAN0008386 | 4.3 | 63.4211 | -116.2238 | Hydro | [5 empty] | Natural Resources Canada | ftp://ftp.maps.canada.ca/pub/nacei_cnaie/energy_infrastructure/PowerPlantsRenewGE1MW_NorthAmerica_201708.xlsx | Natural Resources Canada | 18521 | 2016 | [8 empty] | 11.60 | 11.78 | 14.04 | 13.19 | 14.65 | HYDRO-V1 | HYDRO-V1 | HYDRO-V1 | HYDRO-V1 | HYDRO-V1
CAN | Canada | Snare Falls / Johnny Simpson |  | CAN0008387 | 7.4 | 63.4390 | -116.1873 | Hydro | [5 empty] | Natural Resources Canada | ftp://ftp.maps.canada.ca/pub/nacei_cnaie/energy_infrastructure/PowerPlantsRenewGE1MW_NorthAmerica_201708.xlsx | Natural Resources Canada | 28612 | 2016 | [8 empty] | 20.04 | 20.43 | 24.02 | 22.56 | 25.14 | HYDRO-V1 | HYDRO-V1 | HYDRO-V1 | HYDRO-V1 | HYDRO-V1
CAN | Canada | Snare Rapids / Ted Humphrys |  | CAN0008389 | 8.5 | 63.5114 | -116.0053 | Hydro | [5 empty] | Natural Resources Canada | ftp://ftp.maps.canada.ca/pub/nacei_cnaie/energy_infrastructure/PowerPlantsRenewGE1MW_NorthAmerica_201708.xlsx | Natural Resources Canada | 28610 | 2016 | [8 empty] | 22.25 | 22.70 | 26.82 | 25.15 | 28.11 | HYDRO-V1 | HYDRO-V1 | HYDRO-V1 | HYDRO-V1 | HYDRO-V1
CAN | Canada | Mayo B |  | CAN0008099 | 10 | 63.6329 | -135.9283 | Hydro | [5 empty] | Natural Resources Canada | ftp://ftp.maps.canada.ca/pub/nacei_cnaie/energy_infrastructure/PowerPlantsRenewGE1MW_NorthAmerica_201708.xlsx | Natural Resources Canada |  | 2016 | [8 empty] | 31.07 | 31.07 | 30.42 | 31.03 | 30.94 | HYDRO-V1 | HYDRO-V1 | HYDRO-V1 | HYDRO-V1 | HYDRO-V1
CAN | Canada | Mayo A |  | CAN0008098 | 5 | 63.6540 | -135.9155 | Hydro | [5 empty] | Natural Resources Canada | ftp://ftp.maps.canada.ca/pub/nacei_cnaie/energy_infrastructure/PowerPlantsRenewGE1MW_NorthAmerica_201708.xlsx | Natural Resources Canada |  | 2016 | [8 empty] | 15.35 | 15.35 | 15.03 | 15.33 | 15.29 | HYDRO-V1 | HYDRO-V1 | HYDRO-V1 | HYDRO-V1 | HYDRO-V1
CHE | Switzerland | Stampa |  | WRI1004549 | 5 | 46.0156 | 8.9453 | Hydro |  |  |  | 1926.0 |  | Swiss Federal Office of Energy | http://www.bfe.admin.ch/themen/00490/00491/index.html?lang=en | CARMA | 1009657 | [9 empty] | 16.05 | 17.83 | 16.57 | 16.99 | 17.44 | HYDRO-V1 | HYDRO-V1 | HYDRO-V1 | HYDRO-V1 | HYDRO-V1
CHE | Switzerland | Champsec |  | WRI1004118 | 8.7 | 46.0581 | 7.2430 | Hydro |  |  |  | 1930.0 |  | Swiss Federal Office of Energy | http://www.bfe.admin.ch/themen/00490/00491/index.html?lang=en | CARMA | 1017089 | [9 empty] | 20.48 | 22.78 | 22.78 | 22.21 | 26.22 | HYDRO-V1 | HYDRO-V1 | HYDRO-V1 | HYDRO-V1 | HYDRO-V1
CHE | Switzerland | ChÃ¢telard-Vallorcine |  | WRI1004128 | 260.5 | 46.0615 | 6.9586 | Hydro |  |  |  | 1978.0 |  | Swiss Federal Office of Energy | http://www.bfe.admin.ch/themen/00490/00491/index.html?lang=en | GEODB | [10 empty] | 569.66 | 613.19 | 613.19 | 596.07 | 742.09 | HYDRO-V1 | HYDRO-V1 | HYDRO-V1 | HYDRO-V1 | HYDRO-V1
CHE | Switzerland | Fionnay (Dixence) |  | WRI1004178 | 306 | 46.0731 | 7.4034 | Hydro |  |  |  | 1957.0 |  | Swiss Federal Office of Energy | http://www.bfe.admin.ch/themen/00490/00491/index.html?lang=en | GEODB | 1017763 | [9 empty] | 741.16 | 849.47 | 697.67 | 668.17 | 672.72 | HYDRO-V1 | HYDRO-V1 | HYDRO-V1 | HYDRO-V1 | HYDRO-V1
CHE | Switzerland | Zermeiggern |  | WRI1004650 | 74 | 46.0824 | 7.9572 | Hydro |  |  |  | 1966.0 |  | Swiss Federal Office of Energy | http://www.bfe.admin.ch/themen/00490/00491/index.html?lang=en | GEODB | 1021342 | [9 empty] | 204.98 | 214.38 | 214.38 | 209.62 | 245.18 | HYDRO-V1 | HYDRO-V1 | HYDRO-V1 | HYDRO-V1 | HYDRO-V1
CHE | Switzerland | Martigny-Bourg |  | WRI1004341 | 22 | 46.0906 | 7.0637 | Hydro |  |  |  | 1908.0 |  | Swiss Federal Office of Energy | http://www.bfe.admin.ch/themen/00490/00491/index.html?lang=en | CARMA | 1016296 | [9 empty] | 62.06 | 70.76 | 64.35 | 60.16 | 74.7 | HYDRO-V1 | HYDRO-V1 | HYDRO-V1 | HYDRO-V1 | HYDRO-V1
CHE | Switzerland | Verbano 1 |  | WRI1004612 | 119 | 46.1201 | 8.7118 | Hydro |  |  |  | 1953.0 |  | Swiss Federal Office of Energy | http://www.bfe.admin.ch/themen/00490/00491/index.html?lang=en | CARMA | [10 empty] | 315.28 | 356.62 | 334.04 | 332.68 | 382.4 | HYDRO-V1 | HYDRO-V1 | HYDRO-V1 | HYDRO-V1 | HYDRO-V1
CHE | Switzerland | Vernayaz (CFF) |  | WRI1004615 | 92 | 46.1367 | 7.0391 | Hydro |  |  |  | 1927.0 |  | Swiss Federal Office of Energy | http://www.bfe.admin.ch/themen/00490/00491/index.html?lang=en | CARMA | 1028278 | [9 empty] | 283.69 | 384.27 | 302.99 | 285.05 | 303.97 | HYDRO-V1 | HYDRO-V1 | HYDRO-V1 | HYDRO-V1 | HYDRO-V1
CHE | Switzerland | Fionnay (Mauvoisin) |  | WRI1004179 | 140 | 46.1573 | 7.2092 | Hydro |  |  |  | 1958.0 |  | Swiss Federal Office of Energy | http://www.bfe.admin.ch/themen/00490/00491/index.html?lang=en | GEODB | 1017092 | [9 empty] | 397.54 | 543.74 | 400.71 | 393.74 | 410.3 | HYDRO-V1 | HYDRO-V1 | HYDRO-V1 | HYDRO-V1 | HYDRO-V1
CHE | Switzerland | Chancy-Pougny |  | WRI1004119 | 54 | 46.1604 | 5.9766 | Hydro |  |  |  | 1925.0 |  | Swiss Federal Office of Energy | http://www.bfe.admin.ch/themen/00490/00491/index.html?lang=en | GEODB | 1017079 | [9 empty] | 206.62 | 212.08 | 206.63 | 187.20 | 185.89 | HYDRO-V1 | HYDRO-V1 | HYDRO-V1 | HYDRO-V1 | HYDRO-V1
CHE | Switzerland | Riddes |  | WRI1004459 | 258 | 46.1728 | 7.2236 | Hydro |  |  |  | 1956.0 |  | Swiss Federal Office of Energy | http://www.bfe.admin.ch/themen/00490/00491/index.html?lang=en | CARMA | 1017094 | [9 empty] | 691.97 | 910.50 | 697.09 | 677.36 | 756.97 | HYDRO-V1 | HYDRO-V1 | HYDRO-V1 | HYDRO-V1 | HYDRO-V1
CHE | Switzerland | Tenero-Centrale di dotazione |  | WRI1004570 | 4.25 | 46.1814 | 8.8510 | Hydro |  |  |  | 1972.0 |  | Swiss Federal Office of Energy | http://www.bfe.admin.ch/themen/00490/00491/index.html?lang=en | CARMA | 1066728 | [9 empty] | 9.32 | 10.44 | 10.44 | 10.16 | 12.12 | HYDRO-V1 | HYDRO-V1 | HYDRO-V1 | HYDRO-V1 | HYDRO-V1
CHE | Switzerland | Nendaz |  | WRI1004385 | 392 | 46.1822 | 7.2480 | Hydro |  |  |  | 1960.0 |  | Swiss Federal Office of Energy | http://www.bfe.admin.ch/themen/00490/00491/index.html?lang=en | WRI | 1017764 | [9 empty] | 1051.37 | 1383.40 | 1059.14 | 1029.17 | 1150.13 | HYDRO-V1 | HYDRO-V1 | HYDRO-V1 | HYDRO-V1 | HYDRO-V1
CHE | Switzerland | Gordola |  | WRI1004204 | 132.5 | 46.1825 | 8.8573 | Hydro |  |  |  | 1965.0 |  | Swiss Federal Office of Energy | http://www.bfe.admin.ch/themen/00490/00491/index.html?lang=en | CARMA | 1032963 | [9 empty] | 303.02 | 325.16 | 325.16 | 316.49 | 382.89 | HYDRO-V1 | HYDRO-V1 | HYDRO-V1 | HYDRO-V1 | HYDRO-V1
CHE | Switzerland | Bieudron |  | WRI1004074 | 1285 | 46.1855 | 7.2512 | Hydro |  |  |  | 1999.0 |  | Swiss Federal Office of Energy | http://www.bfe.admin.ch/themen/00490/00491/index.html?lang=en | WRI | 1017762 | [9 empty] | 3818.03 | 5051.04 | 4235.75 | 4139.59 | 5060.17 | HYDRO-V1 | HYDRO-V1 | HYDRO-V1 | HYDRO-V1 | HYDRO-V1
CHE | Switzerland | Ponte Brolla |  | WRI1004436 | 3.1 | 46.1879 | 8.7491 | Hydro |  |  |  | 1904.0 |  | Swiss Federal Office of Energy | http://www.bfe.admin.ch/themen/00490/00491/index.html?lang=en | CARMA | 1029168 | [9 empty] | 10.16 | 10.68 | 10.08 | 10.56 | 11.84 | HYDRO-V1 | HYDRO-V1 | HYDRO-V1 | HYDRO-V1 | HYDRO-V1
CHE | Switzerland | Gabi |  | WRI1004189 | 11.33 | 46.1882 | 8.0702 | Hydro |  |  |  | 1957.0 |  | Swiss Federal Office of Energy | http://www.bfe.admin.ch/themen/00490/00491/index.html?lang=en | GEODB | 1016328 | [9 empty] | 27.26 | 29.80 | 29.80 | 29.06 | 34.28 | HYDRO-V1 | HYDRO-V1 | HYDRO-V1 | HYDRO-V1 | HYDRO-V1
CHE | Switzerland | Verbois |  | WRI1004614 | 102.8 | 46.1927 | 6.0281 | Hydro |  |  |  | 1943.0 |  | Swiss Federal Office of Energy | http://www.bfe.admin.ch/themen/00490/00491/index.html?lang=en | GEODB | 1028481 | [9 empty] | 407.47 | 409.62 | 413.61 | 344.09 | 381.69 | HYDRO-V1 | HYDRO-V1 | HYDRO-V1 | HYDRO-V1 | HYDRO-V1
CHE | Switzerland | Gondo |  | WRI1004203 | 46 | 46.1961 | 8.1505 | Hydro |  |  |  | 1952.0 |  | Swiss Federal Office of Energy | http://www.bfe.admin.ch/themen/00490/00491/index.html?lang=en | GEODB | 1016329 | [9 empty] | 121.61 | 131.92 | 131.92 | 128.96 | 151.07 | HYDRO-V1 | HYDRO-V1 | HYDRO-V1 | HYDRO-V1 | HYDRO-V1
CHE | Switzerland | Seujet |  | WRI1004519 | 8.7 | 46.2042 | 6.1355 | Hydro |  |  |  | 1994.0 |  | Swiss Federal Office of Energy | http://www.bfe.admin.ch/themen/00490/00491/index.html?lang=en | GEODB | 1028480 | [9 empty] | 40.32 | 40.17 | 46.42 | 35.49 | 38.92 | NO-ESTIMATION | NO-ESTIMATION | NO-ESTIMATION | NO-ESTIMATION | CAPACITY-FACTOR-V1
CHE | Switzerland | Ardon |  | WRI1004044 | 52 | 46.2106 | 7.2578 | Hydro |  |  |  | 1960.0 |  | Swiss Federal Office of Energy | http://www.bfe.admin.ch/themen/00490/00491/index.html?lang=en | CARMA | 1022009 | [9 empty] | 156.72 | 226.26 | 163.96 | 160.05 | 171.28 | NO-ESTIMATION | NO-ESTIMATION | NO-ESTIMATION | NO-ESTIMATION | CAPACITY-FACTOR-V1
CHE | Switzerland | Vissoie |  | WRI1004620 | 50 | 46.2163 | 7.5854 | Hydro |  |  |  | 1958.0 |  | Swiss Federal Office of Energy | http://www.bfe.admin.ch/themen/00490/00491/index.html?lang=en | CARMA | 1017097 | [9 empty] | 130.65 | 151.39 | 145.39 | 142.19 | 151.29 | NO-ESTIMATION | NO-ESTIMATION | NO-ESTIMATION | NO-ESTIMATION | CAPACITY-FACTOR-V1
CHE | Switzerland | Lavey |  | WRI1004300 | 90 | 46.2213 | 7.0148 | Hydro |  |  |  | 1950.0 |  | Swiss Federal Office of Energy | http://www.bfe.admin.ch/themen/00490/00491/index.html?lang=en | CARMA | 1028474 | [9 empty] | 277.52 | 375.92 | 296.40 | 278.86 | 297.36 | NO-ESTIMATION | NO-ESTIMATION | NO-ESTIMATION | NO-ESTIMATION | CAPACITY-FACTOR-V1
CHE | Switzerland | Pont de la Tine |  | WRI1004433 | 10.6 | 46.2253 | 7.3037 | Hydro |  |  |  | 1913.0 |  | Swiss Federal Office of Energy | http://www.bfe.admin.ch/themen/00490/00491/index.html?lang=en | CARMA | 1029334 | [9 empty] | 39.33 | 54.27 | 40.81 | 40.03 | 42.17 | NO-ESTIMATION | NO-ESTIMATION | NO-ESTIMATION | NO-ESTIMATION | CAPACITY-FACTOR-V1
CHE | Switzerland | Campocologno 1 |  | WRI1004107 | 50 | 46.2334 | 10.1421 | Hydro |  |  |  | 1907.0 |  | Swiss Federal Office of Energy | http://www.bfe.admin.ch/themen/00490/00491/index.html?lang=en | CARMA | 1017129 | [9 empty] | 129.74 | 148.31 | 119.22 | 127.65 | 143.49 | HYDRO-V1 | HYDRO-V1 | HYDRO-V1 | HYDRO-V1 | HYDRO-V1
CHE | Switzerland | Campocologno 2 |  | WRI1004108 | 1.62 | 46.2334 | 10.1421 | Hydro |  |  |  | 1950.0 |  | Swiss Federal Office of Energy | http://www.bfe.admin.ch/themen/00490/00491/index.html?lang=en | CARMA | [10 empty] | 5.45 | 5.27 | 5.62 | 5.51 | 6.4 | NO-ESTIMATION | NO-ESTIMATION | NO-ESTIMATION | NO-ESTIMATION | CAPACITY-FACTOR-V1
CHE | Switzerland | Sassello |  | WRI1004495 | 20.8 | 46.2351 | 9.1262 | Hydro |  |  |  | 1951.0 |  | Swiss Federal Office of Energy | http://www.bfe.admin.ch/themen/00490/00491/index.html?lang=en | CARMA | 1011539 | [9 empty] | 57.71 | 70.51 | 54.66 | 58.56 | 68.61 | NO-ESTIMATION | NO-ESTIMATION | NO-ESTIMATION | NO-ESTIMATION | CAPACITY-FACTOR-V1
CHE | Switzerland | Le Chalet |  | WRI1004302 | 2.6 | 46.2364 | 7.0269 | Hydro | [5 empty] | Swiss Federal Office of Energy | http://www.bfe.admin.ch/themen/00490/00491/index.html?lang=en | CARMA | 1043268 | [9 empty] | 9.81 | 12.56 | 10.55 | 10.10 | 10.6 | NO-ESTIMATION | NO-ESTIMATION | NO-ESTIMATION | NO-ESTIMATION | CAPACITY-FACTOR-V1
CHE | Switzerland | Ackersand 1 |  | WRI1004029 | 29.2 | 46.2389 | 7.8747 | Hydro |  |  |  | 1909.0 |  | Swiss Federal Office of Energy | http://www.bfe.admin.ch/themen/00490/00491/index.html?lang=en | CARMA | 1022039 | [9 empty] | 79.41 | 87.15 | 87.26 | 84.55 | 103.37 | NO-ESTIMATION | NO-ESTIMATION | NO-ESTIMATION | NO-ESTIMATION | CAPACITY-FACTOR-V1
CHE | Switzerland | Stalden (KWM) |  | WRI1004546 | 185 | 46.2403 | 7.8744 | Hydro |  |  |  | 1965.0 |  | Swiss Federal Office of Energy | http://www.bfe.admin.ch/themen/00490/00491/index.html?lang=en | GEODB | 1021341 | [9 empty] | 482.62 | 505.06 | 514.40 | 497.08 | 620.03 | NO-ESTIMATION | NO-ESTIMATION | NO-ESTIMATION | NO-ESTIMATION | CAPACITY-FACTOR-V1
CHE | Switzerland | Stalden (Kloster) |  | WRI1004545 | 1.27 | 46.2403 | 7.8744 | Hydro |  |  |  | 1941.0 |  | Swiss Federal Office of Energy | http://www.bfe.admin.ch/themen/00490/00491/index.html?lang=en | GEODB | 1075119 | [9 empty] | 4.25 | 3.91 | 4.82 | 4.86 | 5.76 | NO-ESTIMATION | NO-ESTIMATION | NO-ESTIMATION | NO-ESTIMATION | CAPACITY-FACTOR-V1
CHE | Switzerland | Grono |  | WRI1004212 | 37.5 | 46.2468 | 9.1493 | Hydro |  |  |  | 1965.0 |  | Swiss Federal Office of Energy | http://www.bfe.admin.ch/themen/00490/00491/index.html?lang=en | CARMA | 1015592 | [9 empty] | 96.80 | 117.13 | 96.68 | 98.44 | 121.84 | NO-ESTIMATION | NO-ESTIMATION | NO-ESTIMATION | NO-ESTIMATION | CAPACITY-FACTOR-V1
CHE | Switzerland | La Peuffeyre |  | WRI1004290 | 24 | 46.2521 | 7.0114 | Hydro |  |  |  | 1927.0 |  | Swiss Federal Office of Energy | http://www.bfe.admin.ch/themen/00490/00491/index.html?lang=en | CARMA | 1012914 | [9 empty] | 78.67 | 108.84 | 86.03 | 81.37 | 86.29 | HYDRO-V1 | HYDRO-V1 | HYDRO-V1 | HYDRO-V1 | HYDRO-V1
CHE | Switzerland | Sublin 1 |  | WRI1004557 | 10.61 | 46.2521 | 7.0114 | Hydro | [5 empty] | Swiss Federal Office of Energy | http://www.bfe.admin.ch/themen/00490/00491/index.html?lang=en | CARMA | 1017085 | [9 empty] | 39.08 | 52.57 | 42.34 | 40.29 | 42.32 | HYDRO-V1 | HYDRO-V1 | HYDRO-V1 | HYDRO-V1 | HYDRO-V1
CHE | Switzerland | Monthey (Tine) |  | WRI1004357 | 9.8 | 46.2555 | 6.9607 | Hydro |  |  |  | 1963.0 |  | Swiss Federal Office of Energy | http://www.bfe.admin.ch/themen/00490/00491/index.html?lang=en | CARMA | [10 empty] | 29.89 | 34.20 | 33.31 | 32.64 | 35.6 | NO-ESTIMATION | NO-ESTIMATION | NO-ESTIMATION | NO-ESTIMATION | CAPACITY-FACTOR-V1
CHE | Switzerland | Giumaglio |  | WRI1004199 | 8.94 | 46.2743 | 8.6821 | Hydro |  |  |  | 1967.0 |  | Swiss Federal Office of Energy | http://www.bfe.admin.ch/themen/00490/00491/index.html?lang=en | CARMA | 1066729 | [9 empty] | 29.08 | 31.70 | 28.69 | 29.99 | 33.41 | NO-ESTIMATION | NO-ESTIMATION | NO-ESTIMATION | NO-ESTIMATION | CAPACITY-FACTOR-V1
CHE | Switzerland | Oberems (Argessa) |  | WRI1004400 | 8.2 | 46.2815 | 7.6953 | Hydro |  |  |  | 1926.0 |  | Swiss Federal Office of Energy | http://www.bfe.admin.ch/themen/00490/00491/index.html?lang=en | CARMA | 1062897 | [9 empty] | 19.30 | 21.47 | 21.47 | 20.93 | 24.71 | NO-ESTIMATION | NO-ESTIMATION | NO-ESTIMATION | NO-ESTIMATION | CAPACITY-FACTOR-V1
CHE | Switzerland | Campo Vallemaggia |  | WRI1004106 | 1.28 | 46.2885 | 8.4958 | Hydro |  |  |  | 2002.0 |  | Swiss Federal Office of Energy | http://www.bfe.admin.ch/themen/00490/00491/index.html?lang=en | CARMA | 1064036 | [9 empty] | 3.01 | 3.30 | 3.30 | 3.21 | 3.8 | WIND-V1 | WIND-V1 | WIND-V1 | WIND-V1 | WIND-V1
CHE | Switzerland | Turtmann |  | WRI1004597 | 23.9 | 46.3015 | 7.7020 | Hydro |  |  |  | 1925.0 |  | Swiss Federal Office of Energy | http://www.bfe.admin.ch/themen/00490/00491/index.html?lang=en | CARMA | 1019356 | [9 empty] | 60.82 | 67.14 | 67.14 | 65.59 | 77.08 | SOLAR-V1-NO-AGE | SOLAR-V1-NO-AGE | SOLAR-V1-NO-AGE | SOLAR-V1-NO-AGE | SOLAR-V1-NO-AGE
CHE | Switzerland | Cerentino |  | WRI1004112 | 1.38 | 46.3053 | 8.5539 | Hydro |  |  |  | 2004.0 |  | Swiss Federal Office of Energy | http://www.bfe.admin.ch/themen/00490/00491/index.html?lang=en | CARMA | 1066540 | [9 empty] | 3.05 | 3.36 | 3.36 | 3.27 | 3.91 | NO-ESTIMATION | NO-ESTIMATION | NO-ESTIMATION | NO-ESTIMATION | CAPACITY-FACTOR-V1
CHE | Switzerland | Croix |  | WRI1004136 | 66 | 46.3087 | 7.4356 | Hydro |  |  |  | 1957.0 |  | Swiss Federal Office of Energy | http://www.bfe.admin.ch/themen/00490/00491/index.html?lang=en | GEODB | 1015149 | [9 empty] | 205.32 | 255.66 | 208.11 | 203.15 | 217.4 | NO-ESTIMATION | NO-ESTIMATION | NO-ESTIMATION | NO-ESTIMATION | NO-ESTIMATION
CHE | Switzerland | Lostallo |  | WRI1004328 | 25 | 46.3130 | 9.1967 | Hydro |  |  |  | 1958.0 |  | Swiss Federal Office of Energy | http://www.bfe.admin.ch/themen/00490/00491/index.html?lang=en | CARMA | 1015593 | [9 empty] | 63.16 | 69.77 | 69.77 | 68.15 | 80.17 | NO-ESTIMATION | NO-ESTIMATION | NO-ESTIMATION | NO-ESTIMATION | CAPACITY-FACTOR-V1
CHE | Switzerland | Biasca |  | WRI1004071 | 324 | 46.3335 | 8.9798 | Hydro |  |  |  | 1959.0 |  | Swiss Federal Office of Energy | http://www.bfe.admin.ch/themen/00490/00491/index.html?lang=en | WRI | 1011155 | [9 empty] | 562.83 | 711.65 | 617.75 | 599.57 | 781.68 | HYDRO-V1 | HYDRO-V1 | HYDRO-V1 | HYDRO-V1 | HYDRO-V1
CHE | Switzerland | Bitsch (Biel) |  | WRI1004078 | 340 | 46.3336 | 8.0086 | Hydro |  |  |  | 1969.0 |  | Swiss Federal Office of Energy | http://www.bfe.admin.ch/themen/00490/00491/index.html?lang=en | WRI | 1014395 | [9 empty] | 727.59 | 898.43 | 762.72 | 768.46 | 966.88 | HYDRO-V1 | HYDRO-V1 | HYDRO-V1 | HYDRO-V1 | HYDRO-V1
CHE | Switzerland | Castasegna |  | WRI1004109 | 100 | 46.3339 | 9.5179 | Hydro |  |  |  | 1959.0 |  | Swiss Federal Office of Energy | http://www.bfe.admin.ch/themen/00490/00491/index.html?lang=en | CARMA | 1016801 | [9 empty] | 283.84 | 298.57 | 259.51 | 285.22 | 267.59 | NO-ESTIMATION | NO-ESTIMATION | NO-ESTIMATION | NO-ESTIMATION | NO-ESTIMATION
CHE | Switzerland | Cavergno |  | WRI1004111 | 114 | 46.3452 | 8.6062 | Hydro |  |  |  | 1955.0 |  | Swiss Federal Office of Energy | http://www.bfe.admin.ch/themen/00490/00491/index.html?lang=en | CARMA | 1022167 | [9 empty] | 324.56 | 339.03 | 339.03 | 331.73 | 386.49 | WIND-V1 | WIND-V1 | WIND-V1 | WIND-V1 | WIND-V1
CHE | Switzerland | Massaboden |  | WRI1004343 | 7.2 | 46.3500 | 7.9667 | Hydro | [5 empty] | Swiss Federal Office of Energy | http://www.bfe.admin.ch/themen/00490/00491/index.html?lang=en | CARMA | 1028276 | [9 empty] | 16.83 | 18.73 | 18.73 | 18.26 | 21.58 | NO-ESTIMATION | NO-ESTIMATION | NO-ESTIMATION | NO-ESTIMATION | CAPACITY-FACTOR-V1
CHE | Switzerland | Soazza |  | WRI1004531 | 83 | 46.3659 | 9.2216 | Hydro |  |  |  | 1961.0 |  | Swiss Federal Office of Energy | http://www.bfe.admin.ch/themen/00490/00491/index.html?lang=en | CARMA | 1024671 | [9 empty] | 218.92 | 232.79 | 232.79 | 227.44 | 267.34 | NO-ESTIMATION | NO-ESTIMATION | NO-ESTIMATION | NO-ESTIMATION | CAPACITY-FACTOR-V1
CHE | Switzerland | Biaschina |  | WRI1004072 | 141 | 46.3720 | 8.9161 | Hydro |  |  |  | 1966.0 |  | Swiss Federal Office of Energy | http://www.bfe.admin.ch/themen/00490/00491/index.html?lang=en | CARMA | 1010587 | [9 empty] | 306.46 | 372.02 | 330.36 | 322.62 | 387.87 | HYDRO-V1 | HYDRO-V1 | HYDRO-V1 | HYDRO-V1 | HYDRO-V1
CHE | Switzerland | Peccia (Sambuco) |  | WRI1004417 | 54 | 46.4076 | 8.6477 | Hydro |  |  |  | 1955.0 |  | Swiss Federal Office of Energy | http://www.bfe.admin.ch/themen/00490/00491/index.html?lang=en | CARMA | 1022168 | [9 empty] | 149.45 | 162.62 | 148.26 | 150.58 | 167.84 | NO-ESTIMATION | NO-ESTIMATION | NO-ESTIMATION | NO-ESTIMATION | CAPACITY-FACTOR-V1
CHE | Switzerland | Bavona |  | WRI1004065 | 140 | 46.4114 | 8.6174 | Hydro |  |  |  | 1966.0 |  | Swiss Federal Office of Energy | http://www.bfe.admin.ch/themen/00490/00491/index.html?lang=en | CARMA | 1022166 | [9 empty] | 342.15 | 366.83 | 331.27 | 343.24 | 390.82 | NO-ESTIMATION | NO-ESTIMATION | NO-ESTIMATION | NO-ESTIMATION | CAPACITY-FACTOR-V1
CHE | Switzerland | Fieschertal |  | WRI1004176 | 64 | 46.4220 | 8.1454 | Hydro |  |  |  | 1975.0 |  | Swiss Federal Office of Energy | http://www.bfe.admin.ch/themen/00490/00491/index.html?lang=en | CARMA | 1017081 | [9 empty] | 175.50 | 203.71 | 186.02 | 182.93 | 230.31 | NO-ESTIMATION | NO-ESTIMATION | NO-ESTIMATION | NO-ESTIMATION | CAPACITY-FACTOR-V1
CHE | Switzerland | Ticinetto |  | WRI1004576 | 2.9 | 46.4226 | 8.8431 | Hydro |  |  |  | 1907.0 |  | Swiss Federal Office of Energy | http://www.bfe.admin.ch/themen/00490/00491/index.html?lang=en | CARMA | 1052060 | [9 empty] | 10.56 | 11.14 | 11.49 | 11.18 | 11.73 | NO-ESTIMATION | NO-ESTIMATION | NO-ESTIMATION | NO-ESTIMATION | NO-ESTIMATION
CHE | Switzerland | Piottino |  | WRI1004426 | 72.9 | 46.4426 | 8.8395 | Hydro |  |  |  | 1932.0 |  | Swiss Federal Office of Energy | http://www.bfe.admin.ch/themen/00490/00491/index.html?lang=en | CARMA | 1010588 | [9 empty] | 183.55 | 220.87 | 195.91 | 191.98 | 223.76 | NO-ESTIMATION | NO-ESTIMATION | NO-ESTIMATION | NO-ESTIMATION | CAPACITY-FACTOR-V1
CHE | Switzerland | Reckingen |  | WRI1004451 | 39.5 | 46.4699 | 8.2416 | Hydro |  |  |  | 1941.0 |  | Swiss Federal Office of Energy | http://www.bfe.admin.ch/themen/00490/00491/index.html?lang=en | CARMA | 1021316 | [9 empty] | 103.85 | 125.43 | 114.19 | 112.28 | 141.85 | SOLAR-V1-NO-AGE | SOLAR-V1-NO-AGE | SOLAR-V1-NO-AGE | SOLAR-V1-NO-AGE | SOLAR-V1-NO-AGE
CHE | Switzerland | Ceresa 1 |  | WRI1004113 | 2 | 46.4770 | 8.8013 | Hydro |  |  |  | 1950.0 |  | Swiss Federal Office of Energy | http://www.bfe.admin.ch/themen/00490/00491/index.html?lang=en | CARMA | 1066732 | [9 empty] | 5.17 | 5.73 | 5.73 | 5.60 | 6.52 | NO-ESTIMATION | NO-ESTIMATION | NO-ESTIMATION | NO-ESTIMATION | CAPACITY-FACTOR-V1
CHE | Switzerland | Montbovon |  | WRI1004354 | 31 | 46.4882 | 7.0437 | Hydro | [5 empty] | Swiss Federal Office of Energy | http://www.bfe.admin.ch/themen/00490/00491/index.html?lang=en | CARMA | 1016576 | [9 empty] | 78.32 | 86.51 | 86.51 | 84.51 | 99.42 | NO-ESTIMATION | NO-ESTIMATION | NO-ESTIMATION | NO-ESTIMATION | NO-ESTIMATION
CHE | Switzerland | Kandersteg (Dorf) |  | WRI1004264 | 1.03 | 46.4947 | 7.6733 | Hydro |  |  |  | 1996.0 |  | Swiss Federal Office of Energy | http://www.bfe.admin.ch/themen/00490/00491/index.html?lang=en | CARMA | 1067633 | [9 empty] | 2.54 | 2.76 | 2.76 | 2.70 | 3.17 | WIND-V1 | WIND-V1 | WIND-V1 | WIND-V1 | WIND-V1
CHE | Switzerland | Kandersteg (Zilfuri) |  | WRI1004266 | 1.5 | 46.4947 | 7.6733 | Hydro |  |  |  | 1903.0 |  | Swiss Federal Office of Energy | http://www.bfe.admin.ch/themen/00490/00491/index.html?lang=en | CARMA | 1071757 | [9 empty] | 3.52 | 3.85 | 3.85 | 3.75 | 4.45 | NO-ESTIMATION | NO-ESTIMATION | NO-ESTIMATION | NO-ESTIMATION | CAPACITY-FACTOR-V1
CHE | Switzerland | Lessoc |  | WRI1004311 | 8.56 | 46.5048 | 7.0621 | Hydro |  |  |  | 1973.0 |  | Swiss Federal Office of Energy | http://www.bfe.admin.ch/themen/00490/00491/index.html?lang=en | CARMA | 1059534 | [9 empty] | 20.15 | 22.41 | 22.41 | 21.85 | 25.79 | NO-ESTIMATION | NO-ESTIMATION | NO-ESTIMATION | NO-ESTIMATION | CAPACITY-FACTOR-V1
CHE | Switzerland | Ritom |  | WRI1004462 | 44 | 46.5136 | 8.6783 | Hydro |  |  |  | 1920.0 |  | Swiss Federal Office of Energy | http://www.bfe.admin.ch/themen/00490/00491/index.html?lang=en | CARMA | 1028277 | [9 empty] | 112.95 | 125.15 | 125.15 | 122.32 | 143.47 | WIND-V1 | WIND-V1 | WIND-V1 | WIND-V1 | WIND-V1
CHE | Switzerland | Stalvedro (AET) |  | WRI1004547 | 14 | 46.5136 | 8.6783 | Hydro |  |  |  | 1968.0 |  | Swiss Federal Office of Energy | http://www.bfe.admin.ch/themen/00490/00491/index.html?lang=en | CARMA | 1010589 | [9 empty] | 32.34 | 36.22 | 36.22 | 35.31 | 41.76 | HYDRO-V1 | HYDRO-V1 | HYDRO-V1 | HYDRO-V1 | HYDRO-V1
CHE | Switzerland | Airolo |  | WRI1004031 | 60 | 46.5285 | 8.6088 | Hydro |  |  |  | 1947.0 |  | Swiss Federal Office of Energy | http://www.bfe.admin.ch/themen/00490/00491/index.html?lang=en | CARMA | 1009590 | [9 empty] | 154.02 | 170.66 | 170.66 | 166.80 | 195.64 | HYDRO-V1 | HYDRO-V1 | HYDRO-V1 | HYDRO-V1 | HYDRO-V1
CHE | Switzerland | Sella |  | WRI1004515 | 1.93 | 46.5285 | 8.6088 | Hydro |  |  |  | 1991.0 |  | Swiss Federal Office of Energy | http://www.bfe.admin.ch/themen/00490/00491/index.html?lang=en | CARMA | 1051650 | [9 empty] | 4.99 | 5.53 | 5.53 | 5.40 | 6.29 | NO-ESTIMATION | NO-ESTIMATION | NO-ESTIMATION | NO-ESTIMATION | NO-ESTIMATION
CHE | Switzerland | Olivone |  | WRI1004407 | 102 | 46.5296 | 8.9436 | Hydro |  |  |  | 1962.0 |  | Swiss Federal Office of Energy | http://www.bfe.admin.ch/themen/00490/00491/index.html?lang=en | CARMA | 1011157 | [9 empty] | 276.55 | 293.60 | 293.60 | 287.04 | 336.06 | NO-ESTIMATION | NO-ESTIMATION | NO-ESTIMATION | NO-ESTIMATION | CAPACITY-FACTOR-V1
CHE | Switzerland | Reichenau |  | WRI1004453 | 19.06 | 46.5333 | 9.2000 | Hydro |  |  |  | 1962.0 |  | Swiss Federal Office of Energy | http://www.bfe.admin.ch/themen/00490/00491/index.html?lang=en | CARMA | 1021317 | [9 empty] | 42.97 | 48.01 | 48.01 | 46.76 | 55.54 | SOLAR-V1-NO-AGE | SOLAR-V1-NO-AGE | SOLAR-V1-NO-AGE | SOLAR-V1-NO-AGE | SOLAR-V1-NO-AGE
CHE | Switzerland | Sainte - Anne |  | WRI1004491 | 2.9 | 46.5403 | 7.0861 | Hydro |  |  |  | 1999.0 |  | Swiss Federal Office of Energy | http://www.bfe.admin.ch/themen/00490/00491/index.html?lang=en | CARMA | 1113354 | [9 empty] | 7.51 | 8.28 | 8.28 | 8.09 | 9.43 | WIND-V1 | WIND-V1 | WIND-V1 | WIND-V1 | WIND-V1
CHE | Switzerland | Stechelberg |  | WRI1004551 | 4.3 | 46.5431 | 7.9015 | Hydro |  |  |  | 1905.0 |  | Swiss Federal Office of Energy | http://www.bfe.admin.ch/themen/00490/00491/index.html?lang=en | CARMA | 1016825 | [9 empty] | 10.04 | 11.00 | 11.00 | 10.72 | 12.7 | HYDRO-V1 | HYDRO-V1 | HYDRO-V1 | HYDRO-V1 | HYDRO-V1
CHE | Switzerland | Kandergrund |  | WRI1004263 | 19 | 46.5496 | 7.6604 | Hydro |  |  |  | 1911.0 |  | Swiss Federal Office of Energy | http://www.bfe.admin.ch/themen/00490/00491/index.html?lang=en | CARMA | 1011142 | [9 empty] | 45.35 | 49.61 | 49.61 | 48.37 | 57.12 | HYDRO-V1 | HYDRO-V1 | HYDRO-V1 | HYDRO-V1 | HYDRO-V1
CHE | Switzerland | Grimsel 1 (Grimselsee) |  | WRI1004209 | 32.5 | 46.5654 | 8.3278 | Hydro |  |  |  | 1974.0 |  | Swiss Federal Office of Energy | http://www.bfe.admin.ch/themen/00490/00491/index.html?lang=en | GEODB | [10 empty] | 83.42 | 92.44 | 92.44 | 90.35 | 105.97 | NO-ESTIMATION | NO-ESTIMATION | NO-ESTIMATION | NO-ESTIMATION | NO-ESTIMATION
CHE | Switzerland | Grimsel 1 (Oberaarsee) |  | WRI1004210 | 35.3 | 46.5654 | 8.3278 | Hydro |  |  |  | 1954.0 |  | Swiss Federal Office of Energy | http://www.bfe.admin.ch/themen/00490/00491/index.html?lang=en | GEODB | [10 empty] | 90.61 | 100.41 | 100.41 | 98.13 | 115.1 | HYDRO-V1 | HYDRO-V1 | HYDRO-V1 | HYDRO-V1 | HYDRO-V1
CHE | Switzerland | Grimsel 2 |  | WRI1004211 | 348 | 46.5654 | 8.3278 | Hydro |  |  |  | 1981.0 |  | Swiss Federal Office of Energy | http://www.bfe.admin.ch/themen/00490/00491/index.html?lang=en | GEODB | [10 empty] | 780.38 | 843.11 | 843.11 | 820.31 | 1015.32 | NO-ESTIMATION | NO-ESTIMATION | NO-ESTIMATION | NO-ESTIMATION | NO-ESTIMATION
CHE | Switzerland | Tinizong |  | WRI1004583 | 69.5 | 46.5824 | 9.6173 | Hydro |  |  |  | 1954.0 |  | Swiss Federal Office of Energy | http://www.bfe.admin.ch/themen/00490/00491/index.html?lang=en | CARMA | 1016813 | [9 empty] | 183.86 | 217.05 | 187.87 | 183.02 | 218.7 | NO-ESTIMATION | NO-ESTIMATION | NO-ESTIMATION | NO-ESTIMATION | CAPACITY-FACTOR-V1
CHE | Switzerland | Zervreila |  | WRI1004651 | 22 | 46.6128 | 9.1779 | Hydro |  |  |  | 1958.0 |  | Swiss Federal Office of Energy | http://www.bfe.admin.ch/themen/00490/00491/index.html?lang=en | CARMA | 1021364 | [9 empty] | 57.27 | 63.37 | 63.37 | 61.96 | 72.53 | NO-ESTIMATION | NO-ESTIMATION | NO-ESTIMATION | NO-ESTIMATION | NO-ESTIMATION
CHE | Switzerland | Handeck 1 |  | WRI1004222 | 100 | 46.6167 | 8.3077 | Hydro |  |  |  | 1932.0 |  | Swiss Federal Office of Energy | http://www.bfe.admin.ch/themen/00490/00491/index.html?lang=en | GEODB | [10 empty] | 268.05 | 286.08 | 286.08 | 279.65 | 327.71 | NO-ESTIMATION | NO-ESTIMATION | NO-ESTIMATION | NO-ESTIMATION | NO-ESTIMATION
CHE | Switzerland | Handeck 3 (Isogyre) |  | WRI1004224 | 55 | 46.6170 | 8.3063 | Hydro |  |  |  | 1976.0 |  | Swiss Federal Office of Energy | http://www.bfe.admin.ch/themen/00490/00491/index.html?lang=en | GEODB | 1021348 | [9 empty] | 141.18 | 156.44 | 156.44 | 152.90 | 179.34 | HYDRO-V1 | HYDRO-V1 | HYDRO-V1 | HYDRO-V1 | HYDRO-V1
CHE | Switzerland | Hospental |  | WRI1004237 | 2 | 46.6196 | 8.5698 | Hydro |  |  |  | 1902.0 |  | Swiss Federal Office of Energy | http://www.bfe.admin.ch/themen/00490/00491/index.html?lang=en | CARMA | 1016845 | [9 empty] | 6.72 | 7.12 | 7.99 | 7.34 | 8.61 | HYDRO-V1 | HYDRO-V1 | HYDRO-V1 | HYDRO-V1 | HYDRO-V1
CHE | Switzerland | Klusi |  | WRI1004278 | 1.3 | 46.6667 | 7.5333 | Hydro |  |  |  | 1946.0 |  | Swiss Federal Office of Energy | http://www.bfe.admin.ch/themen/00490/00491/index.html?lang=en | CARMA | 1071765 | [9 empty] | 3.59 | 4.43 | 3.91 | 3.91 | 4.93 | NO-ESTIMATION | NO-ESTIMATION | NO-ESTIMATION | NO-ESTIMATION | NO-ESTIMATION
CHE | Switzerland | Filisur |  | WRI1004177 | 65 | 46.6721 | 9.6880 | Hydro |  |  |  | 1967.0 |  | Swiss Federal Office of Energy | http://www.bfe.admin.ch/themen/00490/00491/index.html?lang=en | CARMA | 1010012 | [9 empty] | 184.49 | 196.23 | 195.35 | 191.20 | 212.63 | HYDRO-V1 | HYDRO-V1 | HYDRO-V1 | HYDRO-V1 | HYDRO-V1
CHE | Switzerland | Sedrun 1 |  | WRI1004512 | 150 | 46.6816 | 8.7786 | Hydro |  |  |  | 1968.0 |  | Swiss Federal Office of Energy | http://www.bfe.admin.ch/themen/00490/00491/index.html?lang=en | CARMA | 1021359 | [9 empty] | 293.31 | 367.45 | 367.45 | 357.63 | 432.8 | HYDRO-V1 | HYDRO-V1 | HYDRO-V1 | HYDRO-V1 | HYDRO-V1
CHE | Switzerland | Realta |  | WRI1004450 | 26 | 46.6826 | 9.3157 | Hydro |  |  |  | 1949.0 |  | Swiss Federal Office of Energy | http://www.bfe.admin.ch/themen/00490/00491/index.html?lang=en | CARMA | 1021361 | [9 empty] | 67.13 | 74.35 | 74.35 | 72.67 | 85.17 | HYDRO-V1 | HYDRO-V1 | HYDRO-V1 | HYDRO-V1 | HYDRO-V1
CHE | Switzerland | Safien Platz |  | WRI1004486 | 90 | 46.6826 | 9.3157 | Hydro |  |  |  | 1957.0 |  | Swiss Federal Office of Energy | http://www.bfe.admin.ch/themen/00490/00491/index.html?lang=en | CARMA | 1021362 | [9 empty] | 242.40 | 258.62 | 258.62 | 252.84 | 296.09 | HYDRO-V1 | HYDRO-V1 | HYDRO-V1 | HYDRO-V1 | HYDRO-V1
CHE | Switzerland | Spiez |  | WRI1004537 | 18.66 | 46.6847 | 7.6911 | Hydro | [5 empty] | Swiss Federal Office of Energy | http://www.bfe.admin.ch/themen/00490/00491/index.html?lang=en | CARMA | 1011146 | [9 empty] | 60.88 | 74.15 | 66.15 | 62.99 | 76.54 | HYDRO-V1 | HYDRO-V1 | HYDRO-V1 | HYDRO-V1 | HYDRO-V1
CHE | Switzerland | Thusis |  | WRI1004575 | 4.6 | 46.6972 | 9.4394 | Hydro |  |  |  | 1968.0 |  | Swiss Federal Office of Energy | http://www.bfe.admin.ch/themen/00490/00491/index.html?lang=en | CARMA | 1064052 | [9 empty] | 14.99 | 17.09 | 16.21 | 15.92 | 17.8 | HYDRO-V1 | HYDRO-V1 | HYDRO-V1 | HYDRO-V1 | HYDRO-V1
CHE | Switzerland | Innertkirchen 2 |  | WRI1004250 | 62 | 46.7086 | 8.2260 | Hydro |  |  |  | 1967.0 |  | Swiss Federal Office of Energy | http://www.bfe.admin.ch/themen/00490/00491/index.html?lang=en | GEODB | 1021351 | [9 empty] | 159.15 | 176.35 | 176.35 | 172.36 | 202.16 | HYDRO-V1 | HYDRO-V1 | HYDRO-V1 | HYDRO-V1 | HYDRO-V1
CHE | Switzerland | La Dernier |  | WRI1004285 | 28 | 46.7126 | 6.3789 | Hydro |  |  |  | 1903.0 |  | Swiss Federal Office of Energy | http://www.bfe.admin.ch/themen/00490/00491/index.html?lang=en | CARMA | 1012913 | [9 empty] | 70.74 | 78.14 | 78.14 | 76.33 | 89.79 | NO-ESTIMATION | NO-ESTIMATION | NO-ESTIMATION | NO-ESTIMATION | NO-ESTIMATION
CHE | Switzerland | Fuhren (Gental) Innertkirchen |  | WRI1004187 | 10.3 | 46.7272 | 8.3337 | Hydro |  |  |  | 1961.0 |  | Swiss Federal Office of Energy | http://www.bfe.admin.ch/themen/00490/00491/index.html?lang=en | GEODB | 1021343 | [9 empty] | 23.41 | 26.14 | 26.14 | 25.46 | 30.21 | HYDRO-V1 | HYDRO-V1 | HYDRO-V1 | HYDRO-V1 | HYDRO-V1
CHE | Switzerland | Montcherand |  | WRI1004355 | 15.5 | 46.7336 | 6.5082 | Hydro |  |  |  | 1908.0 |  | Swiss Federal Office of Energy | http://www.bfe.admin.ch/themen/00490/00491/index.html?lang=en | CARMA | 1012917 | [9 empty] | 34.94 | 39.04 | 39.04 | 38.03 | 45.17 | NO-ESTIMATION | NO-ESTIMATION | NO-ESTIMATION | NO-ESTIMATION | CAPACITY-FACTOR-V1
CHE | Switzerland | Pintrun |  | WRI1004425 | 6.48 | 46.7395 | 8.8287 | Hydro |  |  |  | 1944.0 |  | Swiss Federal Office of Energy | http://www.bfe.admin.ch/themen/00490/00491/index.html?lang=en | CARMA | 1063169 | [9 empty] | 17.48 | 21.39 | 21.34 | 20.95 | 24.31 | HYDRO-V1 | HYDRO-V1 | HYDRO-V1 | HYDRO-V1 | HYDRO-V1
CHE | Switzerland | Gurtnellen |  | WRI1004216 | 6.6 | 46.7401 | 8.6247 | Hydro |  |  |  | 1900.0 |  | Swiss Federal Office of Energy | http://www.bfe.admin.ch/themen/00490/00491/index.html?lang=en | CARMA | 1075156 | [9 empty] | 19.03 | 22.71 | 22.64 | 21.07 | 25.73 | HYDRO-V1 | HYDRO-V1 | HYDRO-V1 | HYDRO-V1 | HYDRO-V1
CHE | Switzerland | Mulin |  | WRI1004375 | 1.6 | 46.7429 | 8.9872 | Hydro |  |  |  | 1907.0 |  | Swiss Federal Office of Energy | http://www.bfe.admin.ch/themen/00490/00491/index.html?lang=en | CARMA | 1016844 | [9 empty] | 4.52 | 4.56 | 5.92 | 5.83 | 6.73 | HYDRO-V1 | HYDRO-V1 | HYDRO-V1 | HYDRO-V1 | HYDRO-V1
CHE | Switzerland | Amsteg |  | WRI1004039 | 120 | 46.7713 | 8.6696 | Hydro |  |  |  | 1923.0 |  | Swiss Federal Office of Energy | http://www.bfe.admin.ch/themen/00490/00491/index.html?lang=en | CARMA | 1028274 | [9 empty] | 271.51 | 318.49 | 327.50 | 298.52 | 376.31 | NO-ESTIMATION | NO-ESTIMATION | NO-ESTIMATION | NO-ESTIMATION | CAPACITY-FACTOR-V1
CHE | Switzerland | Amsteg-Regulierzentrale |  | WRI1004041 | 1.73 | 46.7713 | 8.6696 | Hydro |  |  |  | 1998.0 |  | Swiss Federal Office of Energy | http://www.bfe.admin.ch/themen/00490/00491/index.html?lang=en | CARMA | 1021325 | [9 empty] | 5.74 | 5.29 | 6.91 | 6.34 | 7.39 | NO-ESTIMATION | NO-ESTIMATION | NO-ESTIMATION | NO-ESTIMATION | CAPACITY-FACTOR-V1
CHE | Switzerland | Arniberg |  | WRI1004046 | 13 | 46.7713 | 8.6696 | Hydro |  |  |  | 1910.0 |  | Swiss Federal Office of Energy | http://www.bfe.admin.ch/themen/00490/00491/index.html?lang=en | CARMA | 1016794 | [9 empty] | 36.19 | 43.61 | 43.30 | 40.57 | 49.38 | HYDRO-V1 | HYDRO-V1 | HYDRO-V1 | HYDRO-V1 | HYDRO-V1
CHE | Switzerland | Ladral |  | WRI1004294 | 5.1 | 46.7737 | 9.1085 | Hydro |  |  |  | 1973.0 |  | Swiss Federal Office of Energy | http://www.bfe.admin.ch/themen/00490/00491/index.html?lang=en | CARMA | 1064025 | [9 empty] | 13.76 | 16.83 | 16.79 | 16.49 | 19.13 | HYDRO-V1 | HYDRO-V1 | HYDRO-V1 | HYDRO-V1 | HYDRO-V1
CHE | Switzerland | Ilanz 2 |  | WRI1004243 | 49.5 | 46.7741 | 9.2046 | Hydro |  |  |  | 1992.0 |  | Swiss Federal Office of Energy | http://www.bfe.admin.ch/themen/00490/00491/index.html?lang=en | CARMA | 1021337 | [9 empty] | 112.41 | 150.06 | 143.99 | 158.89 | 170.81 | NO-ESTIMATION | NO-ESTIMATION | NO-ESTIMATION | NO-ESTIMATION | CAPACITY-FACTOR-V1
CHE | Switzerland | Pradella |  | WRI1004437 | 300 | 46.8050 | 10.3327 | Hydro |  |  |  | 1970.0 |  | Swiss Federal Office of Energy | http://www.bfe.admin.ch/themen/00490/00491/index.html?lang=en | WRI | 1016502 | [9 empty] | 700.73 | 801.24 | 721.07 | 742.97 | 890.44 | NO-ESTIMATION | NO-ESTIMATION | NO-ESTIMATION | NO-ESTIMATION | CAPACITY-FACTOR-V1
CHE | Switzerland | Bocki 1 |  | WRI1004083 | 8.7 | 46.8188 | 8.6505 | Hydro |  |  |  | 1931.0 |  | Swiss Federal Office of Energy | http://www.bfe.admin.ch/themen/00490/00491/index.html?lang=en | CARMA | 1056204 | [9 empty] | 25.08 | 29.93 | 29.84 | 28.02 | 33.91 | SOLAR-V1-NO-AGE | SOLAR-V1-NO-AGE | SOLAR-V1-NO-AGE | SOLAR-V1-NO-AGE | SOLAR-V1-NO-AGE
CHE | Switzerland | Unteraa (Lungerersee) |  | WRI1004599 | 54 | 46.8333 | 8.1806 | Hydro |  |  |  | 1921.0 |  | Swiss Federal Office of Energy | http://www.bfe.admin.ch/themen/00490/00491/index.html?lang=en | CARMA | 1016832 | [9 empty] | 172.91 | 164.18 | 172.37 | 153.93 | 190.57 | NO-ESTIMATION | NO-ESTIMATION | NO-ESTIMATION | NO-ESTIMATION | CAPACITY-FACTOR-V1
CHE | Switzerland | Unteraa (Melchaa) |  | WRI1004600 | 12 | 46.8333 | 8.1806 | Hydro |  |  |  | 2012.0 |  | Swiss Federal Office of Energy | http://www.bfe.admin.ch/themen/00490/00491/index.html?lang=en | CARMA | 1016832 | [9 empty] | 41.73 | 41.18 | 43.01 | 38.82 | 46.9 | SOLAR-V1-NO-AGE | SOLAR-V1-NO-AGE | SOLAR-V1-NO-AGE | SOLAR-V1-NO-AGE | SOLAR-V1-NO-AGE
CHE | Switzerland | Hackeren |  | WRI1004217 | 1.2 | 46.8365 | 8.0423 | Hydro |  |  |  | 2003.0 |  | Swiss Federal Office of Energy | http://www.bfe.admin.ch/themen/00490/00491/index.html?lang=en | CARMA | 1075121 | [9 empty] | 2.82 | 3.09 | 3.09 | 3.01 | 3.56 | SOLAR-V1-NO-AGE | SOLAR-V1-NO-AGE | SOLAR-V1-NO-AGE | SOLAR-V1-NO-AGE | SOLAR-V1-NO-AGE
CHE | Switzerland | Limmern |  | WRI1004315 | 1000 | 46.8489 | 9.0118 | Hydro |  |  |  | 2016.0 |  | Swiss Federal Office of Energy | http://www.bfe.admin.ch/themen/00490/00491/index.html?lang=en | GEODB | 1021340 | [9 empty] | 2453.38 | 3178.76 | 3031.52 | 2958.86 | 3976.42 | NO-ESTIMATION | NO-ESTIMATION | NO-ESTIMATION | NO-ESTIMATION | CAPACITY-FACTOR-V1
CHE | Switzerland | Linthal (Limmern) |  | WRI1004316 | 34.4 | 46.8489 | 9.0118 | Hydro |  |  |  | 1964.0 |  | Swiss Federal Office of Energy | http://www.bfe.admin.ch/themen/00490/00491/index.html?lang=en | GEODB | 1021338 | [9 empty] | 89.04 | 108.93 | 107.55 | 105.06 | 123.27 | NO-ESTIMATION | NO-ESTIMATION | NO-ESTIMATION | NO-ESTIMATION | CAPACITY-FACTOR-V1
CHE | Switzerland | Obermatt |  | WRI1004402 | 31.95 | 46.8702 | 8.3744 | Hydro |  |  |  | 1905.0 |  | Swiss Federal Office of Energy | http://www.bfe.admin.ch/themen/00490/00491/index.html?lang=en | CARMA | 1016826 | [9 empty] | 91.85 | 98.28 | 90.96 | 98.02 | 116.74 | SOLAR-V1-NO-AGE | SOLAR-V1-NO-AGE | SOLAR-V1-NO-AGE | SOLAR-V1-NO-AGE | SOLAR-V1-NO-AGE
CHE | Switzerland | Obermatt-Nebenzentrale |  | WRI1004403 | 1.97 | 46.8702 | 8.3744 | Hydro |  |  |  | 1963.0 |  | Swiss Federal Office of Energy | http://www.bfe.admin.ch/themen/00490/00491/index.html?lang=en | CARMA | 1016826 | [9 empty] | 7.19 | 7.63 | 7.65 | 8.29 | 9.41 | SOLAR-V1-NO-AGE | SOLAR-V1-NO-AGE | SOLAR-V1-NO-AGE | SOLAR-V1-NO-AGE | SOLAR-V1-NO-AGE
CHE | Switzerland | Isenthal (Bolzbach) |  | WRI1004254 | 12 | 46.8820 | 8.6161 | Hydro |  |  |  | 1955.0 |  | Swiss Federal Office of Energy | http://www.bfe.admin.ch/themen/00490/00491/index.html?lang=en | CARMA | 1016795 | [9 empty] | 37.25 | 46.82 | 39.86 | 38.97 | 46.53 | SOLAR-V1-NO-AGE | SOLAR-V1-NO-AGE | SOLAR-V1-NO-AGE | SOLAR-V1-NO-AGE | SOLAR-V1-NO-AGE
CHE | Switzerland | Kleintal (Isenthal) |  | WRI1004275 | 1.18 | 46.8820 | 8.6161 | Hydro |  |  |  | 1959.0 |  | Swiss Federal Office of Energy | http://www.bfe.admin.ch/themen/00490/00491/index.html?lang=en | CARMA | 1016795¦1075158 | [9 empty] | 3.24 | 4.14 | 3.54 | 3.45 | 4.17 | SOLAR-V1-NO-AGE | SOLAR-V1-NO-AGE | SOLAR-V1-NO-AGE | SOLAR-V1-NO-AGE | SOLAR-V1-NO-AGE
CHE | Switzerland | Martina |  | WRI1004342 | 84 | 46.8842 | 10.4627 | Hydro |  |  |  | 1994.0 |  | Swiss Federal Office of Energy | http://www.bfe.admin.ch/themen/00490/00491/index.html?lang=en | CARMA | 1016500 | [9 empty] | 243.36 | 268.87 | 244.70 | 238.71 | 291.77 | NO-ESTIMATION | NO-ESTIMATION | NO-ESTIMATION | NO-ESTIMATION | CAPACITY-FACTOR-V1
CHE | Switzerland | Oberrickenbach |  | WRI1004404 | 8.7 | 46.8877 | 8.4173 | Hydro |  |  |  | 1937.0 |  | Swiss Federal Office of Energy | http://www.bfe.admin.ch/themen/00490/00491/index.html?lang=en | CARMA | 1016828 | [9 empty] | 28.17 | 30.35 | 28.60 | 30.69 | 35.7 | HYDRO-V1 | HYDRO-V1 | HYDRO-V1 | HYDRO-V1 | HYDRO-V1
CHE | Switzerland | Wolfenschiessen |  | WRI1004644 | 6.6 | 46.9032 | 8.3942 | Hydro |  |  |  | 1945.0 |  | Swiss Federal Office of Energy | http://www.bfe.admin.ch/themen/00490/00491/index.html?lang=en | CARMA | 1016829 | [9 empty] | 21.37 | 23.02 | 21.69 | 23.28 | 27.08 | NO-ESTIMATION | NO-ESTIMATION | NO-ESTIMATION | NO-ESTIMATION | CAPACITY-FACTOR-V1
CHE | Switzerland | Sahli (Glattalp) |  | WRI1004489 | 9.3 | 46.9157 | 8.8842 | Hydro |  |  |  | 1970.0 |  | Swiss Federal Office of Energy | http://www.bfe.admin.ch/themen/00490/00491/index.html?lang=en | CARMA | 1016816 | [9 empty] | 23.12 | 25.20 | 25.20 | 24.60 | 28.88 | SOLAR-V1-NO-AGE | SOLAR-V1-NO-AGE | SOLAR-V1-NO-AGE | SOLAR-V1-NO-AGE | SOLAR-V1-NO-AGE
CHE | Switzerland | Dallenwil |  | WRI1004138 | 18.24 | 46.9242 | 8.3879 | Hydro |  |  |  | 1962.0 |  | Swiss Federal Office of Energy | http://www.bfe.admin.ch/themen/00490/00491/index.html?lang=en | CARMA | 1021327 | [9 empty] | 57.49 | 62.06 | 58.26 | 62.52 | 73.14 | SOLAR-V1-NO-AGE | SOLAR-V1-NO-AGE | SOLAR-V1-NO-AGE | SOLAR-V1-NO-AGE | SOLAR-V1-NO-AGE
CHE | Switzerland | Matte |  | WRI1004344 | 1.16 | 46.9481 | 7.4474 | Hydro | [5 empty] | Swiss Federal Office of Energy | http://www.bfe.admin.ch/themen/00490/00491/index.html?lang=en | CARMA | 1016800 | [9 empty] | 3.72 | 4.33 | 3.93 | 4.09 | 4.1 | SOLAR-V1-NO-AGE | SOLAR-V1-NO-AGE | SOLAR-V1-NO-AGE | SOLAR-V1-NO-AGE | SOLAR-V1-NO-AGE
CHE | Switzerland | Schlappin |  | WRI1004504 | 6.1 | 46.9500 | 9.7500 | Hydro |  |  |  | 1928.0 |  | Swiss Federal Office of Energy | http://www.bfe.admin.ch/themen/00490/00491/index.html?lang=en | CARMA | 1075003 | [9 empty] | 19.42 | 20.51 | 19.17 | 19.05 | 23.58 | HYDRO-V1 | HYDRO-V1 | HYDRO-V1 | HYDRO-V1 | HYDRO-V1
CHE | Switzerland | Les Moyats |  | WRI1004309 | 1.6 | 46.9559 | 6.7478 | Hydro | [5 empty] | Swiss Federal Office of Energy | http://www.bfe.admin.ch/themen/00490/00491/index.html?lang=en | CARMA | 1075070 | [9 empty] | 4.42 | 4.78 | 4.78 | 4.68 | 5.42 | SOLAR-V1-NO-AGE | SOLAR-V1-NO-AGE | SOLAR-V1-NO-AGE | SOLAR-V1-NO-AGE | SOLAR-V1-NO-AGE
CHE | Switzerland | Luchsingen |  | WRI1004330 | 3.5 | 46.9664 | 9.0371 | Hydro |  |  |  | 1940.0 |  | Swiss Federal Office of Energy | http://www.bfe.admin.ch/themen/00490/00491/index.html?lang=en | CARMA | 1016771 | [9 empty] | 11.28 | 13.08 | 13.49 | 13.39 | 15.13 | NO-ESTIMATION | NO-ESTIMATION | NO-ESTIMATION | NO-ESTIMATION | CAPACITY-FACTOR-V1
CHE | Switzerland | Felsenau |  | WRI1004171 | 11.5 | 46.9688 | 7.4391 | Hydro |  |  |  | 1909.0 |  | Swiss Federal Office of Energy | http://www.bfe.admin.ch/themen/00490/00491/index.html?lang=en | GEODB | 1016799 | [9 empty] | 44.93 | 52.11 | 44.09 | 45.48 | 45.8 | SOLAR-V1-NO-AGE | SOLAR-V1-NO-AGE | SOLAR-V1-NO-AGE | SOLAR-V1-NO-AGE | SOLAR-V1-NO-AGE
CHE | Switzerland | Leuggelbach |  | WRI1004313 | 1 | 46.9763 | 9.0459 | Hydro |  |  |  | 1930.0 |  | Swiss Federal Office of Energy | http://www.bfe.admin.ch/themen/00490/00491/index.html?lang=en | CARMA | 1034447 | [9 empty] | 3.53 | 3.92 | 4.46 | 4.38 | 4.87 | SOLAR-V1-NO-AGE | SOLAR-V1-NO-AGE | SOLAR-V1-NO-AGE | SOLAR-V1-NO-AGE | SOLAR-V1-NO-AGE
CHE | Switzerland | Hinterthal (Muota) |  | WRI1004232 | 8.8 | 46.9768 | 8.7650 | Hydro |  |  |  | 1960.0 |  | Swiss Federal Office of Energy | http://www.bfe.admin.ch/themen/00490/00491/index.html?lang=en | CARMA | 1016815 | [9 empty] | 21.88 | 23.85 | 23.85 | 23.28 | 27.33 | SOLAR-V1-NO-AGE | SOLAR-V1-NO-AGE | SOLAR-V1-NO-AGE | SOLAR-V1-NO-AGE | SOLAR-V1-NO-AGE
CHE | Switzerland | Niederried |  | WRI1004396 | 15 | 47.0031 | 7.2410 | Hydro |  |  |  | 1963.0 |  | Swiss Federal Office of Energy | http://www.bfe.admin.ch/themen/00490/00491/index.html?lang=en | GEODB | 1011145 | [9 empty] | 57.89 | 86.12 | 64.00 | 61.65 | 66.23 | NO-ESTIMATION | NO-ESTIMATION | NO-ESTIMATION | NO-ESTIMATION | CAPACITY-FACTOR-V1
CHE | Switzerland | Wernisberg |  | WRI1004634 | 20.4 | 47.0110 | 8.6454 | Hydro |  |  |  | 1966.0 |  | Swiss Federal Office of Energy | http://www.bfe.admin.ch/themen/00490/00491/index.html?lang=en | CARMA | 1016817 | [9 empty] | 55.25 | 59.82 | 59.82 | 58.52 | 68.32 | NO-ESTIMATION | NO-ESTIMATION | NO-ESTIMATION | NO-ESTIMATION | CAPACITY-FACTOR-V1
CHE | Switzerland | Kallnach |  | WRI1004260 | 8.3 | 47.0203 | 7.2355 | Hydro |  |  |  | 1913.0 |  | Swiss Federal Office of Energy | http://www.bfe.admin.ch/themen/00490/00491/index.html?lang=en | CARMA | 1011141 | [9 empty] | 31.82 | 47.44 | 35.20 | 33.89 | 36.43 | SOLAR-V1-NO-AGE | SOLAR-V1-NO-AGE | SOLAR-V1-NO-AGE | SOLAR-V1-NO-AGE | SOLAR-V1-NO-AGE
CHE | Switzerland | Valeis |  | WRI1004610 | 1.2 | 47.0326 | 9.4341 | Hydro |  |  |  | 1982.0 |  | Swiss Federal Office of Energy | http://www.bfe.admin.ch/themen/00490/00491/index.html?lang=en | CARMA | 1016847 | [9 empty] | 3.38 | 4.09 | 3.87 | 3.80 | 4.04 | SOLAR-V1-NO-AGE | SOLAR-V1-NO-AGE | SOLAR-V1-NO-AGE | SOLAR-V1-NO-AGE | SOLAR-V1-NO-AGE
CHE | Switzerland | Aarberg |  | WRI1004024 | 15.2 | 47.0378 | 7.2720 | Hydro |  |  |  | 1968.0 |  | Swiss Federal Office of Energy | http://www.bfe.admin.ch/themen/00490/00491/index.html?lang=en | GEODB | 1011139 | [9 empty] | 58.66 | 87.26 | 64.85 | 62.47 | 67.11 | NO-ESTIMATION | NO-ESTIMATION | NO-ESTIMATION | NO-ESTIMATION | CAPACITY-FACTOR-V1
CHE | Switzerland | Mels (KW Stoffel) |  | WRI1004347 | 3.3 | 47.0456 | 9.4232 | Hydro |  |  |  | 1931.0 |  | Swiss Federal Office of Energy | http://www.bfe.admin.ch/themen/00490/00491/index.html?lang=en | CARMA | 1075134 | [9 empty] | 6.76 | 7.63 | 7.63 | 7.41 | 8.94 | SOLAR-V1-NO-AGE | SOLAR-V1-NO-AGE | SOLAR-V1-NO-AGE | SOLAR-V1-NO-AGE | SOLAR-V1-NO-AGE
CHE | Switzerland | Plons |  | WRI1004432 | 4.5 | 47.0456 | 9.4232 | Hydro |  |  |  | 1948.0 |  | Swiss Federal Office of Energy | http://www.bfe.admin.ch/themen/00490/00491/index.html?lang=en | CARMA | 1066191 | [9 empty] | 9.56 | 10.75 | 10.75 | 10.45 | 12.53 | SOLAR-V1-NO-AGE | SOLAR-V1-NO-AGE | SOLAR-V1-NO-AGE | SOLAR-V1-NO-AGE | SOLAR-V1-NO-AGE
CHE | Switzerland | Linthkraft Netstal |  | WRI1004319 | 1.42 | 47.0620 | 9.0553 | Hydro |  |  |  | 1923.0 |  | Swiss Federal Office of Energy | http://www.bfe.admin.ch/themen/00490/00491/index.html?lang=en | CARMA | 1034580 | [9 empty] | 4.18 | 5.14 | 4.75 | 4.61 | 5.23 | SOLAR-V1-NO-AGE | SOLAR-V1-NO-AGE | SOLAR-V1-NO-AGE | SOLAR-V1-NO-AGE | SOLAR-V1-NO-AGE
CHE | Switzerland | Felsen |  | WRI1004170 | 1.45 | 47.0906 | 9.3430 | Hydro | [5 empty] | Swiss Federal Office of Energy | http://www.bfe.admin.ch/themen/00490/00491/index.html?lang=en | CARMA | 1075151 | [9 empty] | 4.71 | 4.58 | 4.97 | 4.60 | 5.59 | HYDRO-V1 | HYDRO-V1 | HYDRO-V1 | HYDRO-V1 | HYDRO-V1
CHE | Switzerland | Pravizin 1 (Bruggwiti) |  | WRI1004439 | 5 | 47.0906 | 9.3430 | Hydro |  |  |  | 1901.0 |  | Swiss Federal Office of Energy | http://www.bfe.admin.ch/themen/00490/00491/index.html?lang=en | CARMA | 1075130 | [9 empty] | 14.28 | 17.69 | 15.80 | 15.34 | 19.09 | SOLAR-V1-NO-AGE | SOLAR-V1-NO-AGE | SOLAR-V1-NO-AGE | SOLAR-V1-NO-AGE | SOLAR-V1-NO-AGE
CHE | Switzerland | Risi |  | WRI1004461 | 4.5 | 47.0998 | 9.0641 | Hydro |  |  |  | 1925.0 |  | Swiss Federal Office of Energy | http://www.bfe.admin.ch/themen/00490/00491/index.html?lang=en | CARMA | 1074994 | [9 empty] | 15.03 | 18.48 | 16.17 | 16.45 | 18.4 | SOLAR-V1-NO-AGE | SOLAR-V1-NO-AGE | SOLAR-V1-NO-AGE | SOLAR-V1-NO-AGE | SOLAR-V1-NO-AGE
CHE | Switzerland | Perlen 1 (WTA HF) |  | WRI1004419 | 1 | 47.1094 | 8.3620 | Hydro | [5 empty] | Swiss Federal Office of Energy | http://www.bfe.admin.ch/themen/00490/00491/index.html?lang=en | CARMA | [10 empty] | 4.27 | 4.58 | 4.06 | 3.99 | 4.21 | SOLAR-V1-NO-AGE | SOLAR-V1-NO-AGE | SOLAR-V1-NO-AGE | SOLAR-V1-NO-AGE | SOLAR-V1-NO-AGE
CHE | Switzerland | Perlen 2 (WTA PF) |  | WRI1004420 | 1.15 | 47.1094 | 8.3620 | Hydro | [5 empty] | Swiss Federal Office of Energy | http://www.bfe.admin.ch/themen/00490/00491/index.html?lang=en | CARMA | [10 empty] | 4.82 | 5.18 | 4.58 | 4.50 | 4.76 | NO-ESTIMATION | NO-ESTIMATION | NO-ESTIMATION | NO-ESTIMATION | CAPACITY-FACTOR-V1
CHE | Switzerland | Hagneck 1 (M3 M4 u. M5) |  | WRI1004220 | 12.7 | 47.1324 | 7.2441 | Hydro |  |  |  | 1900.0 |  | Swiss Federal Office of Energy | http://www.bfe.admin.ch/themen/00490/00491/index.html?lang=en | CARMA | 1011083 | [9 empty] | 28.69 | 32.04 | 32.04 | 31.22 | 37.07 | NO-ESTIMATION | NO-ESTIMATION | NO-ESTIMATION | NO-ESTIMATION | CAPACITY-FACTOR-V1
CHE | Switzerland | Rempen |  | WRI1004454 | 66.24 | 47.1385 | 8.8974 | Hydro |  |  |  | 1926.0 |  | Swiss Federal Office of Energy | http://www.bfe.admin.ch/themen/00490/00491/index.html?lang=en | CARMA | 1009815 | [9 empty] | 173.87 | 227.52 | 202.18 | 187.23 | 224.13 | NO-ESTIMATION | NO-ESTIMATION | NO-ESTIMATION | NO-ESTIMATION | CAPACITY-FACTOR-V1
CHE | Switzerland | La Goule |  | WRI1004287 | 5.6 | 47.1528 | 6.9969 | Hydro | [5 empty] | Swiss Federal Office of Energy | http://www.bfe.admin.ch/themen/00490/00491/index.html?lang=en | CARMA | 1014835 | [9 empty] | 11.23 | 12.71 | 12.71 | 12.34 | 14.92 | NO-ESTIMATION | NO-ESTIMATION | NO-ESTIMATION | NO-ESTIMATION | CAPACITY-FACTOR-V1
CHE | Switzerland | Etzelwerk Altendorf |  | WRI1004166 | 135 | 47.1631 | 8.7848 | Hydro |  |  |  | 1937.0 |  | Swiss Federal Office of Energy | http://www.bfe.admin.ch/themen/00490/00491/index.html?lang=en | CARMA | 1016760 | [9 empty] | 326.61 | 343.75 | 343.75 | 334.95 | 402.57 | NO-ESTIMATION | NO-ESTIMATION | NO-ESTIMATION | NO-ESTIMATION | CAPACITY-FACTOR-V1
CHE | Switzerland | Altendorf (Buchs) |  | WRI1004036 | 3.56 | 47.1674 | 9.4779 | Hydro |  |  |  | 1928.0 |  | Swiss Federal Office of Energy | http://www.bfe.admin.ch/themen/00490/00491/index.html?lang=en | CARMA | 1075135 | [9 empty] | 11.94 | 15.22 | 13.47 | 13.28 | 14 | NO-ESTIMATION | NO-ESTIMATION | NO-ESTIMATION | NO-ESTIMATION | CAPACITY-FACTOR-V1
CHE | Switzerland | Siebnen |  | WRI1004521 | 51.52 | 47.1745 | 8.8978 | Hydro |  |  |  | 1926.0 |  | Swiss Federal Office of Energy | http://www.bfe.admin.ch/themen/00490/00491/index.html?lang=en | CARMA | 1009816 | [9 empty] | 129.79 | 176.96 | 156.82 | 145.19 | 173.89 | NO-ESTIMATION | NO-ESTIMATION | NO-ESTIMATION | NO-ESTIMATION | CAPACITY-FACTOR-V1
CHE | Switzerland | Giessen |  | WRI1004198 | 1.9 | 47.1892 | 8.9964 | Hydro | [5 empty] | Swiss Federal Office of Energy | http://www.bfe.admin.ch/themen/00490/00491/index.html?lang=en | CARMA | 1075143 | [9 empty] | 7.03 | 8.74 | 7.53 | 7.45 | 7.83 | NO-ESTIMATION | NO-ESTIMATION | NO-ESTIMATION | NO-ESTIMATION | CAPACITY-FACTOR-V1
CHE | Switzerland | Bannwil |  | WRI1004059 | 28.5 | 47.2340 | 7.7310 | Hydro |  |  |  | 1970.0 |  | Swiss Federal Office of Energy | http://www.bfe.admin.ch/themen/00490/00491/index.html?lang=en | CARMA | 1052054 | [9 empty] | 88.53 | 115.79 | 92.42 | 97.88 | 97.74 | SOLAR-V1-NO-AGE | SOLAR-V1-NO-AGE | SOLAR-V1-NO-AGE | SOLAR-V1-NO-AGE | SOLAR-V1-NO-AGE
CHE | Switzerland | Trempel |  | WRI1004590 | 1.8 | 47.2476 | 9.1705 | Hydro |  |  |  | 1925.0 |  | Swiss Federal Office of Energy | http://www.bfe.admin.ch/themen/00490/00491/index.html?lang=en | CARMA | 1075138 | [9 empty] | 4.70 | 5.20 | 5.20 | 5.08 | 5.91 | SOLAR-V1-NO-AGE | SOLAR-V1-NO-AGE | SOLAR-V1-NO-AGE | SOLAR-V1-NO-AGE | SOLAR-V1-NO-AGE
CHE | Switzerland | Wynau |  | WRI1004648 | 12 | 47.2557 | 7.8163 | Hydro |  |  |  | 1996.0 |  | Swiss Federal Office of Energy | http://www.bfe.admin.ch/themen/00490/00491/index.html?lang=en | CARMA | 1015496 | [9 empty] | 50.20 | 59.20 | 48.76 | 54.17 | 50.87 | SOLAR-V1-NO-AGE | SOLAR-V1-NO-AGE | SOLAR-V1-NO-AGE | SOLAR-V1-NO-AGE | SOLAR-V1-NO-AGE
CHE | Switzerland | Strick |  | WRI1004555 | 1.22 | 47.2605 | 9.5027 | Hydro |  |  |  | 1912.0 |  | Swiss Federal Office of Energy | http://www.bfe.admin.ch/themen/00490/00491/index.html?lang=en | CARMA | 1075139 | [9 empty] | 3.44 | 4.16 | 3.93 | 3.86 | 4.11 | SOLAR-V1-NO-AGE | SOLAR-V1-NO-AGE | SOLAR-V1-NO-AGE | SOLAR-V1-NO-AGE | SOLAR-V1-NO-AGE
CHE | Switzerland | Bassecourt |  | WRI1004063 | 1.03 | 47.3383 | 7.2449 | Hydro |  |  |  | 1920.0 |  | Swiss Federal Office of Energy | http://www.bfe.admin.ch/themen/00490/00491/index.html?lang=en | CARMA | 1075008 | [9 empty] | 2.41 | 2.67 | 2.67 | 2.61 | 3.08 | NO-ESTIMATION | NO-ESTIMATION | NO-ESTIMATION | NO-ESTIMATION | CAPACITY-FACTOR-V1
CHE | Switzerland | Bremgarten-Zufikon |  | WRI1004091 | 20 | 47.3511 | 8.3421 | Hydro |  |  |  | 1975.0 |  | Swiss Federal Office of Energy | http://www.bfe.admin.ch/themen/00490/00491/index.html?lang=en | CARMA | 1009595 | [9 empty] | 78.28 | 83.52 | 79.18 | 78.13 | 86.83 | SOLAR-V1-NO-AGE | SOLAR-V1-NO-AGE | SOLAR-V1-NO-AGE | SOLAR-V1-NO-AGE | SOLAR-V1-NO-AGE
CHE | Switzerland | Letten |  | WRI1004312 | 5 | 47.3667 | 8.5500 | Hydro | [5 empty] | Swiss Federal Office of Energy | http://www.bfe.admin.ch/themen/00490/00491/index.html?lang=en | CARMA | 1064034 | [9 empty] | 17.56 | 22.25 | 18.91 | 18.67 | 19.68 | NO-ESTIMATION | NO-ESTIMATION | NO-ESTIMATION | NO-ESTIMATION | CAPACITY-FACTOR-V1
CHE | Switzerland | Aarau Stadt |  | WRI1004023 | 16.93 | 47.3925 | 8.0442 | Hydro | [5 empty] | Swiss Federal Office of Energy | http://www.bfe.admin.ch/themen/00490/00491/index.html?lang=en | CARMA | 1019490 | [9 empty] | 72.57 | 84.72 | 78.91 | 77.77 | 72.95 | SOLAR-V1-NO-AGE | SOLAR-V1-NO-AGE | SOLAR-V1-NO-AGE | SOLAR-V1-NO-AGE | SOLAR-V1-NO-AGE
CHE | Switzerland | Dietikon |  | WRI1004143 | 2.94 | 47.4017 | 8.4001 | Hydro |  |  |  | 1933.0 |  | Swiss Federal Office of Energy | http://www.bfe.admin.ch/themen/00490/00491/index.html?lang=en | CARMA | 1100343 | [9 empty] | 12.08 | 12.92 | 11.57 | 12.73 | 13.32 | NO-ESTIMATION | NO-ESTIMATION | NO-ESTIMATION | NO-ESTIMATION | CAPACITY-FACTOR-V1
CHE | Switzerland | Wettingen |  | WRI1004635 | 25.35 | 47.4705 | 8.3164 | Hydro |  |  |  | 1933.0 |  | Swiss Federal Office of Energy | http://www.bfe.admin.ch/themen/00490/00491/index.html?lang=en | CARMA | 1016814 | [9 empty] | 86.26 | 96.57 | 81.65 | 91.88 | 97.31 | SOLAR-V1-NO-AGE | SOLAR-V1-NO-AGE | SOLAR-V1-NO-AGE | SOLAR-V1-NO-AGE | SOLAR-V1-NO-AGE
CHE | Switzerland | Wettingen-Dotierzentrale |  | WRI1004636 | 2.1 | 47.4705 | 8.3164 | Hydro |  |  |  | 2007.0 |  | Swiss Federal Office of Energy | http://www.bfe.admin.ch/themen/00490/00491/index.html?lang=en | CARMA | 1016814 | [9 empty] | 8.76 | 9.37 | 8.35 | 9.23 | 9.65 | SOLAR-V1-NO-AGE | SOLAR-V1-NO-AGE | SOLAR-V1-NO-AGE | SOLAR-V1-NO-AGE | SOLAR-V1-NO-AGE
CHE | Switzerland | Windisch |  | WRI1004642 | 1.59 | 47.4790 | 8.2184 | Hydro | [5 empty] | Swiss Federal Office of Energy | http://www.bfe.admin.ch/themen/00490/00491/index.html?lang=en | CARMA | 1009812 | [9 empty] | 5.38 | 6.41 | 5.97 | 5.61 | 5.65 | SOLAR-V1-NO-AGE | SOLAR-V1-NO-AGE | SOLAR-V1-NO-AGE | SOLAR-V1-NO-AGE | SOLAR-V1-NO-AGE
CHE | Switzerland | Turgi |  | WRI1004595 | 1 | 47.4920 | 8.2541 | Hydro |  |  |  | 1902.0 |  | Swiss Federal Office of Energy | http://www.bfe.admin.ch/themen/00490/00491/index.html?lang=en | CARMA | 1100250 | [9 empty] | 4.26 | 4.34 | 4.06 | 4.47 | 4.67 | SOLAR-V1-NO-AGE | SOLAR-V1-NO-AGE | SOLAR-V1-NO-AGE | SOLAR-V1-NO-AGE | SOLAR-V1-NO-AGE
CHE | Switzerland | Neuewelt |  | WRI1004391 | 1.07 | 47.5233 | 7.6175 | Hydro |  |  |  | 1998.0 |  | Swiss Federal Office of Energy | http://www.bfe.admin.ch/themen/00490/00491/index.html?lang=en | CARMA | 1052059 | [9 empty] | 4.04 | 4.33 | 4.27 | 4.26 | 4.98 | SOLAR-V1-NO-AGE | SOLAR-V1-NO-AGE | SOLAR-V1-NO-AGE | SOLAR-V1-NO-AGE | SOLAR-V1-NO-AGE
CHE | Switzerland | Augst |  | WRI1004051 | 35 | 47.5356 | 7.7147 | Hydro |  |  |  | 1912.0 |  | Swiss Federal Office of Energy | http://www.bfe.admin.ch/themen/00490/00491/index.html?lang=en | CARMA | 1021326 | [9 empty] | 87.23 | 116.55 | 105.32 | 107.14 | 109.81 | SOLAR-V1-NO-AGE | SOLAR-V1-NO-AGE | SOLAR-V1-NO-AGE | SOLAR-V1-NO-AGE | SOLAR-V1-NO-AGE
CHE | Switzerland | Beznau |  | WRI1004069 | 19.5 | 47.5525 | 8.2286 | Hydro |  |  |  | 1902.0 |  | Swiss Federal Office of Energy | http://www.bfe.admin.ch/themen/00490/00491/index.html?lang=en | CARMA | 1024253 | [9 empty] | 88.46 | 90.35 | 96.82 | 96.18 | 99.08 | SOLAR-V1-NO-AGE | SOLAR-V1-NO-AGE | SOLAR-V1-NO-AGE | SOLAR-V1-NO-AGE | SOLAR-V1-NO-AGE
CHE | Switzerland | Beznau-Wehrkraftwerk |  | WRI1004070 | 6.2 | 47.5525 | 8.2286 | Hydro |  |  |  | 2001.0 |  | Swiss Federal Office of Energy | http://www.bfe.admin.ch/themen/00490/00491/index.html?lang=en | CARMA | 1063167 | [9 empty] | 27.47 | 28.07 | 30.13 | 29.93 | 30.85 | SOLAR-V1-NO-AGE | SOLAR-V1-NO-AGE | SOLAR-V1-NO-AGE | SOLAR-V1-NO-AGE | SOLAR-V1-NO-AGE
CHE | Switzerland | Laufenburg |  | WRI1004299 | 110 | 47.5598 | 8.0622 | Hydro |  |  |  | 1914.0 |  | Swiss Federal Office of Energy | http://www.bfe.admin.ch/themen/00490/00491/index.html?lang=en | CARMA | 1021309 | [9 empty] | 295.00 | 376.46 | 341.16 | 346.90 | 355.28 | SOLAR-V1-NO-AGE | SOLAR-V1-NO-AGE | SOLAR-V1-NO-AGE | SOLAR-V1-NO-AGE | SOLAR-V1-NO-AGE
CHE | Switzerland | Eglisau |  | WRI1004149 | 46.9 | 47.5748 | 8.4733 | Hydro |  |  |  | 1920.0 |  | Swiss Federal Office of Energy | http://www.bfe.admin.ch/themen/00490/00491/index.html?lang=en | GEODB | 1021315 | [9 empty] | 116.51 | 167.82 | 211.79 | 144.14 | 214.78 | SOLAR-V1-NO-AGE | SOLAR-V1-NO-AGE | SOLAR-V1-NO-AGE | SOLAR-V1-NO-AGE | SOLAR-V1-NO-AGE
CHE | Switzerland | Albbruck |  | WRI1004032 | 84.9 | 47.5908 | 8.1295 | Hydro |  |  |  | 1933.0 |  | Swiss Federal Office of Energy | http://www.bfe.admin.ch/themen/00490/00491/index.html?lang=en | CARMA | [10 empty] | 228.66 | 243.97 | 243.97 | 238.51 | 279.31 | SOLAR-V1-NO-AGE | SOLAR-V1-NO-AGE | SOLAR-V1-NO-AGE | SOLAR-V1-NO-AGE | SOLAR-V1-NO-AGE
CHE | Switzerland | Albbruck-Wehrkraftwerk |  | WRI1004033 | 28.4 | 47.5908 | 8.1295 | Hydro |  |  |  | 2009.0 |  | Swiss Federal Office of Energy | http://www.bfe.admin.ch/themen/00490/00491/index.html?lang=en | CARMA | [10 empty] | 73.33 | 81.21 | 81.21 | 79.38 | 93.03 | SOLAR-V1-NO-AGE | SOLAR-V1-NO-AGE | SOLAR-V1-NO-AGE | SOLAR-V1-NO-AGE | SOLAR-V1-NO-AGE
CHE | Switzerland | Klingnau |  | WRI1004276 | 42.6 | 47.6097 | 8.2375 | Hydro |  |  |  | 1935.0 |  | Swiss Federal Office of Energy | http://www.bfe.admin.ch/themen/00490/00491/index.html?lang=en | CARMA | 1009594 | [9 empty] | 123.78 | 152.43 | 133.24 | 147.55 | 138.71 | SOLAR-V1-NO-AGE | SOLAR-V1-NO-AGE | SOLAR-V1-NO-AGE | SOLAR-V1-NO-AGE | SOLAR-V1-NO-AGE
CHE | Switzerland | Schaffhausen |  | WRI1004498 | 28.9 | 47.6973 | 8.6349 | Hydro |  |  |  | 1964.0 |  | Swiss Federal Office of Energy | http://www.bfe.admin.ch/themen/00490/00491/index.html?lang=en | CARMA | 1021318 | [9 empty] | 110.89 | 102.40 | 100.77 | 94.24 | 96.33 | NO-ESTIMATION | NO-ESTIMATION | NO-ESTIMATION | NO-ESTIMATION | NO-ESTIMATION
CHL | Chile | CHAPIQUINA |  | CHL0001019 | 10 | -18.3695 | -69.5469 | Hydro |  |  |  |  | E-CL S.A. | EnergÃ­a Abierta | http://energiaabierta.cl/electricidad/ | EnergÃ­a Abierta | 1015640 | 2016 | [8 empty] | 26.16 | 22.85 | 30.54 | 22.91 | 26.16 | NO-ESTIMATION | NO-ESTIMATION | NO-ESTIMATION | NO-ESTIMATION | NO-ESTIMATION
CHL | Chile | RIO HUASCO |  | CHL0001111 | 5 | -28.6762 | -70.6451 | Hydro |  |  |  |  | HIDROELECTRICA RIO HUASCO S.A. | EnergÃ­a Abierta | http://energiaabierta.cl/electricidad/ | EnergÃ­a Abierta | 1099464 | 2016 | [8 empty] | 12.30 | 11.33 | 12.79 | 10.88 | 12.87 | SOLAR-V1-NO-AGE | SOLAR-V1-NO-AGE | SOLAR-V1-NO-AGE | SOLAR-V1-NO-AGE | SOLAR-V1-NO-AGE
CHL | Chile | PUCLARO |  | CHL0001099 | 6 | -29.9961 | -70.8638 | Hydro |  |  |  |  | HIDROELECTRICA PUCLARO S.A. | EnergÃ­a Abierta | http://energiaabierta.cl/electricidad/ | EnergÃ­a Abierta | 1082938 | 2016 | [8 empty] | 16.35 | 14.02 | 17.49 | 15.28 | 17.61 | SOLAR-V1-NO-AGE | SOLAR-V1-NO-AGE | SOLAR-V1-NO-AGE | SOLAR-V1-NO-AGE | SOLAR-V1-NO-AGE
CHL | Chile | LA PALOMA |  | CHL0001057 | 5 | -30.7004 | -71.0373 | Hydro |  |  |  |  | HIDROPALOMA S.A. | EnergÃ­a Abierta | http://energiaabierta.cl/electricidad/ | EnergÃ­a Abierta | 1082936 | 2016 | [8 empty] | 12.82 | 9.27 | 14.21 | 12.46 | 14.16 | SOLAR-V1-NO-AGE | SOLAR-V1-NO-AGE | SOLAR-V1-NO-AGE | SOLAR-V1-NO-AGE | SOLAR-V1-NO-AGE
CHL | Chile | LOS MOLLES |  | CHL0001072 | 18 | -30.7447 | -70.5875 | Hydro |  |  |  |  | ENDESA | EnergÃ­a Abierta | http://energiaabierta.cl/electricidad/ | EnergÃ­a Abierta | 1015745 | 2016 | [8 empty] | 46.75 | 40.79 | 54.63 | 40.91 | 46.75 | SOLAR-V1-NO-AGE | SOLAR-V1-NO-AGE | SOLAR-V1-NO-AGE | SOLAR-V1-NO-AGE | SOLAR-V1-NO-AGE
CHL | Chile | SAUCE ANDES |  | CHL0001120 | 1 | -32.8323 | -70.5390 | Hydro |  |  |  |  | GENERADORA ELECTRICA SAUCE LOS ANDES S.A. | EnergÃ­a Abierta | http://energiaabierta.cl/electricidad/ | EnergÃ­a Abierta | 1057683 | 2016 | [8 empty] | 2.52 | 2.22 | 3.62 | 2.31 | 2.7 | SOLAR-V1-NO-AGE | SOLAR-V1-NO-AGE | SOLAR-V1-NO-AGE | SOLAR-V1-NO-AGE | SOLAR-V1-NO-AGE
CHL | Chile | CHACABUQUITO |  | CHL0001017 | 26 | -32.8535 | -70.5061 | Hydro |  |  |  |  | COLBUN S.A. | EnergÃ­a Abierta | http://energiaabierta.cl/electricidad/ | EnergÃ­a Abierta | 1057558 | 2016 | [8 empty] | 70.57 | 44.98 | 86.57 | 59.36 | 70.34 | SOLAR-V1-NO-AGE | SOLAR-V1-NO-AGE | SOLAR-V1-NO-AGE | SOLAR-V1-NO-AGE | SOLAR-V1-NO-AGE
CHL | Chile | LOS QUILOS |  | CHL0001075 | 40 | -32.8665 | -70.4080 | Hydro |  |  |  |  | COLBUN S.A. | EnergÃ­a Abierta | http://energiaabierta.cl/electricidad/ | EnergÃ­a Abierta | 1018402 | 2016 | [8 empty] | 107.37 | 68.00 | 131.99 | 90.60 | 107.5 | SOLAR-V1-NO-AGE | SOLAR-V1-NO-AGE | SOLAR-V1-NO-AGE | SOLAR-V1-NO-AGE | SOLAR-V1-NO-AGE
CHL | Chile | JUNCAL |  | CHL0001052 | 29 | -32.9011 | -70.2697 | Hydro |  |  |  |  | COLBUN S.A. | EnergÃ­a Abierta | http://energiaabierta.cl/electricidad/ | EnergÃ­a Abierta | 1029180 | 2016 | [8 empty] | 76.18 | 50.15 | 87.11 | 78.76 | 81.42 | SOLAR-V1-NO-AGE | SOLAR-V1-NO-AGE | SOLAR-V1-NO-AGE | SOLAR-V1-NO-AGE | SOLAR-V1-NO-AGE
CHL | Chile | JUNCALITO |  | CHL0001053 | 1 | -32.9011 | -70.2697 | Hydro |  |  |  |  | COLBUN S.A. | EnergÃ­a Abierta | http://energiaabierta.cl/electricidad/ | EnergÃ­a Abierta | 1063491 | 2016 | [8 empty] | 2.52 | 2.30 | 2.98 | 2.84 | 3.09 | SOLAR-V1-NO-AGE | SOLAR-V1-NO-AGE | SOLAR-V1-NO-AGE | SOLAR-V1-NO-AGE | SOLAR-V1-NO-AGE
CHL | Chile | BLANCO |  | CHL0001009 | 53 | -32.9170 | -70.3289 | Hydro |  |  |  |  | COLBUN S.A. | EnergÃ­a Abierta | http://energiaabierta.cl/electricidad/ | EnergÃ­a Abierta |  | 2016 | [8 empty] | 138.80 | 91.24 | 158.79 | 142.66 | 147.54 | SOLAR-V1-NO-AGE | SOLAR-V1-NO-AGE | SOLAR-V1-NO-AGE | SOLAR-V1-NO-AGE | SOLAR-V1-NO-AGE
CHL | Chile | ALFALFAL |  | CHL0001002 | 178 | -33.5012 | -70.1927 | Hydro |  |  |  |  | AES GENER S.A. | EnergÃ­a Abierta | http://energiaabierta.cl/electricidad/ | EnergÃ­a Abierta | 1012185 | 2016 | [8 empty] | 534.96 | 411.66 | 562.38 | 450.43 | 531.66 | NO-ESTIMATION | NO-ESTIMATION | NO-ESTIMATION | NO-ESTIMATION | CAPACITY-FACTOR-V1
CHL | Chile | CARENA |  | CHL0001015 | 10 | -33.5286 | -70.9528 | Hydro |  |  |  |  | EMPRESA ELECTRICA INDUSTRIAL S.A. | EnergÃ­a Abierta | http://energiaabierta.cl/electricidad/ | EnergÃ­a Abierta | 1053971 | 2016 | [8 empty] | 24.99 | 22.92 | 30.84 | 24.28 | 25.87 | SOLAR-V1-NO-AGE | SOLAR-V1-NO-AGE | SOLAR-V1-NO-AGE | SOLAR-V1-NO-AGE | SOLAR-V1-NO-AGE
CHL | Chile | MAITENES |  | CHL0001078 | 31 | -33.5307 | -70.2617 | Hydro |  |  |  |  | AES GENER S.A. | EnergÃ­a Abierta | http://energiaabierta.cl/electricidad/ | EnergÃ­a Abierta | 1012188 | 2016 | [8 empty] | 98.33 | 77.12 | 102.45 | 87.59 | 102.01 | NO-ESTIMATION | NO-ESTIMATION | NO-ESTIMATION | NO-ESTIMATION | CAPACITY-FACTOR-V1
CHL | Chile | FLORIDA |  | CHL0001046 | 28 | -33.5476 | -70.5454 | Hydro |  |  |  |  | ASOC. DE CANAL. SOCIEDAD CANALISTAS DEL MAIPO | EnergÃ­a Abierta | http://energiaabierta.cl/electricidad/ | EnergÃ­a Abierta | 1056209 | 2016 | [8 empty] | 82.54 | 70.90 | 94.67 | 71.09 | 82.54 | HYDRO-V1 | HYDRO-V1 | HYDRO-V1 | HYDRO-V1 | HYDRO-V1
CHL | Chile | MALLARAUCO |  | CHL0001079 | 3 | -33.5874 | -71.0044 | Hydro |  |  |  |  | HIDROELECTRICA MALLARAUCO S.A. | EnergÃ­a Abierta | http://energiaabierta.cl/electricidad/ | EnergÃ­a Abierta | 1091283 | 2016 | [8 empty] | 7.01 | 6.10 | 8.57 | 6.36 | 7.26 | WIND-V1 | WIND-V1 | WIND-V1 | WIND-V1 | WIND-V1
CHL | Chile | LAS VERTIENTES |  | CHL0001061 | 2 | -33.5927 | -70.4696 | Hydro |  |  |  |  | ELECTRICA PUNTILLA S.A. | EnergÃ­a Abierta | http://energiaabierta.cl/electricidad/ | EnergÃ­a Abierta | 1099596 | 2016 | [8 empty] | 7.69 | 6.72 | 7.62 | 7.76 | 9.3 | SOLAR-V1-NO-AGE | SOLAR-V1-NO-AGE | SOLAR-V1-NO-AGE | SOLAR-V1-NO-AGE | SOLAR-V1-NO-AGE
CHL | Chile | GUAYACAN |  | CHL0001047 | 12 | -33.6027 | -70.3597 | Hydro |  |  |  |  | ENERGIA COYANCO S.A. | EnergÃ­a Abierta | http://energiaabierta.cl/electricidad/ | EnergÃ­a Abierta | 1091266 | 2016 | [8 empty] | 50.50 | 44.72 | 50.62 | 46.85 | 51.77 | NO-ESTIMATION | NO-ESTIMATION | NO-ESTIMATION | NO-ESTIMATION | CAPACITY-FACTOR-V1
CHL | Chile | EL CANELO |  | CHL0001034 | 6 | -33.6031 | -70.3597 | Hydro |  |  |  |  | HIDROCANELO | EnergÃ­a Abierta | http://energiaabierta.cl/electricidad/ | EnergÃ­a Abierta | 1093454 | 2016 | [8 empty] | 24.46 | 21.57 | 24.52 | 22.63 | 25.1 | SOLAR-V1-NO-AGE | SOLAR-V1-NO-AGE | SOLAR-V1-NO-AGE | SOLAR-V1-NO-AGE | SOLAR-V1-NO-AGE
CHL | Chile | EYZAGUIRRE |  | CHL0001045 | 2 | -33.6079 | -70.5106 | Hydro |  |  |  |  | ASOC. DE CANAL. SOCIEDAD CANALISTAS DEL MAIPO | EnergÃ­a Abierta | http://energiaabierta.cl/electricidad/ | EnergÃ­a Abierta | 1082218 | 2016 | [8 empty] | 7.69 | 6.72 | 7.62 | 7.76 | 9.3 | SOLAR-V1-NO-AGE | SOLAR-V1-NO-AGE | SOLAR-V1-NO-AGE | SOLAR-V1-NO-AGE | SOLAR-V1-NO-AGE
CHL | Chile | PUNTILLA |  | CHL0001101 | 22 | -33.6187 | -70.5352 | Hydro |  |  |  |  | ELECTRICA PUNTILLA S.A. | EnergÃ­a Abierta | http://energiaabierta.cl/electricidad/ | EnergÃ­a Abierta | 1057684 | 2016 | [8 empty] | 86.46 | 74.52 | 88.75 | 87.11 | 104.57 | SOLAR-V1-NO-AGE | SOLAR-V1-NO-AGE | SOLAR-V1-NO-AGE | SOLAR-V1-NO-AGE | SOLAR-V1-NO-AGE
CHL | Chile | EL LLANO |  | CHL0001036 | 2 | -33.6212 | -70.5351 | Hydro |  |  |  |  | ELECTRICA PUNTILLA S.A. | EnergÃ­a Abierta | http://energiaabierta.cl/electricidad/ | EnergÃ­a Abierta | 1099597 | 2016 | [8 empty] | 7.69 | 6.72 | 7.62 | 7.76 | 9.3 | SOLAR-V1-NO-AGE | SOLAR-V1-NO-AGE | SOLAR-V1-NO-AGE | SOLAR-V1-NO-AGE | SOLAR-V1-NO-AGE
CHL | Chile | LOS BAJOS |  | CHL0001066 | 6 | -33.6352 | -70.5947 | Hydro |  |  |  |  | CARBOMET ENERGIA S.A. | EnergÃ­a Abierta | http://energiaabierta.cl/electricidad/ | EnergÃ­a Abierta | 1011588 | 2016 | [8 empty] | 24.47 | 21.55 | 24.50 | 24.74 | 29.34 | SOLAR-V1-NO-AGE | SOLAR-V1-NO-AGE | SOLAR-V1-NO-AGE | SOLAR-V1-NO-AGE | SOLAR-V1-NO-AGE
CHL | Chile | AUXILIAR DEL MAIPO (CAEMSA) |  | CHL0001007 | 5 | -33.6427 | -70.6331 | Hydro |  |  |  |  | CARBOMET ENERGIA S.A. | EnergÃ­a Abierta | http://energiaabierta.cl/electricidad/ | EnergÃ­a Abierta | 1091239 | 2016 | [8 empty] | 19.84 | 17.40 | 19.90 | 20.06 | 21.58 | SOLAR-V1-NO-AGE | SOLAR-V1-NO-AGE | SOLAR-V1-NO-AGE | SOLAR-V1-NO-AGE | SOLAR-V1-NO-AGE
CHL | Chile | LOS MORROS |  | CHL0001073 | 3 | -33.6482 | -70.6566 | Hydro |  |  |  |  | CIA. EMPRESA LOS MORROS S.A. | EnergÃ­a Abierta | http://energiaabierta.cl/electricidad/ | EnergÃ­a Abierta | 1012541 | 2016 | [8 empty] | 11.27 | 9.81 | 11.31 | 11.32 | 12.23 | SOLAR-V1-NO-AGE | SOLAR-V1-NO-AGE | SOLAR-V1-NO-AGE | SOLAR-V1-NO-AGE | SOLAR-V1-NO-AGE
CHL | Chile | QUELTEHUES |  | CHL0001103 | 49 | -33.8128 | -70.2193 | Hydro |  |  |  |  | AES GENER S.A. | EnergÃ­a Abierta | http://energiaabierta.cl/electricidad/ | EnergÃ­a Abierta | 1012189 | 2016 | [8 empty] | 160.39 | 133.97 | 182.59 | 143.15 | 169.26 | SOLAR-V1-NO-AGE | SOLAR-V1-NO-AGE | SOLAR-V1-NO-AGE | SOLAR-V1-NO-AGE | SOLAR-V1-NO-AGE
CHL | Chile | VOLCAN |  | CHL0001125 | 13 | -33.8206 | -70.2148 | Hydro |  |  |  |  | AES GENER S.A. | EnergÃ­a Abierta | http://energiaabierta.cl/electricidad/ | EnergÃ­a Abierta | 1012193 | 2016 | [8 empty] | 44.63 | 38.23 | 49.61 | 42.35 | 49.12 | SOLAR-V1-NO-AGE | SOLAR-V1-NO-AGE | SOLAR-V1-NO-AGE | SOLAR-V1-NO-AGE | SOLAR-V1-NO-AGE
CHL | Chile | RAPEL |  | CHL0001107 | 378 | -34.0409 | -71.5902 | Hydro |  |  |  |  | ENDESA | EnergÃ­a Abierta | http://energiaabierta.cl/electricidad/ | EnergÃ­a Abierta | 1015750 | 2016 | [8 empty] | 1149.96 | 944.33 | 1150.92 | 902.30 | 1169.81 | SOLAR-V1-NO-AGE | SOLAR-V1-NO-AGE | SOLAR-V1-NO-AGE | SOLAR-V1-NO-AGE | SOLAR-V1-NO-AGE
CHL | Chile | COYA |  | CHL0001025 | 12 | -34.2049 | -70.5257 | Hydro |  |  |  |  | PACIFIC HYDRO | EnergÃ­a Abierta | http://energiaabierta.cl/electricidad/ | EnergÃ­a Abierta | 1041823 | 2016 | [8 empty] | 43.73 | 38.13 | 44.03 | 43.30 | 48.74 | SOLAR-V1-NO-AGE | SOLAR-V1-NO-AGE | SOLAR-V1-NO-AGE | SOLAR-V1-NO-AGE | SOLAR-V1-NO-AGE
CHL | Chile | SAUZAL |  | CHL0001121 | 77 | -34.2367 | -70.5474 | Hydro |  |  |  |  | ENDESA | EnergÃ­a Abierta | http://energiaabierta.cl/electricidad/ | EnergÃ­a Abierta | 1057681 | 2016 | [8 empty] | 266.83 | 224.34 | 274.13 | 231.92 | 272.16 | SOLAR-V1-NO-AGE | SOLAR-V1-NO-AGE | SOLAR-V1-NO-AGE | SOLAR-V1-NO-AGE | SOLAR-V1-NO-AGE
CHL | Chile | SAUZALITO |  | CHL0001122 | 12 | -34.2367 | -70.5474 | Hydro |  |  |  |  | ENDESA | EnergÃ­a Abierta | http://energiaabierta.cl/electricidad/ | EnergÃ­a Abierta | 1015753 | 2016 | [8 empty] | 43.73 | 38.13 | 44.03 | 43.30 | 48.74 | SOLAR-V1-NO-AGE | SOLAR-V1-NO-AGE | SOLAR-V1-NO-AGE | SOLAR-V1-NO-AGE | SOLAR-V1-NO-AGE
CHL | Chile | CHACAYES |  | CHL0001018 | 112 | -34.2756 | -70.4523 | Hydro |  |  |  |  | PACIFICHYDRO | EnergÃ­a Abierta | http://energiaabierta.cl/electricidad/ | EnergÃ­a Abierta | 1067237 | 2016 | [8 empty] | 383.29 | 316.32 | 387.52 | 339.22 | 392.74 | SOLAR-V1-NO-AGE | SOLAR-V1-NO-AGE | SOLAR-V1-NO-AGE | SOLAR-V1-NO-AGE | SOLAR-V1-NO-AGE
CHL | Chile | SAN ANDRES |  | CHL0001117 | 40 | -34.7347 | -70.3825 | Hydro |  |  |  |  | HIDROELECTRICA SAN ANDRES LTDA. | EnergÃ­a Abierta | http://energiaabierta.cl/electricidad/ | EnergÃ­a Abierta |  | 2016 | [8 empty] | 114.41 | 97.78 | 131.74 | 98.05 | 114.41 | NO-ESTIMATION | NO-ESTIMATION | NO-ESTIMATION | NO-ESTIMATION | CAPACITY-FACTOR-V1
CHL | Chile | LA HIGUERA |  | CHL0001056 | 155 | -34.7515 | -70.7143 | Hydro |  |  |  |  | HIDROELECTRICA LA HIGUERA S.A. | EnergÃ­a Abierta | http://energiaabierta.cl/electricidad/ | EnergÃ­a Abierta | 1053156 | 2016 | [8 empty] | 439.89 | 371.37 | 470.60 | 404.23 | 445.08 | NO-ESTIMATION | NO-ESTIMATION | NO-ESTIMATION | NO-ESTIMATION | NO-ESTIMATION
CHL | Chile | LA CONFLUENCIA |  | CHL0001055 | 163 | -34.8335 | -70.5537 | Hydro |  |  |  |  | HIDROELECTRICA LA CONFLUENCIA S.A. | EnergÃ­a Abierta | http://energiaabierta.cl/electricidad/ | EnergÃ­a Abierta | 1071050 | 2016 | [8 empty] | 427.74 | 358.46 | 496.82 | 359.44 | 427.74 | NO-ESTIMATION | NO-ESTIMATION | NO-ESTIMATION | NO-ESTIMATION | NO-ESTIMATION
CHL | Chile | PROVIDENCIA |  | CHL0001098 | 14 | -35.4697 | -71.2729 | Hydro |  |  |  |  | HIDROELECTRICA PROVIDENCIA S.A. | EnergÃ­a Abierta | http://energiaabierta.cl/electricidad/ | EnergÃ­a Abierta | 1099427 | 2016 | [8 empty] | 36.41 | 31.78 | 42.53 | 31.86 | 36.41 | SOLAR-V1-NO-AGE | SOLAR-V1-NO-AGE | SOLAR-V1-NO-AGE | SOLAR-V1-NO-AGE | SOLAR-V1-NO-AGE
CHL | Chile | LIRCAY |  | CHL0001063 | 19 | -35.5373 | -71.2614 | Hydro |  |  |  |  | HIDROMAULE S.A. | EnergÃ­a Abierta | http://energiaabierta.cl/electricidad/ | EnergÃ­a Abierta | 1076825 | 2016 | [8 empty] | 63.51 | 56.01 | 72.05 | 55.98 | 63.4 | SOLAR-V1-NO-AGE | SOLAR-V1-NO-AGE | SOLAR-V1-NO-AGE | SOLAR-V1-NO-AGE | SOLAR-V1-NO-AGE
CHL | Chile | MARIPOSAS |  | CHL0001082 | 6 | -35.5961 | -71.2642 | Hydro |  |  |  |  | HIDROLIRCAY | EnergÃ­a Abierta | http://energiaabierta.cl/electricidad/ | EnergÃ­a Abierta | 1086007 | 2016 | [8 empty] | 13.51 | 11.52 | 16.13 | 11.55 | 13.51 | SOLAR-V1-NO-AGE | SOLAR-V1-NO-AGE | SOLAR-V1-NO-AGE | SOLAR-V1-NO-AGE | SOLAR-V1-NO-AGE
CHL | Chile | SAN CLEMENTE |  | CHL0001118 | 6 | -35.5982 | -71.3556 | Hydro |  |  |  |  | COLBUN S.A. | EnergÃ­a Abierta | http://energiaabierta.cl/electricidad/ | EnergÃ­a Abierta | 1082221 | 2016 | [8 empty] | 24.63 | 22.21 | 25.16 | 22.79 | 26.48 | SOLAR-V1-NO-AGE | SOLAR-V1-NO-AGE | SOLAR-V1-NO-AGE | SOLAR-V1-NO-AGE | SOLAR-V1-NO-AGE
CHL | Chile | SAN IGNACIO |  | CHL0001119 | 37 | -35.6146 | -71.5413 | Hydro |  |  |  |  | COLBUN S.A. | EnergÃ­a Abierta | http://energiaabierta.cl/electricidad/ | EnergÃ­a Abierta |  | 2016 | [8 empty] | 133.08 | 116.98 | 140.90 | 120.46 | 140.91 | SOLAR-V1-NO-AGE | SOLAR-V1-NO-AGE | SOLAR-V1-NO-AGE | SOLAR-V1-NO-AGE | SOLAR-V1-NO-AGE
CHL | Chile | CHIBURGO |  | CHL0001020 | 19 | -35.6615 | -71.3551 | Hydro |  |  |  |  | COLBUN S.A. | EnergÃ­a Abierta | http://energiaabierta.cl/electricidad/ | EnergÃ­a Abierta | 1067136 | 2016 | [8 empty] | 81.83 | 74.20 | 83.54 | 76.02 | 87.71 | SOLAR-V1-NO-AGE | SOLAR-V1-NO-AGE | SOLAR-V1-NO-AGE | SOLAR-V1-NO-AGE | SOLAR-V1-NO-AGE
CHL | Chile | COLBUN |  | CHL0001022 | 474 | -35.6853 | -71.3699 | Hydro |  |  |  |  | COLBUN S.A. | EnergÃ­a Abierta | http://energiaabierta.cl/electricidad/ | EnergÃ­a Abierta | 1012961 | 2016 | [8 empty] | 1133.37 | 931.90 | 1334.27 | 934.45 | 1133.37 | SOLAR-V1-NO-AGE | SOLAR-V1-NO-AGE | SOLAR-V1-NO-AGE | SOLAR-V1-NO-AGE | SOLAR-V1-NO-AGE
CHL | Chile | MACHICURA |  | CHL0001076 | 95 | -35.7324 | -71.3979 | Hydro |  |  |  |  | COLBUN S.A. | EnergÃ­a Abierta | http://energiaabierta.cl/electricidad/ | EnergÃ­a Abierta | 1012963 | 2016 | [8 empty] | 274.51 | 235.01 | 315.66 | 235.66 | 274.51 | NO-ESTIMATION | NO-ESTIMATION | NO-ESTIMATION | NO-ESTIMATION | CAPACITY-FACTOR-V1
CHL | Chile | PEHUENCHE |  | CHL0001092 | 570 | -35.7338 | -71.1555 | Hydro |  |  |  |  | EMPRESA ELECTRICA PEHUENCHE S.A. | EnergÃ­a Abierta | http://energiaabierta.cl/electricidad/ | EnergÃ­a Abierta | 1015667 | 2016 | [8 empty] | 1679.87 | 1486.55 | 1804.79 | 1362.88 | 1794.2 | SOLAR-V1-NO-AGE | SOLAR-V1-NO-AGE | SOLAR-V1-NO-AGE | SOLAR-V1-NO-AGE | SOLAR-V1-NO-AGE
CHL | Chile | OJOS DE AGUA |  | CHL0001088 | 9 | -35.7859 | -70.8076 | Hydro |  |  |  |  | ENDESAECO S.A. | EnergÃ­a Abierta | http://energiaabierta.cl/electricidad/ | EnergÃ­a Abierta | 1064104 | 2016 | [8 empty] | 32.07 | 25.03 | 33.94 | 28.11 | 32.9 | NO-ESTIMATION | NO-ESTIMATION | NO-ESTIMATION | NO-ESTIMATION | CAPACITY-FACTOR-V1
CHL | Chile | CIPRESES |  | CHL0001021 | 106 | -35.7872 | -70.8084 | Hydro |  |  |  |  | ENDESA | EnergÃ­a Abierta | http://energiaabierta.cl/electricidad/ | EnergÃ­a Abierta | 1015739 | 2016 | [8 empty] | 357.88 | 267.32 | 387.80 | 302.19 | 367.32 | SOLAR-V1-NO-AGE | SOLAR-V1-NO-AGE | SOLAR-V1-NO-AGE | SOLAR-V1-NO-AGE | SOLAR-V1-NO-AGE
CHL | Chile | LOMA ALTA |  | CHL0001065 | 40 | -35.7909 | -70.9822 | Hydro |  |  |  |  | EMPRESA ELECTRICA PEHUENCHE S.A. | EnergÃ­a Abierta | http://energiaabierta.cl/electricidad/ | EnergÃ­a Abierta | 1057682 | 2016 | [8 empty] | 138.18 | 123.52 | 149.39 | 117.62 | 145.06 | SOLAR-V1-NO-AGE | SOLAR-V1-NO-AGE | SOLAR-V1-NO-AGE | SOLAR-V1-NO-AGE | SOLAR-V1-NO-AGE
CHL | Chile | CURILLINQUE |  | CHL0001028 | 92 | -35.8051 | -70.9411 | Hydro |  |  |  |  | EMPRESA ELECTRICA PEHUENCHE S.A. | EnergÃ­a Abierta | http://energiaabierta.cl/electricidad/ | EnergÃ­a Abierta | 1015666 | 2016 | [8 empty] | 301.96 | 268.73 | 329.01 | 255.51 | 303.75 | SOLAR-V1-NO-AGE | SOLAR-V1-NO-AGE | SOLAR-V1-NO-AGE | SOLAR-V1-NO-AGE | SOLAR-V1-NO-AGE
CHL | Chile | ISLA |  | CHL0001051 | 70 | -35.8104 | -70.8357 | Hydro |  |  |  |  | ENDESA | EnergÃ­a Abierta | http://energiaabierta.cl/electricidad/ | EnergÃ­a Abierta |  | 2016 | [8 empty] | 229.75 | 204.46 | 250.33 | 194.41 | 231.12 | NO-ESTIMATION | NO-ESTIMATION | NO-ESTIMATION | NO-ESTIMATION | CAPACITY-FACTOR-V1
CHL | Chile | LOS HIERROS 2 |  | CHL0001071 | 6 | -35.8398 | -71.0789 | Hydro |  |  |  |  | EMPRESA ELECTRICA PORTEZUELO SPA. | EnergÃ­a Abierta | http://energiaabierta.cl/electricidad/ | EnergÃ­a Abierta |  | 2016 | [8 empty] | 22.96 | 20.88 | 23.83 | 21.05 | 24.17 | SOLAR-V1-NO-AGE | SOLAR-V1-NO-AGE | SOLAR-V1-NO-AGE | SOLAR-V1-NO-AGE | SOLAR-V1-NO-AGE
CHL | Chile | ROBLERIA |  | CHL0001114 | 4 | -35.8503 | -71.2806 | Hydro |  |  |  |  | GENERADORA ELECTRICA ROBLERIA LTDA. | EnergÃ­a Abierta | http://energiaabierta.cl/electricidad/ | EnergÃ­a Abierta | 1091296 | 2016 | [8 empty] | 8.97 | 7.65 | 10.72 | 7.67 | 8.97 | SOLAR-V1-NO-AGE | SOLAR-V1-NO-AGE | SOLAR-V1-NO-AGE | SOLAR-V1-NO-AGE | SOLAR-V1-NO-AGE
CHL | Chile | LOS HIERROS |  | CHL0001070 | 25 | -35.8578 | -71.0639 | Hydro |  |  |  |  | EMPRESA ELECTRICAS AGUAS DEL MELADO S.A. | EnergÃ­a Abierta | http://energiaabierta.cl/electricidad/ | EnergÃ­a Abierta | 1095005 | 2016 | [8 empty] | 94.40 | 80.33 | 96.50 | 81.86 | 94.71 | SOLAR-V1-NO-AGE | SOLAR-V1-NO-AGE | SOLAR-V1-NO-AGE | SOLAR-V1-NO-AGE | SOLAR-V1-NO-AGE
CHL | Chile | LAJA 1 |  | CHL0001059 | 34 | -37.2441 | -72.5302 | Hydro |  |  |  |  | EOLICA MONTE REDONDO S.A. | EnergÃ­a Abierta | http://energiaabierta.cl/electricidad/ | EnergÃ­a Abierta |  | 2016 | [8 empty] | 120.39 | 112.33 | 127.85 | 103.74 | 119.52 | NO-ESTIMATION | NO-ESTIMATION | NO-ESTIMATION | NO-ESTIMATION | CAPACITY-FACTOR-V1
CHL | Chile | EL TORO |  | CHL0001041 | 450 | -37.2934 | -71.4924 | Hydro |  |  |  |  | ENDESA | EnergÃ­a Abierta | http://energiaabierta.cl/electricidad/ | EnergÃ­a Abierta | 1015742 | 2016 | [8 empty] | 1141.64 | 917.96 | 1200.73 | 917.52 | 1154.64 | HYDRO-V1 | HYDRO-V1 | HYDRO-V1 | HYDRO-V1 | HYDRO-V1
CHL | Chile | ANTUCO |  | CHL0001006 | 320 | -37.3103 | -71.6264 | Hydro |  |  |  |  | ENDESA | EnergÃ­a Abierta | http://energiaabierta.cl/electricidad/ | EnergÃ­a Abierta | 1015736 | 2016 | [8 empty] | 916.24 | 762.46 | 985.66 | 651.23 | 945.3 | SOLAR-V1-NO-AGE | SOLAR-V1-NO-AGE | SOLAR-V1-NO-AGE | SOLAR-V1-NO-AGE | SOLAR-V1-NO-AGE
CHL | Chile | QUILLECO |  | CHL0001105 | 71 | -37.3360 | -71.9567 | Hydro |  |  |  |  | COLBUN S.A. | EnergÃ­a Abierta | http://energiaabierta.cl/electricidad/ | EnergÃ­a Abierta | 1041781 | 2016 | [8 empty] | 251.93 | 235.09 | 267.51 | 217.16 | 250.11 | SOLAR-V1-NO-AGE | SOLAR-V1-NO-AGE | SOLAR-V1-NO-AGE | SOLAR-V1-NO-AGE | SOLAR-V1-NO-AGE
CHL | Chile | RUCUE |  | CHL0001116 | 178 | -37.3603 | -71.8657 | Hydro |  |  |  |  | COLBUN S.A. | EnergÃ­a Abierta | http://energiaabierta.cl/electricidad/ | EnergÃ­a Abierta | 1012965 | 2016 | [8 empty] | 454.08 | 407.93 | 563.88 | 356.15 | 483.41 | SOLAR-V1-NO-AGE | SOLAR-V1-NO-AGE | SOLAR-V1-NO-AGE | SOLAR-V1-NO-AGE | SOLAR-V1-NO-AGE
CHL | Chile | ABANICO |  | CHL0001001 | 136 | -37.3646 | -71.4894 | Hydro |  |  |  |  | ENDESA | EnergÃ­a Abierta | http://energiaabierta.cl/electricidad/ | EnergÃ­a Abierta | 1015735 | 2016 | [8 empty] | 391.43 | 345.75 | 445.18 | 298.28 | 397.04 | SOLAR-V1-NO-AGE | SOLAR-V1-NO-AGE | SOLAR-V1-NO-AGE | SOLAR-V1-NO-AGE | SOLAR-V1-NO-AGE
CHL | Chile | EL DIUTO |  | CHL0001035 | 3 | -37.4229 | -72.0818 | Hydro |  |  |  |  | HIDROELECTRICA DIUTO | EnergÃ­a Abierta | http://energiaabierta.cl/electricidad/ | EnergÃ­a Abierta | 1091281 | 2016 | [8 empty] | 10.40 | 10.07 | 12.01 | 8.74 | 10.63 | SOLAR-V1-NO-AGE | SOLAR-V1-NO-AGE | SOLAR-V1-NO-AGE | SOLAR-V1-NO-AGE | SOLAR-V1-NO-AGE
CHL | Chile | LOS PADRES |  | CHL0001074 | 2 | -37.5283 | -71.7059 | Hydro |  |  |  |  | LOS PADRES HIDRO S.A. | EnergÃ­a Abierta | http://energiaabierta.cl/electricidad/ | EnergÃ­a Abierta | 1101525 | 2016 | [8 empty] | 5.23 | 4.55 | 6.01 | 4.57 | 5.26 | SOLAR-V1-NO-AGE | SOLAR-V1-NO-AGE | SOLAR-V1-NO-AGE | SOLAR-V1-NO-AGE | SOLAR-V1-NO-AGE
CHL | Chile | PEUCHEN |  | CHL0001094 | 85 | -37.5404 | -71.5965 | Hydro |  |  |  |  | DUKE ENERGY | EnergÃ­a Abierta | http://energiaabierta.cl/electricidad/ | EnergÃ­a Abierta | 1037877 | 2016 | [8 empty] | 251.46 | 216.13 | 288.28 | 216.72 | 251.46 | SOLAR-V1-NO-AGE | SOLAR-V1-NO-AGE | SOLAR-V1-NO-AGE | SOLAR-V1-NO-AGE | SOLAR-V1-NO-AGE
CHL | Chile | MAMPIL |  | CHL0001080 | 55 | -37.5404 | -71.7098 | Hydro |  |  |  |  | DUKE ENERGY | EnergÃ­a Abierta | http://energiaabierta.cl/electricidad/ | EnergÃ­a Abierta | 1019290 | 2016 | [8 empty] | 161.11 | 138.24 | 184.93 | 138.62 | 161.11 | SOLAR-V1-NO-AGE | SOLAR-V1-NO-AGE | SOLAR-V1-NO-AGE | SOLAR-V1-NO-AGE | SOLAR-V1-NO-AGE
CHL | Chile | LLEUQUEREO |  | CHL0001064 | 2 | -37.5667 | -71.5241 | Hydro |  |  |  |  | HIDROELECTRICA LLEUQUEREO S.A. | EnergÃ­a Abierta | http://energiaabierta.cl/electricidad/ | EnergÃ­a Abierta |  | 2016 | [8 empty] | 5.23 | 4.55 | 6.01 | 4.57 | 5.26 | SOLAR-V1-NO-AGE | SOLAR-V1-NO-AGE | SOLAR-V1-NO-AGE | SOLAR-V1-NO-AGE | SOLAR-V1-NO-AGE
CHL | Chile | QUILLAILEO |  | CHL0001104 | 1 | -37.6930 | -71.8082 | Hydro |  |  |  |  | EBCO ENERGIA | EnergÃ­a Abierta | http://energiaabierta.cl/electricidad/ | EnergÃ­a Abierta | 1100104 | 2016 | [8 empty] | 3.85 | 3.71 | 4.02 | 3.37 | 4.11 | HYDRO-V1 | HYDRO-V1 | HYDRO-V1 | HYDRO-V1 | HYDRO-V1
CHL | Chile | ANGOSTURA |  | CHL0001005 | 324 | -37.7103 | -71.8169 | Hydro |  |  |  |  | COLBUN S.A. | EnergÃ­a Abierta | http://energiaabierta.cl/electricidad/ | EnergÃ­a Abierta | 1074616 | 2016 | [8 empty] | 955.54 | 905.84 | 1026.88 | 773.04 | 962.45 | NO-ESTIMATION | NO-ESTIMATION | NO-ESTIMATION | NO-ESTIMATION | CAPACITY-FACTOR-V1
CHL | Chile | RIO PICOIQUEN |  | CHL0001112 | 20 | -37.8096 | -72.8336 | Hydro |  |  |  |  | HIDROANGOL S.A. | EnergÃ­a Abierta | http://energiaabierta.cl/electricidad/ | EnergÃ­a Abierta | 1086590 | 2016 | [8 empty] | 58.40 | 50.08 | 67.06 | 50.22 | 58.4 | NO-ESTIMATION | NO-ESTIMATION | NO-ESTIMATION | NO-ESTIMATION | CAPACITY-FACTOR-V1
CHL | Chile | RENAICO |  | CHL0001109 | 6 | -37.8138 | -72.4155 | Hydro |  |  |  |  | MAINCO S.A. | EnergÃ­a Abierta | http://energiaabierta.cl/electricidad/ | EnergÃ­a Abierta | 1089360 | 2016 | [8 empty] | 13.51 | 11.52 | 16.13 | 11.55 | 13.51 | SOLAR-V1-NO-AGE | SOLAR-V1-NO-AGE | SOLAR-V1-NO-AGE | SOLAR-V1-NO-AGE | SOLAR-V1-NO-AGE
CHL | Chile | BOQUIAMARGO |  | CHL0001010 | 1 | -37.8676 | -71.6138 | Hydro |  |  |  |  | ELECTRICA SAN MIGUEL | EnergÃ­a Abierta | http://energiaabierta.cl/electricidad/ | EnergÃ­a Abierta |  | 2016 | [8 empty] | 3.69 | 3.14 | 3.54 | 2.95 | 3.73 | NO-ESTIMATION | NO-ESTIMATION | NO-ESTIMATION | NO-ESTIMATION | CAPACITY-FACTOR-V1
CHL | Chile | PANGUE |  | CHL0001090 | 467 | -37.9099 | -71.6087 | Hydro |  |  |  |  | ENDESA | EnergÃ­a Abierta | http://energiaabierta.cl/electricidad/ | EnergÃ­a Abierta | 1015747 | 2016 | [8 empty] | 1387.58 | 1135.23 | 1450.42 | 1118.25 | 1387.58 | SOLAR-V1-NO-AGE | SOLAR-V1-NO-AGE | SOLAR-V1-NO-AGE | SOLAR-V1-NO-AGE | SOLAR-V1-NO-AGE
CHL | Chile | RALCO |  | CHL0001106 | 690 | -37.9969 | -71.5199 | Hydro |  |  |  |  | ENDESA | EnergÃ­a Abierta | http://energiaabierta.cl/electricidad/ | EnergÃ­a Abierta | 1015749 | 2016 | [8 empty] | 2052.50 | 1672.57 | 2145.34 | 1654.55 | 2052.5 | NO-ESTIMATION | NO-ESTIMATION | NO-ESTIMATION | NO-ESTIMATION | CAPACITY-FACTOR-V1
CHL | Chile | PALMUCHO |  | CHL0001089 | 32 | -38.0452 | -71.4713 | Hydro |  |  |  |  | ENDESA | EnergÃ­a Abierta | http://energiaabierta.cl/electricidad/ | EnergÃ­a Abierta | 1063322 | 2016 | [8 empty] | 121.90 | 104.47 | 125.53 | 99.76 | 121.9 | SOLAR-V1-NO-AGE | SOLAR-V1-NO-AGE | SOLAR-V1-NO-AGE | SOLAR-V1-NO-AGE | SOLAR-V1-NO-AGE
CHL | Chile | RIO TRUENO |  | CHL0001113 | 6 | -38.6009 | -72.0473 | Hydro |  |  |  |  | HIDROELECTRICA TRUENO S.A. | EnergÃ­a Abierta | http://energiaabierta.cl/electricidad/ | EnergÃ­a Abierta | 1082968 | 2016 | [8 empty] | 23.02 | 20.63 | 24.52 | 17.97 | 22.7 | NO-ESTIMATION | NO-ESTIMATION | NO-ESTIMATION | NO-ESTIMATION | CAPACITY-FACTOR-V1
CHL | Chile | EL MANZANO |  | CHL0001037 | 5 | -38.8392 | -71.7633 | Hydro |  |  |  |  | HIDROELECTRICA EL MANZANO S.A. | EnergÃ­a Abierta | http://energiaabierta.cl/electricidad/ | EnergÃ­a Abierta | 1082217 | 2016 | [8 empty] | 18.78 | 16.95 | 19.95 | 15.46 | 20.28 | SOLAR-V1-NO-AGE | SOLAR-V1-NO-AGE | SOLAR-V1-NO-AGE | SOLAR-V1-NO-AGE | SOLAR-V1-NO-AGE
CHL | Chile | TRUFULTRUFUL |  | CHL0001124 | 1 | -38.8403 | -71.6608 | Hydro |  |  |  |  | HIDROELEC S.A. | EnergÃ­a Abierta | http://energiaabierta.cl/electricidad/ | EnergÃ­a Abierta | 1091280 | 2016 | [8 empty] | 3.28 | 2.99 | 3.43 | 3.42 | 3.33 | SOLAR-V1-NO-AGE | SOLAR-V1-NO-AGE | SOLAR-V1-NO-AGE | SOLAR-V1-NO-AGE | SOLAR-V1-NO-AGE
CHL | Chile | MAISAN |  | CHL0001077 | 1 | -38.9740 | -72.6470 | Hydro |  |  |  |  | HIDROELECTRICA MAISAN SPA. | EnergÃ­a Abierta | http://energiaabierta.cl/electricidad/ | EnergÃ­a Abierta |  | 2016 | [8 empty] | 3.82 | 3.26 | 3.43 | 2.82 | 5.01 | SOLAR-V1-NO-AGE | SOLAR-V1-NO-AGE | SOLAR-V1-NO-AGE | SOLAR-V1-NO-AGE | SOLAR-V1-NO-AGE
CHL | Chile | ALLIPEN |  | CHL0001003 | 3 | -38.9987 | -72.2230 | Hydro |  |  |  |  | HIDROELECTRICA ALLIPEN S.A. | EnergÃ­a Abierta | http://energiaabierta.cl/electricidad/ | EnergÃ­a Abierta | 1091279 | 2016 | [8 empty] | 11.25 | 10.32 | 11.37 | 9.21 | 11.71 | SOLAR-V1-NO-AGE | SOLAR-V1-NO-AGE | SOLAR-V1-NO-AGE | SOLAR-V1-NO-AGE | SOLAR-V1-NO-AGE
CHL | Chile | PULLINQUE |  | CHL0001100 | 51 | -39.5957 | -72.2175 | Hydro |  |  |  |  | EMPRESA ELECTRICA PANGUIPULLI S.A. | EnergÃ­a Abierta | http://energiaabierta.cl/electricidad/ | EnergÃ­a Abierta | 1026386 | 2016 | [8 empty] | 178.36 | 154.12 | 183.93 | 140.62 | 181.7 | SOLAR-V1-NO-AGE | SOLAR-V1-NO-AGE | SOLAR-V1-NO-AGE | SOLAR-V1-NO-AGE | SOLAR-V1-NO-AGE
CHL | Chile | RECA |  | CHL0001108 | 2 | -39.7834 | -72.1159 | Hydro |  |  |  |  | ENERBOSCH S.A. | EnergÃ­a Abierta | http://energiaabierta.cl/electricidad/ | EnergÃ­a Abierta | 1091284 | 2016 | [8 empty] | 5.23 | 4.55 | 6.01 | 4.57 | 5.26 | SOLAR-V1-NO-AGE | SOLAR-V1-NO-AGE | SOLAR-V1-NO-AGE | SOLAR-V1-NO-AGE | SOLAR-V1-NO-AGE
CHL | Chile | LAS FLORES |  | CHL0001060 | 2 | -40.1363 | -72.3961 | Hydro |  |  |  |  | HIDROELECTRICA LAS FLORES S.A. | EnergÃ­a Abierta | http://energiaabierta.cl/electricidad/ | EnergÃ­a Abierta | 1099595 | 2016 | [8 empty] | 6.72 | 5.68 | 7.34 | 6.95 | 7.44 | SOLAR-V1-NO-AGE | SOLAR-V1-NO-AGE | SOLAR-V1-NO-AGE | SOLAR-V1-NO-AGE | SOLAR-V1-NO-AGE
CHL | Chile | MUCHI |  | CHL0001086 | 1 | -40.3168 | -72.2273 | Hydro |  |  |  |  | HIDROMUCHI S.A. | EnergÃ­a Abierta | http://energiaabierta.cl/electricidad/ | EnergÃ­a Abierta | 1091285 | 2016 | [8 empty] | 2.21 | 1.87 | 2.59 | 1.88 | 2.22 | SOLAR-V1-NO-AGE | SOLAR-V1-NO-AGE | SOLAR-V1-NO-AGE | SOLAR-V1-NO-AGE | SOLAR-V1-NO-AGE
CHL | Chile | PICHILONCO |  | CHL0001095 | 1 | -40.3290 | -72.3226 | Hydro |  |  |  |  | HIDROELECTRICA PICHILONCO S.A. | EnergÃ­a Abierta | http://energiaabierta.cl/electricidad/ | EnergÃ­a Abierta | 1099704 | 2016 | [8 empty] | 2.21 | 1.87 | 2.59 | 1.88 | 2.22 | SOLAR-V1-NO-AGE | SOLAR-V1-NO-AGE | SOLAR-V1-NO-AGE | SOLAR-V1-NO-AGE | SOLAR-V1-NO-AGE
CHL | Chile | PEHUI |  | CHL0001093 | 1 | -40.5567 | -72.5161 | Hydro |  |  |  |  | GENERADORA ELECTRICA RHOM LTDA | EnergÃ­a Abierta | http://energiaabierta.cl/electricidad/ | EnergÃ­a Abierta | 1091276 | 2016 | [8 empty] | 2.21 | 1.87 | 2.59 | 1.88 | 2.22 | SOLAR-V1-NO-AGE | SOLAR-V1-NO-AGE | SOLAR-V1-NO-AGE | SOLAR-V1-NO-AGE | SOLAR-V1-NO-AGE
CHL | Chile | DON WALTERIO |  | CHL0001029 | 3 | -40.5568 | -72.5159 | Hydro |  |  |  |  | GENERADORA ELECTRICA RHOM LTDA. | EnergÃ­a Abierta | http://energiaabierta.cl/electricidad/ | EnergÃ­a Abierta | 1091277 | 2016 | [8 empty] | 6.24 | 5.24 | 7.55 | 5.26 | 6.24 | SOLAR-V1-NO-AGE | SOLAR-V1-NO-AGE | SOLAR-V1-NO-AGE | SOLAR-V1-NO-AGE | SOLAR-V1-NO-AGE
CHL | Chile | LICAN |  | CHL0001062 | 18 | -40.6180 | -72.4014 | Hydro |  |  |  |  | EMPRESA ELECTRICA LICAN S.A. | EnergÃ­a Abierta | http://energiaabierta.cl/electricidad/ | EnergÃ­a Abierta |  | 2016 | [8 empty] | 45.51 | 39.55 | 53.39 | 39.66 | 45.51 | SOLAR-V1-NO-AGE | SOLAR-V1-NO-AGE | SOLAR-V1-NO-AGE | SOLAR-V1-NO-AGE | SOLAR-V1-NO-AGE
CHL | Chile | RUCATAYO |  | CHL0001115 | 60 | -40.6191 | -72.7038 | Hydro |  |  |  |  | EMPRESA ELECTRICA RUCATAYO S.A. | EnergÃ­a Abierta | http://energiaabierta.cl/electricidad/ | EnergÃ­a Abierta | 1025543 | 2016 | [8 empty] | 229.22 | 196.14 | 234.05 | 181.68 | 228.59 | SOLAR-V1-NO-AGE | SOLAR-V1-NO-AGE | SOLAR-V1-NO-AGE | SOLAR-V1-NO-AGE | SOLAR-V1-NO-AGE
CHL | Chile | PILMAIQUEN |  | CHL0001096 | 41 | -40.6381 | -72.6497 | Hydro |  |  |  |  | EMPRESA ELECTRICA PUYEHUE S.A. | EnergÃ­a Abierta | http://energiaabierta.cl/electricidad/ | EnergÃ­a Abierta | 1025542 | 2016 | [8 empty] | 156.63 | 134.03 | 159.93 | 124.15 | 156.2 | SOLAR-V1-NO-AGE | SOLAR-V1-NO-AGE | SOLAR-V1-NO-AGE | SOLAR-V1-NO-AGE | SOLAR-V1-NO-AGE
CHL | Chile | LOS CORRALES 2 |  | CHL0001069 | 1 | -40.6412 | -72.3144 | Hydro |  |  |  |  | AGRICOLA ALEJANDRO PONCE | EnergÃ­a Abierta | http://energiaabierta.cl/electricidad/ | EnergÃ­a Abierta |  | 2016 | [8 empty] | 3.62 | 3.17 | 3.36 | 3.07 | 3.69 | SOLAR-V1-NO-AGE | SOLAR-V1-NO-AGE | SOLAR-V1-NO-AGE | SOLAR-V1-NO-AGE | SOLAR-V1-NO-AGE
CHL | Chile | LOS CORRALES |  | CHL0001068 | 1 | -40.6472 | -72.3148 | Hydro |  |  |  |  | AGRICOLA ALEJANDRO PONCE | EnergÃ­a Abierta | http://energiaabierta.cl/electricidad/ | EnergÃ­a Abierta | 1091241 | 2016 | [8 empty] | 3.62 | 3.17 | 3.36 | 3.07 | 3.69 | SOLAR-V1-NO-AGE | SOLAR-V1-NO-AGE | SOLAR-V1-NO-AGE | SOLAR-V1-NO-AGE | SOLAR-V1-NO-AGE
CHL | Chile | CAPULLO |  | CHL0001014 | 12 | -40.8192 | -72.3999 | Hydro |  |  |  |  | EMPRESA ELECTRICA CAPULLO S.A. | EnergÃ­a Abierta | http://energiaabierta.cl/electricidad/ | EnergÃ­a Abierta | 1034056 | 2016 | [8 empty] | 30.57 | 26.60 | 35.82 | 26.67 | 30.57 | SOLAR-V1-NO-AGE | SOLAR-V1-NO-AGE | SOLAR-V1-NO-AGE | SOLAR-V1-NO-AGE | SOLAR-V1-NO-AGE
CHL | Chile | CALLAO |  | CHL0001012 | 3 | -40.8878 | -72.3382 | Hydro |  |  |  |  | HIDROCALLAO S.A. | EnergÃ­a Abierta | http://energiaabierta.cl/electricidad/ | EnergÃ­a Abierta | 1091297 | 2016 | [8 empty] | 6.24 | 5.24 | 7.55 | 5.26 | 6.24 | SOLAR-V1-NO-AGE | SOLAR-V1-NO-AGE | SOLAR-V1-NO-AGE | SOLAR-V1-NO-AGE | SOLAR-V1-NO-AGE
CHL | Chile | NALCAS |  | CHL0001087 | 7 | -40.8952 | -72.3401 | Hydro |  |  |  |  | HIDRONALCAS S.A. | EnergÃ­a Abierta | http://energiaabierta.cl/electricidad/ | EnergÃ­a Abierta | 1091298 | 2016 | [8 empty] | 15.76 | 13.44 | 18.82 | 13.48 | 15.76 | SOLAR-V1-NO-AGE | SOLAR-V1-NO-AGE | SOLAR-V1-NO-AGE | SOLAR-V1-NO-AGE | SOLAR-V1-NO-AGE
CHL | Chile | HIDROBONITO MC1 |  | CHL0001048 | 9 | -40.9178 | -72.4036 | Hydro |  |  |  |  | HIDROBONITO S.A. | EnergÃ­a Abierta | http://energiaabierta.cl/electricidad/ | EnergÃ­a Abierta | 1091356 | 2016 | [8 empty] | 22.93 | 19.95 | 26.86 | 20.00 | 22.93 | HYDRO-V1 | HYDRO-V1 | HYDRO-V1 | HYDRO-V1 | HYDRO-V1
CHL | Chile | HIDROBONITO MC2 |  | CHL0001049 | 3 | -40.9178 | -72.4036 | Hydro |  |  |  |  | HIDROBONITO S.A. | EnergÃ­a Abierta | http://energiaabierta.cl/electricidad/ | EnergÃ­a Abierta | 1091356 | 2016 | [8 empty] | 6.24 | 5.24 | 7.55 | 5.26 | 6.24 | SOLAR-V1-NO-AGE | SOLAR-V1-NO-AGE | SOLAR-V1-NO-AGE | SOLAR-V1-NO-AGE | SOLAR-V1-NO-AGE
CHL | Chile | LOS COLONOS |  | CHL0001067 | 1 | -40.9849 | -72.8861 | Hydro |  |  |  |  | EMPRESA ELECTRICA RIO PUMA SPA. | EnergÃ­a Abierta | http://energiaabierta.cl/electricidad/ | EnergÃ­a Abierta |  | 2016 | [8 empty] | 4.14 | 3.68 | 4.15 | 3.25 | 4.36 | NO-ESTIMATION | NO-ESTIMATION | NO-ESTIMATION | NO-ESTIMATION | CAPACITY-FACTOR-V1
CHL | Chile | ENSENADA RIO BLANCO |  | CHL0001044 | 1 | -41.2719 | -72.5408 | Hydro |  |  |  |  | HIDROELECTRICA ENSENADA S.A. | EnergÃ­a Abierta | http://energiaabierta.cl/electricidad/ | EnergÃ­a Abierta | 1091299 | 2016 | [8 empty] | 2.22 | 1.88 | 2.60 | 1.88 | 2.23 | SOLAR-V1-NO-AGE | SOLAR-V1-NO-AGE | SOLAR-V1-NO-AGE | SOLAR-V1-NO-AGE | SOLAR-V1-NO-AGE
CHL | Chile | CANUTILLAR |  | CHL0001013 | 172 | -41.5281 | -72.3417 | Hydro |  |  |  |  | COLBUN S.A. | EnergÃ­a Abierta | http://energiaabierta.cl/electricidad/ | EnergÃ­a Abierta | 1015738 | 2016 | [8 empty] | 549.56 | 472.65 | 583.87 | 462.26 | 554.41 | HYDRO-V1 | HYDRO-V1 | HYDRO-V1 | HYDRO-V1 | HYDRO-V1
CHL | Chile | LA ARENA |  | CHL0001054 | 7 | -41.6813 | -72.6455 | Hydro |  |  |  |  | EMPRESA ELECTRICA LA ARENA SPA | EnergÃ­a Abierta | http://energiaabierta.cl/electricidad/ | EnergÃ­a Abierta | 1091250 | 2016 | [8 empty] | 26.88 | 24.64 | 28.08 | 23.66 | 27.24 | NO-ESTIMATION | NO-ESTIMATION | NO-ESTIMATION | NO-ESTIMATION | CAPACITY-FACTOR-V1
CHL | Chile | DONGO |  | CHL0001031 | 6 | -42.5678 | -73.8945 | Hydro |  |  |  |  | HIDROELECTRICA DONGO SPA | EnergÃ­a Abierta | http://energiaabierta.cl/electricidad/ | EnergÃ­a Abierta | 1082967 | 2016 | [8 empty] | 19.67 | 17.56 | 20.84 | 15.32 | 20.75 | NO-ESTIMATION | NO-ESTIMATION | NO-ESTIMATION | NO-ESTIMATION | CAPACITY-FACTOR-V1
CHL | Chile | COLLIL |  | CHL0001023 | 7 | -42.5976 | -73.9580 | Hydro |  |  |  |  | ENERGIA COLLIL S.A. | EnergÃ­a Abierta | http://energiaabierta.cl/electricidad/ | EnergÃ­a Abierta | 1099696 | 2016 | [8 empty] | 22.95 | 20.49 | 24.31 | 17.88 | 24.21 | NO-ESTIMATION | NO-ESTIMATION | NO-ESTIMATION | NO-ESTIMATION | NO-ESTIMATION
CHN | China | Diaoluohe Hydro |  | WRI1070984 | 7 | 18.4300 | 109.4300 | Hydro | [5 empty] | UNFCCC CDM Registry | https://cdm.unfccc.int/Projects/redirector?ref=993 | UNFCCC CDM Registry | [10 empty] | 13.39 | 18.92 | 18.92 | 22.28 | 18.92 | SOLAR-V1-NO-AGE | SOLAR-V1-NO-AGE | SOLAR-V1-NO-AGE | SOLAR-V1-NO-AGE | SOLAR-V1-NO-AGE
CHN | China | Niululing |  | WRI1000525 | 80 | 19.0100 | 110.2000 | Hydro |  |  |  | 1979.0 |  | State Electricity Regulatory Commission Dam Safety Supervision Center | http://www.dam.com.cn/damView/view.jsp?id=1007 |  | 1034588 | [9 empty] | 206.36 | 278.49 | 272.64 | 301.02 | 278.49 | SOLAR-V1-NO-AGE | SOLAR-V1-NO-AGE | SOLAR-V1-NO-AGE | SOLAR-V1-NO-AGE | SOLAR-V1-NO-AGE
CHN | China | Daguangba |  | WRI1000569 | 240 | 19.0200 | 108.9800 | Hydro |  |  |  | 1995.0 |  | China Water | https://web.archive.org/web/20050330142954/http://www.chinawater.net.cn/icold2000/st-c5-02.html |  | 1018082 | [9 empty] | 576.59 | 732.20 | 708.68 | 849.06 | 723.6 | SOLAR-V1-NO-AGE | SOLAR-V1-NO-AGE | SOLAR-V1-NO-AGE | SOLAR-V1-NO-AGE | SOLAR-V1-NO-AGE
CHN | China | Gezhen Dam |  | WRI1070919 | 80 | 19.1801 | 108.9683 | Hydro |  |  |  | 2009.0 | Huaneng Hainan Power Inc | Industry About | https://industryabout.com/country-territories-3/1142-china/hydro-energy/15383-gezhen-dam | Industry About | 1079164 | [9 empty] | 239.49 | 293.37 | 277.90 | 321.85 | 277.9 | SOLAR-V1-NO-AGE | SOLAR-V1-NO-AGE | SOLAR-V1-NO-AGE | SOLAR-V1-NO-AGE | SOLAR-V1-NO-AGE
CHN | China | Liusha River First Cascade |  | WRI1071214 | 12 | 21.5952 | 100.3553 | Hydro | [5 empty] | UNFCCC CDM Registry | https://cdm.unfccc.int/Projects/redirector?ref=3114 | UNFCCC CDM Registry | 1105576 | [9 empty] | 37.33 | 46.85 | 44.92 | 50.75 | 44.92 | SOLAR-V1-NO-AGE | SOLAR-V1-NO-AGE | SOLAR-V1-NO-AGE | SOLAR-V1-NO-AGE | SOLAR-V1-NO-AGE
CHN | China | Jing Hong |  | WRI1000480 | 1500 | 22.0500 | 100.7700 | Hydro | [5 empty] | Wilson Center | https://www.wilsoncenter.org/publication/interactive-mapping-chinas-dam-rush | [11 empty] | 3526.62 | 4934.40 | 4512.53 | 5004.13 | 4713.61 | SOLAR-V1-NO-AGE | SOLAR-V1-NO-AGE | SOLAR-V1-NO-AGE | SOLAR-V1-NO-AGE | SOLAR-V1-NO-AGE
CHN | China | Banna Liusha River Fifth Level |  | WRI1071084 | 8 | 22.1531 | 100.6931 | Hydro | [5 empty] | UNFCCC CDM Registry | https://cdm.unfccc.int/Projects/redirector?ref=2111 | WRI | 1105576 | [9 empty] | 24.67 | 31.28 | 32.08 | 34.88 | 30.82 | SOLAR-V1-NO-AGE | SOLAR-V1-NO-AGE | SOLAR-V1-NO-AGE | SOLAR-V1-NO-AGE | SOLAR-V1-NO-AGE
CHN | China | Jinghong Mengsong |  | WRI1072401 | 10 | 22.2003 | 100.8678 | Hydro | [5 empty] | UNFCCC CDM Registry | https://cdm.unfccc.int/Projects/redirector?ref=7102 | UNFCCC CDM Registry | 1033716 | [9 empty] | 22.16 | 30.05 | 30.05 | 34.86 | 30.05 | SOLAR-V1-NO-AGE | SOLAR-V1-NO-AGE | SOLAR-V1-NO-AGE | SOLAR-V1-NO-AGE | SOLAR-V1-NO-AGE
CHN | China | Nuozhadu |  | WRI1000456 | 5850 | 22.6409 | 100.4287 | Hydro | [5 empty] | Wilson Center | https://www.wilsoncenter.org/publication/interactive-mapping-chinas-dam-rush | Industry About | 1070858 | [9 empty] | 13753.82 | 18383.11 | 18942.35 | 19516.13 | 17536.51 | SOLAR-V1-NO-AGE | SOLAR-V1-NO-AGE | SOLAR-V1-NO-AGE | SOLAR-V1-NO-AGE | SOLAR-V1-NO-AGE
CHN | China | Gelantan Dam |  | WRI1070906 | 390 | 22.7049 | 102.0574 | Hydro |  |  |  | 2007.0 | Yunnan Datang International Lixianjiang River Basin Hydropower Development Co Ltd | Industry About | https://industryabout.com/country-territories-3/1142-china/hydro-energy/15382-gelantan-dam | Industry About | 1071621 | [9 empty] | 1073.89 | 1331.73 | 1331.73 | 1476.08 | 1350.23 | HYDRO-V1 | HYDRO-V1 | HYDRO-V1 | HYDRO-V1 | HYDRO-V1
CHN | China | Yunnan Maguan Xiaobaihe |  | WRI1071481 | 25 | 22.7569 | 104.3819 | Hydro | [5 empty] | UNFCCC CDM Registry | https://cdm.unfccc.int/Projects/redirector?ref=4051 | UNFCCC CDM Registry | 1087949 | [9 empty] | 63.30 | 85.71 | 85.71 | 97.73 | 85.71 | NO-ESTIMATION | NO-ESTIMATION | NO-ESTIMATION | NO-ESTIMATION | CAPACITY-FACTOR-V1
CHN | China | Ninger Mengxian River Second Cascade Hydro |  | WRI1071345 | 16 | 22.8214 | 101.1931 | Hydro | [5 empty] | UNFCCC CDM Registry | https://cdm.unfccc.int/Projects/redirector?ref=3537 | UNFCCC CDM Registry | [10 empty] | 49.48 | 59.33 | 60.28 | 65.15 | 59.96 | SOLAR-V1-NO-AGE | SOLAR-V1-NO-AGE | SOLAR-V1-NO-AGE | SOLAR-V1-NO-AGE | SOLAR-V1-NO-AGE
CHN | China | Jinping Maguo River |  | WRI1071477 | 10 | 22.8250 | 103.4953 | Hydro | [5 empty] | UNFCCC CDM Registry | https://cdm.unfccc.int/Projects/redirector?ref=4036 | UNFCCC CDM Registry | [10 empty] | 22.16 | 30.05 | 30.05 | 34.86 | 30.05 | SOLAR-V1-NO-AGE | SOLAR-V1-NO-AGE | SOLAR-V1-NO-AGE | SOLAR-V1-NO-AGE | SOLAR-V1-NO-AGE
CHN | China | Yunnan Maguan Mihu River 3rd Level |  | WRI1071216 | 16 | 22.8647 | 104.2614 | Hydro | [5 empty] | UNFCCC CDM Registry | https://cdm.unfccc.int/Projects/redirector?ref=3118 | UNFCCC CDM Registry | 1071581 | [9 empty] | 41.13 | 58.08 | 52.02 | 59.72 | 62.2 | SOLAR-V1-NO-AGE | SOLAR-V1-NO-AGE | SOLAR-V1-NO-AGE | SOLAR-V1-NO-AGE | SOLAR-V1-NO-AGE
CHN | China | Longma Dam |  | WRI1070912 | 240 | 22.8748 | 101.6463 | Hydro |  |  |  | 2007.0 |  | Industry About | https://industryabout.com/country-territories-3/1142-china/hydro-energy/15439-longma-dam | Industry About | [10 empty] | 624.39 | 779.58 | 779.58 | 893.46 | 754.42 | SOLAR-V1-NO-AGE | SOLAR-V1-NO-AGE | SOLAR-V1-NO-AGE | SOLAR-V1-NO-AGE | SOLAR-V1-NO-AGE
CHN | China | Jufudu Dam |  | WRI1070911 | 285 | 22.9034 | 101.7724 | Hydro |  |  |  | 2008.0 |  | Industry About | https://industryabout.com/country-territories-3/1142-china/hydro-energy/15423-jufudu-dam | Industry About | 1071620 | [9 empty] | 788.95 | 973.19 | 973.24 | 1078.67 | 986.71 | SOLAR-V1-NO-AGE | SOLAR-V1-NO-AGE | SOLAR-V1-NO-AGE | SOLAR-V1-NO-AGE | SOLAR-V1-NO-AGE
CHN | China | Yunnan Maguan Huabazi |  | WRI1071298 | 30 | 23.0139 | 103.9522 | Hydro | [5 empty] | UNFCCC CDM Registry | https://cdm.unfccc.int/Projects/redirector?ref=3376 | UNFCCC CDM Registry | 1071615 | [9 empty] | 61.88 | 85.46 | 84.12 | 114.56 | 100.62 | SOLAR-V1-NO-AGE | SOLAR-V1-NO-AGE | SOLAR-V1-NO-AGE | SOLAR-V1-NO-AGE | SOLAR-V1-NO-AGE
CHN | China | Yunnan Maguan Tongguo |  | WRI1071299 | 16 | 23.0139 | 103.9522 | Hydro | [5 empty] | UNFCCC CDM Registry | https://cdm.unfccc.int/Projects/redirector?ref=3377 | UNFCCC CDM Registry | 1071616 | [9 empty] | 37.53 | 48.87 | 48.89 | 61.11 | 53.68 | NO-ESTIMATION | NO-ESTIMATION | NO-ESTIMATION | NO-ESTIMATION | CAPACITY-FACTOR-V1
CHN | China | Malutang Dam |  | WRI1070907 | 400 | 23.0165 | 104.7430 | Hydro |  |  |  | 2004.0 | Huadian Power | Industry About | https://industryabout.com/country-territories-3/1142-china/hydro-energy/15552-malutang-dam | Industry About | [10 empty] | 1005.11 | 1220.35 | 1282.87 | 1405.06 | 1238.21 | SOLAR-V1-NO-AGE | SOLAR-V1-NO-AGE | SOLAR-V1-NO-AGE | SOLAR-V1-NO-AGE | SOLAR-V1-NO-AGE
CHN | China | Maguan Daliangzi Hydro |  | WRI1070951 | 32 | 23.0230 | 104.3933 | Hydro | [5 empty] | UNFCCC CDM Registry | https://cdm.unfccc.int/Projects/redirector?ref=791 | UNFCCC CDM Registry | 1071619 | [9 empty] | 78.06 | 106.74 | 106.74 | 122.12 | 106.74 | SOLAR-V1-NO-AGE | SOLAR-V1-NO-AGE | SOLAR-V1-NO-AGE | SOLAR-V1-NO-AGE | SOLAR-V1-NO-AGE
CHN | China | Yunnan Lixianjiang Shimenkan |  | WRI1071490 | 130 | 23.0353 | 101.5122 | Hydro | [5 empty] | UNFCCC CDM Registry | https://cdm.unfccc.int/Projects/redirector?ref=4101 | UNFCCC CDM Registry | 1071622 | [9 empty] | 339.32 | 428.19 | 426.87 | 489.89 | 444.38 | SOLAR-V1-NO-AGE | SOLAR-V1-NO-AGE | SOLAR-V1-NO-AGE | SOLAR-V1-NO-AGE | SOLAR-V1-NO-AGE
CHN | China | Madushan Dam |  | WRI1070908 | 240 | 23.0468 | 103.2845 | Hydro | [5 empty] | Industry About | https://industryabout.com/country-territories-3/1142-china/hydro-energy/15551-madushan-dam | Industry About | 1087947 | [9 empty] | 788.16 | 953.86 | 953.86 | 1074.38 | 989.32 | SOLAR-V1-NO-AGE | SOLAR-V1-NO-AGE | SOLAR-V1-NO-AGE | SOLAR-V1-NO-AGE | SOLAR-V1-NO-AGE
CHN | China | Yunnan Wenshan Yanlashan |  | WRI1071270 | 15 | 23.0600 | 104.4200 | Hydro | [5 empty] | UNFCCC CDM Registry | https://cdm.unfccc.int/Projects/redirector?ref=3280 | UNFCCC CDM Registry | 1069039 | [9 empty] | 32.88 | 44.72 | 44.72 | 51.92 | 44.72 | HYDRO-V1 | HYDRO-V1 | HYDRO-V1 | HYDRO-V1 | HYDRO-V1
CHN | China | Nanjiangkou Small Yunan County |  | WRI1071458 | 12 | 23.0680 | 111.8180 | Hydro | [5 empty] | UNFCCC CDM Registry | https://cdm.unfccc.int/Projects/redirector?ref=3960 | UNFCCC CDM Registry | [10 empty] | 38.54 | 42.25 | 46.14 | 50.46 | 41.72 | SOLAR-V1-NO-AGE | SOLAR-V1-NO-AGE | SOLAR-V1-NO-AGE | SOLAR-V1-NO-AGE | SOLAR-V1-NO-AGE
CHN | China | Yunnan Amojiang Sanjiangkou |  | WRI1071588 | 99 | 23.0711 | 101.4442 | Hydro | [5 empty] | UNFCCC CDM Registry | https://cdm.unfccc.int/Projects/redirector?ref=4482 | UNFCCC CDM Registry | 1087567 | [9 empty] | 296.37 | 364.04 | 363.04 | 399.30 | 376.38 | SOLAR-V1-NO-AGE | SOLAR-V1-NO-AGE | SOLAR-V1-NO-AGE | SOLAR-V1-NO-AGE | SOLAR-V1-NO-AGE
CHN | China | Yunnan Fengchunling 3rd Level Small |  | WRI1072042 | 12 | 23.0753 | 103.1742 | Hydro | [5 empty] | UNFCCC CDM Registry | https://cdm.unfccc.int/Projects/redirector?ref=6033 | UNFCCC CDM Registry | 1095474 | [9 empty] | 26.60 | 36.06 | 36.06 | 41.83 | 36.06 | SOLAR-V1-NO-AGE | SOLAR-V1-NO-AGE | SOLAR-V1-NO-AGE | SOLAR-V1-NO-AGE | SOLAR-V1-NO-AGE
CHN | China | Sinanjiang Dam |  | WRI1070915 | 201 | 23.0943 | 101.8739 | Hydro | [5 empty] | Industry About | https://industryabout.com/country-territories-3/1142-china/hydro-energy/15587-sinanjiang-dam | Industry About | 1087569 | [9 empty] | 490.93 | 573.46 | 570.27 | 739.87 | 629.49 | NO-ESTIMATION | NO-ESTIMATION | NO-ESTIMATION | NO-ESTIMATION | CAPACITY-FACTOR-V1
CHN | China | Yayangshan Dam |  | WRI1070900 | 120 | 23.1008 | 101.3947 | Hydro |  |  |  | 2006.0 | Yunnan Datang International Lixianjiang River Basin Hydropower Development Co Ltd | Industry About | https://industryabout.com/country-territories-3/1142-china/hydro-energy/15633-yayangshan-dam | Industry About | 1071499 | [9 empty] | 311.83 | 393.86 | 392.64 | 450.81 | 408.8 | SOLAR-V1-NO-AGE | SOLAR-V1-NO-AGE | SOLAR-V1-NO-AGE | SOLAR-V1-NO-AGE | SOLAR-V1-NO-AGE
CHN | China | Wenshan Panlong River Weilong |  | WRI1071159 | 10 | 23.1083 | 104.5217 | Hydro | [5 empty] | UNFCCC CDM Registry | https://cdm.unfccc.int/Projects/redirector?ref=2942 | UNFCCC CDM Registry | 1071605 | [9 empty] | 28.62 | 34.13 | 34.28 | 37.66 | 36.92 | SOLAR-V1-NO-AGE | SOLAR-V1-NO-AGE | SOLAR-V1-NO-AGE | SOLAR-V1-NO-AGE | SOLAR-V1-NO-AGE
CHN | China | Yunnan Mangtie River Second Stage |  | WRI1072395 | 12 | 23.1308 | 103.0619 | Hydro | [5 empty] | UNFCCC CDM Registry | https://cdm.unfccc.int/Projects/redirector?ref=7057 | UNFCCC CDM Registry | 1087949 | [9 empty] | 50.26 | 56.36 | 56.36 | 62.33 | 60.38 | SOLAR-V1-NO-AGE | SOLAR-V1-NO-AGE | SOLAR-V1-NO-AGE | SOLAR-V1-NO-AGE | SOLAR-V1-NO-AGE
CHN | China | Yuanyang County Yangxi River 3rd Cascade |  | WRI1072305 | 10 | 23.1356 | 102.9503 | Hydro | [5 empty] | UNFCCC CDM Registry | https://cdm.unfccc.int/Projects/redirector?ref=6824 | UNFCCC CDM Registry | [10 empty] | 41.73 | 46.96 | 46.96 | 51.94 | 50.32 | SOLAR-V1-NO-AGE | SOLAR-V1-NO-AGE | SOLAR-V1-NO-AGE | SOLAR-V1-NO-AGE | SOLAR-V1-NO-AGE
CHN | China | Yunnan Puxiqiao |  | WRI1072208 | 190 | 23.1500 | 101.6100 | Hydro | [5 empty] | UNFCCC CDM Registry | https://cdm.unfccc.int/Projects/redirector?ref=6532 | UNFCCC CDM Registry | [10 empty] | 534.41 | 667.16 | 667.16 | 757.45 | 670.75 | SOLAR-V1-NO-AGE | SOLAR-V1-NO-AGE | SOLAR-V1-NO-AGE | SOLAR-V1-NO-AGE | SOLAR-V1-NO-AGE
CHN | China | Weiyuan River Jinggu County Simao District |  | WRI1071152 | 72 | 23.1894 | 100.5900 | Hydro | [5 empty] | UNFCCC CDM Registry | https://cdm.unfccc.int/Projects/redirector?ref=2837 | UNFCCC CDM Registry | 1045912 | [9 empty] | 228.29 | 260.70 | 259.91 | 291.33 | 266.41 | NO-ESTIMATION | NO-ESTIMATION | NO-ESTIMATION | NO-ESTIMATION | CAPACITY-FACTOR-V1
CHN | China | Jinji Hydro |  | WRI1071064 | 25 | 23.2200 | 110.8300 | Hydro | [5 empty] | UNFCCC CDM Registry | https://cdm.unfccc.int/Projects/redirector?ref=1849 | UNFCCC CDM Registry | [10 empty] | 87.43 | 100.77 | 106.83 | 112.44 | 104.25 | HYDRO-V1 | HYDRO-V1 | HYDRO-V1 | HYDRO-V1 | HYDRO-V1
CHN | China | Yunnan Pingbian Baifu |  | WRI1071844 | 5 | 23.2353 | 103.9103 | Hydro | [5 empty] | UNFCCC CDM Registry | https://cdm.unfccc.int/Projects/redirector?ref=5385 | UNFCCC CDM Registry | [10 empty] | 9.19 | 13.14 | 13.14 | 15.54 | 13.14 | NO-ESTIMATION | NO-ESTIMATION | NO-ESTIMATION | NO-ESTIMATION | NO-ESTIMATION
CHN | China | Huizhou |  | WRI1000535 | 2400 | 23.2700 | 114.3100 | Hydro |  |  |  | 2011.0 |  | Large Dam Safety Supervision Center | http://www.dam.com.cn/damView/list.jsp |  | 1058450 | [9 empty] | 5582.70 | 7733.68 | 7733.68 | 9321.48 | 7733.68 | NO-ESTIMATION | NO-ESTIMATION | NO-ESTIMATION | NO-ESTIMATION | CAPACITY-FACTOR-V1
CHN | China | Yunnan Xinya River 3rd Level |  | WRI1071094 | 10 | 23.2803 | 99.1403 | Hydro | [5 empty] | UNFCCC CDM Registry | https://cdm.unfccc.int/Projects/redirector?ref=2429 | UNFCCC CDM Registry | [10 empty] | 30.20 | 38.10 | 36.11 | 44.61 | 36.11 | NO-ESTIMATION | NO-ESTIMATION | NO-ESTIMATION | NO-ESTIMATION | CAPACITY-FACTOR-V1
CHN | China | Yunnan Honghe County Yongxing Ii Hydro |  | WRI1072185 | 5 | 23.3333 | 102.4333 | Hydro | [5 empty] | UNFCCC CDM Registry | https://cdm.unfccc.int/Projects/redirector?ref=6433 | UNFCCC CDM Registry | [10 empty] | 14.48 | 17.17 | 16.04 | 16.58 | 16.56 | NO-ESTIMATION | NO-ESTIMATION | NO-ESTIMATION | NO-ESTIMATION | CAPACITY-FACTOR-V1
CHN | China | Yuliang On You River Guangxi Zhuang |  | WRI1071444 | 60 | 23.3433 | 107.1101 | Hydro | [5 empty] | UNFCCC CDM Registry | https://cdm.unfccc.int/Projects/redirector?ref=3906 | UNFCCC CDM Registry | 1107907 | [9 empty] | 146.68 | 200.45 | 200.45 | 229.29 | 200.45 | NO-ESTIMATION | NO-ESTIMATION | NO-ESTIMATION | NO-ESTIMATION | CAPACITY-FACTOR-V1
CHN | China | Yunnan Lincang Qianxin Small |  | WRI1071948 | 12 | 23.3491 | 100.0466 | Hydro | [5 empty] | UNFCCC CDM Registry | https://cdm.unfccc.int/Projects/redirector?ref=5744 | UNFCCC CDM Registry | 1087949 | [9 empty] | 27.42 | 36.89 | 36.89 | 42.66 | 36.89 | NO-ESTIMATION | NO-ESTIMATION | NO-ESTIMATION | NO-ESTIMATION | CAPACITY-FACTOR-V1
CHN | China | Yunnan Sigangli Hydro |  | WRI1071535 | 18 | 23.3597 | 99.3508 | Hydro | [5 empty] | UNFCCC CDM Registry | https://cdm.unfccc.int/Projects/redirector?ref=4233 | UNFCCC CDM Registry | [10 empty] | 47.48 | 64.77 | 69.02 | 65.89 | 56.28 | NO-ESTIMATION | NO-ESTIMATION | NO-ESTIMATION | NO-ESTIMATION | CAPACITY-FACTOR-V1
CHN | China | Lincang Mangnuohe Small |  | WRI1071897 | 10 | 23.4186 | 100.0739 | Hydro | [5 empty] | UNFCCC CDM Registry | https://cdm.unfccc.int/Projects/redirector?ref=5608 | UNFCCC CDM Registry | [10 empty] | 35.29 | 38.64 | 40.56 | 42.11 | 35 | HYDRO-V1 | HYDRO-V1 | HYDRO-V1 | HYDRO-V1 | HYDRO-V1
CHN | China | Changzhou |  | WRI1000575 | 630 | 23.4200 | 111.2100 | Hydro |  |  |  | 1993.0 |  | Baike | http://baike.baidu.com/view/2476357.htm |  | 1058020 | [9 empty] | 1343.48 | 1806.49 | 1789.91 | 2211.98 | 1474.42 | NO-ESTIMATION | NO-ESTIMATION | NO-ESTIMATION | NO-ESTIMATION | CAPACITY-FACTOR-V1
CHN | China | Yunnan Funing County Langheng First Cascade Hydro |  | WRI1072493 | 18 | 23.4650 | 105.5000 | Hydro | [5 empty] | UNFCCC CDM Registry | https://cdm.unfccc.int/Projects/redirector?ref=7348 | UNFCCC CDM Registry | [10 empty] | 40.86 | 55.06 | 55.06 | 63.71 | 55.06 | NO-ESTIMATION | NO-ESTIMATION | NO-ESTIMATION | NO-ESTIMATION | CAPACITY-FACTOR-V1
CHN | China | Guangxi Xiafu Hydro |  | WRI1071049 | 49 | 23.4670 | 110.2500 | Hydro | [5 empty] | UNFCCC CDM Registry | https://cdm.unfccc.int/Projects/redirector?ref=1604 | UNFCCC CDM Registry | [10 empty] | 123.16 | 167.08 | 167.08 | 190.64 | 167.08 | HYDRO-V1 | HYDRO-V1 | HYDRO-V1 | HYDRO-V1 | HYDRO-V1
CHN | China | Lincang County Meiziqing 3rd Level |  | WRI1071577 | 13 | 23.5297 | 100.1603 | Hydro | [5 empty] | UNFCCC CDM Registry | https://cdm.unfccc.int/Projects/redirector?ref=4430 | UNFCCC CDM Registry | [10 empty] | 46.81 | 51.17 | 53.66 | 55.67 | 52.5 | NO-ESTIMATION | NO-ESTIMATION | NO-ESTIMATION | NO-ESTIMATION | CAPACITY-FACTOR-V1
CHN | China | Funing County Gula Township Nalin |  | WRI1071250 | 12 | 23.5711 | 106.0389 | Hydro | [5 empty] | UNFCCC CDM Registry | https://cdm.unfccc.int/Projects/redirector?ref=3212 | UNFCCC CDM Registry | 1095565 | [9 empty] | 27.46 | 36.93 | 36.93 | 42.70 | 36.93 | HYDRO-V1 | HYDRO-V1 | HYDRO-V1 | HYDRO-V1 | HYDRO-V1
CHN | China | Qingyuan |  | WRI1071617 | 44 | 23.6030 | 112.9540 | Hydro | [5 empty] | UNFCCC CDM Registry | https://cdm.unfccc.int/Projects/redirector?ref=4600 | UNFCCC CDM Registry | 1067898 | [9 empty] | 151.84 | 181.85 | 180.31 | 184.33 | 189.64 | NO-ESTIMATION | NO-ESTIMATION | NO-ESTIMATION | NO-ESTIMATION | CAPACITY-FACTOR-V1
CHN | China | Guangxi Qiaogong |  | WRI1071599 | 456 | 23.6253 | 108.9461 | Hydro | [5 empty] | UNFCCC CDM Registry | https://cdm.unfccc.int/Projects/redirector?ref=4507 | UNFCCC CDM Registry | 1064133 | [9 empty] | 1121.48 | 1551.65 | 1921.87 | 1620.73 | 1921.87 | NO-ESTIMATION | NO-ESTIMATION | NO-ESTIMATION | NO-ESTIMATION | CAPACITY-FACTOR-V1
CHN | China | Qiaogong |  | WRI1000576 | 456 | 23.6300 | 108.9500 | Hydro |  |  |  | 2009.0 | Guangxi Fangyuan Electric Power Company | Guangxi Fangyuan Electric Power Company | http://baike.baidu.com/view/4139934.htm |  | 1064133 | [9 empty] | 1121.48 | 1551.65 | 1921.87 | 1620.73 | 1921.87 | NO-ESTIMATION | NO-ESTIMATION | NO-ESTIMATION | NO-ESTIMATION | CAPACITY-FACTOR-V1
CHN | China | Fengguang |  | WRI1071062 | 24 | 23.6450 | 114.6750 | Hydro | [5 empty] | UNFCCC CDM Registry | https://cdm.unfccc.int/Projects/redirector?ref=1817 | UNFCCC CDM Registry | 1078320 | [9 empty] | 89.45 | 110.80 | 102.31 | 111.84 | 110.49 | NO-ESTIMATION | NO-ESTIMATION | NO-ESTIMATION | NO-ESTIMATION | CAPACITY-FACTOR-V1
CHN | China | Yunnan Lincang Nanpeng River Dayakou |  | WRI1071928 | 102 | 23.6484 | 98.9388 | Hydro | [5 empty] | UNFCCC CDM Registry | https://cdm.unfccc.int/Projects/redirector?ref=5687 | UNFCCC CDM Registry | 1094829 | [9 empty] | 317.99 | 368.22 | 386.69 | 421.80 | 380.87 | HYDRO-V1 | HYDRO-V1 | HYDRO-V1 | HYDRO-V1 | HYDRO-V1
CHN | China | Funing County Baida |  | WRI1071249 | 12 | 23.6675 | 106.0892 | Hydro | [5 empty] | UNFCCC CDM Registry | https://cdm.unfccc.int/Projects/redirector?ref=3211 | UNFCCC CDM Registry | 1107903 | [9 empty] | 33.25 | 40.96 | 47.58 | 49.26 | 42.57 | NO-ESTIMATION | NO-ESTIMATION | NO-ESTIMATION | NO-ESTIMATION | CAPACITY-FACTOR-V1
CHN | China | Linxiang Langyahe |  | WRI1072547 | 6 | 23.7292 | 100.2539 | Hydro | [5 empty] | UNFCCC CDM Registry | https://cdm.unfccc.int/Projects/redirector?ref=7532 | UNFCCC CDM Registry | [10 empty] | 20.39 | 22.40 | 23.55 | 24.47 | 23.34 | NO-ESTIMATION | NO-ESTIMATION | NO-ESTIMATION | NO-ESTIMATION | CAPACITY-FACTOR-V1
CHN | China | Xinfengjiang |  | WRI1000518 | 292 | 23.7300 | 114.6500 | Hydro |  |  |  | 1960.0 |  | Heyuan Xinfeng Hydropower | https://web.archive.org/web/20120321071523/http://heyuank.com/news.asp?id=196 |  | 1029584 | [9 empty] | 764.80 | 900.90 | 956.69 | 1054.22 | 900.9 | NO-ESTIMATION | NO-ESTIMATION | NO-ESTIMATION | NO-ESTIMATION | CAPACITY-FACTOR-V1
CHN | China | Qingyuan |  | WRI1000562 | 1280 | 23.7500 | 112.8500 | Hydro |  |  |  | 2015.0 |  | Guangdong Provincial Electric Power Survey | http://www.psp.org.cn:8080/upload/news/n2008102910464072.pdf |  | 1067898 | [9 empty] | 2889.30 | 4036.49 | 4036.49 | 4883.08 | 4036.49 | NO-ESTIMATION | WIND-V1 | WIND-V1 | WIND-V1 | WIND-V1
CHN | China | Liuxihe |  | WRI1000527 | 48 | 23.7500 | 113.7700 | Hydro |  |  |  | 1958.0 |  | China Water | https://web.archive.org/web/20120304070927/http://www.chinawater.net.cn/icold2000/st-c5-03.html |  | 1045359 | [9 empty] | 127.37 | 177.70 | 160.51 | 182.97 | 173.39 | HYDRO-V1 | HYDRO-V1 | HYDRO-V1 | HYDRO-V1 | HYDRO-V1
CHN | China | Guangzhou Pump Storage |  | WRI1000468 | 2400 | 23.7657 | 113.9536 | Hydro |  |  |  | 1993.0 |  | Chinese National Committee on Large Dams | http://www.chincold.org.cn/dams/rootfiles/2010/07/20/1279253974055450-1279253974057795.pdf | Industry About | 1017846 | [9 empty] | 5582.70 | 7733.68 | 7733.68 | 9321.48 | 7733.68 | NO-ESTIMATION | NO-ESTIMATION | NO-ESTIMATION | NO-ESTIMATION | CAPACITY-FACTOR-V1
CHN | China | Huanglongdai |  | WRI1000528 | 8.8 | 23.7700 | 113.7400 | Hydro |  |  |  | 1979.0 |  | Large Dam Safety Supervision Center | http://www.dam.com.cn/damView/list.jsp | [11 empty] | 25.33 | 34.21 | 29.92 | 32.38 | 32.02 | NO-ESTIMATION | NO-ESTIMATION | NO-ESTIMATION | NO-ESTIMATION | CAPACITY-FACTOR-V1
CHN | China | Yunnan Gengma Tiechang River |  | WRI1071110 | 12 | 23.7722 | 99.4247 | Hydro | [5 empty] | UNFCCC CDM Registry | https://cdm.unfccc.int/Projects/redirector?ref=2533 | UNFCCC CDM Registry | 1087949 | [9 empty] | 34.95 | 42.80 | 40.48 | 43.98 | 44.2 | NO-ESTIMATION | NO-ESTIMATION | NO-ESTIMATION | NO-ESTIMATION | CAPACITY-FACTOR-V1
CHN | China | Guangxi Youjiang Naji Dam |  | WRI1071069 | 66 | 23.7800 | 106.7700 | Hydro | [5 empty] | UNFCCC CDM Registry | https://cdm.unfccc.int/Projects/redirector?ref=1938 | UNFCCC CDM Registry | 1060382 | [9 empty] | 168.46 | 260.19 | 247.10 | 262.27 | 258.35 | HYDRO-V1 | HYDRO-V1 | HYDRO-V1 | HYDRO-V1 | HYDRO-V1
CHN | China | Yunnan Zhenyuan County Yuhe |  | WRI1072056 | 6 | 23.7947 | 100.8211 | Hydro | [5 empty] | UNFCCC CDM Registry | https://cdm.unfccc.int/Projects/redirector?ref=6064 | UNFCCC CDM Registry | [10 empty] | 15.46 | 21.84 | 20.19 | 24.74 | 21.84 | NO-ESTIMATION | NO-ESTIMATION | NO-ESTIMATION | NO-ESTIMATION | CAPACITY-FACTOR-V1
CHN | China | Feilaixia Dam |  | WRI1070904 | 140 | 23.8017 | 113.2590 | Hydro |  |  |  | 1999.0 |  | Industry About | https://industryabout.com/country-territories-3/1142-china/hydro-energy/15375-feilaixia-dam | Industry About | 1029571 | [9 empty] | 463.39 | 581.30 | 553.92 | 585.76 | 581.3 | NO-ESTIMATION | NO-ESTIMATION | NO-ESTIMATION | NO-ESTIMATION | CAPACITY-FACTOR-V1
CHN | China | Mohu Huaiji County |  | WRI1071952 | 17 | 23.8170 | 112.2335 | Hydro | [5 empty] | UNFCCC CDM Registry | https://cdm.unfccc.int/Projects/redirector?ref=5760 | UNFCCC CDM Registry | [10 empty] | 62.84 | 64.35 | 64.48 | 74.50 | 65.46 | NO-ESTIMATION | NO-ESTIMATION | NO-ESTIMATION | NO-ESTIMATION | CAPACITY-FACTOR-V1
CHN | China | Zhenkang Quanqiaohe |  | WRI1071360 | 16 | 23.8460 | 98.9830 | Hydro | [5 empty] | UNFCCC CDM Registry | https://cdm.unfccc.int/Projects/redirector?ref=3590 | UNFCCC CDM Registry | 1086857 | [9 empty] | 53.75 | 57.27 | 61.61 | 64.64 | 60.7 | NO-ESTIMATION | NO-ESTIMATION | NO-ESTIMATION | NO-ESTIMATION | CAPACITY-FACTOR-V1
CHN | China | Zhenkang Fengweihe |  | WRI1071274 | 40 | 23.8467 | 98.9833 | Hydro | [5 empty] | UNFCCC CDM Registry | https://cdm.unfccc.int/Projects/redirector?ref=3293 | UNFCCC CDM Registry | 1090556 | [9 empty] | 120.95 | 140.65 | 147.89 | 161.65 | 145.61 | NO-ESTIMATION | NO-ESTIMATION | NO-ESTIMATION | NO-ESTIMATION | CAPACITY-FACTOR-V1
CHN | China | Dahua |  | WRI1000579 | 600 | 23.8500 | 108.1300 | Hydro |  |  |  | 1986.0 |  | Baike | http://baike.baidu.com/view/1114944.htm |  | 1029568 | [9 empty] | 1471.34 | 1704.95 | 2604.86 | 1933.58 | 2037.51 | NO-ESTIMATION | NO-ESTIMATION | NO-ESTIMATION | NO-ESTIMATION | CAPACITY-FACTOR-V1
CHN | China | Bailongtan |  | WRI1000578 | 192 | 23.8600 | 108.1300 | Hydro | [5 empty] | CEDC | http://www.ghcb.com.cn/index.php/a/show/catid/20/id/76/index.html |  | 1017848 | [9 empty] | 498.85 | 618.44 | 631.90 | 702.63 | 640.56 | NO-ESTIMATION | NO-ESTIMATION | NO-ESTIMATION | NO-ESTIMATION | CAPACITY-FACTOR-V1
CHN | China | Dong River Dongyuan |  | WRI1071205 | 20 | 23.8667 | 114.9061 | Hydro | [5 empty] | UNFCCC CDM Registry | https://cdm.unfccc.int/Projects/redirector?ref=3098 | WRI | [10 empty] | 70.62 | 78.90 | 81.41 | 86.34 | 78.9 | SOLAR-V1-NO-AGE | SOLAR-V1-NO-AGE | SOLAR-V1-NO-AGE | SOLAR-V1-NO-AGE | SOLAR-V1-NO-AGE
CHN | China | Jinxiu Fengmuao Hydro |  | WRI1071229 | 7 | 23.8803 | 110.0564 | Hydro | [5 empty] | UNFCCC CDM Registry | https://cdm.unfccc.int/Projects/redirector?ref=3159 | UNFCCC CDM Registry | [10 empty] | 25.63 | 28.85 | 28.60 | 29.32 | 29.9 | SOLAR-V1-NO-AGE | SOLAR-V1-NO-AGE | SOLAR-V1-NO-AGE | SOLAR-V1-NO-AGE | SOLAR-V1-NO-AGE
CHN | China | Huashan |  | WRI1000573 | 10 | 23.9000 | 112.5700 | Hydro |  |  |  | 1994.0 |  | UNFCCC CDM | https://cdm.unfccc.int/filestorage/5/0/K/50KAS8OJZR4XVL6WM2BE9DQC7PNIY3/Redford%20Huashan-GSP%20PDD%20%28V1%209Feb2012%29-uploaded.pdf?t=Y1R8b2JtNDJxfDC6UTUIOydvF5TZdKo1UE9M |  | 1078361 | [9 empty] | 29.86 | 35.87 | 36.14 | 37.43 | 39.04 | NO-ESTIMATION | NO-ESTIMATION | NO-ESTIMATION | NO-ESTIMATION | CAPACITY-FACTOR-V1
CHN | China | Guangxi Baise Dongsun |  | WRI1071266 | 24 | 23.9108 | 112.5038 | Hydro | [5 empty] | UNFCCC CDM Registry | https://cdm.unfccc.int/Projects/redirector?ref=3272 | UNFCCC CDM Registry | 1107908 | [9 empty] | 68.98 | 86.45 | 88.73 | 95.54 | 92.28 | SOLAR-V1-NO-AGE | SOLAR-V1-NO-AGE | SOLAR-V1-NO-AGE | SOLAR-V1-NO-AGE | SOLAR-V1-NO-AGE
CHN | China | Xinping County Yaweihe |  | WRI1072150 | 6 | 23.9250 | 101.6240 | Hydro | [5 empty] | UNFCCC CDM Registry | https://cdm.unfccc.int/Projects/redirector?ref=6333 | UNFCCC CDM Registry | [10 empty] | 15.63 | 21.44 | 21.44 | 22.46 | 20.99 | NO-ESTIMATION | NO-ESTIMATION | NO-ESTIMATION | NO-ESTIMATION | CAPACITY-FACTOR-V1
CHN | China | Baise |  | WRI1000584 | 540 | 23.9270 | 106.4557 | Hydro |  |  |  | 2006.0 |  | Chinese National Committee on Large Dams | http://www.chincold.org.cn/dams/DamInformation/damsinchina/webinfo/2010/07/1279253973986644.htm | Industry About | 1017849 | [9 empty] | 1660.89 | 1720.87 | 1743.09 | 1892.46 | 1747.25 | SOLAR-V1-NO-AGE | SOLAR-V1-NO-AGE | SOLAR-V1-NO-AGE | SOLAR-V1-NO-AGE | SOLAR-V1-NO-AGE
CHN | China | Guangdong Lankou Hydro |  | WRI1071102 | 26 | 23.9322 | 115.0456 | Hydro | [5 empty] | UNFCCC CDM Registry | https://cdm.unfccc.int/Projects/redirector?ref=2458 | UNFCCC CDM Registry | 1078382 | [9 empty] | 83.02 | 94.62 | 100.68 | 138.89 | 97.42 | SOLAR-V1-NO-AGE | SOLAR-V1-NO-AGE | SOLAR-V1-NO-AGE | SOLAR-V1-NO-AGE | SOLAR-V1-NO-AGE
CHN | China | Chengbihe |  | WRI1000574 | 30 | 23.9500 | 106.6400 | Hydro |  |  |  | 1966.0 |  | Guangxi University | http://www.lw23.com/pdf_abbc8c01-7fad-4ff9-83b4-e52cc1d4309a/lunwen.pdf | [11 empty] | 57.14 | 87.79 | 95.43 | 101.82 | 81 | NO-ESTIMATION | NO-ESTIMATION | NO-ESTIMATION | NO-ESTIMATION | NO-ESTIMATION
CHN | China | Letan |  | WRI1000577 | 600 | 23.9700 | 108.6100 | Hydro | [5 empty] | HydroChina Corporation | http://www.hydrochina.com.cn:8080/news/news_zy.jsp?new_id=297911 |  | 1068450 | [9 empty] | 1450.16 | 1704.95 | 2587.19 | 1907.73 | 2524.64 | SOLAR-V1-NO-AGE | SOLAR-V1-NO-AGE | SOLAR-V1-NO-AGE | SOLAR-V1-NO-AGE | SOLAR-V1-NO-AGE
CHN | China | Yunnan Yongde County Dedanghe 3rd Cascade |  | WRI1072397 | 17 | 23.9833 | 99.2403 | Hydro | [5 empty] | UNFCCC CDM Registry | https://cdm.unfccc.int/Projects/redirector?ref=7074 | UNFCCC CDM Registry | [10 empty] | 37.27 | 50.68 | 50.68 | 58.85 | 50.68 | HYDRO-V1 | HYDRO-V1 | HYDRO-V1 | HYDRO-V1 | HYDRO-V1
CHN | China | Guangdong Liucheng Hydro |  | WRI1071103 | 25 | 24.0150 | 115.1100 | Hydro | [5 empty] | UNFCCC CDM Registry | https://cdm.unfccc.int/Projects/redirector?ref=2459 | UNFCCC CDM Registry | 1017834 | [9 empty] | 83.89 | 97.48 | 101.21 | 142.96 | 97.74 | NO-ESTIMATION | NO-ESTIMATION | NO-ESTIMATION | NO-ESTIMATION | CAPACITY-FACTOR-V1
CHN | China | Da Chao Shan |  | WRI1000483 | 1350 | 24.0256 | 100.3698 | Hydro | [5 empty] | Wilson Center | https://www.wilsoncenter.org/publication/interactive-mapping-chinas-dam-rush | Industry About | 1033713 | [9 empty] | 3498.38 | 3987.37 | 4418.97 | 4829.03 | 4371.31 | NO-ESTIMATION | NO-ESTIMATION | NO-ESTIMATION | NO-ESTIMATION | CAPACITY-FACTOR-V1
CHN | China | Yantan |  | WRI1000529 | 1210 | 24.0500 | 107.5100 | Hydro |  |  |  | 1992.0 |  | China Water | https://web.archive.org/web/20140419013705/http://www.chinawater.net.cn/icold2000/st-c4-01.html |  | 1029585 | [9 empty] | 3009.92 | 3640.11 | 3828.91 | 3535.39 | 3828.91 | SOLAR-V1-NO-AGE | SOLAR-V1-NO-AGE | SOLAR-V1-NO-AGE | SOLAR-V1-NO-AGE | SOLAR-V1-NO-AGE
CHN | China | Guangxi Baise Tianlin Dongba |  | WRI1071318 | 72 | 24.0983 | 105.6508 | Hydro | [5 empty] | UNFCCC CDM Registry | https://cdm.unfccc.int/Projects/redirector?ref=3435 | UNFCCC CDM Registry | 1101378 | [9 empty] | 186.21 | 242.84 | 249.11 | 278.32 | 258.71 | SOLAR-V1-NO-AGE | SOLAR-V1-NO-AGE | SOLAR-V1-NO-AGE | SOLAR-V1-NO-AGE | SOLAR-V1-NO-AGE
CHN | China | Guangxi Nabi |  | WRI1071676 | 48 | 24.1219 | 105.7961 | Hydro | [5 empty] | UNFCCC CDM Registry | https://cdm.unfccc.int/Projects/redirector?ref=4803 | UNFCCC CDM Registry | [10 empty] | 124.77 | 160.96 | 172.47 | 179.51 | 169.21 | HYDRO-V1 | HYDRO-V1 | HYDRO-V1 | HYDRO-V1 | HYDRO-V1
CHN | China | Yunnan Wanmahe Third Cascade |  | WRI1071643 | 14 | 24.1272 | 98.7086 | Hydro | [5 empty] | UNFCCC CDM Registry | https://cdm.unfccc.int/Projects/redirector?ref=4716 | UNFCCC CDM Registry | [10 empty] | 51.62 | 59.44 | 55.72 | 58.37 | 58.5 | NO-ESTIMATION | NO-ESTIMATION | NO-ESTIMATION | SOLAR-V1 | SOLAR-V1
CHN | China | Guangxi Changtang |  | WRI1071909 | 9 | 24.1451 | 109.7550 | Hydro | [5 empty] | UNFCCC CDM Registry | https://cdm.unfccc.int/Projects/redirector?ref=5637 | UNFCCC CDM Registry | [10 empty] | 32.87 | 36.93 | 37.29 | 41.87 | 36.24 | HYDRO-V1 | HYDRO-V1 | HYDRO-V1 | HYDRO-V1 | HYDRO-V1
CHN | China | Lincang Yun County Xintangfang |  | WRI1071275 | 18 | 24.1500 | 100.0667 | Hydro | [5 empty] | UNFCCC CDM Registry | https://cdm.unfccc.int/Projects/redirector?ref=3299 | UNFCCC CDM Registry | [10 empty] | 52.13 | 60.28 | 58.38 | 63.59 | 58.75 | WIND-V1 | WIND-V1 | WIND-V1 | WIND-V1 | WIND-V1
CHN | China | Malong River 3# |  | WRI1071874 | 10 | 24.1564 | 99.5444 | Hydro | [5 empty] | UNFCCC CDM Registry | https://cdm.unfccc.int/Projects/redirector?ref=5508 | UNFCCC CDM Registry | [10 empty] | 30.02 | 36.39 | 36.14 | 38.95 | 36.14 | NO-ESTIMATION | NO-ESTIMATION | NO-ESTIMATION | NO-ESTIMATION | CAPACITY-FACTOR-V1
CHN | China | Guangdong Hejiang |  | WRI1071426 | 7 | 24.1600 | 115.5700 | Hydro | [5 empty] | UNFCCC CDM Registry | https://cdm.unfccc.int/Projects/redirector?ref=3847 | UNFCCC CDM Registry | 1117017 | [9 empty] | 20.69 | 23.41 | 25.94 | 28.12 | 23.28 | NO-ESTIMATION | NO-ESTIMATION | NO-ESTIMATION | NO-ESTIMATION | CAPACITY-FACTOR-V1
CHN | China | Malong River 2# |  | WRI1071875 | 12 | 24.1625 | 99.5864 | Hydro | [5 empty] | UNFCCC CDM Registry | https://cdm.unfccc.int/Projects/redirector?ref=5519 | UNFCCC CDM Registry | [10 empty] | 36.02 | 43.67 | 43.37 | 46.74 | 43.37 | NO-ESTIMATION | NO-ESTIMATION | NO-ESTIMATION | NO-ESTIMATION | CAPACITY-FACTOR-V1
CHN | China | Guangxi Wacun |  | WRI1072546 | 230 | 24.1747 | 105.9683 | Hydro | [5 empty] | UNFCCC CDM Registry | https://cdm.unfccc.int/Projects/redirector?ref=7528 | UNFCCC CDM Registry | [10 empty] | 656.79 | 813.53 | 743.09 | 824.43 | 743.09 | SOLAR-V1-NO-AGE | SOLAR-V1-NO-AGE | SOLAR-V1-NO-AGE | SOLAR-V1-NO-AGE | SOLAR-V1-NO-AGE
CHN | China | Nongnan Small |  | WRI1071008 | 12 | 24.1900 | 105.3300 | Hydro | [5 empty] | UNFCCC CDM Registry | https://cdm.unfccc.int/Projects/redirector?ref=1138 | UNFCCC CDM Registry | [10 empty] | 26.11 | 36.54 | 37.84 | 42.03 | 38.98 | HYDRO-V1 | HYDRO-V1 | HYDRO-V1 | HYDRO-V1 | HYDRO-V1
CHN | China | Yunnan Wanmahe River First Cascade |  | WRI1072157 | 8 | 24.1936 | 98.6612 | Hydro | [5 empty] | UNFCCC CDM Registry | https://cdm.unfccc.int/Projects/redirector?ref=6357 | UNFCCC CDM Registry | [10 empty] | 17.73 | 24.04 | 24.04 | 27.89 | 24.04 | NO-ESTIMATION | NO-ESTIMATION | NO-ESTIMATION | NO-ESTIMATION | CAPACITY-FACTOR-V1
CHN | China | Yunnan Yunpeng |  | WRI1071116 | 210 | 24.2016 | 102.2025 | Hydro | [5 empty] | UNFCCC CDM Registry | https://cdm.unfccc.int/Projects/redirector?ref=2580 | UNFCCC CDM Registry | [10 empty] | 458.23 | 646.44 | 646.44 | 785.29 | 646.44 | HYDRO-V1 | HYDRO-V1 | HYDRO-V1 | HYDRO-V1 | HYDRO-V1
CHN | China | Baoshan Longling Gongyanghe 3rd Hydro |  | WRI1071474 | 16 | 24.2076 | 98.7909 | Hydro | [5 empty] | UNFCCC CDM Registry | https://cdm.unfccc.int/Projects/redirector?ref=4022 | UNFCCC CDM Registry | 1086992 | [9 empty] | 36.26 | 48.88 | 48.88 | 56.58 | 48.88 | HYDRO-V1 | HYDRO-V1 | HYDRO-V1 | HYDRO-V1 | HYDRO-V1
CHN | China | Nalao Small |  | WRI1070999 | 8 | 24.2100 | 105.2500 | Hydro | [5 empty] | UNFCCC CDM Registry | https://cdm.unfccc.int/Projects/redirector?ref=1106 | UNFCCC CDM Registry | [10 empty] | 18.31 | 24.62 | 24.62 | 28.47 | 24.62 | NO-ESTIMATION | NO-ESTIMATION | NO-ESTIMATION | NO-ESTIMATION | CAPACITY-FACTOR-V1
CHN | China | Yunnan Yongde Damengtong |  | WRI1072310 | 50 | 24.2222 | 99.4156 | Hydro | [5 empty] | UNFCCC CDM Registry | https://cdm.unfccc.int/Projects/redirector?ref=6838 | UNFCCC CDM Registry | [10 empty] | 130.39 | 151.03 | 164.40 | 195.82 | 158.49 | HYDRO-V1 | HYDRO-V1 | HYDRO-V1 | HYDRO-V1 | HYDRO-V1
CHN | China | Honghua |  | WRI1000583 | 228 | 24.2300 | 109.5300 | Hydro |  |  |  | 2006.0 |  | Baike | http://baike.baidu.com/subview/4606506/4606506.htm |  | 1056764 | [9 empty] | 1120.78 | 1046.18 | 1235.40 | 1301.50 | 1243.78 | NO-ESTIMATION | NO-ESTIMATION | NO-ESTIMATION | NO-ESTIMATION | CAPACITY-FACTOR-V1
CHN | China | Mengshan Xingupai Hydro |  | WRI1071195 | 10 | 24.2300 | 110.4800 | Hydro | [5 empty] | UNFCCC CDM Registry | https://cdm.unfccc.int/Projects/redirector?ref=3076 | UNFCCC CDM Registry | [10 empty] | 22.85 | 30.74 | 30.74 | 35.55 | 30.74 | HYDRO-V1 | HYDRO-V1 | HYDRO-V1 | HYDRO-V1 | HYDRO-V1
CHN | China | Longjiang (Yunnan) Dam |  | WRI1070903 | 240 | 24.2407 | 98.1103 | Hydro |  |  |  | 2010.0 |  | Industry About | https://industryabout.com/country-territories-3/1142-china/hydro-energy/15436-longjiang-dam | Industry About | 1070911 | [9 empty] | 586.49 | 801.13 | 806.77 | 1135.57 | 1053.99 | WIND-V1 | WIND-V1 | WIND-V1 | WIND-V1 | WIND-V1
CHN | China | Yunnan Heier |  | WRI1070997 | 25 | 24.2600 | 104.0100 | Hydro | [5 empty] | UNFCCC CDM Registry | https://cdm.unfccc.int/Projects/redirector?ref=1102 | UNFCCC CDM Registry | 1087949 | [9 empty] | 63.21 | 85.62 | 85.62 | 97.64 | 85.62 | WIND-V1 | WIND-V1 | WIND-V1 | WIND-V1 | WIND-V1
CHN | China | Renkeng Longchuan County |  | WRI1071092 | 25 | 24.2800 | 115.2100 | Hydro | [5 empty] | UNFCCC CDM Registry | https://cdm.unfccc.int/Projects/redirector?ref=2392 | UNFCCC CDM Registry | [10 empty] | 80.65 | 95.67 | 93.97 | 113.68 | 95.67 | SOLAR-V1-NO-AGE | SOLAR-V1-NO-AGE | SOLAR-V1-NO-AGE | SOLAR-V1-NO-AGE | SOLAR-V1-NO-AGE
CHN | China | Guangxi Tianlin County Weimi |  | WRI1071420 | 16 | 24.2911 | 104.6928 | Hydro | [5 empty] | UNFCCC CDM Registry | https://cdm.unfccc.int/Projects/redirector?ref=3807 | UNFCCC CDM Registry | 1090125 | [9 empty] | 35.16 | 47.78 | 47.78 | 55.47 | 47.78 | SOLAR-V1-NO-AGE | SOLAR-V1-NO-AGE | SOLAR-V1-NO-AGE | SOLAR-V1-NO-AGE | SOLAR-V1-NO-AGE
CHN | China | Luxi Nanmahe Ii Small Hydro |  | WRI1071623 | 4 | 24.2990 | 98.6228 | Hydro | [5 empty] | UNFCCC CDM Registry | https://cdm.unfccc.int/Projects/redirector?ref=4619 | UNFCCC CDM Registry | [10 empty] | 7.65 | 10.72 | 10.72 | 12.64 | 10.72 | NO-ESTIMATION | NO-ESTIMATION | NO-ESTIMATION | NO-ESTIMATION | CAPACITY-FACTOR-V1
CHN | China | Yunnan Mangli |  | WRI1071682 | 36 | 24.3083 | 98.3145 | Hydro | [5 empty] | UNFCCC CDM Registry | https://cdm.unfccc.int/Projects/redirector?ref=4821 | UNFCCC CDM Registry | 1095054 | [9 empty] | 101.92 | 121.07 | 124.39 | 134.36 | 122.01 | NO-ESTIMATION | NO-ESTIMATION | NO-ESTIMATION | NO-ESTIMATION | CAPACITY-FACTOR-V1
CHN | China | Tianlin Baxin |  | WRI1071196 | 9 | 24.3292 | 105.6239 | Hydro | [5 empty] | UNFCCC CDM Registry | https://cdm.unfccc.int/Projects/redirector?ref=3077 | UNFCCC CDM Registry | 1106268 | [9 empty] | 22.67 | 29.80 | 33.35 | 37.40 | 30.72 | SOLAR-V1-NO-AGE | SOLAR-V1-NO-AGE | SOLAR-V1-NO-AGE | SOLAR-V1-NO-AGE | SOLAR-V1-NO-AGE
CHN | China | Yunnan Yun County Nan River |  | WRI1071722 | 40 | 24.3297 | 100.0433 | Hydro | [5 empty] | UNFCCC CDM Registry | https://cdm.unfccc.int/Projects/redirector?ref=4927 | UNFCCC CDM Registry | [10 empty] | 108.02 | 136.30 | 122.97 | 156.97 | 139.53 | SOLAR-V1-NO-AGE | SOLAR-V1-NO-AGE | SOLAR-V1-NO-AGE | SOLAR-V1-NO-AGE | SOLAR-V1-NO-AGE
CHN | China | Yunnan Puer Mengyejiang Hydro |  | WRI1072317 | 68 | 24.3297 | 99.9450 | Hydro | [5 empty] | UNFCCC CDM Registry | https://cdm.unfccc.int/Projects/redirector?ref=6854 | UNFCCC CDM Registry | [10 empty] | 184.70 | 232.79 | 209.02 | 267.92 | 238.28 | NO-ESTIMATION | NO-ESTIMATION | NO-ESTIMATION | NO-ESTIMATION | CAPACITY-FACTOR-V1
CHN | China | Maoyandong Stage 4 Luxi County |  | WRI1071624 | 15 | 24.3417 | 103.8244 | Hydro | [5 empty] | UNFCCC CDM Registry | https://cdm.unfccc.int/Projects/redirector?ref=4625 | UNFCCC CDM Registry | [10 empty] | 36.03 | 47.05 | 48.03 | 54.80 | 54.13 | NO-ESTIMATION | NO-ESTIMATION | NO-ESTIMATION | NO-ESTIMATION | CAPACITY-FACTOR-V1
CHN | China | Yunnan Pazhanghe Phase 1 And Pazhanghe Phase 2 Bundled |  | WRI1072465 | 11 | 24.3544 | 98.8111 | Hydro | [5 empty] | UNFCCC CDM Registry | https://cdm.unfccc.int/Projects/redirector?ref=7290 | UNFCCC CDM Registry | [10 empty] | 24.38 | 33.06 | 33.06 | 38.35 | 33.06 | SOLAR-V1-NO-AGE | SOLAR-V1-NO-AGE | SOLAR-V1-NO-AGE | SOLAR-V1-NO-AGE | SOLAR-V1-NO-AGE
CHN | China | Guangxi Bajiangkou |  | WRI1071047 | 90 | 24.3750 | 110.7486 | Hydro | [5 empty] | UNFCCC CDM Registry | https://cdm.unfccc.int/Projects/redirector?ref=1596 | UNFCCC CDM Registry | 1074501 | [9 empty] | 332.02 | 422.02 | 391.52 | 419.86 | 393.14 | SOLAR-V1-NO-AGE | SOLAR-V1-NO-AGE | SOLAR-V1-NO-AGE | SOLAR-V1-NO-AGE | SOLAR-V1-NO-AGE
CHN | China | Fengshuba Dam |  | WRI1070905 | 150 | 24.4121 | 115.3607 | Hydro |  |  |  | 1973.0 | Guangdong Yudean Group Co Ltd | Industry About | https://industryabout.com/country-territories-3/1142-china/hydro-energy/15377-fengshuba-dam | Industry About | 1054354 | [9 empty] | 391.53 | 497.41 | 487.22 | 597.30 | 497.41 | SOLAR-V1-NO-AGE | SOLAR-V1-NO-AGE | SOLAR-V1-NO-AGE | SOLAR-V1-NO-AGE | SOLAR-V1-NO-AGE
CHN | China | Baoshan Supahe Chaoyang |  | WRI1071122 | 40 | 24.4244 | 98.7592 | Hydro | [5 empty] | UNFCCC CDM Registry | https://cdm.unfccc.int/Projects/redirector?ref=2624 | UNFCCC CDM Registry | 1071545 | [9 empty] | 106.62 | 139.90 | 141.80 | 150.63 | 134.53 | SOLAR-V1-NO-AGE | SOLAR-V1-NO-AGE | SOLAR-V1-NO-AGE | SOLAR-V1-NO-AGE | SOLAR-V1-NO-AGE
CHN | China | Yingjiang County Mangmianhe |  | WRI1072436 | 3 | 24.4561 | 98.7033 | Hydro | [5 empty] | UNFCCC CDM Registry | https://cdm.unfccc.int/Projects/redirector?ref=7201 | UNFCCC CDM Registry | [10 empty] | 8.24 | 9.99 | 10.27 | 10.43 | 9.69 | SOLAR-V1-NO-AGE | SOLAR-V1-NO-AGE | SOLAR-V1-NO-AGE | SOLAR-V1-NO-AGE | SOLAR-V1-NO-AGE
CHN | China | Yingjiang County Gulikahe |  | WRI1072421 | 12 | 24.4572 | 97.6808 | Hydro | [5 empty] | UNFCCC CDM Registry | https://cdm.unfccc.int/Projects/redirector?ref=7150 | UNFCCC CDM Registry | [10 empty] | 65.06 | 55.88 | 56.71 | 59.01 | 56.71 | SOLAR-V1-NO-AGE | SOLAR-V1-NO-AGE | SOLAR-V1-NO-AGE | SOLAR-V1-NO-AGE | SOLAR-V1-NO-AGE
CHN | China | Shuangbai Ejia Magahe River |  | WRI1071057 | 15 | 24.4670 | 101.2500 | Hydro | [5 empty] | UNFCCC CDM Registry | https://cdm.unfccc.int/Projects/redirector?ref=1759 | UNFCCC CDM Registry | [10 empty] | 34.05 | 45.88 | 45.88 | 53.09 | 45.88 | NO-ESTIMATION | NO-ESTIMATION | NO-ESTIMATION | NO-ESTIMATION | NO-ESTIMATION
CHN | China | Yunnan Dayingjiang 2nd Tier |  | WRI1071434 | 70 | 24.4704 | 97.7168 | Hydro | [5 empty] | UNFCCC CDM Registry | https://cdm.unfccc.int/Projects/redirector?ref=3882 | UNFCCC CDM Registry | 1089595 | [9 empty] | 298.17 | 287.24 | 299.13 | 321.15 | 299.13 | SOLAR-V1-NO-AGE | SOLAR-V1-NO-AGE | SOLAR-V1-NO-AGE | SOLAR-V1-NO-AGE | SOLAR-V1-NO-AGE
CHN | China | Guangxi Yizhou Sancha |  | WRI1071305 | 21 | 24.4811 | 108.8564 | Hydro | [5 empty] | UNFCCC CDM Registry | https://cdm.unfccc.int/Projects/redirector?ref=3402 | UNFCCC CDM Registry | [10 empty] | 54.22 | 72.47 | 72.47 | 82.57 | 72.47 | SOLAR-V1-NO-AGE | SOLAR-V1-NO-AGE | SOLAR-V1-NO-AGE | SOLAR-V1-NO-AGE | SOLAR-V1-NO-AGE
CHN | China | Yunnan Lishe River Dawan |  | WRI1072427 | 49 | 24.5269 | 101.3236 | Hydro | [5 empty] | UNFCCC CDM Registry | https://cdm.unfccc.int/Projects/redirector?ref=7180 | UNFCCC CDM Registry | [10 empty] | 129.86 | 166.66 | 166.66 | 171.41 | 164.31 | HYDRO-V1 | HYDRO-V1 | HYDRO-V1 | HYDRO-V1 | HYDRO-V1
CHN | China | Nanpian River |  | WRI1071178 | 5 | 24.5519 | 97.7189 | Hydro | [5 empty] | UNFCCC CDM Registry | https://cdm.unfccc.int/Projects/redirector?ref=3014 | UNFCCC CDM Registry | [10 empty] | 8.83 | 12.78 | 12.78 | 15.17 | 12.78 | SOLAR-V1-NO-AGE | SOLAR-V1-NO-AGE | SOLAR-V1-NO-AGE | SOLAR-V1-NO-AGE | SOLAR-V1-NO-AGE
CHN | China | Qingxi Dam |  | WRI1070901 | 144 | 24.5623 | 116.6176 | Hydro | [5 empty] | Industry About | https://industryabout.com/country-territories-3/1142-china/hydro-energy/15572-qingxi-dam | Industry About | 1029577 | [9 empty] | 396.89 | 473.47 | 473.47 | 572.23 | 507.4 | HYDRO-V1 | HYDRO-V1 | HYDRO-V1 | HYDRO-V1 | HYDRO-V1
CHN | China | Third Cascade Niduhe River |  | WRI1071063 | 14 | 24.5660 | 101.1580 | Hydro | [5 empty] | UNFCCC CDM Registry | https://cdm.unfccc.int/Projects/redirector?ref=1818 | UNFCCC CDM Registry | [10 empty] | 31.78 | 42.82 | 42.82 | 49.55 | 42.82 | HYDRO-V1 | HYDRO-V1 | HYDRO-V1 | HYDRO-V1 | HYDRO-V1
CHN | China | Fourth Cascade Buguanhe River |  | WRI1072494 | 6 | 24.5695 | 101.1765 | Hydro | [5 empty] | UNFCCC CDM Registry | https://cdm.unfccc.int/Projects/redirector?ref=7349 | UNFCCC CDM Registry | [10 empty] | 15.23 | 19.94 | 19.94 | 19.77 | 19.89 | NO-ESTIMATION | NO-ESTIMATION | NO-ESTIMATION | NO-ESTIMATION | NO-ESTIMATION
CHN | China | Manwan |  | WRI1000477 | 1605 | 24.6200 | 100.4500 | Hydro |  |  |  | 1995.0 |  | Wilson Center | https://www.wilsoncenter.org/publication/interactive-mapping-chinas-dam-rush |  | 1017896 | [9 empty] | 4159.19 | 4740.54 | 5253.66 | 5741.18 | 5197 | NO-ESTIMATION | NO-ESTIMATION | NO-ESTIMATION | NO-ESTIMATION | NO-ESTIMATION
CHN | China | Guangxi Baise Tianlin Baile |  | WRI1071136 | 21 | 24.6236 | 106.1950 | Hydro | [5 empty] | UNFCCC CDM Registry | https://cdm.unfccc.int/Projects/redirector?ref=2791 | UNFCCC CDM Registry | 1107924 | [9 empty] | 54.14 | 72.40 | 72.40 | 82.50 | 72.4 | NO-ESTIMATION | NO-ESTIMATION | NO-ESTIMATION | NO-ESTIMATION | NO-ESTIMATION
CHN | China | Tuojiang Small |  | WRI1071060 | 12 | 24.6300 | 110.4200 | Hydro | [5 empty] | UNFCCC CDM Registry | https://cdm.unfccc.int/Projects/redirector?ref=1782 | UNFCCC CDM Registry | 1045935 | [9 empty] | 38.34 | 45.35 | 45.42 | 52.62 | 45.09 | SOLAR-V1-NO-AGE | SOLAR-V1-NO-AGE | SOLAR-V1-NO-AGE | SOLAR-V1-NO-AGE | SOLAR-V1-NO-AGE
CHN | China | Yunnan Baoshan Dengke |  | WRI1071899 | 120 | 24.6594 | 98.5221 | Hydro | [5 empty] | UNFCCC CDM Registry | https://cdm.unfccc.int/Projects/redirector?ref=5611 | UNFCCC CDM Registry | [10 empty] | 338.25 | 414.14 | 418.04 | 474.36 | 417.35 | NO-ESTIMATION | NO-ESTIMATION | NO-ESTIMATION | NO-ESTIMATION | CAPACITY-FACTOR-V1
CHN | China | Mianhutan |  | WRI1000585 | 600 | 24.6620 | 116.5955 | Hydro | [5 empty] | Chinese National Committee on Large Dams | http://www.chincold.org.cn/dams/rootfiles/2010/07/20/1279253974119114-1279253974121875.pdf | Industry About | 1017273 | [9 empty] | 1501.14 | 1791.22 | 1787.76 | 2139.19 | 1873.9 | NO-ESTIMATION | NO-ESTIMATION | NO-ESTIMATION | NO-ESTIMATION | CAPACITY-FACTOR-V1
CHN | China | Yunnan Yingjiang Zuanshui River |  | WRI1071076 | 14 | 24.6989 | 97.8033 | Hydro | [5 empty] | UNFCCC CDM Registry | https://cdm.unfccc.int/Projects/redirector?ref=1988 | UNFCCC CDM Registry | 1095092 | [9 empty] | 30.76 | 41.81 | 41.81 | 48.54 | 41.81 | NO-ESTIMATION | NO-ESTIMATION | NO-ESTIMATION | NO-ESTIMATION | CAPACITY-FACTOR-V1
CHN | China | Guangxi Liuzhou Luzhai County Luoqingjiang Xian |  | WRI1072222 | 18 | 24.7010 | 109.8467 | Hydro | [5 empty] | UNFCCC CDM Registry | https://cdm.unfccc.int/Projects/redirector?ref=6559 | UNFCCC CDM Registry | [10 empty] | 76.89 | 83.63 | 84.53 | 88.37 | 85.74 | SOLAR-V1-NO-AGE | SOLAR-V1-NO-AGE | SOLAR-V1-NO-AGE | SOLAR-V1-NO-AGE | SOLAR-V1-NO-AGE
CHN | China | Xiaowan |  | WRI1000461 | 4200 | 24.7043 | 100.0913 | Hydro | [5 empty] | Wilson Center | https://www.wilsoncenter.org/publication/interactive-mapping-chinas-dam-rush |  | 1033730 | [9 empty] | 10883.86 | 12405.15 | 13747.91 | 15023.67 | 13599.64 | NO-ESTIMATION | NO-ESTIMATION | NO-ESTIMATION | NO-ESTIMATION | CAPACITY-FACTOR-V1
CHN | China | Yunnan Dehong Yingjiang Nabang |  | WRI1072428 | 180 | 24.7133 | 97.5828 | Hydro | [5 empty] | UNFCCC CDM Registry | https://cdm.unfccc.int/Projects/redirector?ref=7181 | UNFCCC CDM Registry | [10 empty] | 395.84 | 557.16 | 557.16 | 676.19 | 557.16 | SOLAR-V1-NO-AGE | SOLAR-V1-NO-AGE | SOLAR-V1-NO-AGE | SOLAR-V1-NO-AGE | SOLAR-V1-NO-AGE
CHN | China | Yunnan Baoshan Tenglongqiao Stage 2 Plant |  | WRI1071232 | 81 | 24.7750 | 98.6861 | Hydro | [5 empty] | UNFCCC CDM Registry | https://cdm.unfccc.int/Projects/redirector?ref=3164 | UNFCCC CDM Registry | [10 empty] | 257.00 | 296.19 | 312.24 | 340.86 | 312.36 | NO-ESTIMATION | NO-ESTIMATION | NO-ESTIMATION | NO-ESTIMATION | CAPACITY-FACTOR-V1
CHN | China | Zhanda River |  | WRI1071157 | 7 | 24.7806 | 97.9281 | Hydro | [5 empty] | UNFCCC CDM Registry | https://cdm.unfccc.int/Projects/redirector?ref=2903 | UNFCCC CDM Registry | [10 empty] | 13.44 | 18.97 | 18.97 | 22.33 | 18.97 | NO-ESTIMATION | NO-ESTIMATION | NO-ESTIMATION | NO-ESTIMATION | CAPACITY-FACTOR-V1
CHN | China | Yingjiang County Nanlang River 2nd Level |  | WRI1071233 | 5 | 24.7878 | 97.9606 | Hydro | [5 empty] | UNFCCC CDM Registry | https://cdm.unfccc.int/Projects/redirector?ref=3174 | UNFCCC CDM Registry | [10 empty] | 8.83 | 12.78 | 12.78 | 15.17 | 12.78 | SOLAR-V1-NO-AGE | SOLAR-V1-NO-AGE | SOLAR-V1-NO-AGE | SOLAR-V1-NO-AGE | SOLAR-V1-NO-AGE
CHN | China | Yunnan Yingjiang Mengyong River 1st Level |  | WRI1071156 | 5 | 24.7994 | 97.8886 | Hydro | [5 empty] | UNFCCC CDM Registry | https://cdm.unfccc.int/Projects/redirector?ref=2893 | UNFCCC CDM Registry | [10 empty] | 8.83 | 12.78 | 12.78 | 15.17 | 12.78 | SOLAR-V1-NO-AGE | SOLAR-V1-NO-AGE | SOLAR-V1-NO-AGE | SOLAR-V1-NO-AGE | SOLAR-V1-NO-AGE
CHN | China | Lubuge |  | WRI1000510 | 450 | 24.8200 | 104.5400 | Hydro |  |  |  | 1992.0 |  | World Bank | http://www.worldbank.org/projects/P003425/lubuge-hydroelectric-project?lang=en |  | 1087546 | [9 empty] | 1020.22 | 1361.58 | 1361.58 | 1553.46 | 1442.11 | NO-ESTIMATION | NO-ESTIMATION | WIND-V1 | WIND-V1 | WIND-V1
CHN | China | Pingban |  | WRI1000580 | 405 | 24.8200 | 105.4900 | Hydro |  |  |  | 2005.0 |  | Baike | http://www.baike.com/wiki/%E5%B9%B3%E7%8F%AD%E6%B0%B4%E7%94%B5%E7%AB%99&prd=so_1_doc |  | 1053871 | [9 empty] | 1346.74 | 1395.77 | 1395.77 | 1511.42 | 1402.17 | NO-ESTIMATION | NO-ESTIMATION | NO-ESTIMATION | NO-ESTIMATION | NO-ESTIMATION
CHN | China | Nandan River 3rd Level |  | WRI1071219 | 6 | 24.8247 | 98.0350 | Hydro | [5 empty] | UNFCCC CDM Registry | https://cdm.unfccc.int/Projects/redirector?ref=3123 | UNFCCC CDM Registry | [10 empty] | 21.00 | 23.59 | 24.88 | 25.94 | 24.88 | SOLAR-V1-NO-AGE | SOLAR-V1-NO-AGE | SOLAR-V1-NO-AGE | SOLAR-V1-NO-AGE | SOLAR-V1-NO-AGE
CHN | China | Guangdong Shaoguan Yizhou Hydro |  | WRI1071074 | 20 | 24.8492 | 113.5378 | Hydro | [5 empty] | UNFCCC CDM Registry | https://cdm.unfccc.int/Projects/redirector?ref=1980 | UNFCCC CDM Registry | 1078367 | [9 empty] | 69.44 | 79.57 | 82.27 | 90.12 | 79.57 | HYDRO-V1 | HYDRO-V1 | HYDRO-V1 | HYDRO-V1 | HYDRO-V1
CHN | China | Xijin |  | WRI1000582 | 234.4 | 24.8700 | 104.5800 | Hydro |  |  |  | 1979.0 |  | Baike | http://baike.baidu.com/view/1050095.htm |  | 1074456 | [9 empty] | 550.58 | 728.40 | 728.40 | 828.40 | 767.66 | HYDRO-V1 | HYDRO-V1 | HYDRO-V1 | HYDRO-V1 | HYDRO-V1
CHN | China | Fujian Hua`An Mianliang |  | WRI1071112 | 44 | 24.9100 | 117.5100 | Hydro | [5 empty] | UNFCCC CDM Registry | https://cdm.unfccc.int/Projects/redirector?ref=2541 | UNFCCC CDM Registry | 1079854 | [9 empty] | 136.74 | 161.35 | 159.43 | 180.36 | 162.28 | NO-ESTIMATION | NO-ESTIMATION | NO-ESTIMATION | NO-ESTIMATION | NO-ESTIMATION
CHN | China | Lingyun County Haokun |  | WRI1071395 | 25 | 24.9281 | 106.4958 | Hydro | [5 empty] | UNFCCC CDM Registry | https://cdm.unfccc.int/Projects/redirector?ref=3703 | UNFCCC CDM Registry | 1088247 | [9 empty] | 63.21 | 85.62 | 85.62 | 97.64 | 85.62 | SOLAR-V1-NO-AGE | SOLAR-V1-NO-AGE | SOLAR-V1-NO-AGE | SOLAR-V1-NO-AGE | SOLAR-V1-NO-AGE
CHN | China | Tianshengqiao 1 |  | WRI1000489 | 1200 | 24.9410 | 105.1033 | Hydro |  |  |  | 2000.0 |  | Chinese National Committee on Large Dams | http://www.chincold.org.cn/dams/rootfiles/2010/07/20/1279253974155851-1279253974157994.pdf | Industry About | 1029566 | [9 empty] | 4169.91 | 4242.90 | 4239.92 | 4603.27 | 4279.21 | NO-ESTIMATION | NO-ESTIMATION | NO-ESTIMATION | NO-ESTIMATION | CAPACITY-FACTOR-V1
CHN | China | Zhoutian |  | WRI1071732 | 10 | 24.9470 | 113.7810 | Hydro | [5 empty] | UNFCCC CDM Registry | https://cdm.unfccc.int/Projects/redirector?ref=4961 | UNFCCC CDM Registry | 1100702 | [9 empty] | 36.83 | 37.99 | 41.16 | 49.47 | 37.71 | HYDRO-V1 | HYDRO-V1 | HYDRO-V1 | HYDRO-V1 | HYDRO-V1
CHN | China | Tianshengqiao II |  | WRI1000581 | 1320 | 24.9600 | 105.1600 | Hydro |  |  |  | 1997.0 |  | Large Dam Safety Supervision Center | http://www.dam.com.cn/damView/view.jsp?id=1102 | [11 empty] | 4586.90 | 4667.19 | 4663.91 | 5063.60 | 4707.13 | HYDRO-V1 | HYDRO-V1 | HYDRO-V1 | HYDRO-V1 | HYDRO-V1
CHN | China | Yunnan Tengchong Xiaotianhe Small |  | WRI1072251 | 10 | 24.9985 | 98.3599 | Hydro | [5 empty] | UNFCCC CDM Registry | https://cdm.unfccc.int/Projects/redirector?ref=6649 | UNFCCC CDM Registry | [10 empty] | 22.11 | 30.00 | 30.00 | 34.81 | 30 | SOLAR-V1-NO-AGE | SOLAR-V1-NO-AGE | SOLAR-V1-NO-AGE | SOLAR-V1-NO-AGE | SOLAR-V1-NO-AGE
CHN | China | Longtan |  | WRI1000455 | 6300 | 25.0277 | 107.0431 | Hydro |  |  |  | 2009.0 | Longtan Hydropower Development Co. Ltd. | Chinese National Committee on Large Dams | http://www.chincold.org.cn/dams/rootfiles/2010/07/20/1279253974085140-1279253974089979.pdf |  | 1029565 | [9 empty] | 18392.19 | 20393.51 | 19193.32 | 22304.87 | 18607.73 | HYDRO-V1 | HYDRO-V1 | HYDRO-V1 | HYDRO-V1 | HYDRO-V1
CHN | China | Jiangxi Longyuan |  | WRI1071253 | 7 | 25.0683 | 114.7980 | Hydro | [5 empty] | UNFCCC CDM Registry | https://cdm.unfccc.int/Projects/redirector?ref=3231 | UNFCCC CDM Registry | [10 empty] | 25.06 | 23.88 | 26.09 | 29.49 | 28.39 | SOLAR-V1-NO-AGE | SOLAR-V1-NO-AGE | SOLAR-V1-NO-AGE | SOLAR-V1-NO-AGE | SOLAR-V1-NO-AGE
CHN | China | Yunnan Gaohe River 4th Level |  | WRI1071403 | 20 | 25.0808 | 97.7181 | Hydro | [5 empty] | UNFCCC CDM Registry | https://cdm.unfccc.int/Projects/redirector?ref=3747 | UNFCCC CDM Registry | 1090557 | [9 empty] | 57.93 | 70.89 | 71.28 | 78.15 | 69.84 | SOLAR-V1-NO-AGE | SOLAR-V1-NO-AGE | SOLAR-V1-NO-AGE | SOLAR-V1-NO-AGE | SOLAR-V1-NO-AGE
CHN | China | Yunnan Gaohe River 3rd Level |  | WRI1071379 | 14 | 25.0900 | 97.7500 | Hydro | [5 empty] | UNFCCC CDM Registry | https://cdm.unfccc.int/Projects/redirector?ref=3668 | UNFCCC CDM Registry | 1090557 | [9 empty] | 42.33 | 47.80 | 53.11 | 51.85 | 48.24 | SOLAR-V1-NO-AGE | SOLAR-V1-NO-AGE | SOLAR-V1-NO-AGE | SOLAR-V1-NO-AGE | SOLAR-V1-NO-AGE
CHN | China | Yunnan Yingjiang Binglang River Mengnai |  | WRI1071137 | 24 | 25.1061 | 98.1803 | Hydro | [5 empty] | UNFCCC CDM Registry | https://cdm.unfccc.int/Projects/redirector?ref=2803 | UNFCCC CDM Registry | 1071538 | [9 empty] | 68.94 | 83.18 | 83.49 | 94.02 | 81.66 | SOLAR-V1-NO-AGE | SOLAR-V1-NO-AGE | SOLAR-V1-NO-AGE | SOLAR-V1-NO-AGE | SOLAR-V1-NO-AGE
CHN | China | Yunnan Yingjiang Nandihe Hydro |  | WRI1070992 | 20 | 25.1152 | 101.5141 | Hydro | [5 empty] | UNFCCC CDM Registry | https://cdm.unfccc.int/Projects/redirector?ref=1074 | UNFCCC CDM Registry | [10 empty] | 41.85 | 63.47 | 60.67 | 79.23 | 71.99 | SOLAR-V1-NO-AGE | SOLAR-V1-NO-AGE | SOLAR-V1-NO-AGE | SOLAR-V1-NO-AGE | SOLAR-V1-NO-AGE
CHN | China | Fujian Shanghang Jiantou |  | WRI1071711 | 9 | 25.1389 | 116.3700 | Hydro | [5 empty] | UNFCCC CDM Registry | https://cdm.unfccc.int/Projects/redirector?ref=4903 | UNFCCC CDM Registry | 1099798 | [9 empty] | 32.22 | 31.60 | 32.89 | 41.56 | 36.52 | NO-ESTIMATION | NO-ESTIMATION | NO-ESTIMATION | NO-ESTIMATION | CAPACITY-FACTOR-V1
CHN | China | Tuanpo Hydro |  | WRI1071030 | 80 | 25.1500 | 105.5900 | Hydro | [5 empty] | UNFCCC CDM Registry | https://cdm.unfccc.int/Projects/redirector?ref=1282 | UNFCCC CDM Registry | 1066589 | [9 empty] | 151.03 | 232.99 | 292.02 | 267.82 | 313 | NO-ESTIMATION | NO-ESTIMATION | NO-ESTIMATION | NO-ESTIMATION | CAPACITY-FACTOR-V1
CHN | China | Gansu Zhangye Heihe Longhui Small Scale |  | WRI1071457 | 13 | 25.1652 | 98.1672 | Hydro | [5 empty] | UNFCCC CDM Registry | https://cdm.unfccc.int/Projects/redirector?ref=3959 | UNFCCC CDM Registry | [10 empty] | 38.19 | 43.54 | 43.71 | 47.39 | 42.71 | HYDRO-V1 | HYDRO-V1 | HYDRO-V1 | HYDRO-V1 | HYDRO-V1
CHN | China | Yunnan Tengchong Longchuan River Stage 1 Plant |  | WRI1071091 | 24 | 25.1922 | 98.6497 | Hydro | [5 empty] | UNFCCC CDM Registry | https://cdm.unfccc.int/Projects/redirector?ref=2376 | UNFCCC CDM Registry | 1069997 | [9 empty] | 77.85 | 90.76 | 91.28 | 106.72 | 98.24 | SOLAR-V1-NO-AGE | SOLAR-V1-NO-AGE | SOLAR-V1-NO-AGE | SOLAR-V1-NO-AGE | SOLAR-V1-NO-AGE
CHN | China | Yunnan Yingjiang Xiangbai River Lushan |  | WRI1071671 | 12 | 25.1964 | 98.0406 | Hydro | [5 empty] | UNFCCC CDM Registry | https://cdm.unfccc.int/Projects/redirector?ref=4787 | UNFCCC CDM Registry | 1087949 | [9 empty] | 26.60 | 36.06 | 36.06 | 41.83 | 36.06 | HYDRO-V1 | HYDRO-V1 | HYDRO-V1 | HYDRO-V1 | HYDRO-V1
CHN | China | Huaan Xipi |  | WRI1071028 | 44 | 25.2000 | 117.4670 | Hydro | [5 empty] | UNFCCC CDM Registry | https://cdm.unfccc.int/Projects/redirector?ref=1275 | UNFCCC CDM Registry | 1079854 | [9 empty] | 132.82 | 162.42 | 157.44 | 181.25 | 161.54 | SOLAR-V1-NO-AGE | SOLAR-V1-NO-AGE | SOLAR-V1-NO-AGE | SOLAR-V1-NO-AGE | SOLAR-V1-NO-AGE
CHN | China | Yunnan Baoshan Songshanhekou |  | WRI1071303 | 168 | 25.2072 | 98.1889 | Hydro | [5 empty] | UNFCCC CDM Registry | https://cdm.unfccc.int/Projects/redirector?ref=3390 | UNFCCC CDM Registry | [10 empty] | 409.83 | 530.36 | 524.59 | 618.21 | 515.36 | SOLAR-V1-NO-AGE | SOLAR-V1-NO-AGE | SOLAR-V1-NO-AGE | SOLAR-V1-NO-AGE | SOLAR-V1-NO-AGE
CHN | China | Sujiahekou |  | WRI1071333 | 315 | 25.2500 | 98.1900 | Hydro | [5 empty] | UNFCCC CDM Registry | https://cdm.unfccc.int/Projects/redirector?ref=3497 | UNFCCC CDM Registry | 1067618 | [9 empty] | 781.21 | 1183.63 | 996.39 | 1171.96 | 1173.99 | SOLAR-V1-NO-AGE | SOLAR-V1-NO-AGE | SOLAR-V1-NO-AGE | SOLAR-V1-NO-AGE | SOLAR-V1-NO-AGE
CHN | China | Hongyan Luoping County |  | WRI1071876 | 8 | 25.2742 | 104.3644 | Hydro | [5 empty] | UNFCCC CDM Registry | https://cdm.unfccc.int/Projects/redirector?ref=5520 | UNFCCC CDM Registry | [10 empty] | 24.71 | 32.09 | 33.76 | 33.72 | 32.41 | HYDRO-V1 | HYDRO-V1 | HYDRO-V1 | HYDRO-V1 | HYDRO-V1
CHN | China | Yunnan Yingjiang Zhina River 2nd Level Phase 1 And Phase 2 |  | WRI1071598 | 36 | 25.2803 | 98.0897 | Hydro | [5 empty] | UNFCCC CDM Registry | https://cdm.unfccc.int/Projects/redirector?ref=4504 | UNFCCC CDM Registry | [10 empty] | 88.01 | 120.27 | 120.27 | 137.57 | 120.27 | NO-ESTIMATION | NO-ESTIMATION | NO-ESTIMATION | NO-ESTIMATION | CAPACITY-FACTOR-V1
CHN | China | Fujian Zhangping Huakou Plant |  | WRI1071968 | 36 | 25.2806 | 117.5230 | Hydro | [5 empty] | UNFCCC CDM Registry | https://cdm.unfccc.int/Projects/redirector?ref=5813 | UNFCCC CDM Registry | 1082780 | [9 empty] | 97.70 | 107.50 | 118.16 | 151.07 | 126.98 | NO-ESTIMATION | NO-ESTIMATION | NO-ESTIMATION | NO-ESTIMATION | NO-ESTIMATION
CHN | China | Yunnan Yingjiang Zhina River 1st Level |  | WRI1071664 | 14 | 25.2817 | 98.0606 | Hydro | [5 empty] | UNFCCC CDM Registry | https://cdm.unfccc.int/Projects/redirector?ref=4774 | UNFCCC CDM Registry | [10 empty] | 30.76 | 41.81 | 41.81 | 48.54 | 41.81 | SOLAR-V1-NO-AGE | SOLAR-V1-NO-AGE | SOLAR-V1-NO-AGE | SOLAR-V1-NO-AGE | SOLAR-V1-NO-AGE
CHN | China | Dalinjiang |  | WRI1071171 | 37 | 25.2908 | 111.6158 | Hydro | [5 empty] | UNFCCC CDM Registry | https://cdm.unfccc.int/Projects/redirector?ref=2974 | UNFCCC CDM Registry | 1086997 | [9 empty] | 116.64 | 136.82 | 138.53 | 159.66 | 136.82 | SOLAR-V1-NO-AGE | SOLAR-V1-NO-AGE | SOLAR-V1-NO-AGE | SOLAR-V1-NO-AGE | SOLAR-V1-NO-AGE
CHN | China | Changning Kawan Hydroelectric |  | WRI1071696 | 18 | 25.3160 | 99.1330 | Hydro | [5 empty] | UNFCCC CDM Registry | https://cdm.unfccc.int/Projects/redirector?ref=4868 | UNFCCC CDM Registry | [10 empty] | 40.79 | 54.99 | 54.99 | 63.65 | 54.99 | SOLAR-V1-NO-AGE | SOLAR-V1-NO-AGE | SOLAR-V1-NO-AGE | SOLAR-V1-NO-AGE | SOLAR-V1-NO-AGE
CHN | China | Fujian Shanghang Huilong |  | WRI1072451 | 9 | 25.3686 | 116.3389 | Hydro | [5 empty] | UNFCCC CDM Registry | https://cdm.unfccc.int/Projects/redirector?ref=7242 | UNFCCC CDM Registry | 1099798 | [9 empty] | 32.22 | 31.60 | 32.89 | 41.56 | 36.52 | NO-ESTIMATION | NO-ESTIMATION | NO-ESTIMATION | NO-ESTIMATION | CAPACITY-FACTOR-V1
CHN | China | Guizhou Huidong |  | WRI1071890 | 50 | 25.3800 | 106.3039 | Hydro | [5 empty] | UNFCCC CDM Registry | https://cdm.unfccc.int/Projects/redirector?ref=5580 | UNFCCC CDM Registry | [10 empty] | 101.76 | 151.43 | 173.17 | 169.60 | 173.78 | HYDRO-V1 | HYDRO-V1 | HYDRO-V1 | HYDRO-V1 | HYDRO-V1
CHN | China | Hunan Laopokou |  | WRI1071133 | 24 | 25.4000 | 113.3014 | Hydro | [5 empty] | UNFCCC CDM Registry | https://cdm.unfccc.int/Projects/redirector?ref=2786 | UNFCCC CDM Registry | [10 empty] | 61.89 | 78.07 | 91.63 | 96.59 | 79.91 | SOLAR-V1-NO-AGE | SOLAR-V1-NO-AGE | SOLAR-V1-NO-AGE | SOLAR-V1-NO-AGE | SOLAR-V1-NO-AGE
CHN | China | Rongge Hydro. |  | WRI1072459 | 90 | 25.4400 | 106.7200 | Hydro | [5 empty] | UNFCCC CDM Registry | https://cdm.unfccc.int/Projects/redirector?ref=7278 | UNFCCC CDM Registry | [10 empty] | 222.64 | 303.31 | 303.31 | 346.57 | 303.31 | NO-ESTIMATION | NO-ESTIMATION | NO-ESTIMATION | NO-ESTIMATION | NO-ESTIMATION
CHN | China | Fujian Longyan Tingzhou |  | WRI1071263 | 25 | 25.4700 | 116.6617 | Hydro | [5 empty] | UNFCCC CDM Registry | https://cdm.unfccc.int/Projects/redirector?ref=3267 | UNFCCC CDM Registry | 1099331 | [9 empty] | 77.58 | 94.83 | 87.09 | 106.69 | 95.65 | NO-ESTIMATION | NO-ESTIMATION | NO-ESTIMATION | SOLAR-V1 | SOLAR-V1
CHN | China | Guizhou Louxiahe Small |  | WRI1071695 | 9 | 25.4750 | 104.8842 | Hydro | [5 empty] | UNFCCC CDM Registry | https://cdm.unfccc.int/Projects/redirector?ref=4865 | UNFCCC CDM Registry | [10 empty] | 21.74 | 33.89 | 34.25 | 38.88 | 34.68 | HYDRO-V1 | HYDRO-V1 | HYDRO-V1 | HYDRO-V1 | HYDRO-V1
CHN | China | Jiangxi Xinfeng County Wuyang |  | WRI1072383 | 20 | 25.4845 | 115.0008 | Hydro | [5 empty] | UNFCCC CDM Registry | https://cdm.unfccc.int/Projects/redirector?ref=7032 | UNFCCC CDM Registry | [10 empty] | 65.51 | 73.96 | 78.65 | 97.09 | 78.27 | HYDRO-V1 | HYDRO-V1 | HYDRO-V1 | HYDRO-V1 | HYDRO-V1
CHN | China | Luquan County Jiangbian |  | WRI1071990 | 42 | 25.5233 | 102.4218 | Hydro | [5 empty] | UNFCCC CDM Registry | https://cdm.unfccc.int/Projects/redirector?ref=5878 | UNFCCC CDM Registry | [10 empty] | 105.71 | 143.35 | 143.35 | 163.55 | 143.35 | NO-ESTIMATION | NO-ESTIMATION | NO-ESTIMATION | NO-ESTIMATION | CAPACITY-FACTOR-V1
CHN | China | Yuzaikou Small Hydro |  | WRI1070922 | 15 | 25.5300 | 113.6500 | Hydro | [5 empty] | UNFCCC CDM Registry | https://cdm.unfccc.int/Projects/redirector?ref=126 | UNFCCC CDM Registry | [10 empty] | 32.88 | 44.72 | 44.72 | 51.92 | 44.72 | SOLAR-V1-NO-AGE | SOLAR-V1-NO-AGE | SOLAR-V1-NO-AGE | SOLAR-V1-NO-AGE | SOLAR-V1-NO-AGE
CHN | China | Xianyou |  | WRI1000532 | 1200 | 25.5300 | 118.5300 | Hydro |  |  |  | 2013.0 |  | Large Dam Safety Supervision Center | http://www.dam.com.cn/damView/list.jsp |  | 1074074 | [9 empty] | 2052.35 | 2847.85 | 3169.82 | 4326.95 | 3258.95 | HYDRO-V1 | HYDRO-V1 | HYDRO-V1 | HYDRO-V1 | HYDRO-V1
CHN | China | Xiaopengzu Luquan County |  | WRI1071381 | 44 | 25.5400 | 102.6500 | Hydro | [5 empty] | UNFCCC CDM Registry | https://cdm.unfccc.int/Projects/redirector?ref=3672 | UNFCCC CDM Registry | 1071505 | [9 empty] | 118.32 | 159.28 | 159.28 | 178.48 | 169.8 | NO-ESTIMATION | NO-ESTIMATION | NO-ESTIMATION | NO-ESTIMATION | CAPACITY-FACTOR-V1
CHN | China | Yunnan Qianchang |  | WRI1071207 | 114 | 25.5700 | 102.4300 | Hydro | [5 empty] | UNFCCC CDM Registry | https://cdm.unfccc.int/Projects/redirector?ref=3103 | UNFCCC CDM Registry | 1102048 | [9 empty] | 282.53 | 393.20 | 423.21 | 484.27 | 430.92 | NO-ESTIMATION | NO-ESTIMATION | NO-ESTIMATION | NO-ESTIMATION | CAPACITY-FACTOR-V1
CHN | China | Guangxi Jindong |  | WRI1072270 | 10 | 25.5761 | 108.7564 | Hydro | [5 empty] | UNFCCC CDM Registry | https://cdm.unfccc.int/Projects/redirector?ref=6722 | UNFCCC CDM Registry | [10 empty] | 22.16 | 30.05 | 30.05 | 34.86 | 30.05 | HYDRO-V1 | HYDRO-V1 | HYDRO-V1 | HYDRO-V1 | HYDRO-V1
CHN | China | Yunnan Gongguoqiao |  | WRI1072183 | 900 | 25.5803 | 99.3405 | Hydro | [5 empty] | UNFCCC CDM Registry | https://cdm.unfccc.int/Projects/redirector?ref=6428 | UNFCCC CDM Registry | 1070849 | [9 empty] | 2198.05 | 2586.05 | 2811.77 | 3116.64 | 2780 | NO-ESTIMATION | NO-ESTIMATION | NO-ESTIMATION | NO-ESTIMATION | NO-ESTIMATION
CHN | China | Gong Guo Qiao |  | WRI1000498 | 750 | 25.5900 | 99.3350 | Hydro |  |  |  | 2011.0 |  | Wilson Center | https://www.wilsoncenter.org/publication/interactive-mapping-chinas-dam-rush |  | 1070849 | [9 empty] | 1840.08 | 2163.42 | 2351.52 | 2605.60 | 2325.04 | NO-ESTIMATION | NO-ESTIMATION | NO-ESTIMATION | NO-ESTIMATION | NO-ESTIMATION
CHN | China | Jiangxi Laohutou |  | WRI1071579 | 7 | 25.6100 | 115.7800 | Hydro | [5 empty] | UNFCCC CDM Registry | https://cdm.unfccc.int/Projects/redirector?ref=4435 | UNFCCC CDM Registry | [10 empty] | 20.76 | 23.96 | 21.61 | 29.66 | 25.49 | SOLAR-V1-NO-AGE | SOLAR-V1-NO-AGE | SOLAR-V1-NO-AGE | SOLAR-V1-NO-AGE | SOLAR-V1-NO-AGE
CHN | China | Jiangxi Huichang Yingnaogang |  | WRI1071513 | 7 | 25.6300 | 115.7000 | Hydro | [5 empty] | UNFCCC CDM Registry | https://cdm.unfccc.int/Projects/redirector?ref=4163 | UNFCCC CDM Registry | [10 empty] | 20.76 | 23.96 | 21.61 | 29.66 | 25.49 | NO-ESTIMATION | NO-ESTIMATION | NO-ESTIMATION | NO-ESTIMATION | CAPACITY-FACTOR-V1
CHN | China | Shangjianpo Hydro. |  | WRI1072377 | 60 | 25.6311 | 106.5489 | Hydro | [5 empty] | UNFCCC CDM Registry | https://cdm.unfccc.int/Projects/redirector?ref=7010 | UNFCCC CDM Registry | 1104681 | [9 empty] | 171.60 | 223.21 | 229.46 | 268.46 | 232.65 | NO-ESTIMATION | NO-ESTIMATION | NO-ESTIMATION | NO-ESTIMATION | CAPACITY-FACTOR-V1
CHN | China | Hangudi |  | WRI1071075 | 5 | 25.6333 | 99.0050 | Hydro | [5 empty] | UNFCCC CDM Registry | https://cdm.unfccc.int/Projects/redirector?ref=1982 | UNFCCC CDM Registry | 1058746 | [9 empty] | 8.83 | 12.78 | 12.78 | 15.17 | 12.78 | SOLAR-V1-NO-AGE | SOLAR-V1-NO-AGE | SOLAR-V1-NO-AGE | SOLAR-V1-NO-AGE | SOLAR-V1-NO-AGE
CHN | China | Yunnan Chahe 3rd Level |  | WRI1071850 | 8 | 25.7244 | 98.8767 | Hydro | [5 empty] | UNFCCC CDM Registry | https://cdm.unfccc.int/Projects/redirector?ref=5411 | UNFCCC CDM Registry | [10 empty] | 27.06 | 33.11 | 31.10 | 32.50 | 31.8 | HYDRO-V1 | HYDRO-V1 | HYDRO-V1 | HYDRO-V1 | HYDRO-V1
CHN | China | Fujian Wutong |  | WRI1071902 | 25 | 25.7300 | 118.7450 | Hydro | [5 empty] | UNFCCC CDM Registry | https://cdm.unfccc.int/Projects/redirector?ref=5614 | UNFCCC CDM Registry | [10 empty] | 82.92 | 87.86 | 96.25 | 110.12 | 93.4 | SOLAR-V1-NO-AGE | SOLAR-V1-NO-AGE | SOLAR-V1-NO-AGE | SOLAR-V1-NO-AGE | SOLAR-V1-NO-AGE
CHN | China | Guizhou Beilei Hydro |  | WRI1071595 | 8 | 25.7500 | 108.6875 | Hydro | [5 empty] | UNFCCC CDM Registry | https://cdm.unfccc.int/Projects/redirector?ref=4501 | UNFCCC CDM Registry | [10 empty] | 30.31 | 34.24 | 37.91 | 39.53 | 37.99 | NO-ESTIMATION | NO-ESTIMATION | NO-ESTIMATION | NO-ESTIMATION | CAPACITY-FACTOR-V1
CHN | China | Guizhou Dushan Heishen River Cascade |  | WRI1072391 | 14 | 25.7661 | 107.5972 | Hydro | [5 empty] | UNFCCC CDM Registry | https://cdm.unfccc.int/Projects/redirector?ref=7048 | UNFCCC CDM Registry | [10 empty] | 31.73 | 42.77 | 42.77 | 49.50 | 42.77 | HYDRO-V1 | HYDRO-V1 | HYDRO-V1 | HYDRO-V1 | HYDRO-V1
CHN | China | Guizhou Pan County Yingwudashan Smallscale Hydro |  | WRI1071882 | 9 | 25.7694 | 104.8628 | Hydro | [5 empty] | UNFCCC CDM Registry | https://cdm.unfccc.int/Projects/redirector?ref=5551 | UNFCCC CDM Registry | [10 empty] | 24.48 | 32.81 | 32.77 | 37.78 | 32.77 | SOLAR-V1-NO-AGE | SOLAR-V1-NO-AGE | SOLAR-V1-NO-AGE | SOLAR-V1-NO-AGE | SOLAR-V1-NO-AGE
CHN | China | Guangxi Guilin Dayun Smallscale |  | WRI1071675 | 11 | 25.8222 | 109.8881 | Hydro | [5 empty] | UNFCCC CDM Registry | https://cdm.unfccc.int/Projects/redirector?ref=4802 | UNFCCC CDM Registry | [10 empty] | 39.33 | 46.03 | 45.22 | 47.43 | 44.74 | SOLAR-V1-NO-AGE | SOLAR-V1-NO-AGE | SOLAR-V1-NO-AGE | SOLAR-V1-NO-AGE | SOLAR-V1-NO-AGE
CHN | China | Jiangxi Huichang Baie Hydro |  | WRI1071412 | 21 | 25.8472 | 115.5917 | Hydro | [5 empty] | UNFCCC CDM Registry | https://cdm.unfccc.int/Projects/redirector?ref=3789 | UNFCCC CDM Registry | [10 empty] | 69.69 | 77.74 | 83.37 | 101.62 | 84.68 | NO-ESTIMATION | NO-ESTIMATION | NO-ESTIMATION | NO-ESTIMATION | CAPACITY-FACTOR-V1
CHN | China | Yunnan Dali Wanhuaxi Small Plant |  | WRI1071325 | 4 | 25.8528 | 100.0861 | Hydro | [5 empty] | UNFCCC CDM Registry | https://cdm.unfccc.int/Projects/redirector?ref=3450 | UNFCCC CDM Registry | [10 empty] | 10.71 | 13.97 | 13.38 | 16.88 | 13.73 | SOLAR-V1-NO-AGE | SOLAR-V1-NO-AGE | SOLAR-V1-NO-AGE | SOLAR-V1-NO-AGE | SOLAR-V1-NO-AGE
CHN | China | Yunnan Yongchanghe |  | WRI1071406 | 9 | 25.8603 | 102.2294 | Hydro | [5 empty] | UNFCCC CDM Registry | https://cdm.unfccc.int/Projects/redirector?ref=3755 | UNFCCC CDM Registry | [10 empty] | 19.95 | 27.05 | 27.05 | 31.37 | 27.05 | SOLAR-V1-NO-AGE | SOLAR-V1-NO-AGE | SOLAR-V1-NO-AGE | SOLAR-V1-NO-AGE | SOLAR-V1-NO-AGE
CHN | China | Nongguan Hydro |  | WRI1071594 | 2 | 25.8621 | 105.8979 | Hydro | [5 empty] | UNFCCC CDM Registry | https://cdm.unfccc.int/Projects/redirector?ref=4500 | UNFCCC CDM Registry | [10 empty] | 5.48 | 7.16 | 8.56 | 8.54 | 8.32 | SOLAR-V1-NO-AGE | SOLAR-V1-NO-AGE | SOLAR-V1-NO-AGE | SOLAR-V1-NO-AGE | SOLAR-V1-NO-AGE
CHN | China | Dongjiang |  | WRI1000553 | 500 | 25.8700 | 113.3100 | Hydro |  |  |  | 1992.0 |  | Chinese National Committee on Large Dams | http://www.chincold.org.cn/dams/DamInformation/damsinchina/webinfo/2010/07/1279253973938211.htm |  | 1011840 | [9 empty] | 1240.54 | 1577.27 | 1584.36 | 1983.84 | 1582.75 | WIND-V1 | WIND-V1 | WIND-V1 | WIND-V1 | WIND-V1
CHN | China | Xundian Jinfeng |  | WRI1071181 | 12 | 25.8764 | 103.1097 | Hydro | [5 empty] | UNFCCC CDM Registry | https://cdm.unfccc.int/Projects/redirector?ref=3023 | UNFCCC CDM Registry | [10 empty] | 29.30 | 39.97 | 43.53 | 49.32 | 46.53 | NO-ESTIMATION | NO-ESTIMATION | NO-ESTIMATION | NO-ESTIMATION | CAPACITY-FACTOR-V1
CHN | China | Guangxi Xinglong Small |  | WRI1071329 | 10 | 25.8788 | 110.1155 | Hydro | [5 empty] | UNFCCC CDM Registry | https://cdm.unfccc.int/Projects/redirector?ref=3478 | UNFCCC CDM Registry | [10 empty] | 35.75 | 41.84 | 41.11 | 43.12 | 40.67 | NO-ESTIMATION | NO-ESTIMATION | NO-ESTIMATION | NO-ESTIMATION | CAPACITY-FACTOR-V1
CHN | China | Liuzhi Hydro |  | WRI1071892 | 3 | 25.8925 | 105.8942 | Hydro | [5 empty] | UNFCCC CDM Registry | https://cdm.unfccc.int/Projects/redirector?ref=5590 | UNFCCC CDM Registry | [10 empty] | 6.64 | 9.26 | 11.35 | 11.52 | 10.99 | SOLAR-V1-NO-AGE | SOLAR-V1-NO-AGE | SOLAR-V1-NO-AGE | SOLAR-V1-NO-AGE | SOLAR-V1-NO-AGE
CHN | China | Guangxi Longsheng Furong River |  | WRI1071712 | 25 | 25.8964 | 110.1326 | Hydro | [5 empty] | UNFCCC CDM Registry | https://cdm.unfccc.int/Projects/redirector?ref=4908 | UNFCCC CDM Registry | [10 empty] | 80.33 | 100.10 | 98.26 | 107.15 | 97.17 | SOLAR-V1-NO-AGE | SOLAR-V1-NO-AGE | SOLAR-V1-NO-AGE | SOLAR-V1-NO-AGE | SOLAR-V1-NO-AGE
CHN | China | Guangxi Longsheng Lejiang |  | WRI1071264 | 4 | 25.9139 | 109.8750 | Hydro | [5 empty] | UNFCCC CDM Registry | https://cdm.unfccc.int/Projects/redirector?ref=3269 | UNFCCC CDM Registry | [10 empty] | 14.90 | 15.33 | 16.35 | 16.73 | 15.32 | NO-ESTIMATION | NO-ESTIMATION | NO-ESTIMATION | NO-ESTIMATION | CAPACITY-FACTOR-V1
CHN | China | Jiangxi Yudu Xiashan |  | WRI1072255 | 35 | 25.9164 | 115.1944 | Hydro | [5 empty] | UNFCCC CDM Registry | https://cdm.unfccc.int/Projects/redirector?ref=6675 | UNFCCC CDM Registry | 1099299 | [9 empty] | 110.66 | 132.82 | 139.53 | 159.53 | 133.29 | SOLAR-V1-NO-AGE | SOLAR-V1-NO-AGE | SOLAR-V1-NO-AGE | SOLAR-V1-NO-AGE | SOLAR-V1-NO-AGE
CHN | China | Shuangpai County Yongjiang Cascade Hunan |  | WRI1071371 | 14 | 25.9333 | 110.5500 | Hydro | [5 empty] | UNFCCC CDM Registry | https://cdm.unfccc.int/Projects/redirector?ref=3623 | UNFCCC CDM Registry | 1108387 | [9 empty] | 47.72 | 52.84 | 53.31 | 54.11 | 54.27 | SOLAR-V1-NO-AGE | SOLAR-V1-NO-AGE | SOLAR-V1-NO-AGE | SOLAR-V1-NO-AGE | SOLAR-V1-NO-AGE
CHN | China | Jiemian |  | WRI1000592 | 300 | 25.9400 | 118.0400 | Hydro | [5 empty] | South East Network | http://www.fjsen.com/zt/2009-04/22/content_692541.htm |  | 1066334 | [9 empty] | 608.13 | 856.15 | 850.99 | 1031.87 | 796.31 | SOLAR-V1-NO-AGE | SOLAR-V1-NO-AGE | SOLAR-V1-NO-AGE | SOLAR-V1-NO-AGE | SOLAR-V1-NO-AGE
CHN | China | Jiangxi Yudu Yuezhou |  | WRI1072054 | 36 | 25.9442 | 115.3606 | Hydro | [5 empty] | UNFCCC CDM Registry | https://cdm.unfccc.int/Projects/redirector?ref=6062 | UNFCCC CDM Registry | 1099301 | [9 empty] | 113.82 | 136.61 | 142.36 | 154.65 | 137.1 | SOLAR-V1-NO-AGE | SOLAR-V1-NO-AGE | SOLAR-V1-NO-AGE | SOLAR-V1-NO-AGE | SOLAR-V1-NO-AGE
CHN | China | Shuangpai |  | WRI1000552 | 150 | 25.9500 | 111.6800 | Hydro |  |  |  | 1962.0 |  | UNFCCC CDM | https://cdm.unfccc.int/filestorage/E/V/G/EVG17JAMYXC2Z4LNBDTKO8P5RS390H/Hunan%20Shuangpai%20Hydropower%20Expansion%20Project%20PDD.pdf?t=cjh8b2JseHg4fDAC_f7BwCGcJWElKxtGMHso |  | 1108387 | [9 empty] | 440.43 | 538.56 | 664.72 | 703.88 | 538.56 | NO-ESTIMATION | NO-ESTIMATION | NO-ESTIMATION | NO-ESTIMATION | CAPACITY-FACTOR-V1
CHN | China | Yunnan Deze |  | WRI1071494 | 24 | 25.9530 | 103.6003 | Hydro | [5 empty] | UNFCCC CDM Registry | https://cdm.unfccc.int/Projects/redirector?ref=4111 | WRI | 1071509 | [9 empty] | 68.20 | 87.95 | 90.43 | 97.23 | 93.43 | SOLAR-V1-NO-AGE | SOLAR-V1-NO-AGE | SOLAR-V1-NO-AGE | SOLAR-V1-NO-AGE | SOLAR-V1-NO-AGE
CHN | China | Guangzhoao Dam |  | WRI1000572 | 1040 | 25.9600 | 105.2500 | Hydro |  |  |  | 2006.0 | Guizhou Beipan River Hydropower Development Co. Ltd. | Chinese National Committee on Large Dams | http://www.chincold.org.cn/dams/rootfiles/2010/07/20/1279253974047270-1279253974051917.pdf |  | 1049114 | [9 empty] | 2679.43 | 3585.52 | 3458.16 | 4095.04 | 3475.33 | SOLAR-V1-NO-AGE | SOLAR-V1-NO-AGE | SOLAR-V1-NO-AGE | SOLAR-V1-NO-AGE | SOLAR-V1-NO-AGE
CHN | China | Guizhou Yinlu First Stage (Yinwang) |  | WRI1072390 | 17 | 25.9803 | 104.9422 | Hydro | [5 empty] | UNFCCC CDM Registry | https://cdm.unfccc.int/Projects/redirector?ref=7047 | UNFCCC CDM Registry | [10 empty] | 51.82 | 67.42 | 65.84 | 72.83 | 72.23 | SOLAR-V1-NO-AGE | SOLAR-V1-NO-AGE | SOLAR-V1-NO-AGE | SOLAR-V1-NO-AGE | SOLAR-V1-NO-AGE
CHN | China | Chengbu County Laozhai |  | WRI1072018 | 16 | 25.9917 | 110.2656 | Hydro | [5 empty] | UNFCCC CDM Registry | https://cdm.unfccc.int/Projects/redirector?ref=5953 | UNFCCC CDM Registry | 1106271 | [9 empty] | 36.32 | 48.94 | 48.94 | 56.63 | 48.94 | NO-ESTIMATION | NO-ESTIMATION | NO-ESTIMATION | NO-ESTIMATION | CAPACITY-FACTOR-V1
CHN | China | Fujian Yongan Fenghai |  | WRI1072489 | 30 | 26.0193 | 117.2029 | Hydro | [5 empty] | UNFCCC CDM Registry | https://cdm.unfccc.int/Projects/redirector?ref=7342 | UNFCCC CDM Registry | 1079904 | [9 empty] | 92.37 | 111.83 | 109.92 | 122.45 | 108.76 | SOLAR-V1-NO-AGE | SOLAR-V1-NO-AGE | SOLAR-V1-NO-AGE | SOLAR-V1-NO-AGE | SOLAR-V1-NO-AGE
CHN | China | Yunnan Dali Tiechuanqiao Hydro |  | WRI1071723 | 42 | 26.0248 | 100.9595 | Hydro | [5 empty] | UNFCCC CDM Registry | https://cdm.unfccc.int/Projects/redirector?ref=4929 | UNFCCC CDM Registry | [10 empty] | 86.88 | 123.23 | 123.08 | 119.52 | 125.61 | NO-ESTIMATION | NO-ESTIMATION | NO-ESTIMATION | NO-ESTIMATION | CAPACITY-FACTOR-V1
CHN | China | Ansha Dam |  | WRI1070888 | 115 | 26.0279 | 117.1125 | Hydro |  |  |  | 1975.0 | Huadian Fuxin Energy Corporation Limited | Industry About | https://industryabout.com/country-territories-3/1142-china/hydro-energy/15346-ansha-dam | Industry About | 1045910 | [9 empty] | 354.40 | 428.98 | 421.66 | 469.70 | 417.86 | NO-ESTIMATION | NO-ESTIMATION | NO-ESTIMATION | NO-ESTIMATION | CAPACITY-FACTOR-V1
CHN | China | Yunnan Binchuan County Qinshui River Xintian |  | WRI1072206 | 8 | 26.0350 | 100.9392 | Hydro | [5 empty] | UNFCCC CDM Registry | https://cdm.unfccc.int/Projects/redirector?ref=6527 | UNFCCC CDM Registry | [10 empty] | 17.82 | 22.26 | 22.33 | 20.99 | 22.81 | SOLAR-V1-NO-AGE | SOLAR-V1-NO-AGE | SOLAR-V1-NO-AGE | SOLAR-V1-NO-AGE | SOLAR-V1-NO-AGE
CHN | China | Hunan Shuangpai Wulipai |  | WRI1071575 | 45 | 26.0594 | 111.6577 | Hydro | [5 empty] | UNFCCC CDM Registry | https://cdm.unfccc.int/Projects/redirector?ref=4425 | UNFCCC CDM Registry | 1108387 | [9 empty] | 158.22 | 177.90 | 209.94 | 203.27 | 177.9 | NO-ESTIMATION | NO-ESTIMATION | NO-ESTIMATION | NO-ESTIMATION | CAPACITY-FACTOR-V1
CHN | China | Yunnan Kunming Dongchuan Xiaoqing River 7th Level |  | WRI1071150 | 24 | 26.0606 | 103.0239 | Hydro | [5 empty] | UNFCCC CDM Registry | https://cdm.unfccc.int/Projects/redirector?ref=2828 | UNFCCC CDM Registry | 1013762 | [9 empty] | 68.01 | 86.91 | 83.18 | 92.85 | 81.38 | HYDRO-V1 | HYDRO-V1 | HYDRO-V1 | HYDRO-V1 | HYDRO-V1
CHN | China | Hunan Taoliao Small |  | WRI1071358 | 10 | 26.0750 | 113.7290 | Hydro | [5 empty] | UNFCCC CDM Registry | https://cdm.unfccc.int/Projects/redirector?ref=3583 | UNFCCC CDM Registry | [10 empty] | 22.11 | 30.00 | 30.00 | 34.81 | 30 | NO-ESTIMATION | NO-ESTIMATION | NO-ESTIMATION | NO-ESTIMATION | CAPACITY-FACTOR-V1
CHN | China | Yunlong |  | WRI1071217 | 8 | 26.0753 | 99.0786 | Hydro | [5 empty] | UNFCCC CDM Registry | https://cdm.unfccc.int/Projects/redirector?ref=3121 | UNFCCC CDM Registry | [10 empty] | 27.95 | 31.10 | 32.48 | 33.69 | 31.89 | NO-ESTIMATION | NO-ESTIMATION | NO-ESTIMATION | NO-ESTIMATION | CAPACITY-FACTOR-V1
CHN | China | Wutuhe Firstlevel |  | WRI1071720 | 25 | 26.0880 | 104.9083 | Hydro | [5 empty] | UNFCCC CDM Registry | https://cdm.unfccc.int/Projects/redirector?ref=4925 | UNFCCC CDM Registry | [10 empty] | 58.90 | 87.92 | 83.16 | 97.04 | 83.16 | NO-ESTIMATION | NO-ESTIMATION | NO-ESTIMATION | NO-ESTIMATION | CAPACITY-FACTOR-V1
CHN | China | Yunnan Lujichang |  | WRI1071206 | 96 | 26.1000 | 102.4400 | Hydro | [5 empty] | UNFCCC CDM Registry | https://cdm.unfccc.int/Projects/redirector?ref=3101 | UNFCCC CDM Registry | [10 empty] | 237.49 | 323.53 | 323.53 | 369.68 | 323.53 | HYDRO-V1 | HYDRO-V1 | HYDRO-V1 | HYDRO-V1 | HYDRO-V1
CHN | China | Hunan Guiyang County Datan |  | WRI1072544 | 30 | 26.1019 | 112.6917 | Hydro | [5 empty] | UNFCCC CDM Registry | https://cdm.unfccc.int/Projects/redirector?ref=7519 | UNFCCC CDM Registry | [10 empty] | 92.55 | 116.63 | 124.33 | 131.73 | 124.02 | SOLAR-V1-NO-AGE | SOLAR-V1-NO-AGE | SOLAR-V1-NO-AGE | SOLAR-V1-NO-AGE | SOLAR-V1-NO-AGE
CHN | China | Eryuan Huian |  | WRI1071169 | 12 | 26.1128 | 99.7686 | Hydro | [5 empty] | UNFCCC CDM Registry | https://cdm.unfccc.int/Projects/redirector?ref=2972 | UNFCCC CDM Registry | [10 empty] | 31.08 | 41.13 | 35.65 | 45.87 | 41.13 | NO-ESTIMATION | NO-ESTIMATION | NO-ESTIMATION | NO-ESTIMATION | CAPACITY-FACTOR-V1
CHN | China | Yunnan Eryuan Misha River Longdi |  | WRI1071653 | 10 | 26.1206 | 99.4336 | Hydro | [5 empty] | UNFCCC CDM Registry | https://cdm.unfccc.int/Projects/redirector?ref=4745 | UNFCCC CDM Registry | [10 empty] | 29.01 | 32.88 | 29.61 | 34.57 | 34.28 | NO-ESTIMATION | NO-ESTIMATION | NO-ESTIMATION | NO-ESTIMATION | CAPACITY-FACTOR-V1
CHN | China | Musa River 1st Level Small |  | WRI1071465 | 15 | 26.1219 | 98.8050 | Hydro | [5 empty] | UNFCCC CDM Registry | https://cdm.unfccc.int/Projects/redirector?ref=3982 | UNFCCC CDM Registry | [10 empty] | 51.66 | 63.68 | 59.91 | 62.54 | 59.7 | NO-ESTIMATION | NO-ESTIMATION | NO-ESTIMATION | NO-ESTIMATION | CAPACITY-FACTOR-V1
CHN | China | Houchang Small Shuicheng County |  | WRI1071475 | 9 | 26.1343 | 105.1011 | Hydro | [5 empty] | UNFCCC CDM Registry | https://cdm.unfccc.int/Projects/redirector?ref=4027 | UNFCCC CDM Registry | [10 empty] | 32.18 | 39.70 | 38.72 | 41.32 | 38.61 | NO-ESTIMATION | NO-ESTIMATION | NO-ESTIMATION | NO-ESTIMATION | CAPACITY-FACTOR-V1
CHN | China | Jiangxi Taojiang |  | WRI1071080 | 25 | 26.1500 | 114.8670 | Hydro | [5 empty] | UNFCCC CDM Registry | https://cdm.unfccc.int/Projects/redirector?ref=2039 | UNFCCC CDM Registry | [10 empty] | 46.47 | 79.87 | 88.20 | 92.66 | 76.64 | NO-ESTIMATION | NO-ESTIMATION | NO-ESTIMATION | NO-ESTIMATION | CAPACITY-FACTOR-V1
CHN | China | Yunnan Luquan Hayi River 4th And 5th Levels |  | WRI1071349 | 30 | 26.1570 | 102.7780 | Hydro | [5 empty] | UNFCCC CDM Registry | https://cdm.unfccc.int/Projects/redirector?ref=3547 | UNFCCC CDM Registry | [10 empty] | 87.92 | 115.42 | 115.32 | 125.85 | 121.92 | NO-ESTIMATION | NO-ESTIMATION | NO-ESTIMATION | NO-ESTIMATION | CAPACITY-FACTOR-V1
CHN | China | Jiangxi Liujinba Hydro |  | WRI1071065 | 20 | 26.1700 | 115.7500 | Hydro | [5 empty] | UNFCCC CDM Registry | https://cdm.unfccc.int/Projects/redirector?ref=1850 | UNFCCC CDM Registry | 1086973 | [9 empty] | 68.55 | 85.61 | 83.61 | 94.12 | 82.28 | NO-ESTIMATION | NO-ESTIMATION | NO-ESTIMATION | NO-ESTIMATION | CAPACITY-FACTOR-V1
CHN | China | Ludila |  | WRI1000471 | 2160 | 26.2000 | 100.8200 | Hydro |  |  |  | 2014.0 |  | Baike | http://baike.baidu.com/view/1237237.htm |  | 1077180 | [9 empty] | 5078.33 | 8859.22 | 6475.01 | 7205.95 | 7105.54 | SOLAR-V1-NO-AGE | SOLAR-V1-NO-AGE | SOLAR-V1-NO-AGE | SOLAR-V1-NO-AGE | SOLAR-V1-NO-AGE
CHN | China | Nandong Hydro |  | WRI1071002 | 12 | 26.2000 | 108.1600 | Hydro | [5 empty] | UNFCCC CDM Registry | https://cdm.unfccc.int/Projects/redirector?ref=1125 | UNFCCC CDM Registry | [10 empty] | 27.46 | 36.93 | 36.93 | 42.70 | 36.93 | NO-ESTIMATION | NO-ESTIMATION | NO-ESTIMATION | NO-ESTIMATION | CAPACITY-FACTOR-V1
CHN | China | Luquan County Baishui River III Hydroelectric |  | WRI1072404 | 18 | 26.2060 | 102.6660 | Hydro | [5 empty] | UNFCCC CDM Registry | https://cdm.unfccc.int/Projects/redirector?ref=7111 | UNFCCC CDM Registry | 1071532 | [9 empty] | 76.31 | 90.05 | 85.16 | 86.00 | 85.16 | SOLAR-V1-NO-AGE | SOLAR-V1-NO-AGE | SOLAR-V1-NO-AGE | SOLAR-V1-NO-AGE | SOLAR-V1-NO-AGE
CHN | China | Yunnan Maer Hydro |  | WRI1071293 | 24 | 26.2106 | 113.5319 | Hydro | [5 empty] | UNFCCC CDM Registry | https://cdm.unfccc.int/Projects/redirector?ref=3357 | UNFCCC CDM Registry | [10 empty] | 71.37 | 95.77 | 90.70 | 101.88 | 92.04 | NO-ESTIMATION | NO-ESTIMATION | NO-ESTIMATION | NO-ESTIMATION | CAPACITY-FACTOR-V1
CHN | China | Quanzhou Liupu |  | WRI1071413 | 15 | 26.2269 | 111.2619 | Hydro | [5 empty] | UNFCCC CDM Registry | https://cdm.unfccc.int/Projects/redirector?ref=3790 | UNFCCC CDM Registry | 1099333 | [9 empty] | 66.32 | 73.49 | 72.10 | 74.71 | 72.82 | NO-ESTIMATION | NO-ESTIMATION | NO-ESTIMATION | NO-ESTIMATION | CAPACITY-FACTOR-V1
CHN | China | Shangbao Small |  | WRI1071041 | 14 | 26.2333 | 112.9667 | Hydro | [5 empty] | UNFCCC CDM Registry | https://cdm.unfccc.int/Projects/redirector?ref=1376 | UNFCCC CDM Registry | [10 empty] | 61.08 | 68.43 | 68.66 | 75.92 | 68.63 | NO-ESTIMATION | NO-ESTIMATION | NO-ESTIMATION | NO-ESTIMATION | CAPACITY-FACTOR-V1
CHN | China | Shannipo On Beipan River |  | WRI1072180 | 185 | 26.2414 | 104.8464 | Hydro | [5 empty] | UNFCCC CDM Registry | https://cdm.unfccc.int/Projects/redirector?ref=6420 | UNFCCC CDM Registry | 1112548 | [9 empty] | 454.80 | 617.00 | 657.47 | 698.15 | 616.91 | NO-ESTIMATION | NO-ESTIMATION | NO-ESTIMATION | NO-ESTIMATION | CAPACITY-FACTOR-V1
CHN | China | Nanlao Small Leishan County |  | WRI1071348 | 4 | 26.2450 | 108.0586 | Hydro | [5 empty] | UNFCCC CDM Registry | https://cdm.unfccc.int/Projects/redirector?ref=3546 | UNFCCC CDM Registry | [10 empty] | 7.97 | 11.05 | 11.05 | 12.97 | 11.05 | NO-ESTIMATION | NO-ESTIMATION | NO-ESTIMATION | NO-ESTIMATION | CAPACITY-FACTOR-V1
CHN | China | Yanling Shendu |  | WRI1070948 | 6 | 26.2500 | 113.4700 | Hydro | [5 empty] | UNFCCC CDM Registry | https://cdm.unfccc.int/Projects/redirector?ref=695 | UNFCCC CDM Registry | 1074509 | [9 empty] | 19.00 | 24.30 | 22.74 | 24.90 | 24.53 | NO-ESTIMATION | NO-ESTIMATION | NO-ESTIMATION | NO-ESTIMATION | CAPACITY-FACTOR-V1
CHN | China | Hunan Yaorenping |  | WRI1071493 | 8 | 26.2613 | 110.5058 | Hydro | [5 empty] | UNFCCC CDM Registry | https://cdm.unfccc.int/Projects/redirector?ref=4109 | UNFCCC CDM Registry | [10 empty] | 17.73 | 24.04 | 24.04 | 27.89 | 24.04 | NO-ESTIMATION | NO-ESTIMATION | NO-ESTIMATION | NO-ESTIMATION | CAPACITY-FACTOR-V1
CHN | China | Yunnan Wanjiakouzi Hydro |  | WRI1072128 | 180 | 26.2667 | 104.5476 | Hydro | [5 empty] | UNFCCC CDM Registry | https://cdm.unfccc.int/Projects/redirector?ref=6262 | UNFCCC CDM Registry | [10 empty] | 439.48 | 569.29 | 587.70 | 679.02 | 575.04 | HYDRO-V1 | HYDRO-V1 | HYDRO-V1 | HYDRO-V1 | HYDRO-V1
CHN | China | Guizhou Qingshuihe Maojiahe |  | WRI1071904 | 180 | 26.2719 | 104.5494 | Hydro | [5 empty] | UNFCCC CDM Registry | https://cdm.unfccc.int/Projects/redirector?ref=5627 | UNFCCC CDM Registry | 1090128 | [9 empty] | 439.48 | 569.29 | 587.70 | 679.02 | 575.04 | HYDRO-V1 | HYDRO-V1 | HYDRO-V1 | HYDRO-V1 | HYDRO-V1
CHN | China | Hunan Taizhou |  | WRI1071460 | 25 | 26.2794 | 111.5442 | Hydro | [5 empty] | UNFCCC CDM Registry | https://cdm.unfccc.int/Projects/redirector?ref=3967 | UNFCCC CDM Registry | [10 empty] | 102.43 | 113.93 | 117.41 | 150.66 | 113.81 | HYDRO-V1 | HYDRO-V1 | HYDRO-V1 | HYDRO-V1 | HYDRO-V1
CHN | China | Chengbu Miao Liuma Hydro |  | WRI1071052 | 6 | 26.2900 | 110.0231 | Hydro | [5 empty] | UNFCCC CDM Registry | https://cdm.unfccc.int/Projects/redirector?ref=1646 | UNFCCC CDM Registry | [10 empty] | 11.96 | 16.69 | 16.69 | 19.57 | 16.69 | SOLAR-V1-NO-AGE | SOLAR-V1-NO-AGE | SOLAR-V1-NO-AGE | SOLAR-V1-NO-AGE | SOLAR-V1-NO-AGE
CHN | China | Shuikou |  | WRI1000482 | 1400 | 26.3100 | 118.8100 | Hydro |  |  |  | 1995.0 |  | Chinese National Committee on Large Dams | http://www.chincold.org.cn/dams/rootfiles/2010/07/20/1279253974137620-1279253974139513.pdf |  | 1017278 | [9 empty] | 3381.99 | 4482.10 | 4430.14 | 6154.83 | 4210.37 | NO-ESTIMATION | NO-ESTIMATION | NO-ESTIMATION | NO-ESTIMATION | NO-ESTIMATION
CHN | China | Shaba |  | WRI1071050 | 24 | 26.3260 | 100.9140 | Hydro | [5 empty] | UNFCCC CDM Registry | https://cdm.unfccc.int/Projects/redirector?ref=1605 | UNFCCC CDM Registry | 1088072 | [9 empty] | 75.72 | 105.57 | 91.24 | 98.47 | 103.3 | HYDRO-V1 | HYDRO-V1 | HYDRO-V1 | HYDRO-V1 | HYDRO-V1
CHN | China | Fugong Labuluo |  | WRI1071124 | 24 | 26.3300 | 98.5200 | Hydro | [5 empty] | UNFCCC CDM Registry | https://cdm.unfccc.int/Projects/redirector?ref=2688 | UNFCCC CDM Registry | 1095046 | [9 empty] | 61.13 | 82.64 | 82.64 | 94.18 | 82.64 | NO-ESTIMATION | NO-ESTIMATION | NO-ESTIMATION | NO-ESTIMATION | NO-ESTIMATION
CHN | China | Xiangshui Expansion Yunnan & |  | WRI1071750 | 130 | 26.3372 | 104.6411 | Hydro | [5 empty] | UNFCCC CDM Registry | https://cdm.unfccc.int/Projects/redirector?ref=5037 | UNFCCC CDM Registry | [10 empty] | 315.26 | 411.16 | 424.45 | 490.40 | 415.31 | HYDRO-V1 | HYDRO-V1 | HYDRO-V1 | HYDRO-V1 | HYDRO-V1
CHN | China | Hunan Jinqiao Cascade Small |  | WRI1071630 | 7 | 26.3569 | 110.5965 | Hydro | [5 empty] | UNFCCC CDM Registry | https://cdm.unfccc.int/Projects/redirector?ref=4666 | UNFCCC CDM Registry | [10 empty] | 20.15 | 26.14 | 25.95 | 26.37 | 28.35 | HYDRO-V1 | HYDRO-V1 | HYDRO-V1 | HYDRO-V1 | HYDRO-V1
CHN | China | Xintian |  | WRI1072446 | 18 | 26.3767 | 100.1200 | Hydro | [5 empty] | UNFCCC CDM Registry | https://cdm.unfccc.int/Projects/redirector?ref=7225 | UNFCCC CDM Registry | [10 empty] | 44.06 | 49.37 | 60.05 | 66.44 | 56.1 | SOLAR-V1-NO-AGE | SOLAR-V1-NO-AGE | SOLAR-V1-NO-AGE | SOLAR-V1-NO-AGE | SOLAR-V1-NO-AGE
CHN | China | Tongdao County Laorongtan |  | WRI1071843 | 6 | 26.3882 | 109.8063 | Hydro | [5 empty] | UNFCCC CDM Registry | https://cdm.unfccc.int/Projects/redirector?ref=5378 | UNFCCC CDM Registry | [10 empty] | 17.40 | 21.24 | 21.92 | 24.57 | 19.95 | SOLAR-V1-NO-AGE | SOLAR-V1-NO-AGE | SOLAR-V1-NO-AGE | SOLAR-V1-NO-AGE | SOLAR-V1-NO-AGE
CHN | China | Jiangxi Luohongkou |  | WRI1071095 | 8 | 26.4081 | 114.2719 | Hydro | [5 empty] | UNFCCC CDM Registry | https://cdm.unfccc.int/Projects/redirector?ref=2432 | WRI | [10 empty] | 23.21 | 27.51 | 26.63 | 31.78 | 25.3 | SOLAR-V1-NO-AGE | SOLAR-V1-NO-AGE | SOLAR-V1-NO-AGE | SOLAR-V1-NO-AGE | SOLAR-V1-NO-AGE
CHN | China | Fujian Zhaokou |  | WRI1072144 | 60 | 26.4100 | 118.1000 | Hydro | [5 empty] | UNFCCC CDM Registry | https://cdm.unfccc.int/Projects/redirector?ref=6313 | UNFCCC CDM Registry | 1079872 | [9 empty] | 163.28 | 216.90 | 221.53 | 248.99 | 212.43 | NO-ESTIMATION | NO-ESTIMATION | NO-ESTIMATION | NO-ESTIMATION | CAPACITY-FACTOR-V1
CHN | China | Jinggangshan |  | WRI1071043 | 36 | 26.4170 | 114.1500 | Hydro | [5 empty] | UNFCCC CDM Registry | https://cdm.unfccc.int/Projects/redirector?ref=1400 | UNFCCC CDM Registry | 1069755 | [9 empty] | 96.09 | 122.72 | 119.31 | 146.67 | 112.02 | NO-ESTIMATION | NO-ESTIMATION | NO-ESTIMATION | NO-ESTIMATION | CAPACITY-FACTOR-V1
CHN | China | Hongxingqiao Yongsheng County |  | WRI1072398 | 6 | 26.4439 | 101.0236 | Hydro | [5 empty] | UNFCCC CDM Registry | https://cdm.unfccc.int/Projects/redirector?ref=7086 | UNFCCC CDM Registry | [10 empty] | 14.25 | 18.98 | 19.16 | 22.85 | 21.08 | SOLAR-V1-NO-AGE | SOLAR-V1-NO-AGE | SOLAR-V1-NO-AGE | SOLAR-V1-NO-AGE | SOLAR-V1-NO-AGE
CHN | China | Wanan Dam |  | WRI1070893 | 500 | 26.4441 | 114.7954 | Hydro |  |  |  | 1990.0 |  | Industry About | https://industryabout.com/country-territories-3/1142-china/hydro-energy/15613-wanan-dam | Industry About | [10 empty] | 1430.23 | 1884.18 | 1905.79 | 2016.87 | 2047.11 | NO-ESTIMATION | NO-ESTIMATION | NO-ESTIMATION | NO-ESTIMATION | CAPACITY-FACTOR-V1
CHN | China | Chaoyang Yongsheng County |  | WRI1072325 | 3 | 26.4478 | 101.0250 | Hydro | [5 empty] | UNFCCC CDM Registry | https://cdm.unfccc.int/Projects/redirector?ref=6873 | UNFCCC CDM Registry | [10 empty] | 7.35 | 10.13 | 9.68 | 10.84 | 9.6 | NO-ESTIMATION | NO-ESTIMATION | NO-ESTIMATION | NO-ESTIMATION | CAPACITY-FACTOR-V1
CHN | China | Heqing County Liuhe Plant |  | WRI1071300 | 30 | 26.4556 | 100.3211 | Hydro | [5 empty] | UNFCCC CDM Registry | https://cdm.unfccc.int/Projects/redirector?ref=3385 | UNFCCC CDM Registry | 1095108 | [9 empty] | 68.11 | 92.79 | 92.79 | 104.92 | 92.79 | HYDRO-V1 | HYDRO-V1 | HYDRO-V1 | HYDRO-V1 | HYDRO-V1
CHN | China | Yunnan Jiduhe Cascade Iv |  | WRI1071894 | 12 | 26.4594 | 99.3572 | Hydro | [5 empty] | UNFCCC CDM Registry | https://cdm.unfccc.int/Projects/redirector?ref=5595 | UNFCCC CDM Registry | 1087949 | [9 empty] | 30.76 | 40.23 | 39.97 | 44.68 | 38.64 | HYDRO-V1 | HYDRO-V1 | HYDRO-V1 | HYDRO-V1 | HYDRO-V1
CHN | China | Hunan Qingxijiang |  | WRI1071317 | 8 | 26.4792 | 110.3289 | Hydro | [5 empty] | UNFCCC CDM Registry | https://cdm.unfccc.int/Projects/redirector?ref=3419 | UNFCCC CDM Registry | [10 empty] | 18.31 | 24.62 | 24.62 | 28.47 | 24.62 | HYDRO-V1 | HYDRO-V1 | HYDRO-V1 | HYDRO-V1 | HYDRO-V1
CHN | China | Wuzhou Dao County Yongzhou Citychina |  | WRI1071613 | 12 | 26.4800 | 111.5800 | Hydro | [5 empty] | UNFCCC CDM Registry | https://cdm.unfccc.int/Projects/redirector?ref=4581 | UNFCCC CDM Registry | [10 empty] | 37.38 | 46.56 | 42.36 | 46.68 | 43.54 | HYDRO-V1 | HYDRO-V1 | HYDRO-V1 | HYDRO-V1 | HYDRO-V1
CHN | China | Guanyinyan |  | WRI1000466 | 3000 | 26.5200 | 101.4400 | Hydro |  |  |  | 2016.0 |  | Datang Guanyinyan | http://yn.xinhuanet.com/newscenter/2014-12/21/c_133868744.htm |  | 1084676 | [9 empty] | 7053.24 | 12304.48 | 8993.08 | 10008.27 | 9868.81 | NO-ESTIMATION | NO-ESTIMATION | NO-ESTIMATION | NO-ESTIMATION | CAPACITY-FACTOR-V1
CHN | China | Longkaikou |  | WRI1000473 | 1900 | 26.5300 | 100.4200 | Hydro |  |  |  | 2013.0 |  | Wilson Center | https://www.wilsoncenter.org/publication/interactive-mapping-chinas-dam-rush |  | 1072950 | [9 empty] | 4467.05 | 7792.83 | 5695.61 | 6338.57 | 6250.24 | SOLAR-V1-NO-AGE | SOLAR-V1-NO-AGE | SOLAR-V1-NO-AGE | SOLAR-V1-NO-AGE | SOLAR-V1-NO-AGE
CHN | China | Fujian Pingnan Jinzaoqiao |  | WRI1071119 | 66 | 26.5300 | 119.0650 | Hydro | [5 empty] | UNFCCC CDM Registry | https://cdm.unfccc.int/Projects/redirector?ref=2596 | UNFCCC CDM Registry | 1079879 | [9 empty] | 161.90 | 221.05 | 221.05 | 252.78 | 221.05 | SOLAR-V1-NO-AGE | SOLAR-V1-NO-AGE | SOLAR-V1-NO-AGE | SOLAR-V1-NO-AGE | SOLAR-V1-NO-AGE
CHN | China | Fujian Pingnan Lidaping Expansion |  | WRI1071485 | 20 | 26.5340 | 119.1020 | Hydro | [5 empty] | UNFCCC CDM Registry | https://cdm.unfccc.int/Projects/redirector?ref=4080 | UNFCCC CDM Registry | 1082489 | [9 empty] | 50.19 | 67.58 | 67.58 | 77.19 | 67.58 | HYDRO-V1 | HYDRO-V1 | HYDRO-V1 | HYDRO-V1 | HYDRO-V1
CHN | China | Sichuan Tangbahe |  | WRI1072506 | 8 | 26.5489 | 101.4319 | Hydro | [5 empty] | UNFCCC CDM Registry | https://cdm.unfccc.int/Projects/redirector?ref=7396 | UNFCCC CDM Registry | [10 empty] | 21.32 | 28.56 | 27.82 | 30.08 | 26.75 | NO-ESTIMATION | NO-ESTIMATION | NO-ESTIMATION | NO-ESTIMATION | CAPACITY-FACTOR-V1
CHN | China | Wangyuan Minhou County |  | WRI1071246 | 20 | 26.5548 | 119.0314 | Hydro | [5 empty] | UNFCCC CDM Registry | https://cdm.unfccc.int/Projects/redirector?ref=3202 | UNFCCC CDM Registry | 1079856 | [9 empty] | 51.57 | 68.95 | 68.95 | 78.57 | 68.95 | HYDRO-V1 | HYDRO-V1 | HYDRO-V1 | HYDRO-V1 | HYDRO-V1
CHN | China | Yunnan Luosongchang Classi Small |  | WRI1072101 | 6 | 26.5550 | 99.0769 | Hydro | [5 empty] | UNFCCC CDM Registry | https://cdm.unfccc.int/Projects/redirector?ref=6174 | UNFCCC CDM Registry | [10 empty] | 20.39 | 22.75 | 23.99 | 24.69 | 23.34 | NO-ESTIMATION | NO-ESTIMATION | NO-ESTIMATION | NO-ESTIMATION | CAPACITY-FACTOR-V1
CHN | China | Wuxi Qiyang County |  | WRI1071127 | 100 | 26.5700 | 110.8300 | Hydro | [5 empty] | UNFCCC CDM Registry | https://cdm.unfccc.int/Projects/redirector?ref=2741 | UNFCCC CDM Registry | 1088178 | [9 empty] | 245.57 | 335.20 | 335.20 | 383.26 | 335.2 | NO-ESTIMATION | NO-ESTIMATION | NO-ESTIMATION | NO-ESTIMATION | CAPACITY-FACTOR-V1
CHN | China | Yingzidu Dam |  | WRI1070897 | 360 | 26.5829 | 106.1379 | Hydro | [5 empty] | Industry About | https://industryabout.com/country-territories-3/1142-china/hydro-energy/15635-yingzidu-dam | Industry About | 1050851 | [9 empty] | 846.85 | 1115.80 | 1173.43 | 1276.76 | 1179.72 | HYDRO-V1 | HYDRO-V1 | HYDRO-V1 | HYDRO-V1 | HYDRO-V1
CHN | China | Shaxikou |  | WRI1000586 | 300 | 26.5900 | 118.0800 | Hydro |  |  |  | 1990.0 |  | Baike | http://baike.baidu.com/view/1107324.htm |  | 1017276 | [9 empty] | 838.74 | 1029.20 | 1042.16 | 947.30 | 1032.72 | HYDRO-V1 | HYDRO-V1 | HYDRO-V1 | HYDRO-V1 | HYDRO-V1
CHN | China | Sanbanxi Dam |  | WRI1070894 | 1000 | 26.6078 | 109.0475 | Hydro |  |  |  | 2006.0 | CPI Wuling Electric Power Co Ltd | Industry About | https://industryabout.com/country-territories-3/1142-china/hydro-energy/15573-sanbanxi-dam | Industry About | 1017900 | [9 empty] | 2693.11 | 3401.10 | 3397.72 | 3888.74 | 3420.37 | NO-ESTIMATION | NO-ESTIMATION | NO-ESTIMATION | NO-ESTIMATION | CAPACITY-FACTOR-V1
CHN | China | Laowuhe Erji |  | WRI1071073 | 10 | 26.6514 | 98.8975 | Hydro | [5 empty] | UNFCCC CDM Registry | https://cdm.unfccc.int/Projects/redirector?ref=1978 | UNFCCC CDM Registry | [10 empty] | 33.73 | 40.49 | 35.00 | 40.98 | 39.09 | NO-ESTIMATION | NO-ESTIMATION | NO-ESTIMATION | NO-ESTIMATION | CAPACITY-FACTOR-V1
CHN | China | Ziqiang |  | WRI1072262 | 18 | 26.6661 | 106.1219 | Hydro | [5 empty] | UNFCCC CDM Registry | https://cdm.unfccc.int/Projects/redirector?ref=6696 | UNFCCC CDM Registry | [10 empty] | 59.09 | 78.02 | 81.28 | 84.30 | 81.01 | HYDRO-V1 | HYDRO-V1 | HYDRO-V1 | HYDRO-V1 | HYDRO-V1
CHN | China | Fujian Jiangle Gaotang |  | WRI1071048 | 42 | 26.6833 | 117.4500 | Hydro | [5 empty] | UNFCCC CDM Registry | https://cdm.unfccc.int/Projects/redirector?ref=1601 | UNFCCC CDM Registry | 1079876 | [9 empty] | 136.67 | 154.53 | 160.25 | 181.95 | 163.83 | NO-ESTIMATION | NO-ESTIMATION | NO-ESTIMATION | NO-ESTIMATION | CAPACITY-FACTOR-V1
CHN | China | Hunan Taoshui Hydro |  | WRI1071453 | 69 | 26.7060 | 113.6749 | Hydro | [5 empty] | UNFCCC CDM Registry | https://cdm.unfccc.int/Projects/redirector?ref=3938 | UNFCCC CDM Registry | [10 empty] | 159.29 | 231.71 | 227.06 | 272.32 | 219.39 | NO-ESTIMATION | NO-ESTIMATION | NO-ESTIMATION | NO-ESTIMATION | CAPACITY-FACTOR-V1
CHN | China | Tongzilin |  | WRI1061009 | 600 | 26.7100 | 101.8500 | Hydro | [5 empty] | Baike | http://baike.baidu.com/view/4016426.htm |  | 1084266 | [9 empty] | 1656.51 | 2214.62 | 2044.48 | 2247.52 | 2044.48 | NO-ESTIMATION | NO-ESTIMATION | NO-ESTIMATION | NO-ESTIMATION | CAPACITY-FACTOR-V1
CHN | China | Chitan |  | WRI1000512 | 400 | 26.7100 | 117.1200 | Hydro |  |  |  | 1980.0 |  | Large Dam Safety Supervision Center | http://www.dam.com.cn/damView/list.jsp |  | 1044856 | [9 empty] | 951.10 | 1235.68 | 1262.21 | 1472.30 | 1224.9 | SOLAR-V1-NO-AGE | SOLAR-V1-NO-AGE | SOLAR-V1-NO-AGE | SOLAR-V1-NO-AGE | SOLAR-V1-NO-AGE
CHN | China | Hunan Lizitang |  | WRI1071079 | 9 | 26.7339 | 111.1075 | Hydro | [5 empty] | UNFCCC CDM Registry | https://cdm.unfccc.int/Projects/redirector?ref=2024 | UNFCCC CDM Registry | [10 empty] | 32.21 | 38.30 | 42.33 | 44.17 | 41.9 | SOLAR-V1-NO-AGE | SOLAR-V1-NO-AGE | SOLAR-V1-NO-AGE | SOLAR-V1-NO-AGE | SOLAR-V1-NO-AGE
CHN | China | Hunan Lengshuijiang Langshitan |  | WRI1071177 | 36 | 26.7525 | 111.9678 | Hydro | [5 empty] | UNFCCC CDM Registry | https://cdm.unfccc.int/Projects/redirector?ref=3011 | UNFCCC CDM Registry | 1079166 | [9 empty] | 87.81 | 120.08 | 120.08 | 137.38 | 120.08 | NO-ESTIMATION | NO-ESTIMATION | NO-ESTIMATION | NO-ESTIMATION | CAPACITY-FACTOR-V1
CHN | China | Fujian Nanping Xiayang |  | WRI1072477 | 43 | 26.7747 | 117.9831 | Hydro | [5 empty] | UNFCCC CDM Registry | https://cdm.unfccc.int/Projects/redirector?ref=7307 | UNFCCC CDM Registry | 1055518 | [9 empty] | 143.13 | 178.38 | 183.98 | 198.13 | 171.26 | NO-ESTIMATION | NO-ESTIMATION | NO-ESTIMATION | NO-ESTIMATION | CAPACITY-FACTOR-V1
CHN | China | Shunchang Dam |  | WRI1070896 | 48 | 26.7930 | 117.8891 | Hydro |  |  |  | 2008.0 | Fujian Shunchang Yangkou Hydro Power Co Ltd | Industry About | https://industryabout.com/country-territories-3/1142-china/hydro-energy/15585-shunchang-dam | Industry About | 1079877 | [9 empty] | 159.77 | 191.18 | 205.37 | 220.47 | 191.18 | SOLAR-V1-NO-AGE | SOLAR-V1-NO-AGE | SOLAR-V1-NO-AGE | SOLAR-V1-NO-AGE | SOLAR-V1-NO-AGE
CHN | China | Jinanqiao |  | WRI1000467 | 2800 | 26.8100 | 100.4500 | Hydro |  |  |  | 2010.0 |  | Wilson Center | https://www.wilsoncenter.org/publication/interactive-mapping-chinas-dam-rush |  | 1062721 | [9 empty] | 6583.02 | 11484.18 | 8393.54 | 9341.05 | 9210.89 | SOLAR-V1-NO-AGE | SOLAR-V1-NO-AGE | SOLAR-V1-NO-AGE | SOLAR-V1-NO-AGE | SOLAR-V1-NO-AGE
CHN | China | Fujian Pingnan Liyudang |  | WRI1071120 | 9 | 26.8120 | 119.3370 | Hydro | [5 empty] | UNFCCC CDM Registry | https://cdm.unfccc.int/Projects/redirector?ref=2601 | UNFCCC CDM Registry | [10 empty] | 20.57 | 27.67 | 27.67 | 31.99 | 27.67 | SOLAR-V1-NO-AGE | SOLAR-V1-NO-AGE | SOLAR-V1-NO-AGE | SOLAR-V1-NO-AGE | SOLAR-V1-NO-AGE
CHN | China | Hunan Gaoyongdong Small |  | WRI1071082 | 8 | 26.8186 | 109.7239 | Hydro | [5 empty] | UNFCCC CDM Registry | https://cdm.unfccc.int/Projects/redirector?ref=2081 | UNFCCC CDM Registry | [10 empty] | 32.26 | 37.16 | 40.38 | 42.16 | 37.35 | SOLAR-V1-NO-AGE | SOLAR-V1-NO-AGE | SOLAR-V1-NO-AGE | SOLAR-V1-NO-AGE | SOLAR-V1-NO-AGE
CHN | China | Ertan |  | WRI1000463 | 3300 | 26.8200 | 101.7800 | Hydro |  |  |  | 2000.0 | Ertan Hydropower Development Company Ltd. | Chinese National Committee on Large Dams | http://www.chincold.org.cn/dams/rootfiles/2010/07/20/1279253974018874-1279253974020121.pdf |  | 1030160 | [9 empty] | 9480.50 | 11614.32 | 11649.51 | 11371.76 | 11614.32 | SOLAR-V1-NO-AGE | SOLAR-V1-NO-AGE | SOLAR-V1-NO-AGE | SOLAR-V1-NO-AGE | SOLAR-V1-NO-AGE
CHN | China | Dahuashui |  | WRI1000521 | 200 | 26.8200 | 107.2600 | Hydro | [5 empty] | Chinese National Committee on Large Dams | http://www.chincold.org.cn/dams/rootfiles/2010/07/20/1279253974006006-1279253974014698.pdf | [11 empty] | 480.08 | 654.68 | 655.48 | 814.09 | 695.74 | SOLAR-V1-NO-AGE | SOLAR-V1-NO-AGE | SOLAR-V1-NO-AGE | SOLAR-V1-NO-AGE | SOLAR-V1-NO-AGE
CHN | China | Yunnan Daping |  | WRI1072369 | 21 | 26.8269 | 100.5892 | Hydro | [5 empty] | UNFCCC CDM Registry | https://cdm.unfccc.int/Projects/redirector?ref=6996 | UNFCCC CDM Registry | [10 empty] | 49.32 | 64.79 | 66.60 | 87.00 | 64.34 | SOLAR-V1-NO-AGE | SOLAR-V1-NO-AGE | SOLAR-V1-NO-AGE | SOLAR-V1-NO-AGE | SOLAR-V1-NO-AGE
CHN | China | Fujian Pingnan Jiufeng |  | WRI1071123 | 2 | 26.8370 | 118.7540 | Hydro | [5 empty] | UNFCCC CDM Registry | https://cdm.unfccc.int/Projects/redirector?ref=2681 | UNFCCC CDM Registry | [10 empty] | 4.55 | 6.01 | 6.01 | 6.83 | 6.01 | SOLAR-V1-NO-AGE | SOLAR-V1-NO-AGE | SOLAR-V1-NO-AGE | SOLAR-V1-NO-AGE | SOLAR-V1-NO-AGE
CHN | China | Dong Feng |  | WRI1000500 | 695 | 26.8600 | 106.1500 | Hydro | [5 empty] | Wilson Center | https://www.wilsoncenter.org/publication/interactive-mapping-chinas-dam-rush | [11 empty] | 1798.22 | 2826.35 | 2437.42 | 3065.12 | 2826.35 | SOLAR-V1-NO-AGE | SOLAR-V1-NO-AGE | SOLAR-V1-NO-AGE | SOLAR-V1-NO-AGE | SOLAR-V1-NO-AGE
CHN | China | Qingshui River Dahuashui |  | WRI1072311 | 200 | 26.8618 | 107.2737 | Hydro | [5 empty] | UNFCCC CDM Registry | https://cdm.unfccc.int/Projects/redirector?ref=6840 | UNFCCC CDM Registry | 1049099 | [9 empty] | 480.08 | 654.68 | 655.48 | 814.09 | 695.74 | SOLAR-V1-NO-AGE | SOLAR-V1-NO-AGE | SOLAR-V1-NO-AGE | SOLAR-V1-NO-AGE | SOLAR-V1-NO-AGE
CHN | China | Hongjiadu |  | WRI1000503 | 600 | 26.8700 | 105.8600 | Hydro |  |  |  | 2005.0 |  | Chinese National Committee on Large Dams | http://www.chincold.org.cn/dams/rootfiles/2010/07/20/1279253974061075-1279253974063421.pdf |  | 1033517 | [9 empty] | 1416.45 | 2034.27 | 1977.00 | 2334.45 | 1881.02 | SOLAR-V1-NO-AGE | SOLAR-V1-NO-AGE | SOLAR-V1-NO-AGE | SOLAR-V1-NO-AGE | SOLAR-V1-NO-AGE
CHN | China | Hunan Huitong Changzhai |  | WRI1072161 | 25 | 26.8750 | 110.0417 | Hydro | [5 empty] | UNFCCC CDM Registry | https://cdm.unfccc.int/Projects/redirector?ref=6374 | UNFCCC CDM Registry | [10 empty] | 81.43 | 98.52 | 114.57 | 123.23 | 108.41 | SOLAR-V1-NO-AGE | SOLAR-V1-NO-AGE | SOLAR-V1-NO-AGE | SOLAR-V1-NO-AGE | SOLAR-V1-NO-AGE
CHN | China | Fujian Ningde Sanjianxi |  | WRI1071399 | 13 | 26.8800 | 119.3600 | Hydro | [5 empty] | UNFCCC CDM Registry | https://cdm.unfccc.int/Projects/redirector?ref=3732 | UNFCCC CDM Registry | 1099317 | [9 empty] | 44.15 | 51.19 | 53.08 | 57.38 | 51.73 | NO-ESTIMATION | NO-ESTIMATION | NO-ESTIMATION | NO-ESTIMATION | CAPACITY-FACTOR-V1
CHN | China | Hongkou Dam |  | WRI1070889 | 200 | 26.8944 | 119.3279 | Hydro |  |  |  | 2008.0 | Fujian Hongkou Hydropower Co Ltd | Industry About | https://industryabout.com/country-territories-3/1142-china/hydro-energy/15403-hongkou-dam | Industry About | [10 empty] | 485.70 | 642.30 | 637.71 | 756.27 | 642.3 | NO-ESTIMATION | NO-ESTIMATION | NO-ESTIMATION | NO-ESTIMATION | CAPACITY-FACTOR-V1
CHN | China | Fujian Pingnan Yuanping Expansion |  | WRI1072413 | 16 | 26.8964 | 119.2193 | Hydro | [5 empty] | UNFCCC CDM Registry | https://cdm.unfccc.int/Projects/redirector?ref=7131 | UNFCCC CDM Registry | 1079829 | [9 empty] | 45.75 | 60.32 | 63.19 | 69.61 | 60.74 | SOLAR-V1-NO-AGE | SOLAR-V1-NO-AGE | SOLAR-V1-NO-AGE | SOLAR-V1-NO-AGE | SOLAR-V1-NO-AGE
CHN | China | Jiangxi Shihutang |  | WRI1071486 | 120 | 26.8997 | 114.9986 | Hydro | [5 empty] | UNFCCC CDM Registry | https://cdm.unfccc.int/Projects/redirector?ref=4091 | UNFCCC CDM Registry | 1098013 | [9 empty] | 420.66 | 498.26 | 498.26 | 598.71 | 496.22 | SOLAR-V1-NO-AGE | SOLAR-V1-NO-AGE | SOLAR-V1-NO-AGE | SOLAR-V1-NO-AGE | SOLAR-V1-NO-AGE
CHN | China | Hunan Tongba Small |  | WRI1071570 | 15 | 26.9000 | 113.2900 | Hydro | [5 empty] | UNFCCC CDM Registry | https://cdm.unfccc.int/Projects/redirector?ref=4408 | UNFCCC CDM Registry | [10 empty] | 61.72 | 74.02 | 73.54 | 75.46 | 72.58 | SOLAR-V1-NO-AGE | SOLAR-V1-NO-AGE | SOLAR-V1-NO-AGE | SOLAR-V1-NO-AGE | SOLAR-V1-NO-AGE
CHN | China | Fugong Latudi River |  | WRI1071138 | 18 | 26.9003 | 98.8456 | Hydro | [5 empty] | UNFCCC CDM Registry | https://cdm.unfccc.int/Projects/redirector?ref=2804 | UNFCCC CDM Registry | 1071603 | [9 empty] | 62.27 | 76.97 | 64.28 | 75.32 | 71.91 | NO-ESTIMATION | NO-ESTIMATION | NO-ESTIMATION | NO-ESTIMATION | CAPACITY-FACTOR-V1
CHN | China | Yunnan Shuijing |  | WRI1072326 | 19 | 26.9119 | 100.6536 | Hydro | [5 empty] | UNFCCC CDM Registry | https://cdm.unfccc.int/Projects/redirector?ref=6879 | UNFCCC CDM Registry | [10 empty] | 47.48 | 56.33 | 59.14 | 73.47 | 56.16 | NO-ESTIMATION | NO-ESTIMATION | NO-ESTIMATION | NO-ESTIMATION | CAPACITY-FACTOR-V1
CHN | China | Jiangxi Gongge |  | WRI1071096 | 15 | 26.9469 | 114.5489 | Hydro | [5 empty] | UNFCCC CDM Registry | https://cdm.unfccc.int/Projects/redirector?ref=2433 | WRI | 1072515 | [9 empty] | 44.64 | 57.76 | 57.76 | 66.69 | 63.68 | NO-ESTIMATION | NO-ESTIMATION | NO-ESTIMATION | NO-ESTIMATION | CAPACITY-FACTOR-V1
CHN | China | Hunan Huitong Gaoyi |  | WRI1072159 | 25 | 26.9500 | 110.0167 | Hydro | [5 empty] | UNFCCC CDM Registry | https://cdm.unfccc.int/Projects/redirector?ref=6365 | UNFCCC CDM Registry | [10 empty] | 81.43 | 98.52 | 114.57 | 123.23 | 108.41 | NO-ESTIMATION | NO-ESTIMATION | NO-ESTIMATION | NO-ESTIMATION | CAPACITY-FACTOR-V1
CHN | China | Fujian Pingnan Tingtougang |  | WRI1071114 | 8 | 26.9500 | 118.9500 | Hydro | [5 empty] | UNFCCC CDM Registry | https://cdm.unfccc.int/Projects/redirector?ref=2559 | UNFCCC CDM Registry | [10 empty] | 18.28 | 24.59 | 24.59 | 28.44 | 24.59 | SOLAR-V1-NO-AGE | SOLAR-V1-NO-AGE | SOLAR-V1-NO-AGE | SOLAR-V1-NO-AGE | SOLAR-V1-NO-AGE
CHN | China | Baishi (Guizhou) Dam |  | WRI1070887 | 420 | 26.9558 | 109.4709 | Hydro |  |  |  | 2011.0 |  | Industry About | https://industryabout.com/country-territories-3/1142-china/hydro-energy/15350-baishi-dam-guizou | Industry About | [10 empty] | 1086.80 | 1358.38 | 1398.44 | 1581.96 | 1342.49 | SOLAR-V1-NO-AGE | SOLAR-V1-NO-AGE | SOLAR-V1-NO-AGE | SOLAR-V1-NO-AGE | SOLAR-V1-NO-AGE
CHN | China | Yunnan Shidi River 1st Level |  | WRI1071878 | 30 | 26.9594 | 98.8425 | Hydro | [5 empty] | UNFCCC CDM Registry | https://cdm.unfccc.int/Projects/redirector?ref=5532 | UNFCCC CDM Registry | [10 empty] | 82.22 | 114.25 | 90.22 | 112.31 | 102.94 | HYDRO-V1 | HYDRO-V1 | HYDRO-V1 | HYDRO-V1 | HYDRO-V1
CHN | China | Suofengying |  | WRI1000505 | 600 | 26.9700 | 106.3700 | Hydro |  |  |  | 2006.0 |  | Wilson Center | https://www.wilsoncenter.org/publication/interactive-mapping-chinas-dam-rush |  | 1056478 | [9 empty] | 1563.63 | 2104.25 | 2261.02 | 2654.31 | 2104.25 | NO-ESTIMATION | NO-ESTIMATION | NO-ESTIMATION | NO-ESTIMATION | CAPACITY-FACTOR-V1
CHN | China | Yunnan Huize Niulanjiang River Xiaoyantou |  | WRI1071525 | 130 | 27.0133 | 103.6290 | Hydro | [5 empty] | UNFCCC CDM Registry | https://cdm.unfccc.int/Projects/redirector?ref=4189 | UNFCCC CDM Registry | [10 empty] | 317.80 | 454.19 | 429.79 | 494.22 | 453.64 | SOLAR-V1-NO-AGE | SOLAR-V1-NO-AGE | SOLAR-V1-NO-AGE | SOLAR-V1-NO-AGE | SOLAR-V1-NO-AGE
CHN | China | Mowu Dam |  | WRI1070892 | 30 | 27.0143 | 117.6992 | Hydro |  |  |  | 1995.0 | Fujian Shunchang Mowu Hydro Power Co Ltd | Industry About | https://industryabout.com/country-territories-3/1142-china/hydro-energy/15557-mowu-dam | Industry About | 1055526 | [9 empty] | 90.28 | 121.30 | 118.49 | 129.46 | 114.36 | SOLAR-V1-NO-AGE | SOLAR-V1-NO-AGE | SOLAR-V1-NO-AGE | SOLAR-V1-NO-AGE | SOLAR-V1-NO-AGE
CHN | China | Yunnan Tianhuaban |  | WRI1071504 | 180 | 27.0258 | 103.2878 | Hydro | [5 empty] | UNFCCC CDM Registry | https://cdm.unfccc.int/Projects/redirector?ref=4133 | UNFCCC CDM Registry | 1087977 | [9 empty] | 444.77 | 628.87 | 629.78 | 714.69 | 629.66 | SOLAR-V1-NO-AGE | SOLAR-V1-NO-AGE | SOLAR-V1-NO-AGE | SOLAR-V1-NO-AGE | SOLAR-V1-NO-AGE
CHN | China | Fujian Shaowu Jinwei |  | WRI1071265 | 16 | 27.0300 | 117.6860 | Hydro | [5 empty] | UNFCCC CDM Registry | https://cdm.unfccc.int/Projects/redirector?ref=3271 | UNFCCC CDM Registry | 1084520 | [9 empty] | 58.80 | 76.83 | 75.51 | 78.72 | 73.29 | NO-ESTIMATION | NO-ESTIMATION | NO-ESTIMATION | NO-ESTIMATION | CAPACITY-FACTOR-V1
CHN | China | Xinhuang Xincun Small |  | WRI1071058 | 7 | 27.0500 | 108.4300 | Hydro | [5 empty] | UNFCCC CDM Registry | https://cdm.unfccc.int/Projects/redirector?ref=1763 | UNFCCC CDM Registry | [10 empty] | 25.02 | 29.66 | 30.92 | 30.74 | 29.9 | SOLAR-V1-NO-AGE | SOLAR-V1-NO-AGE | SOLAR-V1-NO-AGE | SOLAR-V1-NO-AGE | SOLAR-V1-NO-AGE
CHN | China | Hunan Yuzitang Small |  | WRI1071085 | 9 | 27.0542 | 110.1906 | Hydro | [5 empty] | UNFCCC CDM Registry | https://cdm.unfccc.int/Projects/redirector?ref=2121 | UNFCCC CDM Registry | [10 empty] | 19.95 | 27.05 | 27.05 | 31.37 | 27.05 | NO-ESTIMATION | NO-ESTIMATION | NO-ESTIMATION | NO-ESTIMATION | CAPACITY-FACTOR-V1
CHN | China | Hunan Zishui First Cascade |  | WRI1071537 | 25 | 27.0828 | 111.2986 | Hydro | [5 empty] | UNFCCC CDM Registry | https://cdm.unfccc.int/Projects/redirector?ref=4235 | UNFCCC CDM Registry | [10 empty] | 95.95 | 144.34 | 123.57 | 131.18 | 143.87 | NO-ESTIMATION | NO-ESTIMATION | NO-ESTIMATION | NO-ESTIMATION | CAPACITY-FACTOR-V1
CHN | China | Hunan Longhui Yuanmushan |  | WRI1071488 | 16 | 27.0850 | 111.0758 | Hydro | [5 empty] | UNFCCC CDM Registry | https://cdm.unfccc.int/Projects/redirector?ref=4097 | UNFCCC CDM Registry | [10 empty] | 70.34 | 78.71 | 76.95 | 79.88 | 76.95 | NO-ESTIMATION | NO-ESTIMATION | NO-ESTIMATION | NO-ESTIMATION | CAPACITY-FACTOR-V1
CHN | China | Fujian Muyangxi River Fengyuan |  | WRI1071627 | 80 | 27.0982 | 119.4524 | Hydro | [5 empty] | UNFCCC CDM Registry | https://cdm.unfccc.int/Projects/redirector?ref=4633 | UNFCCC CDM Registry | 1095088 | [9 empty] | 222.84 | 294.42 | 291.96 | 351.28 | 300.63 | NO-ESTIMATION | NO-ESTIMATION | NO-ESTIMATION | NO-ESTIMATION | CAPACITY-FACTOR-V1
CHN | China | Yuliangwan Small Hydroelectric |  | WRI1071042 | 8 | 27.1000 | 109.1600 | Hydro | [5 empty] | UNFCCC CDM Registry | https://cdm.unfccc.int/Projects/redirector?ref=1391 | UNFCCC CDM Registry | [10 empty] | 23.61 | 28.92 | 29.56 | 34.03 | 26.78 | NO-ESTIMATION | NO-ESTIMATION | NO-ESTIMATION | NO-ESTIMATION | CAPACITY-FACTOR-V1
CHN | China | Changniping |  | WRI1071040 | 20 | 27.1230 | 109.5030 | Hydro | [5 empty] | UNFCCC CDM Registry | https://cdm.unfccc.int/Projects/redirector?ref=1367 | UNFCCC CDM Registry | [10 empty] | 74.01 | 87.03 | 88.89 | 96.03 | 89.06 | NO-ESTIMATION | NO-ESTIMATION | NO-ESTIMATION | NO-ESTIMATION | CAPACITY-FACTOR-V1
CHN | China | Jingshi Huili County |  | WRI1071549 | 12 | 27.1292 | 102.4394 | Hydro | [5 empty] | UNFCCC CDM Registry | https://cdm.unfccc.int/Projects/redirector?ref=4281 | UNFCCC CDM Registry | 1105526 | [9 empty] | 26.53 | 36.00 | 36.00 | 41.77 | 36 | NO-ESTIMATION | NO-ESTIMATION | NO-ESTIMATION | NO-ESTIMATION | CAPACITY-FACTOR-V1
CHN | China | Hongjiang |  | WRI1000614 | 225 | 27.1300 | 109.9600 | Hydro | [5 empty] | Sinohydro | http://8j.sinohydro.com/web/production/ProductionShow.asp?ID=427&ParentID= |  | 1048358 | [9 empty] | 706.99 | 852.48 | 887.95 | 968.50 | 832 | NO-ESTIMATION | NO-ESTIMATION | NO-ESTIMATION | NO-ESTIMATION | CAPACITY-FACTOR-V1
CHN | China | Gucheng Heibaishuihe Tianshengqiao Hydro |  | WRI1072388 | 6 | 27.1547 | 100.3927 | Hydro | [5 empty] | UNFCCC CDM Registry | https://cdm.unfccc.int/Projects/redirector?ref=7043 | UNFCCC CDM Registry | [10 empty] | 15.74 | 19.72 | 20.39 | 20.87 | 20.36 | NO-ESTIMATION | NO-ESTIMATION | NO-ESTIMATION | NO-ESTIMATION | CAPACITY-FACTOR-V1
CHN | China | Yanbian County Yanshuihe |  | WRI1071566 | 7 | 27.1567 | 101.4983 | Hydro | [5 empty] | UNFCCC CDM Registry | https://cdm.unfccc.int/Projects/redirector?ref=4395 | UNFCCC CDM Registry | [10 empty] | 13.95 | 19.47 | 19.47 | 22.83 | 19.47 | NO-ESTIMATION | NO-ESTIMATION | NO-ESTIMATION | NO-ESTIMATION | CAPACITY-FACTOR-V1
CHN | China | Fuan |  | WRI1072393 | 30 | 27.1797 | 119.6633 | Hydro | [5 empty] | UNFCCC CDM Registry | https://cdm.unfccc.int/Projects/redirector?ref=7050 | UNFCCC CDM Registry | 1100833 | [9 empty] | 87.89 | 109.58 | 106.66 | 120.57 | 109.58 | NO-ESTIMATION | NO-ESTIMATION | NO-ESTIMATION | NO-ESTIMATION | CAPACITY-FACTOR-V1
CHN | China | Yangdun Small |  | WRI1071029 | 10 | 27.1944 | 118.1844 | Hydro | [5 empty] | UNFCCC CDM Registry | https://cdm.unfccc.int/Projects/redirector?ref=1276 | UNFCCC CDM Registry | [10 empty] | 29.40 | 35.74 | 40.22 | 43.35 | 33.06 | NO-ESTIMATION | NO-ESTIMATION | NO-ESTIMATION | NO-ESTIMATION | CAPACITY-FACTOR-V1
CHN | China | Sichuan Dechang Xinma |  | WRI1071401 | 120 | 27.1946 | 102.2811 | Hydro | [5 empty] | UNFCCC CDM Registry | https://cdm.unfccc.int/Projects/redirector?ref=3741 | UNFCCC CDM Registry | [10 empty] | 366.57 | 429.79 | 526.86 | 511.29 | 470.38 | NO-ESTIMATION | NO-ESTIMATION | NO-ESTIMATION | NO-ESTIMATION | CAPACITY-FACTOR-V1
CHN | China | Yunnan Whitewaters Development |  | WRI1070956 | 78 | 27.2018 | 103.4300 | Hydro | [5 empty] | UNFCCC CDM Registry | https://cdm.unfccc.int/Projects/redirector?ref=841 | UNFCCC CDM Registry | [10 empty] | 161.35 | 242.48 | 242.69 | 251.89 | 239.96 | NO-ESTIMATION | NO-ESTIMATION | NO-ESTIMATION | NO-ESTIMATION | CAPACITY-FACTOR-V1
CHN | China | Sichuan Gongdefang |  | WRI1071404 | 15 | 27.2059 | 102.3339 | Hydro | [5 empty] | UNFCCC CDM Registry | https://cdm.unfccc.int/Projects/redirector?ref=3748 | UNFCCC CDM Registry | 1100747 | [9 empty] | 42.91 | 54.13 | 51.37 | 57.82 | 55.87 | NO-ESTIMATION | NO-ESTIMATION | NO-ESTIMATION | NO-ESTIMATION | CAPACITY-FACTOR-V1
CHN | China | Fujian Shaowu Jintang |  | WRI1071651 | 11 | 27.2147 | 117.5890 | Hydro | [5 empty] | UNFCCC CDM Registry | https://cdm.unfccc.int/Projects/redirector?ref=4741 | UNFCCC CDM Registry | [10 empty] | 40.56 | 49.60 | 51.10 | 53.20 | 45.22 | NO-ESTIMATION | NO-ESTIMATION | NO-ESTIMATION | NO-ESTIMATION | CAPACITY-FACTOR-V1
CHN | China | Jiangxi Lean County Dongan Small |  | WRI1072491 | 6 | 27.2361 | 115.8025 | Hydro | [5 empty] | UNFCCC CDM Registry | https://cdm.unfccc.int/Projects/redirector?ref=7344 | UNFCCC CDM Registry | [10 empty] | 17.48 | 21.87 | 23.91 | 26.07 | 21.46 | NO-ESTIMATION | NO-ESTIMATION | NO-ESTIMATION | NO-ESTIMATION | CAPACITY-FACTOR-V1
CHN | China | Yibu River Stage 4 Smallscale |  | WRI1072112 | 6 | 27.2433 | 102.8292 | Hydro | [5 empty] | UNFCCC CDM Registry | https://cdm.unfccc.int/Projects/redirector?ref=6212 | UNFCCC CDM Registry | [10 empty] | 11.52 | 16.26 | 16.26 | 19.14 | 16.26 | NO-ESTIMATION | NO-ESTIMATION | NO-ESTIMATION | NO-ESTIMATION | CAPACITY-FACTOR-V1
CHN | China | Sichuan Ningnan Yibu River Stage 5 |  | WRI1072099 | 16 | 27.2553 | 102.8819 | Hydro | [5 empty] | UNFCCC CDM Registry | https://cdm.unfccc.int/Projects/redirector?ref=6168 | UNFCCC CDM Registry | [10 empty] | 67.83 | 80.05 | 75.69 | 78.76 | 75.69 | NO-ESTIMATION | NO-ESTIMATION | NO-ESTIMATION | NO-ESTIMATION | CAPACITY-FACTOR-V1
CHN | China | Fujian Jianyang Huangtangjia |  | WRI1071421 | 11 | 27.2561 | 118.2705 | Hydro | [5 empty] | UNFCCC CDM Registry | https://cdm.unfccc.int/Projects/redirector?ref=3824 | UNFCCC CDM Registry | [10 empty] | 38.49 | 45.92 | 48.51 | 50.61 | 44.74 | NO-ESTIMATION | NO-ESTIMATION | NO-ESTIMATION | NO-ESTIMATION | CAPACITY-FACTOR-V1
CHN | China | Sichuan Songxin |  | WRI1071204 | 20 | 27.2753 | 102.5897 | Hydro | [5 empty] | UNFCCC CDM Registry | https://cdm.unfccc.int/Projects/redirector?ref=3097 | UNFCCC CDM Registry | 1085211 | [9 empty] | 57.47 | 69.68 | 70.76 | 78.58 | 67.8 | NO-ESTIMATION | NO-ESTIMATION | NO-ESTIMATION | NO-ESTIMATION | CAPACITY-FACTOR-V1
CHN | China | Anjiang |  | WRI1071826 | 140 | 27.2869 | 110.0994 | Hydro | [5 empty] | UNFCCC CDM Registry | https://cdm.unfccc.int/Projects/redirector?ref=5295 | UNFCCC CDM Registry | 1089021 | [9 empty] | 404.01 | 578.93 | 677.82 | 720.25 | 564.76 | SOLAR-V1-NO-AGE | SOLAR-V1-NO-AGE | SOLAR-V1-NO-AGE | SOLAR-V1-NO-AGE | SOLAR-V1-NO-AGE
CHN | China | Fujian Xietan |  | WRI1072410 | 15 | 27.3001 | 119.5364 | Hydro | [5 empty] | UNFCCC CDM Registry | https://cdm.unfccc.int/Projects/redirector?ref=7123 | UNFCCC CDM Registry | [10 empty] | 46.84 | 58.95 | 57.94 | 63.95 | 56.56 | SOLAR-V1-NO-AGE | SOLAR-V1-NO-AGE | SOLAR-V1-NO-AGE | SOLAR-V1-NO-AGE | SOLAR-V1-NO-AGE
CHN | China | Jiangxi Anfu Guanshan Small Bundling |  | WRI1071285 | 6 | 27.3103 | 114.6844 | Hydro | [5 empty] | UNFCCC CDM Registry | https://cdm.unfccc.int/Projects/redirector?ref=3320 | WRI | 1045957 | [9 empty] | 19.62 | 22.64 | 24.10 | 25.82 | 24.39 | SOLAR-V1-NO-AGE | SOLAR-V1-NO-AGE | SOLAR-V1-NO-AGE | SOLAR-V1-NO-AGE | SOLAR-V1-NO-AGE
CHN | China | Wujiangdu |  | WRI1000485 | 1250 | 27.3200 | 106.7600 | Hydro |  |  |  | 1983.0 |  | Global Reservoir and Dam Database | http://sedac.ciesin.columbia.edu/data/collection/grand-v46 |  | 1029582 | [9 empty] | 3512.97 | 4848.89 | 4863.57 | 5289.62 | 4848.89 | NO-ESTIMATION | SOLAR-V1 | SOLAR-V1 | SOLAR-V1 | SOLAR-V1
CHN | China | Yunnan Kegonghe |  | WRI1071179 | 10 | 27.3200 | 99.1700 | Hydro | [5 empty] | UNFCCC CDM Registry | https://cdm.unfccc.int/Projects/redirector?ref=3015 | UNFCCC CDM Registry | [10 empty] | 31.36 | 35.60 | 33.53 | 37.17 | 37.67 | NO-ESTIMATION | NO-ESTIMATION | NO-ESTIMATION | NO-ESTIMATION | CAPACITY-FACTOR-V1
CHN | China | Zhongfang County Pailou Hydro |  | WRI1071077 | 18 | 27.3336 | 109.9128 | Hydro | [5 empty] | UNFCCC CDM Registry | https://cdm.unfccc.int/Projects/redirector?ref=2001 | UNFCCC CDM Registry | 1087154 | [9 empty] | 77.10 | 93.31 | 92.78 | 96.43 | 85.55 | NO-ESTIMATION | SOLAR-V1 | SOLAR-V1 | SOLAR-V1 | SOLAR-V1
CHN | China | Hunan Xinhuang Shanmutang |  | WRI1071105 | 8 | 27.3410 | 109.3030 | Hydro | [5 empty] | UNFCCC CDM Registry | https://cdm.unfccc.int/Projects/redirector?ref=2478 | UNFCCC CDM Registry | [10 empty] | 23.61 | 28.92 | 29.56 | 34.03 | 26.78 | NO-ESTIMATION | SOLAR-V1 | SOLAR-V1 | SOLAR-V1 | SOLAR-V1
CHN | China | Fujian Niutoushan |  | WRI1071769 | 100 | 27.3447 | 119.4914 | Hydro | [5 empty] | UNFCCC CDM Registry | https://cdm.unfccc.int/Projects/redirector?ref=5121 | UNFCCC CDM Registry | 1079882 | [9 empty] | 277.45 | 371.70 | 364.95 | 422.54 | 359.55 | NO-ESTIMATION | NO-ESTIMATION | NO-ESTIMATION | NO-ESTIMATION | CAPACITY-FACTOR-V1
CHN | China | Ahai |  | WRI1000457 | 4750 | 27.3488 | 100.5061 | Hydro | [5 empty] | Wilson Center | https://www.wilsoncenter.org/publication/interactive-mapping-chinas-dam-rush |  | 1077179 | [9 empty] | 11167.63 | 19482.09 | 14239.04 | 15846.43 | 15625.61 | NO-ESTIMATION | NO-ESTIMATION | NO-ESTIMATION | NO-ESTIMATION | CAPACITY-FACTOR-V1
CHN | China | Niutoushan (Fujian) Dam |  | WRI1070885 | 100 | 27.3657 | 119.4298 | Hydro |  |  |  | 2006.0 | China Power Investment Corporation | Industry About | https://industryabout.com/country-territories-3/1142-china/hydro-energy/15562-niutoushan-dam | Industry About | 1079882 | [9 empty] | 277.45 | 371.70 | 364.95 | 422.54 | 359.55 | NO-ESTIMATION | NO-ESTIMATION | NO-ESTIMATION | NO-ESTIMATION | CAPACITY-FACTOR-V1
CHN | China | Silin |  | WRI1000491 | 1050 | 27.3700 | 107.6300 | Hydro |  |  |  | 2009.0 |  | Wilson Center | https://www.wilsoncenter.org/publication/interactive-mapping-chinas-dam-rush |  | 1017902 | [9 empty] | 2873.05 | 3990.45 | 3357.51 | 4330.22 | 3972.64 | NO-ESTIMATION | NO-ESTIMATION | NO-ESTIMATION | NO-ESTIMATION | CAPACITY-FACTOR-V1
CHN | China | Gou Pi Tan |  | WRI1000465 | 3000 | 27.3744 | 107.6330 | Hydro |  |  |  | 2009.0 |  | Wilson Center | https://www.wilsoncenter.org/publication/interactive-mapping-chinas-dam-rush |  | 1017890 | [9 empty] | 8574.45 | 11767.01 | 9916.15 | 12738.79 | 11716.14 | NO-ESTIMATION | NO-ESTIMATION | NO-ESTIMATION | NO-ESTIMATION | CAPACITY-FACTOR-V1
CHN | China | Miyi Wantan Hydroelectric |  | WRI1071129 | 32 | 27.3800 | 101.5500 | Hydro | [5 empty] | UNFCCC CDM Registry | https://cdm.unfccc.int/Projects/redirector?ref=2756 | UNFCCC CDM Registry | [10 empty] | 95.64 | 114.28 | 111.99 | 130.33 | 109.07 | NO-ESTIMATION | NO-ESTIMATION | NO-ESTIMATION | NO-ESTIMATION | CAPACITY-FACTOR-V1
CHN | China | Hekou |  | WRI1071605 | 23 | 27.3969 | 102.5600 | Hydro | [5 empty] | UNFCCC CDM Registry | https://cdm.unfccc.int/Projects/redirector?ref=4548 | UNFCCC CDM Registry | 1105183 | [9 empty] | 65.17 | 79.82 | 81.06 | 90.06 | 77.66 | NO-ESTIMATION | NO-ESTIMATION | NO-ESTIMATION | NO-ESTIMATION | NO-ESTIMATION
CHN | China | Fujian Shouning Pingfeng |  | WRI1071540 | 30 | 27.4206 | 119.3053 | Hydro | [5 empty] | UNFCCC CDM Registry | https://cdm.unfccc.int/Projects/redirector?ref=4242 | UNFCCC CDM Registry | [10 empty] | 83.01 | 111.29 | 109.26 | 126.54 | 107.64 | SOLAR-V1-NO-AGE | SOLAR-V1-NO-AGE | SOLAR-V1-NO-AGE | SOLAR-V1-NO-AGE | SOLAR-V1-NO-AGE
CHN | China | Yiliang County Xionggou Small |  | WRI1072351 | 5 | 27.4367 | 104.0222 | Hydro | [5 empty] | UNFCCC CDM Registry | https://cdm.unfccc.int/Projects/redirector?ref=6946 | UNFCCC CDM Registry | [10 empty] | 13.98 | 16.87 | 17.84 | 18.98 | 17.31 | SOLAR-V1-NO-AGE | SOLAR-V1-NO-AGE | SOLAR-V1-NO-AGE | SOLAR-V1-NO-AGE | SOLAR-V1-NO-AGE
CHN | China | Jiangxi Donggu |  | WRI1071464 | 16 | 27.4433 | 114.5316 | Hydro | [5 empty] | UNFCCC CDM Registry | https://cdm.unfccc.int/Projects/redirector?ref=3978 | UNFCCC CDM Registry | [10 empty] | 35.07 | 47.70 | 47.70 | 55.39 | 47.7 | NO-ESTIMATION | NO-ESTIMATION | NO-ESTIMATION | NO-ESTIMATION | NO-ESTIMATION
CHN | China | Zhenxiong County Tongping |  | WRI1072095 | 20 | 27.4500 | 104.4000 | Hydro | [5 empty] | UNFCCC CDM Registry | https://cdm.unfccc.int/Projects/redirector?ref=6162 | UNFCCC CDM Registry | [10 empty] | 51.63 | 69.02 | 69.02 | 78.64 | 69.02 | NO-ESTIMATION | NO-ESTIMATION | NO-ESTIMATION | NO-ESTIMATION | CAPACITY-FACTOR-V1
CHN | China | Qingyuan County Longjing Hydroelectric |  | WRI1072016 | 8 | 27.4538 | 119.2412 | Hydro | [5 empty] | UNFCCC CDM Registry | https://cdm.unfccc.int/Projects/redirector?ref=5946 | UNFCCC CDM Registry | 1078340 | [9 empty] | 18.28 | 24.59 | 24.59 | 28.44 | 24.59 | NO-ESTIMATION | NO-ESTIMATION | NO-ESTIMATION | NO-ESTIMATION | NO-ESTIMATION
CHN | China | Sichuan Province Yingxiongpo |  | WRI1072110 | 56 | 27.4650 | 102.5931 | Hydro | [5 empty] | UNFCCC CDM Registry | https://cdm.unfccc.int/Projects/redirector?ref=6204 | UNFCCC CDM Registry | [10 empty] | 145.57 | 197.50 | 187.04 | 209.47 | 187.04 | SOLAR-V1-NO-AGE | SOLAR-V1-NO-AGE | SOLAR-V1-NO-AGE | SOLAR-V1-NO-AGE | SOLAR-V1-NO-AGE
CHN | China | Sichuan Luxihe |  | WRI1072249 | 19 | 27.4717 | 102.5853 | Hydro | [5 empty] | UNFCCC CDM Registry | https://cdm.unfccc.int/Projects/redirector?ref=6646 | UNFCCC CDM Registry | [10 empty] | 50.27 | 66.68 | 63.63 | 68.30 | 63.63 | NO-ESTIMATION | NO-ESTIMATION | NO-ESTIMATION | NO-ESTIMATION | CAPACITY-FACTOR-V1
CHN | China | Fujian Jianyang Huilong |  | WRI1071538 | 5 | 27.4758 | 118.4433 | Hydro | [5 empty] | UNFCCC CDM Registry | https://cdm.unfccc.int/Projects/redirector?ref=4237 | UNFCCC CDM Registry | [10 empty] | 8.83 | 12.78 | 12.78 | 15.17 | 12.78 | SOLAR-V1-NO-AGE | SOLAR-V1-NO-AGE | SOLAR-V1-NO-AGE | SOLAR-V1-NO-AGE | SOLAR-V1-NO-AGE
CHN | China | Yunnan Youfanggou |  | WRI1071943 | 68 | 27.4900 | 103.5000 | Hydro | [5 empty] | UNFCCC CDM Registry | https://cdm.unfccc.int/Projects/redirector?ref=5734 | UNFCCC CDM Registry | [10 empty] | 161.11 | 216.23 | 190.89 | 244.19 | 202.6 | SOLAR-V1-NO-AGE | SOLAR-V1-NO-AGE | SOLAR-V1-NO-AGE | SOLAR-V1-NO-AGE | SOLAR-V1-NO-AGE
CHN | China | Yanyuan County Taerdi |  | WRI1072367 | 24 | 27.4933 | 101.9417 | Hydro | [5 empty] | UNFCCC CDM Registry | https://cdm.unfccc.int/Projects/redirector?ref=6994 | UNFCCC CDM Registry | [10 empty] | 59.47 | 80.98 | 80.98 | 92.52 | 80.98 | SOLAR-V1-NO-AGE | SOLAR-V1-NO-AGE | SOLAR-V1-NO-AGE | SOLAR-V1-NO-AGE | SOLAR-V1-NO-AGE
CHN | China | Yanwa |  | WRI1072184 | 24 | 27.4933 | 99.0258 | Hydro | [5 empty] | UNFCCC CDM Registry | https://cdm.unfccc.int/Projects/redirector?ref=6432 | UNFCCC CDM Registry | [10 empty] | 79.00 | 93.22 | 95.35 | 102.60 | 95.36 | SOLAR-V1-NO-AGE | SOLAR-V1-NO-AGE | SOLAR-V1-NO-AGE | SOLAR-V1-NO-AGE | SOLAR-V1-NO-AGE
CHN | China | Ninglang County Shenjiacun Hydro |  | WRI1071926 | 6 | 27.4936 | 100.8759 | Hydro | [5 empty] | UNFCCC CDM Registry | https://cdm.unfccc.int/Projects/redirector?ref=5685 | UNFCCC CDM Registry | 1093962 | [9 empty] | 11.49 | 16.22 | 16.22 | 19.10 | 16.22 | SOLAR-V1-NO-AGE | SOLAR-V1-NO-AGE | SOLAR-V1-NO-AGE | SOLAR-V1-NO-AGE | SOLAR-V1-NO-AGE
CHN | China | Jiami Phase 2 Yanyuan County |  | WRI1072521 | 20 | 27.5167 | 101.0333 | Hydro | [5 empty] | UNFCCC CDM Registry | https://cdm.unfccc.int/Projects/redirector?ref=7459 | UNFCCC CDM Registry | [10 empty] | 72.25 | 81.00 | 85.06 | 91.71 | 84.8 | NO-ESTIMATION | NO-ESTIMATION | NO-ESTIMATION | NO-ESTIMATION | NO-ESTIMATION
CHN | China | Jiangxi Xiajiang |  | WRI1072464 | 360 | 27.5178 | 115.1311 | Hydro | [5 empty] | UNFCCC CDM Registry | https://cdm.unfccc.int/Projects/redirector?ref=7289 | UNFCCC CDM Registry | 1084424 | [9 empty] | 1141.87 | 1308.20 | 1267.43 | 1772.87 | 1157.64 | SOLAR-V1-NO-AGE | SOLAR-V1-NO-AGE | SOLAR-V1-NO-AGE | SOLAR-V1-NO-AGE | SOLAR-V1-NO-AGE
CHN | China | Jiangzi |  | WRI1000590 | 360 | 27.5200 | 115.1300 | Hydro | [5 empty] | Baike | http://baike.baidu.com/view/632240.htm | [11 empty] | 1141.87 | 1308.20 | 1267.43 | 1772.87 | 1157.64 | SOLAR-V1-NO-AGE | SOLAR-V1-NO-AGE | SOLAR-V1-NO-AGE | SOLAR-V1-NO-AGE | SOLAR-V1-NO-AGE
CHN | China | Fujian Jianyang Longjiang |  | WRI1071187 | 3 | 27.5560 | 118.3840 | Hydro | [5 empty] | UNFCCC CDM Registry | https://cdm.unfccc.int/Projects/redirector?ref=3037 | UNFCCC CDM Registry | [10 empty] | 8.83 | 10.98 | 10.99 | 11.89 | 10.94 | NO-ESTIMATION | NO-ESTIMATION | NO-ESTIMATION | NO-ESTIMATION | CAPACITY-FACTOR-V1
CHN | China | Anning River Wanao Xichang City |  | WRI1072164 | 33 | 27.5667 | 102.1922 | Hydro | [5 empty] | UNFCCC CDM Registry | https://cdm.unfccc.int/Projects/redirector?ref=6379 | UNFCCC CDM Registry | [10 empty] | 101.70 | 127.68 | 124.46 | 139.78 | 127.68 | NO-ESTIMATION | NO-ESTIMATION | NO-ESTIMATION | NO-ESTIMATION | CAPACITY-FACTOR-V1
CHN | China | Tongwan |  | WRI1000613 | 180 | 27.5800 | 110.2900 | Hydro | [5 empty] | Baike | http://baike.baidu.com/view/4630553.htm |  | 1062398 | [9 empty] | 598.61 | 638.88 | 871.49 | 926.04 | 726.12 | NO-ESTIMATION | NO-ESTIMATION | NO-ESTIMATION | NO-ESTIMATION | NO-ESTIMATION
CHN | China | Diluo Hydroelectric |  | WRI1071710 | 100 | 27.5811 | 103.0447 | Hydro | [5 empty] | UNFCCC CDM Registry | https://cdm.unfccc.int/Projects/redirector?ref=4901 | UNFCCC CDM Registry | [10 empty] | 268.14 | 337.54 | 329.59 | 386.56 | 337.54 | HYDRO-V1 | HYDRO-V1 | HYDRO-V1 | HYDRO-V1 | HYDRO-V1
CHN | China | Shankouyan Small Pingxiang City |  | WRI1071815 | 12 | 27.5870 | 114.0080 | Hydro | [5 empty] | UNFCCC CDM Registry | https://cdm.unfccc.int/Projects/redirector?ref=5276 | UNFCCC CDM Registry | [10 empty] | 26.60 | 36.06 | 36.06 | 41.83 | 36.06 | NO-ESTIMATION | NO-ESTIMATION | NO-ESTIMATION | NO-ESTIMATION | CAPACITY-FACTOR-V1
CHN | China | Sichuan Yanyuan Woluoqiao |  | WRI1071611 | 100 | 27.6778 | 101.1578 | Hydro | [5 empty] | UNFCCC CDM Registry | https://cdm.unfccc.int/Projects/redirector?ref=4570 | UNFCCC CDM Registry | [10 empty] | 350.93 | 397.90 | 399.05 | 437.95 | 402.25 | HYDRO-V1 | HYDRO-V1 | HYDRO-V1 | HYDRO-V1 | HYDRO-V1
CHN | China | Liyuan |  | WRI1000469 | 2400 | 27.6800 | 100.2900 | Hydro |  |  |  | 2015.0 |  | Alstom | http://news.frbiz.com/liyuan_hydropower_project_in-342698.html |  | 1077177 | [9 empty] | 5536.79 | 9543.06 | 7220.05 | 8032.27 | 7895.04 | NO-ESTIMATION | NO-ESTIMATION | NO-ESTIMATION | NO-ESTIMATION | CAPACITY-FACTOR-V1
CHN | China | Shuifumiao |  | WRI1000554 | 30 | 27.6800 | 112.2300 | Hydro |  |  |  | 1960.0 |  | China Report | https://www.google.com/url?sa=t&rct=j&q=&esrc=s&source=web&cd=1&ved=0ahUKEwj-pqGK1rLOAhXFCsAKHVu0Cr0QFggeMAA&url=http%3A%2F%2Fhandle.dtic.mil%2F100.2%2FADA368118&usg=AFQjCNGpQQn6Xp4FPezO5z1lBHRiw9Oijg&sig2=gPjmiluH4mbPGlp2jcfN6w&bvm=bv.129389765 bs.1 d.eWE&cad=rja | [11 empty] | 91.42 | 110.94 | 114.70 | 124.45 | 125.33 | NO-ESTIMATION | NO-ESTIMATION | NO-ESTIMATION | NO-ESTIMATION | NO-ESTIMATION
CHN | China | Hunan Xiaoshanyang Small |  | WRI1071604 | 8 | 27.6839 | 110.6197 | Hydro | [5 empty] | UNFCCC CDM Registry | https://cdm.unfccc.int/Projects/redirector?ref=4527 | UNFCCC CDM Registry | [10 empty] | 24.71 | 29.98 | 29.73 | 32.13 | 30.02 | NO-ESTIMATION | NO-ESTIMATION | NO-ESTIMATION | NO-ESTIMATION | CAPACITY-FACTOR-V1
CHN | China | Zhejiang Wencheng Baiwanshan Smallscale |  | WRI1071338 | 8 | 27.6853 | 120.0678 | Hydro | [5 empty] | UNFCCC CDM Registry | https://cdm.unfccc.int/Projects/redirector?ref=3521 | UNFCCC CDM Registry | [10 empty] | 24.16 | 31.17 | 28.22 | 34.20 | 28.68 | NO-ESTIMATION | NO-ESTIMATION | NO-ESTIMATION | NO-ESTIMATION | CAPACITY-FACTOR-V1
CHN | China | Mayang County Jiangkou Smallscale |  | WRI1071256 | 10 | 27.7017 | 109.7333 | Hydro | [5 empty] | UNFCCC CDM Registry | https://cdm.unfccc.int/Projects/redirector?ref=3240 | UNFCCC CDM Registry | [10 empty] | 41.78 | 46.35 | 46.35 | 48.26 | 48.13 | NO-ESTIMATION | NO-ESTIMATION | NO-ESTIMATION | NO-ESTIMATION | CAPACITY-FACTOR-V1
CHN | China | Yunnan Miaolin |  | WRI1071440 | 65 | 27.7033 | 104.0119 | Hydro | [5 empty] | UNFCCC CDM Registry | https://cdm.unfccc.int/Projects/redirector?ref=3899 | UNFCCC CDM Registry | [10 empty] | 162.73 | 244.27 | 244.27 | 263.00 | 235.35 | SOLAR-V1-NO-AGE | SOLAR-V1-NO-AGE | SOLAR-V1-NO-AGE | SOLAR-V1-NO-AGE | SOLAR-V1-NO-AGE
CHN | China | Zhenxiong County Pingzi |  | WRI1071848 | 15 | 27.7073 | 104.6726 | Hydro | [5 empty] | UNFCCC CDM Registry | https://cdm.unfccc.int/Projects/redirector?ref=5407 | UNFCCC CDM Registry | [10 empty] | 32.96 | 44.80 | 44.80 | 52.00 | 44.8 | HYDRO-V1 | HYDRO-V1 | HYDRO-V1 | HYDRO-V1 | HYDRO-V1
CHN | China | Yunnan Diqing State Deqin County Xiangduohe First Level |  | WRI1072450 | 14 | 27.7089 | 99.2847 | Hydro | [5 empty] | UNFCCC CDM Registry | https://cdm.unfccc.int/Projects/redirector?ref=7241 | UNFCCC CDM Registry | [10 empty] | 30.76 | 41.81 | 41.81 | 48.54 | 41.81 | NO-ESTIMATION | NO-ESTIMATION | NO-ESTIMATION | NO-ESTIMATION | CAPACITY-FACTOR-V1
CHN | China | Hunan Tongxi Small |  | WRI1071852 | 8 | 27.7103 | 110.5853 | Hydro | [5 empty] | UNFCCC CDM Registry | https://cdm.unfccc.int/Projects/redirector?ref=5419 | UNFCCC CDM Registry | [10 empty] | 18.31 | 24.62 | 24.62 | 28.47 | 24.62 | NO-ESTIMATION | NO-ESTIMATION | NO-ESTIMATION | NO-ESTIMATION | CAPACITY-FACTOR-V1
CHN | China | Diqing Prefecture Niru River Muxingtu |  | WRI1071818 | 120 | 27.7341 | 100.2935 | Hydro | [5 empty] | UNFCCC CDM Registry | https://cdm.unfccc.int/Projects/redirector?ref=5282 | UNFCCC CDM Registry | [10 empty] | 320.50 | 534.41 | 403.25 | 443.98 | 464.63 | NO-ESTIMATION | NO-ESTIMATION | NO-ESTIMATION | NO-ESTIMATION | CAPACITY-FACTOR-V1
CHN | China | Gongshan County Qiqi |  | WRI1072420 | 24 | 27.7450 | 98.6053 | Hydro | [5 empty] | UNFCCC CDM Registry | https://cdm.unfccc.int/Projects/redirector?ref=7149 | UNFCCC CDM Registry | [10 empty] | 61.13 | 82.64 | 82.64 | 94.18 | 82.64 | SOLAR-V1-NO-AGE | SOLAR-V1-NO-AGE | SOLAR-V1-NO-AGE | SOLAR-V1-NO-AGE | SOLAR-V1-NO-AGE
CHN | China | Jinhanlazha Niru Riverchina |  | WRI1071762 | 58 | 27.7480 | 100.2320 | Hydro | [5 empty] | UNFCCC CDM Registry | https://cdm.unfccc.int/Projects/redirector?ref=5093 | UNFCCC CDM Registry | [10 empty] | 161.00 | 252.27 | 200.99 | 219.11 | 230.18 | NO-ESTIMATION | NO-ESTIMATION | NO-ESTIMATION | NO-ESTIMATION | CAPACITY-FACTOR-V1
CHN | China | Guizhou Qingshuitang Hydro |  | WRI1071547 | 9 | 27.7614 | 109.1911 | Hydro | [5 empty] | UNFCCC CDM Registry | https://cdm.unfccc.int/Projects/redirector?ref=4275 | UNFCCC CDM Registry | [10 empty] | 28.92 | 37.55 | 37.49 | 39.01 | 36.53 | NO-ESTIMATION | NO-ESTIMATION | NO-ESTIMATION | NO-ESTIMATION | NO-ESTIMATION
CHN | China | Yunnan Diqing State Deqin County Shibahe First Level |  | WRI1072407 | 16 | 27.7740 | 99.2624 | Hydro | [5 empty] | UNFCCC CDM Registry | https://cdm.unfccc.int/Projects/redirector?ref=7116 | UNFCCC CDM Registry | [10 empty] | 35.16 | 47.78 | 47.78 | 55.47 | 47.78 | SOLAR-V1-NO-AGE | SOLAR-V1-NO-AGE | SOLAR-V1-NO-AGE | SOLAR-V1-NO-AGE | SOLAR-V1-NO-AGE
CHN | China | Gongshan County Pula Hydro |  | WRI1072402 | 24 | 27.7944 | 98.5875 | Hydro | [5 empty] | UNFCCC CDM Registry | https://cdm.unfccc.int/Projects/redirector?ref=7105 | UNFCCC CDM Registry | 1102040 | [9 empty] | 61.13 | 82.64 | 82.64 | 94.18 | 82.64 | SOLAR-V1-NO-AGE | SOLAR-V1-NO-AGE | SOLAR-V1-NO-AGE | SOLAR-V1-NO-AGE | SOLAR-V1-NO-AGE
CHN | China | Yiliang Baishuijiang Liuxi |  | WRI1072423 | 13 | 27.8097 | 104.5167 | Hydro | [5 empty] | UNFCCC CDM Registry | https://cdm.unfccc.int/Projects/redirector?ref=7164 | UNFCCC CDM Registry | 1065986 | [9 empty] | 35.78 | 48.63 | 51.68 | 48.43 | 49.81 | NO-ESTIMATION | NO-ESTIMATION | NO-ESTIMATION | NO-ESTIMATION | CAPACITY-FACTOR-V1
CHN | China | Lianbu Hydroelectric |  | WRI1072163 | 130 | 27.8106 | 103.0257 | Hydro | [5 empty] | UNFCCC CDM Registry | https://cdm.unfccc.int/Projects/redirector?ref=6378 | UNFCCC CDM Registry | [10 empty] | 315.05 | 405.27 | 391.07 | 481.93 | 405.27 | SOLAR-V1-NO-AGE | SOLAR-V1-NO-AGE | SOLAR-V1-NO-AGE | SOLAR-V1-NO-AGE | SOLAR-V1-NO-AGE
CHN | China | Guandi |  | WRI1000470 | 2400 | 27.8200 | 101.8800 | Hydro |  |  |  | 2013.0 |  | Ertan Hydropower Development Company | https://web.archive.org/web/20101206021333/http://www.ehdc.com.cn/newsite/en/gd.aspx |  | 1042964 | [9 empty] | 6920.50 | 8340.97 | 8058.73 | 9840.70 | 8472.37 | SOLAR-V1-NO-AGE | SOLAR-V1-NO-AGE | SOLAR-V1-NO-AGE | SOLAR-V1-NO-AGE | SOLAR-V1-NO-AGE
CHN | China | Guadian Dam |  | WRI1070884 | 2400 | 27.8221 | 101.9025 | Hydro |  |  |  | 2012.0 | Ertan Hydropower Development Co | Industry About | https://industryabout.com/country-territories-3/1142-china/hydro-energy/15388-guadian-dam | Industry About | [10 empty] | 6920.50 | 8340.97 | 8058.73 | 9840.70 | 8472.37 | SOLAR-V1-NO-AGE | SOLAR-V1-NO-AGE | SOLAR-V1-NO-AGE | SOLAR-V1-NO-AGE | SOLAR-V1-NO-AGE
CHN | China | Luogu Hydroelectric |  | WRI1072093 | 110 | 27.8260 | 102.9953 | Hydro | [5 empty] | UNFCCC CDM Registry | https://cdm.unfccc.int/Projects/redirector?ref=6153 | UNFCCC CDM Registry | [10 empty] | 304.46 | 380.80 | 372.06 | 434.75 | 380.8 | SOLAR-V1-NO-AGE | SOLAR-V1-NO-AGE | SOLAR-V1-NO-AGE | SOLAR-V1-NO-AGE | SOLAR-V1-NO-AGE
CHN | China | Fujian Wuyishan Kengkou |  | WRI1071188 | 6 | 27.8700 | 117.9700 | Hydro | [5 empty] | UNFCCC CDM Registry | https://cdm.unfccc.int/Projects/redirector?ref=3038 | UNFCCC CDM Registry | [10 empty] | 11.49 | 16.22 | 16.22 | 19.10 | 16.22 | SOLAR-V1-NO-AGE | SOLAR-V1-NO-AGE | SOLAR-V1-NO-AGE | SOLAR-V1-NO-AGE | SOLAR-V1-NO-AGE
CHN | China | Hunan Mayang Jinjiang Small |  | WRI1071454 | 13 | 27.8878 | 110.0497 | Hydro | [5 empty] | UNFCCC CDM Registry | https://cdm.unfccc.int/Projects/redirector?ref=3941 | UNFCCC CDM Registry | [10 empty] | 54.79 | 67.14 | 67.14 | 69.64 | 60.94 | NO-ESTIMATION | NO-ESTIMATION | NO-ESTIMATION | NO-ESTIMATION | CAPACITY-FACTOR-V1
CHN | China | Yunnan Langgeluohe |  | WRI1071950 | 12 | 27.8958 | 98.6925 | Hydro | [5 empty] | UNFCCC CDM Registry | https://cdm.unfccc.int/Projects/redirector?ref=5748 | UNFCCC CDM Registry | 1087949 | [9 empty] | 27.42 | 36.89 | 36.89 | 42.66 | 36.89 | NO-ESTIMATION | NO-ESTIMATION | NO-ESTIMATION | NO-ESTIMATION | NO-ESTIMATION
CHN | China | Yunnan Diqing Luoma Hydroelectric |  | WRI1071800 | 60 | 27.9014 | 98.9508 | Hydro | [5 empty] | UNFCCC CDM Registry | https://cdm.unfccc.int/Projects/redirector?ref=5232 | UNFCCC CDM Registry | [10 empty] | 156.47 | 191.35 | 207.06 | 227.66 | 209.2 | NO-ESTIMATION | NO-ESTIMATION | NO-ESTIMATION | NO-ESTIMATION | CAPACITY-FACTOR-V1
CHN | China | Hunan Daxing Small |  | WRI1071936 | 7 | 27.9023 | 110.9306 | Hydro | [5 empty] | UNFCCC CDM Registry | https://cdm.unfccc.int/Projects/redirector?ref=5709 | UNFCCC CDM Registry | [10 empty] | 13.95 | 19.47 | 19.47 | 22.83 | 19.47 | HYDRO-V1 | HYDRO-V1 | HYDRO-V1 | HYDRO-V1 | HYDRO-V1
CHN | China | Hunan Xupu Zhuxijiang Hydro |  | WRI1071880 | 10 | 27.9119 | 110.7919 | Hydro | [5 empty] | UNFCCC CDM Registry | https://cdm.unfccc.int/Projects/redirector?ref=5543 | UNFCCC CDM Registry | [10 empty] | 34.44 | 38.89 | 40.50 | 40.42 | 39.25 | NO-ESTIMATION | NO-ESTIMATION | NO-ESTIMATION | NO-ESTIMATION | CAPACITY-FACTOR-V1
CHN | China | Zhongzhou |  | WRI1071037 | 16 | 27.9230 | 110.2214 | Hydro | [5 empty] | UNFCCC CDM Registry | https://cdm.unfccc.int/Projects/redirector?ref=1333 | UNFCCC CDM Registry | [10 empty] | 67.44 | 82.63 | 82.63 | 85.72 | 82.95 | HYDRO-V1 | HYDRO-V1 | HYDRO-V1 | HYDRO-V1 | HYDRO-V1
CHN | China | Dafutan |  | WRI1000612 | 195 | 27.9800 | 110.2700 | Hydro | [5 empty] | Baike | http://baike.baidu.com/view/1162078.htm |  | 1065268 | [9 empty] | 651.07 | 777.16 | 946.70 | 1005.79 | 789.21 | HYDRO-V1 | HYDRO-V1 | HYDRO-V1 | HYDRO-V1 | HYDRO-V1
CHN | China | Hunan Wutong Small |  | WRI1071659 | 7 | 28.0000 | 110.9167 | Hydro | [5 empty] | UNFCCC CDM Registry | https://cdm.unfccc.int/Projects/redirector?ref=4764 | UNFCCC CDM Registry | [10 empty] | 21.81 | 26.20 | 27.33 | 27.01 | 26.45 | HYDRO-V1 | HYDRO-V1 | HYDRO-V1 | HYDRO-V1 | HYDRO-V1
CHN | China | Sichuan Zhaojue Subagu |  | WRI1071633 | 52 | 28.0103 | 103.2323 | Hydro | [5 empty] | UNFCCC CDM Registry | https://cdm.unfccc.int/Projects/redirector?ref=4686 | UNFCCC CDM Registry | [10 empty] | 122.42 | 187.72 | 186.12 | 226.36 | 172.91 | NO-ESTIMATION | NO-ESTIMATION | NO-ESTIMATION | NO-ESTIMATION | CAPACITY-FACTOR-V1
CHN | China | Deqin County Cizhong River |  | WRI1072424 | 24 | 28.0225 | 98.8638 | Hydro | [5 empty] | UNFCCC CDM Registry | https://cdm.unfccc.int/Projects/redirector?ref=7166 | UNFCCC CDM Registry | [10 empty] | 79.84 | 95.36 | 95.35 | 102.59 | 95.36 | NO-ESTIMATION | NO-ESTIMATION | NO-ESTIMATION | NO-ESTIMATION | NO-ESTIMATION
CHN | China | Yunnan Niulangou |  | WRI1071823 | 24 | 28.0320 | 104.4901 | Hydro | [5 empty] | UNFCCC CDM Registry | https://cdm.unfccc.int/Projects/redirector?ref=5288 | UNFCCC CDM Registry | [10 empty] | 59.47 | 80.98 | 80.98 | 92.52 | 80.98 | NO-ESTIMATION | NO-ESTIMATION | NO-ESTIMATION | NO-ESTIMATION | CAPACITY-FACTOR-V1
CHN | China | Hunan Xinhua Pingyouqiao |  | WRI1071356 | 6 | 28.0481 | 110.9022 | Hydro | [5 empty] | UNFCCC CDM Registry | https://cdm.unfccc.int/Projects/redirector?ref=3576 | UNFCCC CDM Registry | [10 empty] | 18.69 | 22.46 | 23.42 | 23.15 | 22.67 | NO-ESTIMATION | NO-ESTIMATION | NO-ESTIMATION | NO-ESTIMATION | CAPACITY-FACTOR-V1
CHN | China | Pingtou |  | WRI1071277 | 180 | 28.0580 | 103.3040 | Hydro | [5 empty] | UNFCCC CDM Registry | https://cdm.unfccc.int/Projects/redirector?ref=3307 | UNFCCC CDM Registry | [10 empty] | 467.57 | 595.19 | 595.19 | 664.90 | 589.42 | NO-ESTIMATION | NO-ESTIMATION | NO-ESTIMATION | NO-ESTIMATION | CAPACITY-FACTOR-V1
CHN | China | Sichuan Muli Ninglang |  | WRI1071667 | 114 | 28.0637 | 100.5164 | Hydro | [5 empty] | UNFCCC CDM Registry | https://cdm.unfccc.int/Projects/redirector?ref=4779 | UNFCCC CDM Registry | 1088731 | [9 empty] | 362.81 | 448.64 | 438.71 | 481.40 | 438.71 | NO-ESTIMATION | NO-ESTIMATION | NO-ESTIMATION | NO-ESTIMATION | CAPACITY-FACTOR-V1
CHN | China | Jiaoziding Small Gulin County |  | WRI1071352 | 6 | 28.0641 | 105.8211 | Hydro | [5 empty] | UNFCCC CDM Registry | https://cdm.unfccc.int/Projects/redirector?ref=3556 | UNFCCC CDM Registry | 1101774 | [9 empty] | 11.52 | 16.26 | 16.26 | 19.14 | 16.26 | NO-ESTIMATION | NO-ESTIMATION | NO-ESTIMATION | NO-ESTIMATION | CAPACITY-FACTOR-V1
CHN | China | Yunnan Sayutuo Hydro |  | WRI1071626 | 60 | 28.0744 | 104.2383 | Hydro | [5 empty] | UNFCCC CDM Registry | https://cdm.unfccc.int/Projects/redirector?ref=4631 | UNFCCC CDM Registry | [10 empty] | 191.14 | 247.20 | 245.28 | 274.34 | 244.29 | NO-ESTIMATION | NO-ESTIMATION | NO-ESTIMATION | NO-ESTIMATION | CAPACITY-FACTOR-V1
CHN | China | Guizhou Tongzihe Yuanmanguan |  | WRI1071163 | 20 | 28.0749 | 106.4590 | Hydro | [5 empty] | UNFCCC CDM Registry | https://cdm.unfccc.int/Projects/redirector?ref=2955 | UNFCCC CDM Registry | [10 empty] | 57.29 | 74.57 | 73.22 | 79.82 | 66.89 | SOLAR-V1-NO-AGE | SOLAR-V1-NO-AGE | SOLAR-V1-NO-AGE | SOLAR-V1-NO-AGE | SOLAR-V1-NO-AGE
CHN | China | Chunduole |  | WRI1072359 | 24 | 28.0761 | 98.9019 | Hydro | [5 empty] | UNFCCC CDM Registry | https://cdm.unfccc.int/Projects/redirector?ref=6969 | UNFCCC CDM Registry | [10 empty] | 79.84 | 95.36 | 95.35 | 102.59 | 95.36 | NO-ESTIMATION | NO-ESTIMATION | NO-ESTIMATION | NO-ESTIMATION | CAPACITY-FACTOR-V1
CHN | China | Luodu Small |  | WRI1071134 | 10 | 28.0994 | 104.8403 | Hydro | [5 empty] | UNFCCC CDM Registry | https://cdm.unfccc.int/Projects/redirector?ref=2788 | UNFCCC CDM Registry | [10 empty] | 30.67 | 35.55 | 37.13 | 42.16 | 37.75 | NO-ESTIMATION | NO-ESTIMATION | NO-ESTIMATION | NO-ESTIMATION | CAPACITY-FACTOR-V1
CHN | China | Fujian Pucheng Taipingqiao |  | WRI1071267 | 6 | 28.1150 | 118.5686 | Hydro | [5 empty] | UNFCCC CDM Registry | https://cdm.unfccc.int/Projects/redirector?ref=3273 | UNFCCC CDM Registry | [10 empty] | 18.53 | 21.61 | 24.05 | 25.06 | 22.48 | SOLAR-V1-NO-AGE | SOLAR-V1-NO-AGE | SOLAR-V1-NO-AGE | SOLAR-V1-NO-AGE | SOLAR-V1-NO-AGE
CHN | China | Tangkeng |  | WRI1000606 | 600 | 28.1178 | 120.0339 | Hydro | [5 empty] | Baike | http://baike.baidu.com/view/677790.htm | Industry About | 1057469 | [9 empty] | 1442.66 | 1842.51 | 1842.21 | 2110.71 | 1852.54 | SOLAR-V1-NO-AGE | SOLAR-V1-NO-AGE | SOLAR-V1-NO-AGE | SOLAR-V1-NO-AGE | SOLAR-V1-NO-AGE
CHN | China | Yugong River |  | WRI1071794 | 24 | 28.1223 | 98.9111 | Hydro | [5 empty] | UNFCCC CDM Registry | https://cdm.unfccc.int/Projects/redirector?ref=5215 | UNFCCC CDM Registry | [10 empty] | 79.84 | 95.36 | 95.35 | 102.59 | 95.36 | NO-ESTIMATION | NO-ESTIMATION | NO-ESTIMATION | NO-ESTIMATION | CAPACITY-FACTOR-V1
CHN | China | Pingju |  | WRI1071580 | 4 | 28.1310 | 109.1460 | Hydro | [5 empty] | UNFCCC CDM Registry | https://cdm.unfccc.int/Projects/redirector?ref=4439 | UNFCCC CDM Registry | [10 empty] | 12.55 | 14.76 | 14.74 | 15.49 | 13.47 | NO-ESTIMATION | NO-ESTIMATION | NO-ESTIMATION | NO-ESTIMATION | CAPACITY-FACTOR-V1
CHN | China | Sichuan Shangluo Small |  | WRI1071638 | 3 | 28.1431 | 104.8033 | Hydro | [5 empty] | UNFCCC CDM Registry | https://cdm.unfccc.int/Projects/redirector?ref=4694 | UNFCCC CDM Registry | [10 empty] | 8.86 | 10.13 | 10.74 | 12.22 | 10.98 | NO-ESTIMATION | NO-ESTIMATION | NO-ESTIMATION | NO-ESTIMATION | CAPACITY-FACTOR-V1
CHN | China | Guizhou Tongzihe Yangjiayuan |  | WRI1071847 | 40 | 28.1619 | 106.3747 | Hydro | [5 empty] | UNFCCC CDM Registry | https://cdm.unfccc.int/Projects/redirector?ref=5404 | UNFCCC CDM Registry | [10 empty] | 114.46 | 147.89 | 137.07 | 161.01 | 138.29 | NO-ESTIMATION | NO-ESTIMATION | NO-ESTIMATION | NO-ESTIMATION | CAPACITY-FACTOR-V1
CHN | China | Yangang Muli County |  | WRI1072052 | 120 | 28.1650 | 101.2960 | Hydro | [5 empty] | UNFCCC CDM Registry | https://cdm.unfccc.int/Projects/redirector?ref=6059 | UNFCCC CDM Registry | 1074586 | [9 empty] | 254.21 | 361.76 | 361.76 | 441.08 | 361.76 | NO-ESTIMATION | NO-ESTIMATION | NO-ESTIMATION | NO-ESTIMATION | CAPACITY-FACTOR-V1
CHN | China | Jinping I |  | WRI1000462 | 3600 | 28.1823 | 101.6316 | Hydro |  |  |  | 2014.0 | Ertan Hydropower Development Company Ltd. | Chinese National Committee on Large Dams | http://www.chincold.org.cn/dams/rootfiles/2010/07/20/1279253974067375-1279253974073905.pdf |  | 1030161 | [9 empty] | 8858.44 | 12511.46 | 13535.30 | 14761.05 | 13535.3 | NO-ESTIMATION | NO-ESTIMATION | NO-ESTIMATION | NO-ESTIMATION | CAPACITY-FACTOR-V1
CHN | China | Liangshan Paomaping |  | WRI1072207 | 120 | 28.1833 | 101.3653 | Hydro | [5 empty] | UNFCCC CDM Registry | https://cdm.unfccc.int/Projects/redirector?ref=6529 | UNFCCC CDM Registry | 1074585 | [9 empty] | 391.89 | 457.68 | 474.17 | 519.34 | 469.49 | NO-ESTIMATION | NO-ESTIMATION | NO-ESTIMATION | NO-ESTIMATION | CAPACITY-FACTOR-V1
CHN | China | Huadian Sichuan Egongbao |  | WRI1072455 | 132 | 28.2000 | 100.5200 | Hydro | [5 empty] | UNFCCC CDM Registry | https://cdm.unfccc.int/Projects/redirector?ref=7257 | UNFCCC CDM Registry | [10 empty] | 372.16 | 472.07 | 460.04 | 525.12 | 460.04 | HYDRO-V1 | HYDRO-V1 | HYDRO-V1 | HYDRO-V1 | HYDRO-V1
CHN | China | Hunan Dongping |  | WRI1071033 | 72 | 28.2000 | 111.2000 | Hydro | [5 empty] | UNFCCC CDM Registry | https://cdm.unfccc.int/Projects/redirector?ref=1311 | UNFCCC CDM Registry | 1104699 | [9 empty] | 183.32 | 247.85 | 247.85 | 282.48 | 247.85 | HYDRO-V1 | HYDRO-V1 | HYDRO-V1 | HYDRO-V1 | HYDRO-V1
CHN | China | Jinshuitan |  | WRI1000550 | 300 | 28.2100 | 119.5400 | Hydro |  |  |  | 1988.0 |  | Chinese National Committee on Large Dams | http://www.chincold.org.cn/dams/DamInformation/damsinchina/webinfo/2010/07/1279253973938211.htm |  | 1013921 | [9 empty] | 685.62 | 898.21 | 887.82 | 1041.53 | 887.65 | NO-ESTIMATION | NO-ESTIMATION | NO-ESTIMATION | NO-ESTIMATION | CAPACITY-FACTOR-V1
CHN | China | Jishou Huanglianxi |  | WRI1071089 | 8 | 28.2144 | 109.8342 | Hydro | [5 empty] | UNFCCC CDM Registry | https://cdm.unfccc.int/Projects/redirector?ref=2182 | UNFCCC CDM Registry | 1100744 | [9 empty] | 28.69 | 40.44 | 32.80 | 37.67 | 32.5 | NO-ESTIMATION | NO-ESTIMATION | NO-ESTIMATION | NO-ESTIMATION | CAPACITY-FACTOR-V1
CHN | China | Sichuan Leibo Dele |  | WRI1071791 | 24 | 28.2267 | 103.3078 | Hydro | [5 empty] | UNFCCC CDM Registry | https://cdm.unfccc.int/Projects/redirector?ref=5197 | UNFCCC CDM Registry | [10 empty] | 61.13 | 82.64 | 82.64 | 94.18 | 82.64 | NO-ESTIMATION | NO-ESTIMATION | NO-ESTIMATION | NO-ESTIMATION | CAPACITY-FACTOR-V1
CHN | China | Hunan Luxi County Nengtan |  | WRI1071431 | 6 | 28.2280 | 109.9680 | Hydro | [5 empty] | UNFCCC CDM Registry | https://cdm.unfccc.int/Projects/redirector?ref=3875 | UNFCCC CDM Registry | [10 empty] | 17.79 | 24.20 | 22.17 | 24.51 | 22.17 | SOLAR-V1-NO-AGE | SOLAR-V1-NO-AGE | SOLAR-V1-NO-AGE | SOLAR-V1-NO-AGE | SOLAR-V1-NO-AGE
CHN | China | Yunnan Yanjin Hengjiang Wannianqiao |  | WRI1071441 | 64 | 28.2300 | 104.1780 | Hydro | [5 empty] | UNFCCC CDM Registry | https://cdm.unfccc.int/Projects/redirector?ref=3900 | UNFCCC CDM Registry | [10 empty] | 203.89 | 263.68 | 261.63 | 292.63 | 260.58 | NO-ESTIMATION | NO-ESTIMATION | NO-ESTIMATION | NO-ESTIMATION | NO-ESTIMATION
CHN | China | Sancha River Phase 2 |  | WRI1072082 | 16 | 28.2300 | 98.5100 | Hydro | [5 empty] | UNFCCC CDM Registry | https://cdm.unfccc.int/Projects/redirector?ref=6127 | UNFCCC CDM Registry | [10 empty] | 55.35 | 68.42 | 65.48 | 68.51 | 63.21 | NO-ESTIMATION | NO-ESTIMATION | NO-ESTIMATION | NO-ESTIMATION | CAPACITY-FACTOR-V1
CHN | China | Guizhou Xishui Jinyang |  | WRI1071501 | 20 | 28.2344 | 106.3878 | Hydro | [5 empty] | UNFCCC CDM Registry | https://cdm.unfccc.int/Projects/redirector?ref=4128 | UNFCCC CDM Registry | [10 empty] | 61.63 | 77.81 | 72.40 | 85.40 | 73.01 | NO-ESTIMATION | NO-ESTIMATION | NO-ESTIMATION | NO-ESTIMATION | CAPACITY-FACTOR-V1
CHN | China | Sancha River Phase 1 |  | WRI1072083 | 20 | 28.2400 | 98.5300 | Hydro | [5 empty] | UNFCCC CDM Registry | https://cdm.unfccc.int/Projects/redirector?ref=6128 | UNFCCC CDM Registry | [10 empty] | 62.50 | 83.40 | 78.26 | 84.28 | 75.43 | NO-ESTIMATION | NO-ESTIMATION | NO-ESTIMATION | NO-ESTIMATION | CAPACITY-FACTOR-V1
CHN | China | Jinping II |  | WRI1000458 | 4400 | 28.2485 | 101.6445 | Hydro |  |  |  | 2016.0 | Yalong River Hydropower Development Company Ltd. | Chinese National Committee on Large Dams | http://www.chincold.org.cn/dams/rootfiles/2010/07/20/1279253974067375-1279253974073905.pdf |  | 1064996 | [9 empty] | 10826.98 | 15291.79 | 16543.15 | 18041.29 | 16543.15 | SOLAR-V1-NO-AGE | SOLAR-V1-NO-AGE | SOLAR-V1-NO-AGE | SOLAR-V1-NO-AGE | SOLAR-V1-NO-AGE
CHN | China | Leibo County Mala |  | WRI1072541 | 24 | 28.2525 | 103.3636 | Hydro | [5 empty] | UNFCCC CDM Registry | https://cdm.unfccc.int/Projects/redirector?ref=7514 | UNFCCC CDM Registry | [10 empty] | 61.13 | 82.64 | 82.64 | 94.18 | 82.64 | NO-ESTIMATION | NO-ESTIMATION | NO-ESTIMATION | NO-ESTIMATION | CAPACITY-FACTOR-V1
CHN | China | Xiluodu |  | WRI1000453 | 12600 | 28.2600 | 103.6500 | Hydro |  |  |  | 2013.0 |  | Chinese National Committee on Large Dams | http://www.chincold.org.cn/dams/rootfiles/2010/07/20/1279253974175246-1279253974178251.pdf |  | 1033728 | [9 empty] | 46996.61 | 56454.54 | 55143.92 | 58761.11 | 56454.54 | NO-ESTIMATION | NO-ESTIMATION | NO-ESTIMATION | NO-ESTIMATION | CAPACITY-FACTOR-V1
CHN | China | Sichuan Shuoquhe Quxue |  | WRI1072272 | 246 | 28.2600 | 99.2100 | Hydro | [5 empty] | UNFCCC CDM Registry | https://cdm.unfccc.int/Projects/redirector?ref=6726 | UNFCCC CDM Registry | [10 empty] | 515.00 | 735.48 | 735.48 | 898.07 | 735.48 | NO-ESTIMATION | NO-ESTIMATION | NO-ESTIMATION | NO-ESTIMATION | CAPACITY-FACTOR-V1
CHN | China | Baihetan Dam |  | WRI1070877 | 13050 | 28.2606 | 103.6484 | Hydro | [5 empty] | Industry About | https://industryabout.com/country-territories-3/1142-china/hydro-energy/15347-baihetan-dam-under-construction | Industry About | [10 empty] | 48675.06 | 58470.77 | 57113.35 | 60859.73 | 58470.77 | SOLAR-V1-NO-AGE | SOLAR-V1-NO-AGE | SOLAR-V1-NO-AGE | SOLAR-V1-NO-AGE | SOLAR-V1-NO-AGE
CHN | China | Mianning County Longjiagou |  | WRI1071951 | 6 | 28.2657 | 101.5217 | Hydro | [5 empty] | UNFCCC CDM Registry | https://cdm.unfccc.int/Projects/redirector?ref=5749 | UNFCCC CDM Registry | [10 empty] | 19.91 | 25.05 | 25.99 | 27.13 | 25.99 | NO-ESTIMATION | NO-ESTIMATION | NO-ESTIMATION | NO-ESTIMATION | CAPACITY-FACTOR-V1
CHN | China | Leibo County Changhe |  | WRI1072417 | 18 | 28.2847 | 103.3828 | Hydro | [5 empty] | UNFCCC CDM Registry | https://cdm.unfccc.int/Projects/redirector?ref=7144 | UNFCCC CDM Registry | [10 empty] | 51.97 | 61.18 | 66.26 | 65.96 | 67.02 | SOLAR-V1-NO-AGE | SOLAR-V1-NO-AGE | SOLAR-V1-NO-AGE | SOLAR-V1-NO-AGE | SOLAR-V1-NO-AGE
CHN | China | Yangjiawan Hydro |  | WRI1071013 | 9 | 28.2956 | 106.1138 | Hydro | [5 empty] | UNFCCC CDM Registry | https://cdm.unfccc.int/Projects/redirector?ref=1193 | UNFCCC CDM Registry | 1071530 | [9 empty] | 27.39 | 35.19 | 32.41 | 39.20 | 33.12 | SOLAR-V1-NO-AGE | SOLAR-V1-NO-AGE | SOLAR-V1-NO-AGE | SOLAR-V1-NO-AGE | SOLAR-V1-NO-AGE
CHN | China | Waixiong Hydro |  | WRI1071088 | 48 | 28.3069 | 120.1000 | Hydro | [5 empty] | UNFCCC CDM Registry | https://cdm.unfccc.int/Projects/redirector?ref=2171 | UNFCCC CDM Registry | 1088285 | [9 empty] | 153.93 | 234.20 | 179.00 | 205.22 | 180.03 | SOLAR-V1-NO-AGE | SOLAR-V1-NO-AGE | SOLAR-V1-NO-AGE | SOLAR-V1-NO-AGE | SOLAR-V1-NO-AGE
CHN | China | Sichuan Mianning Changxing |  | WRI1071868 | 24 | 28.3166 | 102.1684 | Hydro | [5 empty] | UNFCCC CDM Registry | https://cdm.unfccc.int/Projects/redirector?ref=5475 | UNFCCC CDM Registry | [10 empty] | 61.05 | 92.01 | 88.81 | 100.27 | 92.01 | SOLAR-V1-NO-AGE | SOLAR-V1-NO-AGE | SOLAR-V1-NO-AGE | SOLAR-V1-NO-AGE | SOLAR-V1-NO-AGE
CHN | China | Hengjiang Yanzipo |  | WRI1071435 | 64 | 28.3175 | 104.2661 | Hydro | [5 empty] | UNFCCC CDM Registry | https://cdm.unfccc.int/Projects/redirector?ref=3888 | UNFCCC CDM Registry | [10 empty] | 254.52 | 252.33 | 252.33 | 289.18 | 291.74 | SOLAR-V1-NO-AGE | SOLAR-V1-NO-AGE | SOLAR-V1-NO-AGE | SOLAR-V1-NO-AGE | SOLAR-V1-NO-AGE
CHN | China | Zhexi |  | WRI1000589 | 948 | 28.3300 | 111.1300 | Hydro |  |  |  | 1962.0 |  | HydroChina Zhongnan Engineering Company | https://web.archive.org/web/20160304024130/http://www.msdi.cn/en/vnews.php?m=36&m1=45&type=n&id=971 |  | 1011868 | [9 empty] | 3238.50 | 3862.64 | 3862.64 | 4186.24 | 3862.64 | NO-ESTIMATION | NO-ESTIMATION | NO-ESTIMATION | NO-ESTIMATION | NO-ESTIMATION
CHN | China | Sichuan Niangyong |  | WRI1072322 | 93 | 28.3300 | 99.2500 | Hydro | [5 empty] | UNFCCC CDM Registry | https://cdm.unfccc.int/Projects/redirector?ref=6862 | UNFCCC CDM Registry | [10 empty] | 263.46 | 409.82 | 288.27 | 365.84 | 323.6 | NO-ESTIMATION | NO-ESTIMATION | NO-ESTIMATION | NO-ESTIMATION | CAPACITY-FACTOR-V1
CHN | China | Niudu On Furong River |  | WRI1071654 | 20 | 28.3347 | 107.4064 | Hydro | [5 empty] | UNFCCC CDM Registry | https://cdm.unfccc.int/Projects/redirector?ref=4746 | UNFCCC CDM Registry | [10 empty] | 66.84 | 79.62 | 82.56 | 88.32 | 83.45 | SOLAR-V1-NO-AGE | SOLAR-V1-NO-AGE | SOLAR-V1-NO-AGE | SOLAR-V1-NO-AGE | SOLAR-V1-NO-AGE
CHN | China | Luogu |  | WRI1071551 | 10 | 28.3458 | 103.1406 | Hydro | [5 empty] | UNFCCC CDM Registry | https://cdm.unfccc.int/Projects/redirector?ref=4287 | UNFCCC CDM Registry | [10 empty] | 28.55 | 34.51 | 35.46 | 37.54 | 35.21 | SOLAR-V1-NO-AGE | SOLAR-V1-NO-AGE | SOLAR-V1-NO-AGE | SOLAR-V1-NO-AGE | SOLAR-V1-NO-AGE
CHN | China | Chongqing Jinjiaba Hydroelectric |  | WRI1071166 | 75 | 28.3700 | 108.4100 | Hydro | [5 empty] | UNFCCC CDM Registry | https://cdm.unfccc.int/Projects/redirector?ref=2960 | UNFCCC CDM Registry | [10 empty] | 257.08 | 327.46 | 327.46 | 351.07 | 291.11 | SOLAR-V1-NO-AGE | SOLAR-V1-NO-AGE | SOLAR-V1-NO-AGE | SOLAR-V1-NO-AGE | SOLAR-V1-NO-AGE
CHN | China | Huadian Sichuan Mulihe Kajiwa |  | WRI1072435 | 452 | 28.3938 | 100.5511 | Hydro | [5 empty] | UNFCCC CDM Registry | https://cdm.unfccc.int/Projects/redirector?ref=7199 | UNFCCC CDM Registry | 1090122 | [9 empty] | 888.65 | 1293.75 | 1293.75 | 1592.34 | 1293.75 | NO-ESTIMATION | NO-ESTIMATION | NO-ESTIMATION | NO-ESTIMATION | CAPACITY-FACTOR-V1
CHN | China | Sichuan Leibo Ledu Yiji |  | WRI1072217 | 8 | 28.4136 | 103.4328 | Hydro | [5 empty] | UNFCCC CDM Registry | https://cdm.unfccc.int/Projects/redirector?ref=6543 | UNFCCC CDM Registry | [10 empty] | 18.28 | 24.59 | 24.59 | 28.44 | 24.59 | NO-ESTIMATION | NO-ESTIMATION | NO-ESTIMATION | NO-ESTIMATION | CAPACITY-FACTOR-V1
CHN | China | Youshuishiti Hydro |  | WRI1071019 | 120 | 28.4536 | 109.1017 | Hydro | [5 empty] | UNFCCC CDM Registry | https://cdm.unfccc.int/Projects/redirector?ref=1226 | UNFCCC CDM Registry | 1077930 | [9 empty] | 211.99 | 345.14 | 331.87 | 400.18 | 331.87 | NO-ESTIMATION | NO-ESTIMATION | NO-ESTIMATION | NO-ESTIMATION | CAPACITY-FACTOR-V1
CHN | China | Heimifeng |  | WRI1000560 | 1200 | 28.4600 | 113.0100 | Hydro |  |  |  | 2010.0 |  | Sinohydro | http://www.baju.com.cn/Web/Production/ProductionShow.asp?ID=42 |  | 1058577 | [9 empty] | 2809.58 | 3885.07 | 3885.07 | 4679.03 | 3885.07 | NO-ESTIMATION | NO-ESTIMATION | NO-ESTIMATION | NO-ESTIMATION | CAPACITY-FACTOR-V1
CHN | China | Baiguoshu |  | WRI1071589 | 6 | 28.4625 | 108.5092 | Hydro | [5 empty] | UNFCCC CDM Registry | https://cdm.unfccc.int/Projects/redirector?ref=4490 | UNFCCC CDM Registry | [10 empty] | 17.48 | 19.77 | 21.46 | 25.04 | 21.46 | NO-ESTIMATION | NO-ESTIMATION | NO-ESTIMATION | NO-ESTIMATION | CAPACITY-FACTOR-V1
CHN | China | Wahei Hydro |  | WRI1071018 | 44 | 28.4656 | 103.2250 | Hydro | [5 empty] | UNFCCC CDM Registry | https://cdm.unfccc.int/Projects/redirector?ref=1223 | UNFCCC CDM Registry | 1071536 | [9 empty] | 107.56 | 147.00 | 147.00 | 168.15 | 147 | NO-ESTIMATION | NO-ESTIMATION | NO-ESTIMATION | NO-ESTIMATION | CAPACITY-FACTOR-V1
CHN | China | Shanmugou Small |  | WRI1071021 | 10 | 28.4900 | 102.5900 | Hydro | [5 empty] | UNFCCC CDM Registry | https://cdm.unfccc.int/Projects/redirector?ref=1231 | UNFCCC CDM Registry | [10 empty] | 19.76 | 28.06 | 33.53 | 38.34 | 33.53 | NO-ESTIMATION | NO-ESTIMATION | NO-ESTIMATION | NO-ESTIMATION | CAPACITY-FACTOR-V1
CHN | China | Shatuo |  | WRI1000490 | 1120 | 28.5000 | 108.4800 | Hydro |  |  |  | 2009.0 |  | Wilson Center | https://www.wilsoncenter.org/publication/interactive-mapping-chinas-dam-rush |  | 1059875 | [9 empty] | 3204.38 | 4110.97 | 4110.97 | 4492.04 | 3581.34 | NO-ESTIMATION | NO-ESTIMATION | NO-ESTIMATION | NO-ESTIMATION | NO-ESTIMATION
CHN | China | Hunan Yuanling Yixi River |  | WRI1072469 | 20 | 28.5081 | 110.8014 | Hydro | [5 empty] | UNFCCC CDM Registry | https://cdm.unfccc.int/Projects/redirector?ref=7294 | UNFCCC CDM Registry | [10 empty] | 50.19 | 67.58 | 67.58 | 77.19 | 67.58 | NO-ESTIMATION | NO-ESTIMATION | NO-ESTIMATION | NO-ESTIMATION | CAPACITY-FACTOR-V1
CHN | China | Mabian County Heizu |  | WRI1071974 | 16 | 28.5170 | 103.3630 | Hydro | [5 empty] | UNFCCC CDM Registry | https://cdm.unfccc.int/Projects/redirector?ref=5833 | UNFCCC CDM Registry | [10 empty] | 36.32 | 48.94 | 48.94 | 56.63 | 48.94 | NO-ESTIMATION | NO-ESTIMATION | NO-ESTIMATION | NO-ESTIMATION | CAPACITY-FACTOR-V1
CHN | China | Liangshan Chunheweishui Small |  | WRI1071518 | 4 | 28.5289 | 102.8072 | Hydro | [5 empty] | UNFCCC CDM Registry | https://cdm.unfccc.int/Projects/redirector?ref=4173 | UNFCCC CDM Registry | 1088427 | [9 empty] | 7.97 | 11.05 | 11.05 | 12.97 | 11.05 | SOLAR-V1-NO-AGE | SOLAR-V1-NO-AGE | SOLAR-V1-NO-AGE | SOLAR-V1-NO-AGE | SOLAR-V1-NO-AGE
CHN | China | Hunan Taojiang Baizhuzhou Hydroelectric |  | WRI1071730 | 45 | 28.5506 | 111.8539 | Hydro | [5 empty] | UNFCCC CDM Registry | https://cdm.unfccc.int/Projects/redirector?ref=4950 | UNFCCC CDM Registry | [10 empty] | 177.36 | 206.45 | 206.45 | 220.65 | 206.45 | SOLAR-V1-NO-AGE | SOLAR-V1-NO-AGE | SOLAR-V1-NO-AGE | SOLAR-V1-NO-AGE | SOLAR-V1-NO-AGE
CHN | China | Shaqian |  | WRI1072480 | 50 | 28.5583 | 107.4967 | Hydro | [5 empty] | UNFCCC CDM Registry | https://cdm.unfccc.int/Projects/redirector?ref=7320 | UNFCCC CDM Registry | [10 empty] | 151.50 | 202.54 | 182.79 | 212.20 | 182.79 | NO-ESTIMATION | NO-ESTIMATION | NO-ESTIMATION | NO-ESTIMATION | CAPACITY-FACTOR-V1
CHN | China | Pingbian Guanyintuo Hydro |  | WRI1071068 | 40 | 28.5747 | 103.7031 | Hydro | [5 empty] | UNFCCC CDM Registry | https://cdm.unfccc.int/Projects/redirector?ref=1897 | UNFCCC CDM Registry | [10 empty] | 100.54 | 136.39 | 136.39 | 155.62 | 136.39 | NO-ESTIMATION | NO-ESTIMATION | NO-ESTIMATION | NO-ESTIMATION | NO-ESTIMATION
CHN | China | Shijiazhou |  | WRI1071106 | 45 | 28.5850 | 112.0690 | Hydro | [5 empty] | UNFCCC CDM Registry | https://cdm.unfccc.int/Projects/redirector?ref=2484 | UNFCCC CDM Registry | [10 empty] | 177.36 | 206.45 | 206.45 | 220.65 | 206.45 | NO-ESTIMATION | NO-ESTIMATION | NO-ESTIMATION | NO-ESTIMATION | NO-ESTIMATION
CHN | China | Hunan Zhugaotan |  | WRI1071641 | 33 | 28.5944 | 109.4644 | Hydro | [5 empty] | UNFCCC CDM Registry | https://cdm.unfccc.int/Projects/redirector?ref=4713 | UNFCCC CDM Registry | [10 empty] | 101.45 | 126.96 | 122.75 | 134.84 | 122.75 | NO-ESTIMATION | NO-ESTIMATION | NO-ESTIMATION | NO-ESTIMATION | NO-ESTIMATION
CHN | China | Jiangbian Dam |  | WRI1070882 | 330 | 28.6064 | 101.7055 | Hydro |  |  |  | 2011.0 | CLP Hydro Power Ltd | Industry About | https://industryabout.com/country-territories-3/1142-china/hydro-energy/15409-jiangbian-dam | Industry About | 1072526 | [9 empty] | 749.68 | 968.53 | 968.53 | 1171.42 | 968.53 | NO-ESTIMATION | NO-ESTIMATION | NO-ESTIMATION | NO-ESTIMATION | CAPACITY-FACTOR-V1
CHN | China | Sichuan Mianning Damawu |  | WRI1072254 | 6 | 28.6264 | 102.2816 | Hydro | [5 empty] | UNFCCC CDM Registry | https://cdm.unfccc.int/Projects/redirector?ref=6671 | UNFCCC CDM Registry | [10 empty] | 11.49 | 16.22 | 16.22 | 19.10 | 16.22 | NO-ESTIMATION | NO-ESTIMATION | NO-ESTIMATION | NO-ESTIMATION | CAPACITY-FACTOR-V1
CHN | China | Xiangjiaba |  | WRI1000454 | 6448 | 28.6437 | 104.3930 | Hydro |  |  |  | 2014.0 | Chinese Yangtze power | China Yangtze Power | https://web.archive.org/web/20120331032255/http://www.sffg.gov.cn/keystone/2006-06/21/223.html |  | 1029583 | [9 empty] | 24050.32 | 28890.38 | 28219.68 | 30070.76 | 28890.38 | NO-ESTIMATION | NO-ESTIMATION | NO-ESTIMATION | NO-ESTIMATION | CAPACITY-FACTOR-V1
CHN | China | Xiangshui River First Stage Runofriver |  | WRI1071564 | 10 | 28.6519 | 102.6532 | Hydro | [5 empty] | UNFCCC CDM Registry | https://cdm.unfccc.int/Projects/redirector?ref=4374 | UNFCCC CDM Registry | [10 empty] | 24.52 | 31.18 | 34.36 | 35.78 | 32.88 | NO-ESTIMATION | NO-ESTIMATION | NO-ESTIMATION | NO-ESTIMATION | CAPACITY-FACTOR-V1
CHN | China | Shiyazi Hydro |  | WRI1071661 | 140 | 28.6530 | 107.9690 | Hydro | [5 empty] | UNFCCC CDM Registry | https://cdm.unfccc.int/Projects/redirector?ref=4768 | UNFCCC CDM Registry | [10 empty] | 312.44 | 461.15 | 488.48 | 536.24 | 456.16 | SOLAR-V1-NO-AGE | SOLAR-V1-NO-AGE | SOLAR-V1-NO-AGE | SOLAR-V1-NO-AGE | SOLAR-V1-NO-AGE
CHN | China | Ganluo County Dazi |  | WRI1072167 | 9 | 28.6611 | 102.9133 | Hydro | [5 empty] | UNFCCC CDM Registry | https://cdm.unfccc.int/Projects/redirector?ref=6388 | UNFCCC CDM Registry | [10 empty] | 19.90 | 27.00 | 27.00 | 31.32 | 27 | SOLAR-V1-NO-AGE | SOLAR-V1-NO-AGE | SOLAR-V1-NO-AGE | SOLAR-V1-NO-AGE | SOLAR-V1-NO-AGE
CHN | China | Hunanzhen |  | WRI1000588 | 270 | 28.6900 | 118.8400 | Hydro |  |  |  | 1985.0 |  | East China Hydropower Engineering | https://web.archive.org/web/20140512215103/http://www.cws.net.cn/zmslgc/ArticleView.asp?ArticleID=23628 |  | 1059325 | [9 empty] | 639.53 | 837.02 | 832.92 | 965.02 | 826.46 | SOLAR-V1-NO-AGE | SOLAR-V1-NO-AGE | SOLAR-V1-NO-AGE | SOLAR-V1-NO-AGE | SOLAR-V1-NO-AGE
CHN | China | Sichuan Jiulong County Taka |  | WRI1072096 | 110 | 28.6953 | 101.7194 | Hydro | [5 empty] | UNFCCC CDM Registry | https://cdm.unfccc.int/Projects/redirector?ref=6163 | UNFCCC CDM Registry | 1102204 | [9 empty] | 317.79 | 416.48 | 416.48 | 495.22 | 416.48 | SOLAR-V1-NO-AGE | SOLAR-V1-NO-AGE | SOLAR-V1-NO-AGE | SOLAR-V1-NO-AGE | SOLAR-V1-NO-AGE
CHN | China | Sichuan Gaozhuoying Hydro Station |  | WRI1072453 | 20 | 28.6966 | 103.4483 | Hydro | [5 empty] | UNFCCC CDM Registry | https://cdm.unfccc.int/Projects/redirector?ref=7246 | UNFCCC CDM Registry | [10 empty] | 52.72 | 72.40 | 72.40 | 78.23 | 73.72 | NO-ESTIMATION | NO-ESTIMATION | NO-ESTIMATION | NO-ESTIMATION | NO-ESTIMATION
CHN | China | Chayuan First Cascade Hydroelectric |  | WRI1072250 | 15 | 28.6969 | 102.4475 | Hydro | [5 empty] | UNFCCC CDM Registry | https://cdm.unfccc.int/Projects/redirector?ref=6647 | UNFCCC CDM Registry | [10 empty] | 32.88 | 44.72 | 44.72 | 51.92 | 44.72 | SOLAR-V1-NO-AGE | SOLAR-V1-NO-AGE | SOLAR-V1-NO-AGE | SOLAR-V1-NO-AGE | SOLAR-V1-NO-AGE
CHN | China | Dawalong |  | WRI1072247 | 24 | 28.7000 | 100.3000 | Hydro | [5 empty] | UNFCCC CDM Registry | https://cdm.unfccc.int/Projects/redirector?ref=6644 | UNFCCC CDM Registry | [10 empty] | 61.21 | 82.72 | 82.72 | 94.26 | 82.72 | SOLAR-V1-NO-AGE | SOLAR-V1-NO-AGE | SOLAR-V1-NO-AGE | SOLAR-V1-NO-AGE | SOLAR-V1-NO-AGE
CHN | China | Sichuan Jiulong Sanyahe 1st Cascade |  | WRI1072362 | 18 | 28.7003 | 101.9178 | Hydro | [5 empty] | UNFCCC CDM Registry | https://cdm.unfccc.int/Projects/redirector?ref=6979 | UNFCCC CDM Registry | [10 empty] | 39.55 | 53.76 | 53.76 | 62.41 | 53.76 | NO-ESTIMATION | NO-ESTIMATION | NO-ESTIMATION | NO-ESTIMATION | CAPACITY-FACTOR-V1
CHN | China | Jiewei |  | WRI1072175 | 3 | 28.7042 | 102.1131 | Hydro | [5 empty] | UNFCCC CDM Registry | https://cdm.unfccc.int/Projects/redirector?ref=6407 | UNFCCC CDM Registry | [10 empty] | 5.58 | 7.88 | 7.88 | 9.32 | 7.88 | NO-ESTIMATION | NO-ESTIMATION | NO-ESTIMATION | NO-ESTIMATION | NO-ESTIMATION
CHN | China | Sichuan Ganzi Jiulong Wuyiqiao |  | WRI1071646 | 132 | 28.7125 | 101.6762 | Hydro | [5 empty] | UNFCCC CDM Registry | https://cdm.unfccc.int/Projects/redirector?ref=4729 | UNFCCC CDM Registry | 1085758 | [9 empty] | 322.25 | 411.75 | 413.86 | 488.26 | 409.93 | SOLAR-V1-NO-AGE | SOLAR-V1-NO-AGE | SOLAR-V1-NO-AGE | SOLAR-V1-NO-AGE | SOLAR-V1-NO-AGE
CHN | China | Sichuan Yuexi County Tuanjie |  | WRI1071947 | 21 | 28.7152 | 102.5974 | Hydro | [5 empty] | UNFCCC CDM Registry | https://cdm.unfccc.int/Projects/redirector?ref=5742 | UNFCCC CDM Registry | [10 empty] | 54.19 | 70.83 | 75.69 | 83.76 | 74.6 | NO-ESTIMATION | NO-ESTIMATION | NO-ESTIMATION | NO-ESTIMATION | CAPACITY-FACTOR-V1
CHN | China | Sichuan Meigu Riha Hydro |  | WRI1071637 | 12 | 28.7189 | 103.1992 | Hydro | [5 empty] | UNFCCC CDM Registry | https://cdm.unfccc.int/Projects/redirector?ref=4691 | UNFCCC CDM Registry | [10 empty] | 26.60 | 36.06 | 36.06 | 41.83 | 36.06 | HYDRO-V1 | HYDRO-V1 | HYDRO-V1 | HYDRO-V1 | HYDRO-V1
CHN | China | Fengtan |  | WRI1000587 | 800 | 28.7200 | 110.2700 | Hydro |  |  |  | 1979.0 |  | HydroChina Zhongnan Engineering Company | http://web.archive.org/web/20110226112818/http://en.msdi.cn/showArticle.aspx?id=132 |  | 1045909 | [9 empty] | 2473.31 | 2956.27 | 3322.06 | 3595.31 | 3091.95 | NO-ESTIMATION | NO-ESTIMATION | NO-ESTIMATION | NO-ESTIMATION | CAPACITY-FACTOR-V1
CHN | China | Ganluo Camp |  | WRI1071777 | 24 | 28.7253 | 102.7817 | Hydro | [5 empty] | UNFCCC CDM Registry | https://cdm.unfccc.int/Projects/redirector?ref=5134 | UNFCCC CDM Registry | 1105528 | [9 empty] | 70.83 | 91.61 | 93.40 | 99.50 | 87.89 | NO-ESTIMATION | NO-ESTIMATION | NO-ESTIMATION | NO-ESTIMATION | CAPACITY-FACTOR-V1
CHN | China | Ganluo Aga |  | WRI1072115 | 21 | 28.7597 | 102.8567 | Hydro | [5 empty] | UNFCCC CDM Registry | https://cdm.unfccc.int/Projects/redirector?ref=6225 | UNFCCC CDM Registry | [10 empty] | 62.82 | 80.44 | 82.00 | 87.34 | 77.19 | SOLAR-V1-NO-AGE | SOLAR-V1-NO-AGE | SOLAR-V1-NO-AGE | SOLAR-V1-NO-AGE | SOLAR-V1-NO-AGE
CHN | China | Wanmipo |  | WRI1000611 | 240 | 28.7600 | 109.5100 | Hydro | [5 empty] | Baike | http://baike.baidu.com/view/1972763.htm |  | 1059187 | [9 empty] | 654.14 | 814.90 | 821.91 | 937.98 | 823.98 | NO-ESTIMATION | NO-ESTIMATION | NO-ESTIMATION | NO-ESTIMATION | CAPACITY-FACTOR-V1
CHN | China | Linjintan |  | WRI1000615 | 270 | 28.7600 | 111.2100 | Hydro | [5 empty] | Large Dam Safety Supervision Center | http://www.dam.com.cn/damView/view.jsp?id=1161 |  | 1018956 | [9 empty] | 1259.37 | 1357.58 | 1357.58 | 1349.99 | 1426.08 | NO-ESTIMATION | NO-ESTIMATION | NO-ESTIMATION | NO-ESTIMATION | CAPACITY-FACTOR-V1
CHN | China | Meigu County Silipin |  | WRI1072187 | 6 | 28.7694 | 103.2167 | Hydro | [5 empty] | UNFCCC CDM Registry | https://cdm.unfccc.int/Projects/redirector?ref=6436 | UNFCCC CDM Registry | 1096083 | [9 empty] | 11.52 | 16.26 | 16.26 | 19.14 | 16.26 | SOLAR-V1-NO-AGE | SOLAR-V1-NO-AGE | SOLAR-V1-NO-AGE | SOLAR-V1-NO-AGE | SOLAR-V1-NO-AGE
CHN | China | Hejiang County Yuanxing Hydro |  | WRI1071355 | 15 | 28.7697 | 106.1511 | Hydro | [5 empty] | UNFCCC CDM Registry | https://cdm.unfccc.int/Projects/redirector?ref=3574 | UNFCCC CDM Registry | [10 empty] | 33.99 | 45.83 | 45.83 | 53.04 | 45.83 | SOLAR-V1-NO-AGE | SOLAR-V1-NO-AGE | SOLAR-V1-NO-AGE | SOLAR-V1-NO-AGE | SOLAR-V1-NO-AGE
CHN | China | Sichuan Province Dayan River 4th Level |  | WRI1071806 | 5 | 28.7800 | 102.5310 | Hydro | [5 empty] | UNFCCC CDM Registry | https://cdm.unfccc.int/Projects/redirector?ref=5247 | UNFCCC CDM Registry | [10 empty] | 8.81 | 12.75 | 12.75 | 15.15 | 12.75 | NO-ESTIMATION | NO-ESTIMATION | NO-ESTIMATION | NO-ESTIMATION | NO-ESTIMATION
CHN | China | Wuqiangxi |  | WRI1000488 | 1200 | 28.7800 | 110.9300 | Hydro |  |  |  | 1996.0 |  | HydroChina Zhongnan Engineering Company | https://web.archive.org/web/20110226120128/http://en.msdi.cn/showArticle.aspx?id=75 |  | 1011862 | [9 empty] | 5481.02 | 6281.25 | 5917.52 | 5883.49 | 6221.96 | NO-ESTIMATION | NO-ESTIMATION | NO-ESTIMATION | NO-ESTIMATION | NO-ESTIMATION
CHN | China | Yuexi Dayan Small |  | WRI1071061 | 14 | 28.8283 | 102.4898 | Hydro | [5 empty] | UNFCCC CDM Registry | https://cdm.unfccc.int/Projects/redirector?ref=1814 | UNFCCC CDM Registry | [10 empty] | 30.69 | 41.73 | 41.73 | 48.46 | 41.73 | NO-ESTIMATION | NO-ESTIMATION | NO-ESTIMATION | NO-ESTIMATION | CAPACITY-FACTOR-V1
CHN | China | Niaoerchao |  | WRI1071175 | 20 | 28.8300 | 110.8667 | Hydro | [5 empty] | UNFCCC CDM Registry | https://cdm.unfccc.int/Projects/redirector?ref=2993 | UNFCCC CDM Registry | 1099854 | [9 empty] | 51.59 | 67.84 | 60.67 | 74.97 | 60.99 | SOLAR-V1-NO-AGE | SOLAR-V1-NO-AGE | SOLAR-V1-NO-AGE | SOLAR-V1-NO-AGE | SOLAR-V1-NO-AGE
CHN | China | Jiulong Xigu |  | WRI1072394 | 249 | 28.8314 | 101.6158 | Hydro | [5 empty] | UNFCCC CDM Registry | https://cdm.unfccc.int/Projects/redirector?ref=7055 | UNFCCC CDM Registry | 1104887 | [9 empty] | 770.91 | 939.73 | 943.70 | 914.87 | 936.29 | SOLAR-V1-NO-AGE | SOLAR-V1-NO-AGE | SOLAR-V1-NO-AGE | SOLAR-V1-NO-AGE | SOLAR-V1-NO-AGE
CHN | China | Ganluo Wagujiao |  | WRI1072130 | 24 | 28.8322 | 102.8225 | Hydro | [5 empty] | UNFCCC CDM Registry | https://cdm.unfccc.int/Projects/redirector?ref=6269 | UNFCCC CDM Registry | 1105528 | [9 empty] | 70.83 | 91.61 | 93.40 | 99.50 | 87.89 | SOLAR-V1-NO-AGE | SOLAR-V1-NO-AGE | SOLAR-V1-NO-AGE | SOLAR-V1-NO-AGE | SOLAR-V1-NO-AGE
CHN | China | Manla Dam |  | WRI1070883 | 20 | 28.8470 | 89.8338 | Hydro |  |  |  | 2001.0 |  | Industry About | https://industryabout.com/country-territories-3/1142-china/hydro-energy/15553-manla-dam | Industry About | [10 empty] | 51.82 | 64.31 | 69.85 | 77.91 | 69.85 | SOLAR-V1-NO-AGE | SOLAR-V1-NO-AGE | SOLAR-V1-NO-AGE | SOLAR-V1-NO-AGE | SOLAR-V1-NO-AGE
CHN | China | Longxigou Second Stage |  | WRI1072058 | 18 | 28.8549 | 101.5763 | Hydro | [5 empty] | UNFCCC CDM Registry | https://cdm.unfccc.int/Projects/redirector?ref=6070 | UNFCCC CDM Registry | [10 empty] | 40.86 | 55.06 | 55.06 | 63.71 | 55.06 | SOLAR-V1-NO-AGE | SOLAR-V1-NO-AGE | SOLAR-V1-NO-AGE | SOLAR-V1-NO-AGE | SOLAR-V1-NO-AGE
CHN | China | Chalinhe |  | WRI1071135 | 54 | 28.8703 | 109.6681 | Hydro | [5 empty] | UNFCCC CDM Registry | https://cdm.unfccc.int/Projects/redirector?ref=2789 | UNFCCC CDM Registry | 1069955 | [9 empty] | 126.22 | 205.37 | 194.40 | 196.73 | 172.09 | SOLAR-V1-NO-AGE | SOLAR-V1-NO-AGE | SOLAR-V1-NO-AGE | SOLAR-V1-NO-AGE | SOLAR-V1-NO-AGE
CHN | China | Sichuan Ganluo Longgangzi Small |  | WRI1072405 | 5 | 28.8808 | 102.5630 | Hydro | [5 empty] | UNFCCC CDM Registry | https://cdm.unfccc.int/Projects/redirector?ref=7114 | UNFCCC CDM Registry | [10 empty] | 9.19 | 13.14 | 13.14 | 15.54 | 13.14 | NO-ESTIMATION | NO-ESTIMATION | NO-ESTIMATION | NO-ESTIMATION | CAPACITY-FACTOR-V1
CHN | China | Hunan Yuanshui Taoyuan |  | WRI1072039 | 180 | 28.8975 | 111.4925 | Hydro | [5 empty] | UNFCCC CDM Registry | https://cdm.unfccc.int/Projects/redirector?ref=6027 | UNFCCC CDM Registry | 1087136 | [9 empty] | 868.86 | 927.85 | 927.85 | 915.81 | 985.25 | NO-ESTIMATION | NO-ESTIMATION | NO-ESTIMATION | NO-ESTIMATION | CAPACITY-FACTOR-V1
CHN | China | Sichuan Mabian Bajiaoxi Hydro |  | WRI1071140 | 36 | 28.9092 | 103.5425 | Hydro | [5 empty] | UNFCCC CDM Registry | https://cdm.unfccc.int/Projects/redirector?ref=2806 | UNFCCC CDM Registry | 1071591 | [9 empty] | 106.10 | 130.57 | 131.05 | 143.03 | 132.79 | NO-ESTIMATION | NO-ESTIMATION | NO-ESTIMATION | NO-ESTIMATION | CAPACITY-FACTOR-V1
CHN | China | Yele Asphalt |  | WRI1000520 | 240 | 28.9200 | 102.2200 | Hydro |  |  |  | 2006.0 |  | Chinese National Committee on Large Dams | http://www.chincold.org.cn/dams/rootfiles/2010/07/20/1279253974182002-1279253974185337.pdf |  | 1047372 | [9 empty] | 496.29 | 664.03 | 789.17 | 846.11 | 668.34 | NO-ESTIMATION | NO-ESTIMATION | NO-ESTIMATION | NO-ESTIMATION | CAPACITY-FACTOR-V1
CHN | China | Sichuan Muchuan County Huogu |  | WRI1071279 | 40 | 28.9232 | 103.6743 | Hydro | [5 empty] | UNFCCC CDM Registry | https://cdm.unfccc.int/Projects/redirector?ref=3309 | UNFCCC CDM Registry | [10 empty] | 121.22 | 148.56 | 148.15 | 162.81 | 147.74 | NO-ESTIMATION | NO-ESTIMATION | NO-ESTIMATION | NO-ESTIMATION | CAPACITY-FACTOR-V1
CHN | China | Chongqing Qijiang Zhutan |  | WRI1072102 | 8 | 28.9239 | 106.6833 | Hydro | [5 empty] | UNFCCC CDM Registry | https://cdm.unfccc.int/Projects/redirector?ref=6177 | UNFCCC CDM Registry | [10 empty] | 25.50 | 32.57 | 32.05 | 34.68 | 30.26 | NO-ESTIMATION | NO-ESTIMATION | NO-ESTIMATION | NO-ESTIMATION | CAPACITY-FACTOR-V1
CHN | China | Ebian Yi County Shugujiao |  | WRI1071282 | 8 | 28.9414 | 103.1997 | Hydro | [5 empty] | UNFCCC CDM Registry | https://cdm.unfccc.int/Projects/redirector?ref=3315 | UNFCCC CDM Registry | [10 empty] | 18.31 | 24.62 | 24.62 | 28.47 | 24.62 | NO-ESTIMATION | NO-ESTIMATION | NO-ESTIMATION | NO-ESTIMATION | CAPACITY-FACTOR-V1
CHN | China | Sichuan Niri River Yutian |  | WRI1072118 | 93 | 28.9547 | 102.7231 | Hydro | [5 empty] | UNFCCC CDM Registry | https://cdm.unfccc.int/Projects/redirector?ref=6234 | UNFCCC CDM Registry | [10 empty] | 254.43 | 318.97 | 318.97 | 327.66 | 289.26 | NO-ESTIMATION | NO-ESTIMATION | NO-ESTIMATION | NO-ESTIMATION | CAPACITY-FACTOR-V1
CHN | China | Sichuan Xiangcheng Mayi River Second Dieshui |  | WRI1071935 | 18 | 28.9558 | 99.7975 | Hydro | [5 empty] | UNFCCC CDM Registry | https://cdm.unfccc.int/Projects/redirector?ref=5707 | UNFCCC CDM Registry | [10 empty] | 60.11 | 66.91 | 63.71 | 72.04 | 63.71 | SOLAR-V1-NO-AGE | SOLAR-V1-NO-AGE | SOLAR-V1-NO-AGE | SOLAR-V1-NO-AGE | SOLAR-V1-NO-AGE
CHN | China | Sichuan Shuanghekou |  | WRI1071387 | 18 | 28.9650 | 102.7267 | Hydro | [5 empty] | UNFCCC CDM Registry | https://cdm.unfccc.int/Projects/redirector?ref=3687 | UNFCCC CDM Registry | [10 empty] | 52.53 | 61.75 | 61.75 | 60.64 | 56 | SOLAR-V1-NO-AGE | SOLAR-V1-NO-AGE | SOLAR-V1-NO-AGE | SOLAR-V1-NO-AGE | SOLAR-V1-NO-AGE
CHN | China | Hunan Dongtan |  | WRI1072415 | 20 | 28.9669 | 110.0031 | Hydro | [5 empty] | UNFCCC CDM Registry | https://cdm.unfccc.int/Projects/redirector?ref=7138 | UNFCCC CDM Registry | [10 empty] | 50.08 | 67.47 | 67.47 | 77.08 | 67.47 | NO-ESTIMATION | NO-ESTIMATION | NO-ESTIMATION | NO-ESTIMATION | NO-ESTIMATION
CHN | China | Chongqing Youyang County Youchou |  | WRI1071459 | 120 | 28.9670 | 109.1480 | Hydro | [5 empty] | UNFCCC CDM Registry | https://cdm.unfccc.int/Projects/redirector?ref=3961 | UNFCCC CDM Registry | [10 empty] | 302.73 | 448.34 | 420.04 | 505.44 | 391.95 | NO-ESTIMATION | NO-ESTIMATION | NO-ESTIMATION | NO-ESTIMATION | CAPACITY-FACTOR-V1
CHN | China | Xiangcheng Mayi River 1st Level Dieshui |  | WRI1071734 | 12 | 28.9692 | 99.7731 | Hydro | [5 empty] | UNFCCC CDM Registry | https://cdm.unfccc.int/Projects/redirector?ref=4965 | UNFCCC CDM Registry | [10 empty] | 39.22 | 43.75 | 42.54 | 47.17 | 42.54 | SOLAR-V1-NO-AGE | SOLAR-V1-NO-AGE | SOLAR-V1-NO-AGE | SOLAR-V1-NO-AGE | SOLAR-V1-NO-AGE
CHN | China | Sichuan Tiejue Hydro |  | WRI1071731 | 25 | 28.9710 | 103.8850 | Hydro | [5 empty] | UNFCCC CDM Registry | https://cdm.unfccc.int/Projects/redirector?ref=4952 | UNFCCC CDM Registry | 1090558 | [9 empty] | 71.18 | 95.45 | 75.92 | 111.40 | 89.73 | NO-ESTIMATION | NO-ESTIMATION | NO-ESTIMATION | NO-ESTIMATION | CAPACITY-FACTOR-V1
CHN | China | Yunnan Dandahe Hydroelectricity |  | WRI1072319 | 100 | 28.9761 | 99.0125 | Hydro | [5 empty] | UNFCCC CDM Registry | https://cdm.unfccc.int/Projects/redirector?ref=6857 | UNFCCC CDM Registry | [10 empty] | 257.74 | 342.69 | 372.98 | 378.18 | 339.65 | NO-ESTIMATION | NO-ESTIMATION | NO-ESTIMATION | NO-ESTIMATION | CAPACITY-FACTOR-V1
CHN | China | Tadi |  | WRI1071128 | 16 | 28.9817 | 118.9269 | Hydro | [5 empty] | UNFCCC CDM Registry | https://cdm.unfccc.int/Projects/redirector?ref=2744 | UNFCCC CDM Registry | [10 empty] | 58.19 | 66.91 | 66.67 | 69.96 | 67.93 | NO-ESTIMATION | NO-ESTIMATION | NO-ESTIMATION | NO-ESTIMATION | CAPACITY-FACTOR-V1
CHN | China | Tiantai County Chayuan Cascade |  | WRI1071739 | 5 | 29.0069 | 120.7272 | Hydro | [5 empty] | UNFCCC CDM Registry | https://cdm.unfccc.int/Projects/redirector?ref=4983 | UNFCCC CDM Registry | [10 empty] | 8.83 | 12.78 | 12.78 | 15.17 | 12.78 | SOLAR-V1-NO-AGE | SOLAR-V1-NO-AGE | SOLAR-V1-NO-AGE | SOLAR-V1-NO-AGE | SOLAR-V1-NO-AGE
CHN | China | Jiulong County Rekuhe Stage 3 |  | WRI1071255 | 13 | 29.0180 | 101.5610 | Hydro | [5 empty] | UNFCCC CDM Registry | https://cdm.unfccc.int/Projects/redirector?ref=3236 | UNFCCC CDM Registry | 1088721 | [9 empty] | 29.51 | 39.76 | 39.76 | 46.01 | 39.76 | SOLAR-V1-NO-AGE | SOLAR-V1-NO-AGE | SOLAR-V1-NO-AGE | SOLAR-V1-NO-AGE | SOLAR-V1-NO-AGE
CHN | China | Sichuan Leshan Ebian Jinyan Hydro |  | WRI1072022 | 46 | 29.0260 | 103.0260 | Hydro | [5 empty] | UNFCCC CDM Registry | https://cdm.unfccc.int/Projects/redirector?ref=5965 | UNFCCC CDM Registry | [10 empty] | 115.78 | 157.01 | 157.01 | 179.12 | 157.01 | NO-ESTIMATION | NO-ESTIMATION | NO-ESTIMATION | NO-ESTIMATION | CAPACITY-FACTOR-V1
CHN | China | Liangshan Lianghong |  | WRI1071699 | 24 | 29.0275 | 102.8039 | Hydro | [5 empty] | UNFCCC CDM Registry | https://cdm.unfccc.int/Projects/redirector?ref=4873 | UNFCCC CDM Registry | [10 empty] | 77.89 | 101.60 | 98.40 | 107.18 | 98.79 | NO-ESTIMATION | NO-ESTIMATION | NO-ESTIMATION | NO-ESTIMATION | NO-ESTIMATION
CHN | China | Jiulong County Rekuhe Stage 2 |  | WRI1071254 | 10 | 29.0440 | 101.5760 | Hydro | [5 empty] | UNFCCC CDM Registry | https://cdm.unfccc.int/Projects/redirector?ref=3235 | UNFCCC CDM Registry | 1088723 | [9 empty] | 22.89 | 30.78 | 30.78 | 35.58 | 30.78 | SOLAR-V1-NO-AGE | SOLAR-V1-NO-AGE | SOLAR-V1-NO-AGE | SOLAR-V1-NO-AGE | SOLAR-V1-NO-AGE
CHN | China | Sichuan Leshan Ebian Ejingxiang Hydro |  | WRI1071288 | 40 | 29.0567 | 103.1558 | Hydro | [5 empty] | UNFCCC CDM Registry | https://cdm.unfccc.int/Projects/redirector?ref=3345 | UNFCCC CDM Registry | 1105558 | [9 empty] | 106.77 | 134.53 | 134.38 | 150.63 | 134.53 | NO-ESTIMATION | NO-ESTIMATION | NO-ESTIMATION | NO-ESTIMATION | CAPACITY-FACTOR-V1
CHN | China | Hongping |  | WRI1000561 | 1200 | 29.0600 | 115.3600 | Hydro |  |  |  | 2016.0 |  | Environmental Assessment | http://www.ecidi.com/Uploadfile/radE840F.pdf |  | 1087317 | [9 empty] | 2716.44 | 3791.93 | 3791.93 | 4585.63 | 3791.93 | NO-ESTIMATION | NO-ESTIMATION | NO-ESTIMATION | NO-ESTIMATION | CAPACITY-FACTOR-V1
CHN | China | Hunan Xiaohe Small |  | WRI1071610 | 5 | 29.0753 | 109.5256 | Hydro | [5 empty] | UNFCCC CDM Registry | https://cdm.unfccc.int/Projects/redirector?ref=4557 | UNFCCC CDM Registry | [10 empty] | 14.57 | 19.14 | 19.46 | 20.34 | 17.74 | SOLAR-V1-NO-AGE | SOLAR-V1-NO-AGE | SOLAR-V1-NO-AGE | SOLAR-V1-NO-AGE | SOLAR-V1-NO-AGE
CHN | China | Sichuan Mabian River Zhouba |  | WRI1071203 | 102 | 29.0853 | 103.7136 | Hydro | [5 empty] | UNFCCC CDM Registry | https://cdm.unfccc.int/Projects/redirector?ref=3096 | UNFCCC CDM Registry | [10 empty] | 337.05 | 405.15 | 388.40 | 442.43 | 388.4 | SOLAR-V1-NO-AGE | SOLAR-V1-NO-AGE | SOLAR-V1-NO-AGE | SOLAR-V1-NO-AGE | SOLAR-V1-NO-AGE
CHN | China | Yutan Hydroelectric |  | WRI1070978 | 16 | 29.1000 | 108.4450 | Hydro | [5 empty] | UNFCCC CDM Registry | https://cdm.unfccc.int/Projects/redirector?ref=939 | UNFCCC CDM Registry | [10 empty] | 47.01 | 61.34 | 59.39 | 66.80 | 57.96 | SOLAR-V1-NO-AGE | SOLAR-V1-NO-AGE | SOLAR-V1-NO-AGE | SOLAR-V1-NO-AGE | SOLAR-V1-NO-AGE
CHN | China | Yamzho Yumco |  | WRI1000508 | 510 | 29.1000 | 90.3770 | Hydro |  |  |  | 2011.0 | Gezhouba Group | China Daily Asia | http://www.chinadailyasia.com/nation/2015-10/13/content_15329030.html | [11 empty] | 1215.51 | 1558.97 | 1479.42 | 1805.95 | 1546.59 | SOLAR-V1-NO-AGE | SOLAR-V1-NO-AGE | SOLAR-V1-NO-AGE | SOLAR-V1-NO-AGE | SOLAR-V1-NO-AGE
CHN | China | Xiangziyan Hydro |  | WRI1071017 | 32 | 29.1020 | 108.4450 | Hydro | [5 empty] | UNFCCC CDM Registry | https://cdm.unfccc.int/Projects/redirector?ref=1222 | UNFCCC CDM Registry | [10 empty] | 76.69 | 116.85 | 109.45 | 132.72 | 102.01 | SOLAR-V1-NO-AGE | SOLAR-V1-NO-AGE | SOLAR-V1-NO-AGE | SOLAR-V1-NO-AGE | SOLAR-V1-NO-AGE
CHN | China | Sichuan Hemu |  | WRI1071296 | 6 | 29.1072 | 103.5789 | Hydro | [5 empty] | UNFCCC CDM Registry | https://cdm.unfccc.int/Projects/redirector?ref=3373 | UNFCCC CDM Registry | [10 empty] | 18.19 | 23.87 | 23.25 | 26.01 | 23.34 | NO-ESTIMATION | NO-ESTIMATION | NO-ESTIMATION | NO-ESTIMATION | NO-ESTIMATION
CHN | China | Zhengdou |  | WRI1072200 | 24 | 29.1333 | 99.5000 | Hydro | [5 empty] | UNFCCC CDM Registry | https://cdm.unfccc.int/Projects/redirector?ref=6492 | UNFCCC CDM Registry | [10 empty] | 74.04 | 90.34 | 84.33 | 97.39 | 89.73 | SOLAR-V1-NO-AGE | SOLAR-V1-NO-AGE | SOLAR-V1-NO-AGE | SOLAR-V1-NO-AGE | SOLAR-V1-NO-AGE
CHN | China | Xiangcheng County Maxionggou |  | WRI1071294 | 12 | 29.1333 | 99.9061 | Hydro | [5 empty] | UNFCCC CDM Registry | https://cdm.unfccc.int/Projects/redirector?ref=3364 | UNFCCC CDM Registry | [10 empty] | 39.22 | 43.75 | 42.54 | 47.17 | 42.54 | NO-ESTIMATION | NO-ESTIMATION | NO-ESTIMATION | NO-ESTIMATION | CAPACITY-FACTOR-V1
CHN | China | Hunan Gaojiaba |  | WRI1072419 | 20 | 29.1367 | 109.6911 | Hydro | [5 empty] | UNFCCC CDM Registry | https://cdm.unfccc.int/Projects/redirector?ref=7148 | UNFCCC CDM Registry | [10 empty] | 51.63 | 69.02 | 69.02 | 78.64 | 69.02 | SOLAR-V1-NO-AGE | SOLAR-V1-NO-AGE | SOLAR-V1-NO-AGE | SOLAR-V1-NO-AGE | SOLAR-V1-NO-AGE
CHN | China | Hubei Laifeng Jinlongtan |  | WRI1071583 | 27 | 29.1475 | 109.2189 | Hydro | [5 empty] | UNFCCC CDM Registry | https://cdm.unfccc.int/Projects/redirector?ref=4443 | UNFCCC CDM Registry | 1088037 | [9 empty] | 81.06 | 110.71 | 104.76 | 120.36 | 98.5 | NO-ESTIMATION | NO-ESTIMATION | NO-ESTIMATION | NO-ESTIMATION | CAPACITY-FACTOR-V1
CHN | China | Youyang Xishakou Small |  | WRI1072236 | 3 | 29.1494 | 108.8606 | Hydro | [5 empty] | UNFCCC CDM Registry | https://cdm.unfccc.int/Projects/redirector?ref=6614 | UNFCCC CDM Registry | [10 empty] | 9.32 | 11.51 | 11.48 | 12.68 | 11.25 | SOLAR-V1-NO-AGE | SOLAR-V1-NO-AGE | SOLAR-V1-NO-AGE | SOLAR-V1-NO-AGE | SOLAR-V1-NO-AGE
CHN | China | Youyang Longjiaba Small |  | WRI1072334 | 12 | 29.1739 | 108.8917 | Hydro | [5 empty] | UNFCCC CDM Registry | https://cdm.unfccc.int/Projects/redirector?ref=6897 | UNFCCC CDM Registry | [10 empty] | 37.66 | 48.26 | 48.14 | 52.95 | 46.13 | NO-ESTIMATION | NO-ESTIMATION | NO-ESTIMATION | NO-ESTIMATION | CAPACITY-FACTOR-V1
CHN | China | Zangmu |  | WRI1000567 | 540 | 29.1800 | 92.5170 | Hydro |  |  |  | 2014.0 |  | China Tibet Online | http://eco.cri.cn/492/2014/11/24/321s24368.htm |  | 1084536 | [9 empty] | 1324.86 | 1674.03 | 1693.09 | 1856.92 | 1674.03 | SOLAR-V1-NO-AGE | SOLAR-V1-NO-AGE | SOLAR-V1-NO-AGE | SOLAR-V1-NO-AGE | SOLAR-V1-NO-AGE
CHN | China | Pengshui |  | WRI1000476 | 1750 | 29.2000 | 108.2000 | Hydro |  |  |  | 2008.0 |  | Wilson Center | https://www.wilsoncenter.org/publication/interactive-mapping-chinas-dam-rush |  | 1050852 | [9 empty] | 5732.51 | 7545.92 | 9189.08 | 9695.66 | 6611.97 | NO-ESTIMATION | NO-ESTIMATION | NO-ESTIMATION | NO-ESTIMATION | CAPACITY-FACTOR-V1
CHN | China | Tongbai |  | WRI1000533 | 1200 | 29.2000 | 121.0000 | Hydro |  |  |  | 2006.0 |  | World Bank | http://www.worldbank.org/projects/P056424/china-tongbai-pumped-storage?lang=en |  | 1045004 | [9 empty] | 2708.72 | 3784.21 | 3784.21 | 4577.89 | 3784.21 | NO-ESTIMATION | NO-ESTIMATION | NO-ESTIMATION | NO-ESTIMATION | CAPACITY-FACTOR-V1
CHN | China | Sichuan Hongqiba Small |  | WRI1071927 | 2 | 29.2058 | 102.2136 | Hydro | [5 empty] | UNFCCC CDM Registry | https://cdm.unfccc.int/Projects/redirector?ref=5686 | UNFCCC CDM Registry | [10 empty] | 5.62 | 6.57 | 6.52 | 6.74 | 6.57 | NO-ESTIMATION | NO-ESTIMATION | NO-ESTIMATION | NO-ESTIMATION | CAPACITY-FACTOR-V1
CHN | China | Pu Bu Gou |  | WRI1000459 | 4260 | 29.2100 | 102.8400 | Hydro | [5 empty] | Wilson Center | https://www.wilsoncenter.org/publication/interactive-mapping-chinas-dam-rush | [11 empty] | 13262.21 | 14805.23 | 14304.25 | 17467.25 | 16016.78 | NO-ESTIMATION | NO-ESTIMATION | NO-ESTIMATION | NO-ESTIMATION | CAPACITY-FACTOR-V1
CHN | China | Zhelin |  | WRI1000551 | 180 | 29.2100 | 115.5000 | Hydro |  |  |  | 1975.0 |  | Chinese National Committee on Large Dams | http://www.chincold.org.cn/dams/DamInformation/damsinchina/webinfo/2010/07/1279253973938211.htm |  | 1044853 | [9 empty] | 531.07 | 696.04 | 668.22 | 844.65 | 668.22 | SOLAR-V1-NO-AGE | SOLAR-V1-NO-AGE | SOLAR-V1-NO-AGE | SOLAR-V1-NO-AGE | SOLAR-V1-NO-AGE
CHN | China | Sichuan Shimian Songlinhe Hongyi |  | WRI1071620 | 80 | 29.2222 | 102.1756 | Hydro | [5 empty] | UNFCCC CDM Registry | https://cdm.unfccc.int/Projects/redirector?ref=4609 | UNFCCC CDM Registry | 1105570 | [9 empty] | 214.47 | 292.14 | 306.22 | 348.10 | 293.88 | NO-ESTIMATION | NO-ESTIMATION | NO-ESTIMATION | NO-ESTIMATION | NO-ESTIMATION
CHN | China | Sichuan Jinwa |  | WRI1071678 | 240 | 29.2314 | 102.0344 | Hydro | [5 empty] | UNFCCC CDM Registry | https://cdm.unfccc.int/Projects/redirector?ref=4806 | UNFCCC CDM Registry | 1112642 | [9 empty] | 496.16 | 729.15 | 771.41 | 940.16 | 734.39 | NO-ESTIMATION | NO-ESTIMATION | NO-ESTIMATION | NO-ESTIMATION | NO-ESTIMATION
CHN | China | Sichuan Rongzehai |  | WRI1071700 | 240 | 29.2344 | 101.5819 | Hydro | [5 empty] | UNFCCC CDM Registry | https://cdm.unfccc.int/Projects/redirector?ref=4875 | UNFCCC CDM Registry | [10 empty] | 485.05 | 700.15 | 700.15 | 858.73 | 700.15 | NO-ESTIMATION | NO-ESTIMATION | NO-ESTIMATION | NO-ESTIMATION | CAPACITY-FACTOR-V1
CHN | China | Jiangxi Xiuhe River Xiafang |  | WRI1071555 | 36 | 29.2350 | 114.8461 | Hydro | [5 empty] | UNFCCC CDM Registry | https://cdm.unfccc.int/Projects/redirector?ref=4312 | UNFCCC CDM Registry | [10 empty] | 122.82 | 142.50 | 149.56 | 161.11 | 148.48 | NO-ESTIMATION | NO-ESTIMATION | NO-ESTIMATION | NO-ESTIMATION | CAPACITY-FACTOR-V1
CHN | China | Jiangkou (Chongqing) Dam |  | WRI1070878 | 300 | 29.2365 | 107.8929 | Hydro |  |  |  | 1980.0 | Jiangkou Development Co | Industry About | https://industryabout.com/country-territories-3/1142-china/hydro-energy/15410-jiangkou-chongqing-dam | Industry About | 1078035 | [9 empty] | 832.82 | 1000.48 | 990.56 | 1146.27 | 990.56 | SOLAR-V1-NO-AGE | SOLAR-V1-NO-AGE | SOLAR-V1-NO-AGE | SOLAR-V1-NO-AGE | SOLAR-V1-NO-AGE
CHN | China | Yinpan |  | WRI1000504 | 600 | 29.2400 | 107.8900 | Hydro | [5 empty] | Wilson Center | https://www.wilsoncenter.org/publication/interactive-mapping-chinas-dam-rush |  | 1062201 | [9 empty] | 1661.51 | 1996.83 | 1977.00 | 2288.40 | 1977 | NO-ESTIMATION | NO-ESTIMATION | NO-ESTIMATION | NO-ESTIMATION | CAPACITY-FACTOR-V1
CHN | China | Sichuan Yaan Dajinping Hydro |  | WRI1072165 | 129 | 29.2408 | 102.2300 | Hydro | [5 empty] | UNFCCC CDM Registry | https://cdm.unfccc.int/Projects/redirector?ref=6383 | UNFCCC CDM Registry | [10 empty] | 313.29 | 408.15 | 402.81 | 461.06 | 408.15 | NO-ESTIMATION | NO-ESTIMATION | NO-ESTIMATION | NO-ESTIMATION | CAPACITY-FACTOR-V1
CHN | China | Zhengtouba II |  | WRI1061015 | 246 | 29.2500 | 103.0700 | Hydro | [5 empty] | Ministry of Environmental Protection | http://www.mep.gov.cn/gkml/hbb/spwj1/201502/t20150215_295959.htm |  | 1086227 | [9 empty] | 734.90 | 830.38 | 840.95 | 977.64 | 736.93 | SOLAR-V1-NO-AGE | SOLAR-V1-NO-AGE | SOLAR-V1-NO-AGE | SOLAR-V1-NO-AGE | SOLAR-V1-NO-AGE
CHN | China | Sichuan Dafan |  | WRI1071701 | 240 | 29.2536 | 102.0911 | Hydro | [5 empty] | UNFCCC CDM Registry | https://cdm.unfccc.int/Projects/redirector?ref=4878 | UNFCCC CDM Registry | 1112642 | [9 empty] | 496.16 | 729.15 | 771.41 | 940.16 | 734.39 | HYDRO-V1 | HYDRO-V1 | HYDRO-V1 | HYDRO-V1 | HYDRO-V1
CHN | China | Tongjiezi |  | WRI1000502 | 600 | 29.2600 | 103.6300 | Hydro |  |  |  | 1994.0 |  | Wilson Center | https://www.wilsoncenter.org/publication/interactive-mapping-chinas-dam-rush |  | 1028828 | [9 empty] | 1402.13 | 2044.48 | 2018.03 | 2344.69 | 2043.81 | HYDRO-V1 | HYDRO-V1 | HYDRO-V1 | HYDRO-V1 | HYDRO-V1
CHN | China | Shenxigou |  | WRI1061014 | 660 | 29.3000 | 102.9300 | Hydro | [5 empty] | Ministry of Environmental Protection | http://www.mep.gov.cn/gkml/hbb/spwj1/201402/t20140213_267695.htm |  | 1071493 | [9 empty] | 1963.66 | 2219.83 | 2248.19 | 2614.90 | 1969.1 | NO-ESTIMATION | NO-ESTIMATION | NO-ESTIMATION | NO-ESTIMATION | CAPACITY-FACTOR-V1
CHN | China | Zhoubai Hydroelectric |  | WRI1070987 | 24 | 29.3000 | 108.4900 | Hydro | [5 empty] | UNFCCC CDM Registry | https://cdm.unfccc.int/Projects/redirector?ref=996 | UNFCCC CDM Registry | [10 empty] | 59.47 | 80.98 | 80.98 | 92.52 | 80.98 | NO-ESTIMATION | NO-ESTIMATION | NO-ESTIMATION | NO-ESTIMATION | CAPACITY-FACTOR-V1
CHN | China | Youyang Xiaoxianjing Small |  | WRI1072235 | 3 | 29.3078 | 108.9850 | Hydro | [5 empty] | UNFCCC CDM Registry | https://cdm.unfccc.int/Projects/redirector?ref=6601 | UNFCCC CDM Registry | [10 empty] | 5.49 | 7.79 | 7.79 | 9.23 | 7.79 | NO-ESTIMATION | NO-ESTIMATION | NO-ESTIMATION | NO-ESTIMATION | CAPACITY-FACTOR-V1
CHN | China | Sichuan Yonghe Yulong |  | WRI1071118 | 2 | 29.3080 | 102.1250 | Hydro | [5 empty] | UNFCCC CDM Registry | https://cdm.unfccc.int/Projects/redirector?ref=2592 | UNFCCC CDM Registry | [10 empty] | 7.28 | 7.48 | 8.02 | 8.49 | 8.18 | NO-ESTIMATION | NO-ESTIMATION | NO-ESTIMATION | NO-ESTIMATION | CAPACITY-FACTOR-V1
CHN | China | Gongzui |  | WRI1000472 | 2100 | 29.3100 | 103.4800 | Hydro |  |  |  | 1979.0 |  | Wilson Center | https://www.wilsoncenter.org/publication/interactive-mapping-chinas-dam-rush |  | 1028815 | [9 empty] | 5167.42 | 7390.93 | 7298.35 | 8496.89 | 7413.32 | NO-ESTIMATION | NO-ESTIMATION | NO-ESTIMATION | NO-ESTIMATION | CAPACITY-FACTOR-V1
CHN | China | Guanmenyan |  | WRI1071039 | 33 | 29.3132 | 110.4816 | Hydro | [5 empty] | UNFCCC CDM Registry | https://cdm.unfccc.int/Projects/redirector?ref=1365 | UNFCCC CDM Registry | [10 empty] | 83.06 | 112.63 | 112.63 | 128.50 | 112.63 | NO-ESTIMATION | NO-ESTIMATION | NO-ESTIMATION | NO-ESTIMATION | CAPACITY-FACTOR-V1
CHN | China | Shawan |  | WRI1061011 | 480 | 29.3300 | 103.6100 | Hydro | [5 empty] | Sichuan News | http://sichuan.scol.com.cn/ggxw/201607/55590484.html |  | 1078042 | [9 empty] | 1125.00 | 1638.88 | 1617.72 | 1879.06 | 1638.35 | NO-ESTIMATION | NO-ESTIMATION | NO-ESTIMATION | NO-ESTIMATION | CAPACITY-FACTOR-V1
CHN | China | Long Tou Shi |  | WRI1000608 | 700 | 29.3400 | 102.2500 | Hydro | [5 empty] | Wilson Center | https://www.wilsoncenter.org/publication/interactive-mapping-chinas-dam-rush | [11 empty] | 2111.84 | 2263.80 | 2535.30 | 2827.40 | 2564.47 | NO-ESTIMATION | NO-ESTIMATION | NO-ESTIMATION | NO-ESTIMATION | CAPACITY-FACTOR-V1
CHN | China | Sichuan Fangdaping |  | WRI1071569 | 24 | 29.4200 | 102.1922 | Hydro | [5 empty] | UNFCCC CDM Registry | https://cdm.unfccc.int/Projects/redirector?ref=4403 | UNFCCC CDM Registry | 1088720 | [9 empty] | 90.60 | 97.69 | 104.18 | 114.24 | 106.12 | NO-ESTIMATION | NO-ESTIMATION | NO-ESTIMATION | NO-ESTIMATION | CAPACITY-FACTOR-V1
CHN | China | Dagangshan |  | WRI1061013 | 2600 | 29.4500 | 102.2200 | Hydro | [5 empty] | China Guodian Corporation | http://www.cgdc.com.cn/xtdt/695598.jhtml |  | 1034108 | [9 empty] | 8202.65 | 8730.29 | 9775.50 | 10861.44 | 9883.84 | NO-ESTIMATION | NO-ESTIMATION | NO-ESTIMATION | NO-ESTIMATION | CAPACITY-FACTOR-V1
CHN | China | Changtanhe |  | WRI1071183 | 80 | 29.4683 | 111.0192 | Hydro | [5 empty] | UNFCCC CDM Registry | https://cdm.unfccc.int/Projects/redirector?ref=3029 | UNFCCC CDM Registry | [10 empty] | 243.89 | 326.08 | 326.92 | 347.23 | 324.07 | NO-ESTIMATION | NO-ESTIMATION | NO-ESTIMATION | NO-ESTIMATION | CAPACITY-FACTOR-V1
CHN | China | Xin'an Jiang |  | WRI1000493 | 845 | 29.4900 | 119.2100 | Hydro |  |  |  | 1960.0 |  | Ereader Chinese | http://blog.eteacherchinese.com/travel-china/xinanjiang-hydropower-station/ |  | 1013928 | [9 empty] | 2325.63 | 2866.46 | 3182.71 | 3334.43 | 2864.81 | HYDRO-V1 | HYDRO-V1 | HYDRO-V1 | HYDRO-V1 | HYDRO-V1
CHN | China | Chongqing Wulong Quantang |  | WRI1071561 | 6 | 29.4908 | 107.7335 | Hydro | [5 empty] | UNFCCC CDM Registry | https://cdm.unfccc.int/Projects/redirector?ref=4350 | UNFCCC CDM Registry | [10 empty] | 11.52 | 16.26 | 16.26 | 19.14 | 16.26 | SOLAR-V1-NO-AGE | SOLAR-V1-NO-AGE | SOLAR-V1-NO-AGE | SOLAR-V1-NO-AGE | SOLAR-V1-NO-AGE
CHN | China | Shimian Danihe |  | WRI1071121 | 5 | 29.4920 | 102.2500 | Hydro | [5 empty] | UNFCCC CDM Registry | https://cdm.unfccc.int/Projects/redirector?ref=2616 | UNFCCC CDM Registry | [10 empty] | 19.04 | 19.75 | 21.10 | 22.63 | 21.5 | NO-ESTIMATION | NO-ESTIMATION | NO-ESTIMATION | NO-ESTIMATION | CAPACITY-FACTOR-V1
CHN | China | Angu |  | WRI1061010 | 772 | 29.5200 | 103.6400 | Hydro | [5 empty] | Toshiba | https://www.toshiba.com.cn/news/business_news/news_2015/news-20150929-01.html |  | 1085301 | [9 empty] | 1804.07 | 2630.56 | 2596.53 | 3016.83 | 2629.71 | NO-ESTIMATION | NO-ESTIMATION | NO-ESTIMATION | NO-ESTIMATION | CAPACITY-FACTOR-V1
CHN | China | Hunan Shanyangxi Small |  | WRI1071911 | 12 | 29.5244 | 110.1075 | Hydro | [5 empty] | UNFCCC CDM Registry | https://cdm.unfccc.int/Projects/redirector?ref=5644 | UNFCCC CDM Registry | [10 empty] | 35.28 | 48.73 | 48.73 | 52.02 | 45.17 | SOLAR-V1-NO-AGE | SOLAR-V1-NO-AGE | SOLAR-V1-NO-AGE | SOLAR-V1-NO-AGE | SOLAR-V1-NO-AGE
CHN | China | Sichuan Luding Feishuigou |  | WRI1071767 | 8 | 29.5367 | 102.1500 | Hydro | [5 empty] | UNFCCC CDM Registry | https://cdm.unfccc.int/Projects/redirector?ref=5111 | UNFCCC CDM Registry | 1070081 | [9 empty] | 17.73 | 24.04 | 24.04 | 27.89 | 24.04 | SOLAR-V1-NO-AGE | SOLAR-V1-NO-AGE | SOLAR-V1-NO-AGE | SOLAR-V1-NO-AGE | SOLAR-V1-NO-AGE
CHN | China | Jiangya Dam |  | WRI1070880 | 300 | 29.5416 | 110.7390 | Hydro |  |  |  | 1999.0 |  | Industry About | https://industryabout.com/country-territories-3/1142-china/hydro-energy/15412-jiangya-dam | Industry About | 1021991 | [9 empty] | 710.59 | 933.31 | 942.93 | 1158.58 | 922.5 | SOLAR-V1-NO-AGE | SOLAR-V1-NO-AGE | SOLAR-V1-NO-AGE | SOLAR-V1-NO-AGE | SOLAR-V1-NO-AGE
CHN | China | Sichuan Neijiang Tiangongtang |  | WRI1071306 | 18 | 29.5433 | 100.2931 | Hydro | [5 empty] | UNFCCC CDM Registry | https://cdm.unfccc.int/Projects/redirector?ref=3403 | UNFCCC CDM Registry | [10 empty] | 40.86 | 55.06 | 55.06 | 63.71 | 55.06 | SOLAR-V1-NO-AGE | SOLAR-V1-NO-AGE | SOLAR-V1-NO-AGE | SOLAR-V1-NO-AGE | SOLAR-V1-NO-AGE
CHN | China | Sichuan Yaan Shuijinguan |  | WRI1072154 | 63 | 29.5800 | 103.0500 | Hydro | [5 empty] | UNFCCC CDM Registry | https://cdm.unfccc.int/Projects/redirector?ref=6347 | UNFCCC CDM Registry | [10 empty] | 191.26 | 224.22 | 226.14 | 249.63 | 226.14 | NO-ESTIMATION | NO-ESTIMATION | NO-ESTIMATION | NO-ESTIMATION | NO-ESTIMATION
CHN | China | Wuyahe Small |  | WRI1071392 | 10 | 29.6044 | 109.7042 | Hydro | [5 empty] | UNFCCC CDM Registry | https://cdm.unfccc.int/Projects/redirector?ref=3696 | UNFCCC CDM Registry | [10 empty] | 22.11 | 30.00 | 30.00 | 34.81 | 30 | NO-ESTIMATION | NO-ESTIMATION | NO-ESTIMATION | NO-ESTIMATION | NO-ESTIMATION
CHN | China | Hunan Sangzhi Mishuihe |  | WRI1072239 | 7 | 29.6361 | 109.7989 | Hydro | [5 empty] | UNFCCC CDM Registry | https://cdm.unfccc.int/Projects/redirector?ref=6620 | UNFCCC CDM Registry | [10 empty] | 13.41 | 18.93 | 18.93 | 22.29 | 18.93 | NO-ESTIMATION | NO-ESTIMATION | NO-ESTIMATION | NO-ESTIMATION | NO-ESTIMATION
CHN | China | Sichuan Luding Moxi |  | WRI1071153 | 20 | 29.6400 | 102.1072 | Hydro | [5 empty] | UNFCCC CDM Registry | https://cdm.unfccc.int/Projects/redirector?ref=2862 | UNFCCC CDM Registry | 1070081 | [9 empty] | 61.02 | 76.53 | 71.44 | 92.68 | 75.55 | NO-ESTIMATION | NO-ESTIMATION | NO-ESTIMATION | NO-ESTIMATION | CAPACITY-FACTOR-V1
CHN | China | Hunan Zaoshi |  | WRI1071170 | 120 | 29.6628 | 111.2369 | Hydro | [5 empty] | UNFCCC CDM Registry | https://cdm.unfccc.int/Projects/redirector?ref=2973 | UNFCCC CDM Registry | [10 empty] | 296.24 | 407.61 | 415.14 | 463.28 | 401.72 | SOLAR-V1-NO-AGE | SOLAR-V1-NO-AGE | SOLAR-V1-NO-AGE | SOLAR-V1-NO-AGE | SOLAR-V1-NO-AGE
CHN | China | Wawushan Dam |  | WRI1070881 | 260 | 29.6727 | 103.0358 | Hydro |  |  |  | 2007.0 |  | Industry About | https://industryabout.com/country-territories-3/1142-china/hydro-energy/15616-wawushan-dam | Industry About | 1095115 | [9 empty] | 813.28 | 989.17 | 759.89 | 1149.07 | 759.89 | NO-ESTIMATION | NO-ESTIMATION | NO-ESTIMATION | NO-ESTIMATION | NO-ESTIMATION
CHN | China | Funchunjiang Dam |  | WRI1070876 | 297.2 | 29.7096 | 119.6533 | Hydro | [5 empty] | Industry About | https://industryabout.com/country-territories-3/1142-china/hydro-energy/15379-funchunjiang-dam | Industry About | 1013918 | [9 empty] | 830.91 | 1032.44 | 859.05 | 1098.19 | 1032.44 | SOLAR-V1-NO-AGE | SOLAR-V1-NO-AGE | SOLAR-V1-NO-AGE | SOLAR-V1-NO-AGE | SOLAR-V1-NO-AGE
CHN | China | Fuchunjiang |  | WRI1000605 | 297.2 | 29.7100 | 119.6500 | Hydro | [5 empty] | Baike | http://baike.baidu.com/view/1244447.htm |  | 1013918 | [9 empty] | 830.91 | 1032.44 | 859.05 | 1098.19 | 1032.44 | SOLAR-V1-NO-AGE | SOLAR-V1-NO-AGE | SOLAR-V1-NO-AGE | SOLAR-V1-NO-AGE | SOLAR-V1-NO-AGE
CHN | China | Qingfeng Small Shengzhou |  | WRI1071373 | 4 | 29.7100 | 120.8410 | Hydro | [5 empty] | UNFCCC CDM Registry | https://cdm.unfccc.int/Projects/redirector?ref=3628 | UNFCCC CDM Registry | [10 empty] | 11.86 | 15.13 | 14.61 | 16.46 | 14.43 | NO-ESTIMATION | NO-ESTIMATION | NO-ESTIMATION | NO-ESTIMATION | CAPACITY-FACTOR-V1
CHN | China | Hubei Dahebian |  | WRI1071108 | 10 | 29.7240 | 109.0675 | Hydro | [5 empty] | UNFCCC CDM Registry | https://cdm.unfccc.int/Projects/redirector?ref=2531 | UNFCCC CDM Registry | [10 empty] | 33.41 | 41.44 | 39.49 | 43.66 | 43.93 | NO-ESTIMATION | NO-ESTIMATION | NO-ESTIMATION | NO-ESTIMATION | CAPACITY-FACTOR-V1
CHN | China | Xuanen County Shuangxi |  | WRI1072406 | 25 | 29.7383 | 109.5792 | Hydro | [5 empty] | UNFCCC CDM Registry | https://cdm.unfccc.int/Projects/redirector?ref=7115 | UNFCCC CDM Registry | 1078346 | [9 empty] | 61.49 | 83.90 | 83.90 | 95.92 | 83.9 | NO-ESTIMATION | NO-ESTIMATION | NO-ESTIMATION | NO-ESTIMATION | CAPACITY-FACTOR-V1
CHN | China | Jiangpinghe Dam |  | WRI1070879 | 500 | 29.7389 | 110.3396 | Hydro |  |  |  | 2012.0 |  | Industry About | https://industryabout.com/country-territories-3/1142-china/hydro-energy/15411-jiangpinghe-dam | Industry About | [10 empty] | 1130.13 | 1511.87 | 1526.37 | 1765.32 | 1516.93 | NO-ESTIMATION | NO-ESTIMATION | NO-ESTIMATION | NO-ESTIMATION | CAPACITY-FACTOR-V1
CHN | China | Hubei Tianzhaihe |  | WRI1072474 | 16 | 29.7553 | 109.1094 | Hydro | [5 empty] | UNFCCC CDM Registry | https://cdm.unfccc.int/Projects/redirector?ref=7302 | UNFCCC CDM Registry | [10 empty] | 53.16 | 67.24 | 64.12 | 71.00 | 71.21 | NO-ESTIMATION | NO-ESTIMATION | NO-ESTIMATION | NO-ESTIMATION | CAPACITY-FACTOR-V1
CHN | China | Yunxi Cascade Chunan |  | WRI1071966 | 5 | 29.7903 | 119.3593 | Hydro | [5 empty] | UNFCCC CDM Registry | https://cdm.unfccc.int/Projects/redirector?ref=5802 | UNFCCC CDM Registry | [10 empty] | 9.19 | 13.14 | 13.14 | 15.54 | 13.14 | NO-ESTIMATION | NO-ESTIMATION | NO-ESTIMATION | NO-ESTIMATION | CAPACITY-FACTOR-V1
CHN | China | Zhejiang Tangcun |  | WRI1072189 | 32 | 29.7959 | 118.8453 | Hydro | [5 empty] | UNFCCC CDM Registry | https://cdm.unfccc.int/Projects/redirector?ref=6447 | UNFCCC CDM Registry | 1074505 | [9 empty] | 75.29 | 99.00 | 119.94 | 113.82 | 99.27 | NO-ESTIMATION | NO-ESTIMATION | NO-ESTIMATION | NO-ESTIMATION | CAPACITY-FACTOR-V1
CHN | China | Hubei Xuanen Jintan |  | WRI1071508 | 8 | 29.7967 | 109.8386 | Hydro | [5 empty] | UNFCCC CDM Registry | https://cdm.unfccc.int/Projects/redirector?ref=4141 | UNFCCC CDM Registry | [10 empty] | 17.69 | 24.00 | 24.00 | 27.84 | 24 | NO-ESTIMATION | NO-ESTIMATION | NO-ESTIMATION | NO-ESTIMATION | CAPACITY-FACTOR-V1
CHN | China | Hunan Shimen Zhongjundu Hydro |  | WRI1071536 | 26 | 29.8153 | 110.9117 | Hydro | [5 empty] | UNFCCC CDM Registry | https://cdm.unfccc.int/Projects/redirector?ref=4234 | UNFCCC CDM Registry | [10 empty] | 73.40 | 98.20 | 99.15 | 107.48 | 96.02 | SOLAR-V1-NO-AGE | SOLAR-V1-NO-AGE | SOLAR-V1-NO-AGE | SOLAR-V1-NO-AGE | SOLAR-V1-NO-AGE
CHN | China | Hubei Chibi Lushuihe Jiedi Small |  | WRI1072492 | 10 | 29.8206 | 113.7139 | Hydro | [5 empty] | UNFCCC CDM Registry | https://cdm.unfccc.int/Projects/redirector?ref=7345 | UNFCCC CDM Registry | 1100696 | [9 empty] | 34.87 | 41.33 | 42.29 | 44.91 | 41.87 | SOLAR-V1-NO-AGE | SOLAR-V1-NO-AGE | SOLAR-V1-NO-AGE | SOLAR-V1-NO-AGE | SOLAR-V1-NO-AGE
CHN | China | Caojie On Jiangling River Chongqing City |  | WRI1071339 | 500 | 29.9036 | 106.3901 | Hydro | [5 empty] | UNFCCC CDM Registry | https://cdm.unfccc.int/Projects/redirector?ref=3524 | WRI | 1065830 | [9 empty] | 1293.70 | 1681.69 | 1681.69 | 1980.98 | 1703.18 | NO-ESTIMATION | NO-ESTIMATION | NO-ESTIMATION | NO-ESTIMATION | CAPACITY-FACTOR-V1
CHN | China | Zhejiang Tonglu Bipu |  | WRI1071320 | 14 | 29.9219 | 119.5142 | Hydro | [5 empty] | UNFCCC CDM Registry | https://cdm.unfccc.int/Projects/redirector?ref=3437 | UNFCCC CDM Registry | 1117269 | [9 empty] | 52.64 | 58.65 | 61.55 | 65.42 | 58.28 | NO-ESTIMATION | NO-ESTIMATION | NO-ESTIMATION | NO-ESTIMATION | CAPACITY-FACTOR-V1
CHN | China | Luopoba |  | WRI1072049 | 30 | 29.9300 | 109.2128 | Hydro | [5 empty] | UNFCCC CDM Registry | https://cdm.unfccc.int/Projects/redirector?ref=6054 | UNFCCC CDM Registry | [10 empty] | 75.96 | 102.85 | 102.85 | 117.28 | 102.85 | SOLAR-V1-NO-AGE | SOLAR-V1-NO-AGE | SOLAR-V1-NO-AGE | SOLAR-V1-NO-AGE | SOLAR-V1-NO-AGE
CHN | China | Luding |  | WRI1000609 | 920 | 29.9500 | 102.2300 | Hydro | [5 empty] | Wilson Center | https://www.wilsoncenter.org/publication/interactive-mapping-chinas-dam-rush |  | 1070081 | [9 empty] | 2764.18 | 3321.83 | 3360.17 | 3672.03 | 3359.06 | SOLAR-V1-NO-AGE | SOLAR-V1-NO-AGE | SOLAR-V1-NO-AGE | SOLAR-V1-NO-AGE | SOLAR-V1-NO-AGE
CHN | China | Zhikong |  | WRI1000566 | 100 | 29.9700 | 91.8770 | Hydro |  |  |  | 2007.0 |  | China Tibet Online | http://web.archive.org/web/20150206175256/http://en.tibet.cn/news/today/200801/t20080116_338883.htm |  | 1033547 | [9 empty] | 319.34 | 380.81 | 390.62 | 431.37 | 463.68 | SOLAR-V1-NO-AGE | SOLAR-V1-NO-AGE | SOLAR-V1-NO-AGE | SOLAR-V1-NO-AGE | SOLAR-V1-NO-AGE
CHN | China | Xuanen County Guanyinping |  | WRI1072269 | 26 | 29.9867 | 109.7981 | Hydro | [5 empty] | UNFCCC CDM Registry | https://cdm.unfccc.int/Projects/redirector?ref=6717 | UNFCCC CDM Registry | [10 empty] | 63.95 | 87.26 | 87.26 | 99.75 | 87.26 | NO-ESTIMATION | NO-ESTIMATION | NO-ESTIMATION | NO-ESTIMATION | CAPACITY-FACTOR-V1
CHN | China | Sichuan Huaneng Feixianguan |  | WRI1072170 | 100 | 30.0100 | 102.5300 | Hydro | [5 empty] | UNFCCC CDM Registry | https://cdm.unfccc.int/Projects/redirector?ref=6395 | UNFCCC CDM Registry | [10 empty] | 343.95 | 383.26 | 391.97 | 428.68 | 391.97 | NO-ESTIMATION | NO-ESTIMATION | NO-ESTIMATION | NO-ESTIMATION | CAPACITY-FACTOR-V1
CHN | China | Ganxipo Hydroelectric |  | WRI1070980 | 75 | 30.0167 | 102.1167 | Hydro | [5 empty] | UNFCCC CDM Registry | https://cdm.unfccc.int/Projects/redirector?ref=962 | UNFCCC CDM Registry | 1074923 | [9 empty] | 265.76 | 305.58 | 311.64 | 337.83 | 314.25 | SOLAR-V1-NO-AGE | SOLAR-V1-NO-AGE | SOLAR-V1-NO-AGE | SOLAR-V1-NO-AGE | SOLAR-V1-NO-AGE
CHN | China | Sichuan Pendaikou |  | WRI1071172 | 18 | 30.0410 | 102.3727 | Hydro | [5 empty] | UNFCCC CDM Registry | https://cdm.unfccc.int/Projects/redirector?ref=2988 | UNFCCC CDM Registry | [10 empty] | 39.46 | 53.66 | 53.66 | 62.31 | 53.66 | SOLAR-V1-NO-AGE | SOLAR-V1-NO-AGE | SOLAR-V1-NO-AGE | SOLAR-V1-NO-AGE | SOLAR-V1-NO-AGE
CHN | China | Xieshui Small Rundle |  | WRI1071059 | 8 | 30.0500 | 110.8900 | Hydro | [5 empty] | UNFCCC CDM Registry | https://cdm.unfccc.int/Projects/redirector?ref=1764 | UNFCCC CDM Registry | [10 empty] | 17.69 | 24.00 | 24.00 | 27.84 | 24 | HYDRO-V1 | HYDRO-V1 | HYDRO-V1 | HYDRO-V1 | HYDRO-V1
CHN | China | Jiaojiping Hydroelectric |  | WRI1070979 | 72 | 30.1000 | 102.7000 | Hydro | [5 empty] | UNFCCC CDM Registry | https://cdm.unfccc.int/Projects/redirector?ref=952 | UNFCCC CDM Registry | 1074922 | [9 empty] | 261.96 | 297.27 | 283.68 | 322.38 | 283.68 | NO-ESTIMATION | NO-ESTIMATION | NO-ESTIMATION | NO-ESTIMATION | NO-ESTIMATION
CHN | China | Sichuan Lingguan |  | WRI1071644 | 76 | 30.1002 | 102.4104 | Hydro | [5 empty] | UNFCCC CDM Registry | https://cdm.unfccc.int/Projects/redirector?ref=4724 | UNFCCC CDM Registry | 1074591 | [9 empty] | 187.61 | 255.72 | 255.72 | 292.25 | 255.72 | SOLAR-V1-NO-AGE | SOLAR-V1-NO-AGE | SOLAR-V1-NO-AGE | SOLAR-V1-NO-AGE | SOLAR-V1-NO-AGE
CHN | China | Xiannvhu Enshi City |  | WRI1071228 | 10 | 30.1288 | 109.8705 | Hydro | [5 empty] | UNFCCC CDM Registry | https://cdm.unfccc.int/Projects/redirector?ref=3158 | UNFCCC CDM Registry | 1089191 | [9 empty] | 30.53 | 36.29 | 34.05 | 36.70 | 35.75 | SOLAR-V1-NO-AGE | SOLAR-V1-NO-AGE | SOLAR-V1-NO-AGE | SOLAR-V1-NO-AGE | SOLAR-V1-NO-AGE
CHN | China | Dongping Dam |  | WRI1070874 | 110 | 30.1438 | 109.6162 | Hydro |  |  |  | 2005.0 | Ertan Hydropower Development Company Ltd | Industry About | https://industryabout.com/country-territories-3/1142-china/hydro-energy/15373-dongping-dam | Industry About | 1050853 | [9 empty] | 325.10 | 405.59 | 409.75 | 463.32 | 419.05 | NO-ESTIMATION | NO-ESTIMATION | NO-ESTIMATION | NO-ESTIMATION | CAPACITY-FACTOR-V1
CHN | China | Sichuan Wusheng County Xiuguan |  | WRI1072121 | 108 | 30.1800 | 116.1600 | Hydro | [5 empty] | UNFCCC CDM Registry | https://cdm.unfccc.int/Projects/redirector?ref=6249 | UNFCCC CDM Registry | [10 empty] | 263.76 | 343.77 | 381.92 | 460.40 | 388.09 | SOLAR-V1-NO-AGE | SOLAR-V1-NO-AGE | SOLAR-V1-NO-AGE | SOLAR-V1-NO-AGE | SOLAR-V1-NO-AGE
CHN | China | Pangduo |  | WRI1000565 | 160 | 30.1800 | 91.3520 | Hydro |  |  |  | 2013.0 |  | China Tibet Online | http://chinatibet.people.com.cn/6720326.html |  | 1096359 | [9 empty] | 465.00 | 550.45 | 558.44 | 639.53 | 551.68 | SOLAR-V1-NO-AGE | SOLAR-V1-NO-AGE | SOLAR-V1-NO-AGE | SOLAR-V1-NO-AGE | SOLAR-V1-NO-AGE
CHN | China | Hubei Enshi Qinglonghu |  | WRI1071393 | 40 | 30.1917 | 109.8611 | Hydro | [5 empty] | UNFCCC CDM Registry | https://cdm.unfccc.int/Projects/redirector?ref=3698 | UNFCCC CDM Registry | 1089190 | [9 empty] | 107.13 | 137.98 | 133.67 | 150.49 | 138.53 | NO-ESTIMATION | NO-ESTIMATION | NO-ESTIMATION | NO-ESTIMATION | CAPACITY-FACTOR-V1
CHN | China | Sichuan Miaopu |  | WRI1071071 | 30 | 30.2000 | 102.0900 | Hydro | [5 empty] | UNFCCC CDM Registry | https://cdm.unfccc.int/Projects/redirector?ref=1961 | UNFCCC CDM Registry | [10 empty] | 80.32 | 103.48 | 103.48 | 114.68 | 103.48 | NO-ESTIMATION | NO-ESTIMATION | NO-ESTIMATION | NO-ESTIMATION | CAPACITY-FACTOR-V1
CHN | China | Lajiaogou First Stage |  | WRI1072534 | 16 | 30.2000 | 102.1900 | Hydro | [5 empty] | UNFCCC CDM Registry | https://cdm.unfccc.int/Projects/redirector?ref=7500 | UNFCCC CDM Registry | [10 empty] | 66.53 | 73.17 | 73.84 | 77.46 | 74.4 | NO-ESTIMATION | NO-ESTIMATION | NO-ESTIMATION | NO-ESTIMATION | CAPACITY-FACTOR-V1
CHN | China | Sichuan Tianshengqiao |  | WRI1071148 | 12 | 30.2256 | 102.6397 | Hydro | [5 empty] | UNFCCC CDM Registry | https://cdm.unfccc.int/Projects/redirector?ref=2824 | UNFCCC CDM Registry | [10 empty] | 26.53 | 36.00 | 36.00 | 41.77 | 36 | NO-ESTIMATION | NO-ESTIMATION | NO-ESTIMATION | NO-ESTIMATION | CAPACITY-FACTOR-V1
CHN | China | Chongqing Shizhu County Yangdong River (Dukou) |  | WRI1071496 | 48 | 30.2686 | 110.6072 | Hydro | [5 empty] | UNFCCC CDM Registry | https://cdm.unfccc.int/Projects/redirector?ref=4113 | UNFCCC CDM Registry | [10 empty] | 117.34 | 160.36 | 160.36 | 183.43 | 160.36 | NO-ESTIMATION | NO-ESTIMATION | NO-ESTIMATION | NO-ESTIMATION | CAPACITY-FACTOR-V1
CHN | China | Sichuan Kangding County Xiejiagou Hydro |  | WRI1072368 | 24 | 30.3000 | 102.0833 | Hydro | [5 empty] | UNFCCC CDM Registry | https://cdm.unfccc.int/Projects/redirector?ref=6995 | UNFCCC CDM Registry | [10 empty] | 59.47 | 80.98 | 80.98 | 92.52 | 80.98 | SOLAR-V1-NO-AGE | SOLAR-V1-NO-AGE | SOLAR-V1-NO-AGE | SOLAR-V1-NO-AGE | SOLAR-V1-NO-AGE
CHN | China | Sichuan Longdong |  | WRI1071374 | 30 | 30.3100 | 102.4400 | Hydro | [5 empty] | UNFCCC CDM Registry | https://cdm.unfccc.int/Projects/redirector?ref=3651 | UNFCCC CDM Registry | 1059808 | [9 empty] | 73.63 | 100.52 | 100.52 | 114.94 | 100.52 | HYDRO-V1 | HYDRO-V1 | HYDRO-V1 | HYDRO-V1 | HYDRO-V1
CHN | China | Sichuan Kangding Sandaoqiao |  | WRI1071615 | 30 | 30.3264 | 102.0994 | Hydro | [5 empty] | UNFCCC CDM Registry | https://cdm.unfccc.int/Projects/redirector?ref=4590 | UNFCCC CDM Registry | 1102220 | [9 empty] | 73.79 | 100.68 | 100.68 | 115.10 | 100.68 | SOLAR-V1-NO-AGE | SOLAR-V1-NO-AGE | SOLAR-V1-NO-AGE | SOLAR-V1-NO-AGE | SOLAR-V1-NO-AGE
CHN | China | Hubei Lichuan Yunkou |  | WRI1071291 | 30 | 30.3272 | 108.9378 | Hydro | [5 empty] | UNFCCC CDM Registry | https://cdm.unfccc.int/Projects/redirector?ref=3352 | UNFCCC CDM Registry | 1100716 | [9 empty] | 71.00 | 103.40 | 96.18 | 115.06 | 103.4 | NO-ESTIMATION | NO-ESTIMATION | NO-ESTIMATION | NO-ESTIMATION | CAPACITY-FACTOR-V1
CHN | China | Hubei Enshi Laodukou |  | WRI1071154 | 90 | 30.3600 | 109.7261 | Hydro | [5 empty] | UNFCCC CDM Registry | https://cdm.unfccc.int/Projects/redirector?ref=2863 | UNFCCC CDM Registry | 1071575 | [9 empty] | 241.65 | 310.66 | 276.20 | 312.37 | 311.39 | NO-ESTIMATION | NO-ESTIMATION | NO-ESTIMATION | NO-ESTIMATION | CAPACITY-FACTOR-V1
CHN | China | Gaobazhou Dam |  | WRI1070873 | 252 | 30.3976 | 111.3406 | Hydro | [5 empty] | Industry About | https://industryabout.com/country-territories-3/1142-china/hydro-energy/15380-gaobazhou-dam | Industry About | 1038150 | [9 empty] | 792.39 | 968.45 | 968.45 | 1054.31 | 968.45 | NO-ESTIMATION | NO-ESTIMATION | NO-ESTIMATION | NO-ESTIMATION | NO-ESTIMATION
CHN | China | Guangrun |  | WRI1070972 | 28 | 30.4226 | 109.5570 | Hydro | [5 empty] | UNFCCC CDM Registry | https://cdm.unfccc.int/Projects/redirector?ref=904 | UNFCCC CDM Registry | 1067774 | [9 empty] | 74.58 | 104.14 | 103.23 | 116.35 | 98.3 | NO-ESTIMATION | NO-ESTIMATION | NO-ESTIMATION | NO-ESTIMATION | CAPACITY-FACTOR-V1
CHN | China | Qiaohe Second |  | WRI1071863 | 10 | 30.4331 | 110.3069 | Hydro | [5 empty] | UNFCCC CDM Registry | https://cdm.unfccc.int/Projects/redirector?ref=5451 | UNFCCC CDM Registry | [10 empty] | 39.39 | 59.34 | 48.22 | 47.93 | 45.87 | NO-ESTIMATION | NO-ESTIMATION | NO-ESTIMATION | NO-ESTIMATION | CAPACITY-FACTOR-V1
CHN | China | Shuibuya |  | WRI1000478 | 1600 | 30.4400 | 110.3400 | Hydro |  |  |  | 2008.0 | Hubei Qingjiang Hydroelectric Development Company Ltd. | Chinese National Committee on Large Dams | http://www.chincold.org.cn/dams/rootfiles/2010/07/20/1279253974131063-1279253974133586.pdf |  | 1011860 | [9 empty] | 4697.29 | 6710.95 | 6216.23 | 6307.35 | 5739.75 | SOLAR-V1-NO-AGE | SOLAR-V1-NO-AGE | SOLAR-V1-NO-AGE | SOLAR-V1-NO-AGE | SOLAR-V1-NO-AGE
CHN | China | Sichuan Guoru |  | WRI1071640 | 48 | 30.4600 | 101.4300 | Hydro | [5 empty] | UNFCCC CDM Registry | https://cdm.unfccc.int/Projects/redirector?ref=4697 | UNFCCC CDM Registry | [10 empty] | 128.30 | 149.71 | 161.79 | 167.54 | 162.45 | NO-ESTIMATION | NO-ESTIMATION | NO-ESTIMATION | NO-ESTIMATION | CAPACITY-FACTOR-V1
CHN | China | Geheyan |  | WRI1000487 | 1200 | 30.4700 | 111.1400 | Hydro |  |  |  | 1994.0 |  | Chinese National Committee on Large Dams | http://www.chincold.org.cn/chincold/dams/Geheyan%20Dam.doc |  | 1026421 | [9 empty] | 3833.12 | 4692.71 | 4692.71 | 5101.79 | 4692.71 | NO-ESTIMATION | NO-ESTIMATION | NO-ESTIMATION | NO-ESTIMATION | CAPACITY-FACTOR-V1
CHN | China | Tianhuangping |  | WRI1000474 | 1800 | 30.4700 | 119.6100 | Hydro |  |  |  | 2004.0 |  | Chinese National Committee on Large Dams | http://www.chincold.org.cn/dams/rootfiles/2010/07/20/1279253974149477-1279253974151981.pdf |  | 1013926 | [9 empty] | 4063.08 | 5676.32 | 5676.32 | 6866.84 | 5676.32 | SOLAR-V1-NO-AGE | SOLAR-V1-NO-AGE | SOLAR-V1-NO-AGE | SOLAR-V1-NO-AGE | SOLAR-V1-NO-AGE
CHN | China | Sichuan Baoxing Liuheba Small Scale |  | WRI1071307 | 12 | 30.4728 | 102.6871 | Hydro | [5 empty] | UNFCCC CDM Registry | https://cdm.unfccc.int/Projects/redirector?ref=3405 | UNFCCC CDM Registry | [10 empty] | 39.64 | 44.24 | 51.27 | 46.57 | 46.04 | NO-ESTIMATION | NO-ESTIMATION | NO-ESTIMATION | NO-ESTIMATION | CAPACITY-FACTOR-V1
CHN | China | Sichuan Danba County Kuiyonggou 1st Cascade |  | WRI1072538 | 21 | 30.5252 | 101.7280 | Hydro | [5 empty] | UNFCCC CDM Registry | https://cdm.unfccc.int/Projects/redirector?ref=7510 | UNFCCC CDM Registry | 1112642 | [9 empty] | 54.22 | 72.47 | 72.47 | 82.57 | 72.47 | SOLAR-V1-NO-AGE | SOLAR-V1-NO-AGE | SOLAR-V1-NO-AGE | SOLAR-V1-NO-AGE | SOLAR-V1-NO-AGE
CHN | China | Sichuan Basigou 1st Level |  | WRI1072433 | 13 | 30.5258 | 102.6297 | Hydro | [5 empty] | UNFCCC CDM Registry | https://cdm.unfccc.int/Projects/redirector?ref=7195 | UNFCCC CDM Registry | [10 empty] | 38.74 | 45.29 | 45.40 | 48.51 | 51.27 | NO-ESTIMATION | NO-ESTIMATION | NO-ESTIMATION | NO-ESTIMATION | NO-ESTIMATION
CHN | China | Dongliuxi Erji |  | WRI1071070 | 12 | 30.5300 | 110.7500 | Hydro | [5 empty] | UNFCCC CDM Registry | https://cdm.unfccc.int/Projects/redirector?ref=1960 | UNFCCC CDM Registry | [10 empty] | 26.60 | 36.06 | 36.06 | 41.83 | 36.06 | SOLAR-V1-NO-AGE | SOLAR-V1-NO-AGE | SOLAR-V1-NO-AGE | SOLAR-V1-NO-AGE | SOLAR-V1-NO-AGE
CHN | China | Sichuan Baoxing Dengchigou Second Level |  | WRI1071248 | 6 | 30.5563 | 102.9507 | Hydro | [5 empty] | UNFCCC CDM Registry | https://cdm.unfccc.int/Projects/redirector?ref=3205 | UNFCCC CDM Registry | [10 empty] | 11.96 | 16.69 | 16.69 | 19.57 | 16.69 | NO-ESTIMATION | NO-ESTIMATION | NO-ESTIMATION | NO-ESTIMATION | CAPACITY-FACTOR-V1
CHN | China | Yesanhe Jianshi County |  | WRI1072064 | 50 | 30.5811 | 110.1169 | Hydro | [5 empty] | UNFCCC CDM Registry | https://cdm.unfccc.int/Projects/redirector?ref=6079 | UNFCCC CDM Registry | [10 empty] | 99.05 | 180.75 | 180.75 | 210.83 | 182.82 | NO-ESTIMATION | NO-ESTIMATION | NO-ESTIMATION | NO-ESTIMATION | CAPACITY-FACTOR-V1
CHN | China | Bailianhe |  | WRI1000517 | 300 | 30.5900 | 115.4500 | Hydro |  |  |  | 1960.0 |  | Vaptech | http://www.vaptech.bg/uploads/references/References_Hydro-rev20130115.pdf |  | 1061738 | [9 empty] | 557.20 | 842.82 | 811.97 | 1067.79 | 882.76 | NO-ESTIMATION | NO-ESTIMATION | NO-ESTIMATION | NO-ESTIMATION | NO-ESTIMATION
CHN | China | Bailanhe |  | WRI1000537 | 1200 | 30.6000 | 115.4500 | Hydro | [5 empty] | Luotian Government | https://web.archive.org/web/20140826133825/http://www.luotian.gov.cn/ltym/Article_Show.asp?ArticleID=343 |  | 1061738 | [9 empty] | 2660.73 | 3977.26 | 3939.63 | 4632.77 | 3927.5 | NO-ESTIMATION | NO-ESTIMATION | NO-ESTIMATION | NO-ESTIMATION | CAPACITY-FACTOR-V1
CHN | China | Changshatou |  | WRI1071072 | 10 | 30.6300 | 110.5300 | Hydro | [5 empty] | UNFCCC CDM Registry | https://cdm.unfccc.int/Projects/redirector?ref=1962 | UNFCCC CDM Registry | [10 empty] | 25.89 | 37.87 | 36.49 | 38.27 | 38.68 | SOLAR-V1-NO-AGE | SOLAR-V1-NO-AGE | SOLAR-V1-NO-AGE | SOLAR-V1-NO-AGE | SOLAR-V1-NO-AGE
CHN | China | Sichuan Liangtan Second Phase |  | WRI1071471 | 20 | 30.6489 | 106.9078 | Hydro | [5 empty] | UNFCCC CDM Registry | https://cdm.unfccc.int/Projects/redirector?ref=4008 | UNFCCC CDM Registry | [10 empty] | 84.94 | 101.90 | 102.01 | 103.96 | 101.9 | SOLAR-V1-NO-AGE | SOLAR-V1-NO-AGE | SOLAR-V1-NO-AGE | SOLAR-V1-NO-AGE | SOLAR-V1-NO-AGE
CHN | China | Gezhouba |  | WRI1000464 | 3190 | 30.7397 | 111.2695 | Hydro |  |  |  | 1986.0 |  | Global Reservoir and Dam Database | http://sedac.ciesin.columbia.edu/data/collection/grand-v23 |  | 1012215 | [13 empty] | 11740.72 | NO-ESTIMATION | NO-ESTIMATION | NO-ESTIMATION | NO-ESTIMATION | CAPACITY-FACTOR-V1
CHN | China | Chongqing Wanzhou Xiangjiazui |  | WRI1071231 | 12 | 30.7544 | 108.7092 | Hydro | [5 empty] | UNFCCC CDM Registry | https://cdm.unfccc.int/Projects/redirector?ref=3163 | UNFCCC CDM Registry | [10 empty] | 35.49 | 44.27 | 42.41 | 47.11 | 45.63 | NO-ESTIMATION | NO-ESTIMATION | NO-ESTIMATION | NO-ESTIMATION | CAPACITY-FACTOR-V1
CHN | China | Sichuan Xiaolongmen |  | WRI1071117 | 52 | 30.7880 | 106.0890 | Hydro | [5 empty] | UNFCCC CDM Registry | https://cdm.unfccc.int/Projects/redirector?ref=2590 | UNFCCC CDM Registry | 1059441 | [9 empty] | 177.11 | 214.91 | 214.91 | 240.64 | 211.88 | NO-ESTIMATION | NO-ESTIMATION | NO-ESTIMATION | NO-ESTIMATION | CAPACITY-FACTOR-V1
CHN | China | Qianshan Jiujinggang |  | WRI1072007 | 20 | 30.8038 | 116.4636 | Hydro | [5 empty] | UNFCCC CDM Registry | https://cdm.unfccc.int/Projects/redirector?ref=5919 | UNFCCC CDM Registry | 1057340 | [9 empty] | 53.65 | 69.31 | 78.95 | 79.16 | 75.65 | NO-ESTIMATION | NO-ESTIMATION | NO-ESTIMATION | NO-ESTIMATION | CAPACITY-FACTOR-V1
CHN | China | Sichuan Toudaoqiao |  | WRI1071996 | 10 | 30.8122 | 102.6950 | Hydro | [5 empty] | UNFCCC CDM Registry | https://cdm.unfccc.int/Projects/redirector?ref=5896 | UNFCCC CDM Registry | [10 empty] | 31.64 | 36.11 | 39.78 | 38.59 | 38.42 | SOLAR-V1-NO-AGE | SOLAR-V1-NO-AGE | SOLAR-V1-NO-AGE | SOLAR-V1-NO-AGE | SOLAR-V1-NO-AGE
CHN | China | Three Gorges Dam |  | WRI1000452 | 22500 | 30.8235 | 111.0032 | Hydro |  |  |  | 2003.0 |  | China Three Gorges Corporation | http://www.ctgpc.com.cn/sx/sxgczds.php?mClassId=015004 |  | 1012216 | [13 empty] | 82810.77 | SOLAR-V1-NO-AGE | SOLAR-V1-NO-AGE | SOLAR-V1-NO-AGE | SOLAR-V1-NO-AGE | SOLAR-V1-NO-AGE
CHN | China | Hubei Province Zigui County Guanyintang |  | WRI1071257 | 18 | 30.9647 | 110.4710 | Hydro | [5 empty] | UNFCCC CDM Registry | https://cdm.unfccc.int/Projects/redirector?ref=3250 | UNFCCC CDM Registry | [10 empty] | 51.33 | 67.02 | 69.49 | 71.32 | 62.59 | NO-ESTIMATION | NO-ESTIMATION | NO-ESTIMATION | NO-ESTIMATION | CAPACITY-FACTOR-V1
CHN | China | Jiema Hydro |  | WRI1071101 | 20 | 31.0100 | 102.3100 | Hydro | [5 empty] | UNFCCC CDM Registry | https://cdm.unfccc.int/Projects/redirector?ref=2456 | UNFCCC CDM Registry | [10 empty] | 63.72 | 76.48 | 76.66 | 83.54 | 76.28 | SOLAR-V1-NO-AGE | SOLAR-V1-NO-AGE | SOLAR-V1-NO-AGE | SOLAR-V1-NO-AGE | SOLAR-V1-NO-AGE
CHN | China | Xiaojin County Zhongmachang |  | WRI1071362 | 20 | 31.0256 | 102.5006 | Hydro | [5 empty] | UNFCCC CDM Registry | https://cdm.unfccc.int/Projects/redirector?ref=3600 | UNFCCC CDM Registry | 1114164 | [9 empty] | 58.52 | 71.35 | 72.79 | 78.23 | 72.15 | SOLAR-V1-NO-AGE | SOLAR-V1-NO-AGE | SOLAR-V1-NO-AGE | SOLAR-V1-NO-AGE | SOLAR-V1-NO-AGE
CHN | China | Sichuan Da County Mutou |  | WRI1072243 | 30 | 31.0300 | 107.1700 | Hydro | [5 empty] | UNFCCC CDM Registry | https://cdm.unfccc.int/Projects/redirector?ref=6629 | UNFCCC CDM Registry | [10 empty] | 93.99 | 120.92 | 124.39 | 124.20 | 120.92 | NO-ESTIMATION | NO-ESTIMATION | NO-ESTIMATION | NO-ESTIMATION | CAPACITY-FACTOR-V1
CHN | China | Zipingpu |  | WRI1000497 | 760 | 31.0400 | 103.5700 | Hydro | [5 empty] | Wilson Center | https://www.wilsoncenter.org/publication/interactive-mapping-chinas-dam-rush |  | 1070890 | [9 empty] | 2617.64 | 3109.06 | 3109.06 | 3368.52 | 3109.06 | SOLAR-V1-NO-AGE | SOLAR-V1-NO-AGE | SOLAR-V1-NO-AGE | SOLAR-V1-NO-AGE | SOLAR-V1-NO-AGE
CHN | China | Xiangshuijian |  | WRI1000563 | 1000 | 31.1100 | 118.2900 | Hydro |  |  |  | 2012.0 |  | Polaris Power Network News | http://news.bjx.com.cn/html/20121118/402339.shtml |  | 1010209 | [9 empty] | 2204.21 | 3100.46 | 3100.46 | 3761.71 | 3100.46 | NO-ESTIMATION | NO-ESTIMATION | NO-ESTIMATION | NO-ESTIMATION | CAPACITY-FACTOR-V1
CHN | China | Yungxiuwan |  | WRI1000523 | 135 | 31.1200 | 103.4900 | Hydro | [5 empty] | Wilson Center | https://www.wilsoncenter.org/publication/interactive-mapping-chinas-dam-rush |  | 1045905 | [9 empty] | 511.46 | 598.75 | 598.75 | 647.49 | 601.27 | SOLAR-V1-NO-AGE | SOLAR-V1-NO-AGE | SOLAR-V1-NO-AGE | SOLAR-V1-NO-AGE | SOLAR-V1-NO-AGE
CHN | China | Sichuan Jinxi |  | WRI1071111 | 150 | 31.1200 | 106.3360 | Hydro | [5 empty] | UNFCCC CDM Registry | https://cdm.unfccc.int/Projects/redirector?ref=2539 | UNFCCC CDM Registry | 1059447 | [9 empty] | 495.16 | 598.78 | 598.78 | 674.50 | 594.82 | NO-ESTIMATION | NO-ESTIMATION | NO-ESTIMATION | NO-ESTIMATION | CAPACITY-FACTOR-V1
CHN | China | Dukouba Chongqing City |  | WRI1071491 | 129 | 31.1400 | 109.0500 | Hydro | [5 empty] | UNFCCC CDM Registry | https://cdm.unfccc.int/Projects/redirector?ref=4102 | UNFCCC CDM Registry | 1089854 | [9 empty] | 236.72 | 336.88 | 329.61 | 430.50 | 336.88 | NO-ESTIMATION | NO-ESTIMATION | NO-ESTIMATION | NO-ESTIMATION | NO-ESTIMATION
CHN | China | Kaixian Shengshan Small Hydro |  | WRI1072475 | 9 | 31.2058 | 108.3900 | Hydro | [5 empty] | UNFCCC CDM Registry | https://cdm.unfccc.int/Projects/redirector?ref=7305 | UNFCCC CDM Registry | [10 empty] | 26.11 | 33.40 | 31.31 | 32.95 | 32.16 | SOLAR-V1-NO-AGE | SOLAR-V1-NO-AGE | SOLAR-V1-NO-AGE | SOLAR-V1-NO-AGE | SOLAR-V1-NO-AGE
CHN | China | Sichuan Xiaojin Mupo |  | WRI1072100 | 45 | 31.2081 | 102.4500 | Hydro | [5 empty] | UNFCCC CDM Registry | https://cdm.unfccc.int/Projects/redirector?ref=6169 | UNFCCC CDM Registry | 1110553 | [9 empty] | 120.44 | 155.93 | 155.93 | 176.92 | 157.3 | SOLAR-V1-NO-AGE | SOLAR-V1-NO-AGE | SOLAR-V1-NO-AGE | SOLAR-V1-NO-AGE | SOLAR-V1-NO-AGE
CHN | China | Taipingyi |  | WRI1000519 | 260 | 31.2300 | 103.4900 | Hydro | [5 empty] | Wilson Center | https://www.wilsoncenter.org/publication/interactive-mapping-chinas-dam-rush |  | 1028825 | [9 empty] | 889.37 | 1065.41 | 1065.41 | 1146.23 | 1057.49 | NO-ESTIMATION | NO-ESTIMATION | NO-ESTIMATION | NO-ESTIMATION | CAPACITY-FACTOR-V1
CHN | China | Sichuan Aba Municipality Wenchuan Caopo Hekou Hydro |  | WRI1072434 | 15 | 31.2389 | 103.4917 | Hydro | [5 empty] | UNFCCC CDM Registry | https://cdm.unfccc.int/Projects/redirector?ref=7197 | UNFCCC CDM Registry | 1074577 | [9 empty] | 73.86 | 79.20 | 81.24 | 84.42 | 81.52 | NO-ESTIMATION | NO-ESTIMATION | NO-ESTIMATION | NO-ESTIMATION | CAPACITY-FACTOR-V1
CHN | China | Liyang |  | WRI1000564 | 1200 | 31.2400 | 119.3800 | Hydro |  |  |  | 2016.0 |  | Mid-South Design and Research Institute | http://www.psp.org.cn:8080/upload/news/n2010120915371622.pdf |  | 1069753 | [9 empty] | 2708.72 | 3784.21 | 3784.21 | 4577.89 | 3784.21 | NO-ESTIMATION | NO-ESTIMATION | NO-ESTIMATION | NO-ESTIMATION | CAPACITY-FACTOR-V1
CHN | China | Sichuan Da County Jiujietan |  | WRI1072422 | 39 | 31.2625 | 107.2377 | Hydro | [5 empty] | UNFCCC CDM Registry | https://cdm.unfccc.int/Projects/redirector?ref=7152 | UNFCCC CDM Registry | [10 empty] | 129.84 | 159.51 | 159.51 | 164.42 | 173.45 | NO-ESTIMATION | NO-ESTIMATION | NO-ESTIMATION | NO-ESTIMATION | CAPACITY-FACTOR-V1
CHN | China | Sichuan Banzigou Small |  | WRI1071036 | 11 | 31.2712 | 103.3248 | Hydro | [5 empty] | UNFCCC CDM Registry | https://cdm.unfccc.int/Projects/redirector?ref=1322 | UNFCCC CDM Registry | [10 empty] | 25.18 | 33.85 | 33.85 | 39.14 | 33.85 | NO-ESTIMATION | NO-ESTIMATION | NO-ESTIMATION | NO-ESTIMATION | CAPACITY-FACTOR-V1
CHN | China | Shahe |  | WRI1000591 | 100 | 31.2900 | 119.4300 | Hydro | [5 empty] | Baike | http://baike.baidu.com/view/4316433.htm |  | 1045283 | [9 empty] | 246.10 | 335.73 | 335.73 | 383.80 | 335.73 | SOLAR-V1-NO-AGE | SOLAR-V1-NO-AGE | SOLAR-V1-NO-AGE | SOLAR-V1-NO-AGE | SOLAR-V1-NO-AGE
CHN | China | Sichuan Jialingjiang Xinzheng |  | WRI1071367 | 108 | 31.3100 | 106.2447 | Hydro | [5 empty] | UNFCCC CDM Registry | https://cdm.unfccc.int/Projects/redirector?ref=3609 | UNFCCC CDM Registry | 1102222 | [9 empty] | 374.02 | 452.53 | 452.53 | 508.00 | 473.99 | NO-ESTIMATION | NO-ESTIMATION | NO-ESTIMATION | NO-ESTIMATION | CAPACITY-FACTOR-V1
CHN | China | Yixing |  | WRI1000539 | 1000 | 31.3200 | 119.7700 | Hydro |  |  |  | 2008.0 |  | Water Power Magazine | http://www.waterpowermagazine.com/features/featuremixing-up-yixing/ |  | 1043462 | [9 empty] | 3169.48 | 2833.73 | 3316.19 | 3816.28 | 3090.37 | SOLAR-V1-NO-AGE | SOLAR-V1-NO-AGE | SOLAR-V1-NO-AGE | SOLAR-V1-NO-AGE | SOLAR-V1-NO-AGE
CHN | China | Sichuan Langzhong City Baoning |  | WRI1071921 | 120 | 31.3219 | 106.0329 | Hydro | [5 empty] | UNFCCC CDM Registry | https://cdm.unfccc.int/Projects/redirector?ref=5667 | UNFCCC CDM Registry | [10 empty] | 319.04 | 358.91 | 400.71 | 361.62 | 312.14 | NO-ESTIMATION | NO-ESTIMATION | NO-ESTIMATION | NO-ESTIMATION | CAPACITY-FACTOR-V1
CHN | China | Futangba |  | WRI1000515 | 360 | 31.3800 | 103.5200 | Hydro | [5 empty] | Wilson Center | https://www.wilsoncenter.org/publication/interactive-mapping-chinas-dam-rush |  | 1062697 | [9 empty] | 1226.23 | 1464.22 | 1475.19 | 1572.87 | 1450.03 | NO-ESTIMATION | NO-ESTIMATION | NO-ESTIMATION | NO-ESTIMATION | CAPACITY-FACTOR-V1
CHN | China | Sichuan Jinchuan Taiyang River |  | WRI1071856 | 21 | 31.3830 | 101.5800 | Hydro | [5 empty] | UNFCCC CDM Registry | https://cdm.unfccc.int/Projects/redirector?ref=5440 | UNFCCC CDM Registry | [10 empty] | 54.22 | 72.47 | 72.47 | 82.57 | 72.47 | SOLAR-V1-NO-AGE | SOLAR-V1-NO-AGE | SOLAR-V1-NO-AGE | SOLAR-V1-NO-AGE | SOLAR-V1-NO-AGE
CHN | China | Chongqing Liujiagou Hydro |  | WRI1071164 | 20 | 31.4047 | 109.5194 | Hydro | [5 empty] | UNFCCC CDM Registry | https://cdm.unfccc.int/Projects/redirector?ref=2957 | UNFCCC CDM Registry | [10 empty] | 32.04 | 74.05 | 64.36 | 82.37 | 76.63 | SOLAR-V1-NO-AGE | SOLAR-V1-NO-AGE | SOLAR-V1-NO-AGE | SOLAR-V1-NO-AGE | SOLAR-V1-NO-AGE
CHN | China | Li County Suoluogou 1st Stage |  | WRI1072536 | 10 | 31.4138 | 102.9807 | Hydro | [5 empty] | UNFCCC CDM Registry | https://cdm.unfccc.int/Projects/redirector?ref=7506 | UNFCCC CDM Registry | 1105527 | [9 empty] | 34.44 | 40.14 | 40.45 | 45.33 | 40.5 | NO-ESTIMATION | NO-ESTIMATION | NO-ESTIMATION | NO-ESTIMATION | NO-ESTIMATION
CHN | China | Chongqing Wuxi Yushan Hydro |  | WRI1071879 | 4 | 31.4383 | 109.8306 | Hydro | [5 empty] | UNFCCC CDM Registry | https://cdm.unfccc.int/Projects/redirector?ref=5534 | UNFCCC CDM Registry | 1079859 | [9 empty] | 7.97 | 11.05 | 11.05 | 12.97 | 11.05 | NO-ESTIMATION | NO-ESTIMATION | NO-ESTIMATION | NO-ESTIMATION | CAPACITY-FACTOR-V1
CHN | China | Chalong Dam |  | WRI1070867 | 10.8 | 31.4530 | 92.3309 | Hydro | [5 empty] | Industry About | https://industryabout.com/country-territories-3/1142-china/hydro-energy/23587-chalong-dam | Industry About | [10 empty] | 38.92 | 47.46 | 44.02 | 45.17 | 47.3 | NO-ESTIMATION | NO-ESTIMATION | NO-ESTIMATION | NO-ESTIMATION | CAPACITY-FACTOR-V1
CHN | China | Sichuan Wenchuan County Sanping |  | WRI1072502 | 72 | 31.4547 | 103.5521 | Hydro | [5 empty] | UNFCCC CDM Registry | https://cdm.unfccc.int/Projects/redirector?ref=7385 | UNFCCC CDM Registry | [10 empty] | 279.85 | 332.86 | 332.86 | 347.31 | 324.61 | SOLAR-V1-NO-AGE | SOLAR-V1-NO-AGE | SOLAR-V1-NO-AGE | SOLAR-V1-NO-AGE | SOLAR-V1-NO-AGE
CHN | China | Zagunao River Shiziping |  | WRI1072199 | 195 | 31.4667 | 103.1514 | Hydro | [5 empty] | UNFCCC CDM Registry | https://cdm.unfccc.int/Projects/redirector?ref=6490 | UNFCCC CDM Registry | 1072497 | [9 empty] | 529.08 | 663.77 | 661.08 | 750.62 | 660.4 | SOLAR-V1-NO-AGE | SOLAR-V1-NO-AGE | SOLAR-V1-NO-AGE | SOLAR-V1-NO-AGE | SOLAR-V1-NO-AGE
CHN | China | Jiangsheba |  | WRI1000524 | 96 | 31.4800 | 103.6000 | Hydro | [5 empty] | Wilson Center | https://www.wilsoncenter.org/publication/interactive-mapping-chinas-dam-rush | [11 empty] | 385.92 | 401.51 | 401.51 | 441.20 | 386.61 | NO-ESTIMATION | NO-ESTIMATION | NO-ESTIMATION | NO-ESTIMATION | CAPACITY-FACTOR-V1
CHN | China | Aba Minjiang River Jiangseba |  | WRI1072501 | 128 | 31.4837 | 103.6032 | Hydro | [5 empty] | UNFCCC CDM Registry | https://cdm.unfccc.int/Projects/redirector?ref=7383 | UNFCCC CDM Registry | [10 empty] | 487.03 | 507.82 | 507.82 | 557.96 | 470.01 | SOLAR-V1-NO-AGE | SOLAR-V1-NO-AGE | SOLAR-V1-NO-AGE | SOLAR-V1-NO-AGE | SOLAR-V1-NO-AGE
CHN | China | Tong Zhang |  | WRI1000526 | 49.5 | 31.5200 | 103.6700 | Hydro | [5 empty] | Wilson Center | https://www.wilsoncenter.org/publication/interactive-mapping-chinas-dam-rush |  | 1065265 | [9 empty] | 224.96 | 204.20 | 204.20 | 227.49 | 199.35 | NO-ESTIMATION | NO-ESTIMATION | NO-ESTIMATION | NO-ESTIMATION | CAPACITY-FACTOR-V1
CHN | China | Mao County Mutuo |  | WRI1072324 | 6 | 31.5300 | 103.6700 | Hydro | [5 empty] | UNFCCC CDM Registry | https://cdm.unfccc.int/Projects/redirector?ref=6871 | UNFCCC CDM Registry | [10 empty] | 31.21 | 27.77 | 27.61 | 30.13 | 27.71 | NO-ESTIMATION | NO-ESTIMATION | NO-ESTIMATION | NO-ESTIMATION | CAPACITY-FACTOR-V1
CHN | China | Chongqing Longshui Hydro |  | WRI1071192 | 8 | 31.5375 | 108.8703 | Hydro | [5 empty] | UNFCCC CDM Registry | https://cdm.unfccc.int/Projects/redirector?ref=3047 | UNFCCC CDM Registry | [10 empty] | 18.28 | 24.59 | 24.59 | 28.44 | 24.59 | NO-ESTIMATION | NO-ESTIMATION | NO-ESTIMATION | NO-ESTIMATION | CAPACITY-FACTOR-V1
CHN | China | Hubei Donggou |  | WRI1072460 | 15 | 31.5400 | 109.5800 | Hydro | [5 empty] | UNFCCC CDM Registry | https://cdm.unfccc.int/Projects/redirector?ref=7283 | UNFCCC CDM Registry | [10 empty] | 44.04 | 51.86 | 51.33 | 54.83 | 51.69 | SOLAR-V1-NO-AGE | SOLAR-V1-NO-AGE | SOLAR-V1-NO-AGE | SOLAR-V1-NO-AGE | SOLAR-V1-NO-AGE
CHN | China | Lanxi Small Chengkou County Chongqing City |  | WRI1071211 | 8 | 31.5402 | 108.5000 | Hydro | [5 empty] | UNFCCC CDM Registry | https://cdm.unfccc.int/Projects/redirector?ref=3109 | UNFCCC CDM Registry | [10 empty] | 23.28 | 28.04 | 27.31 | 29.29 | 27.49 | NO-ESTIMATION | NO-ESTIMATION | NO-ESTIMATION | NO-ESTIMATION | CAPACITY-FACTOR-V1
CHN | China | Sichuan Li County Jiujiapeng |  | WRI1071578 | 16 | 31.5423 | 102.8584 | Hydro | [5 empty] | UNFCCC CDM Registry | https://cdm.unfccc.int/Projects/redirector?ref=4434 | UNFCCC CDM Registry | [10 empty] | 35.07 | 47.70 | 47.70 | 55.39 | 47.7 | NO-ESTIMATION | NO-ESTIMATION | NO-ESTIMATION | NO-ESTIMATION | CAPACITY-FACTOR-V1
CHN | China | Shuanghekou Chongqing City |  | WRI1072011 | 16 | 31.5533 | 108.5816 | Hydro | [5 empty] | UNFCCC CDM Registry | https://cdm.unfccc.int/Projects/redirector?ref=5930 | UNFCCC CDM Registry | 1086855 | [9 empty] | 46.48 | 56.25 | 54.53 | 58.49 | 55.13 | NO-ESTIMATION | NO-ESTIMATION | NO-ESTIMATION | NO-ESTIMATION | CAPACITY-FACTOR-V1
CHN | China | Sichuan Zidazhai |  | WRI1071740 | 36 | 31.5653 | 103.2300 | Hydro | [5 empty] | UNFCCC CDM Registry | https://cdm.unfccc.int/Projects/redirector?ref=4986 | UNFCCC CDM Registry | [10 empty] | 107.54 | 136.92 | 134.14 | 157.76 | 135.9 | HYDRO-V1 | HYDRO-V1 | HYDRO-V1 | HYDRO-V1 | HYDRO-V1
CHN | China | Sichuan Xuecheng |  | WRI1072166 | 138 | 31.5717 | 103.2025 | Hydro | [5 empty] | UNFCCC CDM Registry | https://cdm.unfccc.int/Projects/redirector?ref=6385 | UNFCCC CDM Registry | [10 empty] | 383.12 | 493.54 | 485.09 | 600.56 | 476.96 | NO-ESTIMATION | NO-ESTIMATION | NO-ESTIMATION | NO-ESTIMATION | CAPACITY-FACTOR-V1
CHN | China | Sichuan Maoergai |  | WRI1071531 | 420 | 31.5800 | 103.2000 | Hydro | [5 empty] | UNFCCC CDM Registry | https://cdm.unfccc.int/Projects/redirector?ref=4205 | UNFCCC CDM Registry | 1055480 | [9 empty] | 992.85 | 1331.17 | 1307.35 | 1654.14 | 1278.45 | SOLAR-V1-NO-AGE | SOLAR-V1-NO-AGE | SOLAR-V1-NO-AGE | SOLAR-V1-NO-AGE | SOLAR-V1-NO-AGE
CHN | China | Sichuan Province Li County Luganqiao |  | WRI1072389 | 24 | 31.6025 | 102.8067 | Hydro | [5 empty] | UNFCCC CDM Registry | https://cdm.unfccc.int/Projects/redirector?ref=7046 | UNFCCC CDM Registry | [10 empty] | 68.15 | 87.14 | 88.81 | 95.94 | 86.51 | SOLAR-V1-NO-AGE | SOLAR-V1-NO-AGE | SOLAR-V1-NO-AGE | SOLAR-V1-NO-AGE | SOLAR-V1-NO-AGE
CHN | China | Fang County Jimingkou |  | WRI1071862 | 7 | 31.6197 | 110.1264 | Hydro | [5 empty] | UNFCCC CDM Registry | https://cdm.unfccc.int/Projects/redirector?ref=5450 | UNFCCC CDM Registry | [10 empty] | 17.53 | 22.80 | 23.74 | 26.32 | 23.81 | SOLAR-V1-NO-AGE | SOLAR-V1-NO-AGE | SOLAR-V1-NO-AGE | SOLAR-V1-NO-AGE | SOLAR-V1-NO-AGE
CHN | China | Sichuan Jialingjiang River Shaxi |  | WRI1071190 | 87 | 31.6217 | 105.9475 | Hydro | [5 empty] | UNFCCC CDM Registry | https://cdm.unfccc.int/Projects/redirector?ref=3041 | UNFCCC CDM Registry | 1102037 | [9 empty] | 304.69 | 355.61 | 378.92 | 399.08 | 373.46 | SOLAR-V1-NO-AGE | SOLAR-V1-NO-AGE | SOLAR-V1-NO-AGE | SOLAR-V1-NO-AGE | SOLAR-V1-NO-AGE
CHN | China | Zhuxi County Chahe Hydro |  | WRI1071796 | 7 | 31.6417 | 109.8267 | Hydro | [5 empty] | UNFCCC CDM Registry | https://cdm.unfccc.int/Projects/redirector?ref=5218 | UNFCCC CDM Registry | [10 empty] | 16.10 | 23.45 | 20.85 | 22.30 | 23.92 | NO-ESTIMATION | NO-ESTIMATION | NO-ESTIMATION | NO-ESTIMATION | CAPACITY-FACTOR-V1
CHN | China | Hubei Longtanzui |  | WRI1072471 | 33 | 31.6853 | 110.7678 | Hydro | [5 empty] | UNFCCC CDM Registry | https://cdm.unfccc.int/Projects/redirector?ref=7297 | UNFCCC CDM Registry | [10 empty] | 83.86 | 112.39 | 114.11 | 128.08 | 102.48 | NO-ESTIMATION | NO-ESTIMATION | NO-ESTIMATION | NO-ESTIMATION | CAPACITY-FACTOR-V1
CHN | China | Sichuan Shanhugou Small |  | WRI1072107 | 6 | 31.7086 | 102.7911 | Hydro | [5 empty] | UNFCCC CDM Registry | https://cdm.unfccc.int/Projects/redirector?ref=6189 | UNFCCC CDM Registry | [10 empty] | 19.00 | 23.09 | 24.92 | 25.53 | 24.68 | NO-ESTIMATION | NO-ESTIMATION | NO-ESTIMATION | NO-ESTIMATION | NO-ESTIMATION
CHN | China | Sichuan Keguang 3rd Level |  | WRI1071811 | 22 | 31.7325 | 104.7250 | Hydro | [5 empty] | UNFCCC CDM Registry | https://cdm.unfccc.int/Projects/redirector?ref=5266 | UNFCCC CDM Registry | 1100681 | [9 empty] | 77.58 | 90.59 | 90.59 | 98.18 | 90.59 | NO-ESTIMATION | NO-ESTIMATION | NO-ESTIMATION | NO-ESTIMATION | CAPACITY-FACTOR-V1
CHN | China | Sichuan Yinglin |  | WRI1071552 | 15 | 31.7478 | 102.7331 | Hydro | [5 empty] | UNFCCC CDM Registry | https://cdm.unfccc.int/Projects/redirector?ref=4290 | UNFCCC CDM Registry | [10 empty] | 34.05 | 45.88 | 45.88 | 53.09 | 45.88 | NO-ESTIMATION | NO-ESTIMATION | NO-ESTIMATION | NO-ESTIMATION | CAPACITY-FACTOR-V1
CHN | China | Sichuan Keguang 2nd Level Small |  | WRI1072021 | 11 | 31.7583 | 104.7367 | Hydro | [5 empty] | UNFCCC CDM Registry | https://cdm.unfccc.int/Projects/redirector?ref=5964 | UNFCCC CDM Registry | [10 empty] | 42.76 | 47.15 | 47.15 | 49.24 | 47.15 | NO-ESTIMATION | NO-ESTIMATION | NO-ESTIMATION | NO-ESTIMATION | CAPACITY-FACTOR-V1
CHN | China | Sichuan Jialingjiang River Cangxi |  | WRI1071361 | 66 | 31.7900 | 105.9100 | Hydro | [5 empty] | UNFCCC CDM Registry | https://cdm.unfccc.int/Projects/redirector?ref=3597 | UNFCCC CDM Registry | [10 empty] | 227.37 | 266.00 | 283.69 | 298.97 | 279.54 | SOLAR-V1-NO-AGE | SOLAR-V1-NO-AGE | SOLAR-V1-NO-AGE | SOLAR-V1-NO-AGE | SOLAR-V1-NO-AGE
CHN | China | Sichuan Jialingjiang River Fengyi |  | WRI1071363 | 84 | 31.7900 | 105.9100 | Hydro | [5 empty] | UNFCCC CDM Registry | https://cdm.unfccc.int/Projects/redirector?ref=3601 | UNFCCC CDM Registry | 1102037 | [9 empty] | 294.18 | 343.34 | 365.86 | 385.32 | 360.58 | SOLAR-V1-NO-AGE | SOLAR-V1-NO-AGE | SOLAR-V1-NO-AGE | SOLAR-V1-NO-AGE | SOLAR-V1-NO-AGE
CHN | China | Sichuan Keguang 1st Level |  | WRI1071900 | 20 | 31.7947 | 104.7525 | Hydro | [5 empty] | UNFCCC CDM Registry | https://cdm.unfccc.int/Projects/redirector?ref=5612 | UNFCCC CDM Registry | 1100680 | [9 empty] | 71.26 | 82.83 | 82.83 | 89.74 | 82.83 | NO-ESTIMATION | NO-ESTIMATION | NO-ESTIMATION | NO-ESTIMATION | NO-ESTIMATION
CHN | China | Tingzikou |  | WRI1061012 | 1100 | 31.8200 | 105.8700 | Hydro | [5 empty] | China Power | https://web.archive.org/web/20130601052627/http://www.chinapower.com.cn/article/1154/art1154410.asp |  | 1094131 | [9 empty] | 3299.32 | 3903.36 | 4167.55 | 4500.00 | 4125.5 | NO-ESTIMATION | NO-ESTIMATION | NO-ESTIMATION | NO-ESTIMATION | NO-ESTIMATION
CHN | China | Chengkou County Huangan River Lijiaba Hydroelectric |  | WRI1071165 | 12 | 31.8272 | 109.0761 | Hydro | [5 empty] | UNFCCC CDM Registry | https://cdm.unfccc.int/Projects/redirector?ref=2959 | UNFCCC CDM Registry | [10 empty] | 33.58 | 41.87 | 45.55 | 46.04 | 41.87 | NO-ESTIMATION | NO-ESTIMATION | NO-ESTIMATION | NO-ESTIMATION | NO-ESTIMATION
CHN | China | Sichuan Baixi |  | WRI1071174 | 24 | 31.8756 | 103.5686 | Hydro | [5 empty] | UNFCCC CDM Registry | https://cdm.unfccc.int/Projects/redirector?ref=2991 | UNFCCC CDM Registry | 1064995 | [9 empty] | 82.73 | 109.86 | 109.86 | 107.50 | 99.22 | NO-ESTIMATION | NO-ESTIMATION | NO-ESTIMATION | NO-ESTIMATION | CAPACITY-FACTOR-V1
CHN | China | Hubei Shiyan Longbeiwan |  | WRI1072416 | 180 | 31.8806 | 110.0644 | Hydro | [5 empty] | UNFCCC CDM Registry | https://cdm.unfccc.int/Projects/redirector?ref=7139 | UNFCCC CDM Registry | 1059811 | [9 empty] | 376.67 | 645.12 | 632.28 | 632.05 | 589.76 | NO-ESTIMATION | NO-ESTIMATION | NO-ESTIMATION | NO-ESTIMATION | CAPACITY-FACTOR-V1
CHN | China | Liuping |  | WRI1071125 | 120 | 31.8839 | 103.5440 | Hydro | [5 empty] | UNFCCC CDM Registry | https://cdm.unfccc.int/Projects/redirector?ref=2702 | UNFCCC CDM Registry | 1076961 | [9 empty] | 340.74 | 442.73 | 442.73 | 479.61 | 422.58 | SOLAR-V1-NO-AGE | SOLAR-V1-NO-AGE | SOLAR-V1-NO-AGE | SOLAR-V1-NO-AGE | SOLAR-V1-NO-AGE
CHN | China | Seergu |  | WRI1071184 | 150 | 31.8939 | 103.4300 | Hydro | [5 empty] | UNFCCC CDM Registry | https://cdm.unfccc.int/Projects/redirector?ref=3030 | UNFCCC CDM Registry | 1078041 | [9 empty] | 379.35 | 438.73 | 436.36 | 570.98 | 483.45 | NO-ESTIMATION | NO-ESTIMATION | NO-ESTIMATION | NO-ESTIMATION | NO-ESTIMATION
CHN | China | Wudu Dam |  | WRI1070868 | 150 | 31.9179 | 104.7746 | Hydro |  |  |  | 2008.0 |  | Industry About | https://industryabout.com/country-territories-3/1142-china/hydro-energy/15617-wudu-dam | Industry About | [10 empty] | 435.05 | 528.68 | 528.68 | 599.97 | 528.68 | NO-ESTIMATION | NO-ESTIMATION | NO-ESTIMATION | NO-ESTIMATION | CAPACITY-FACTOR-V1
CHN | China | Hubei Fang County Sanliping |  | WRI1072309 | 70 | 31.9403 | 110.9719 | Hydro | [5 empty] | UNFCCC CDM Registry | https://cdm.unfccc.int/Projects/redirector?ref=6836 | UNFCCC CDM Registry | 1086217 | [9 empty] | 191.50 | 236.09 | 230.75 | 258.92 | 238.69 | NO-ESTIMATION | NO-ESTIMATION | NO-ESTIMATION | NO-ESTIMATION | CAPACITY-FACTOR-V1
CHN | China | Sichuan Heishui Deshiwo Erji Hydro |  | WRI1072004 | 21 | 31.9667 | 102.8983 | Hydro | [5 empty] | UNFCCC CDM Registry | https://cdm.unfccc.int/Projects/redirector?ref=5915 | UNFCCC CDM Registry | [10 empty] | 52.59 | 70.84 | 70.84 | 80.94 | 70.84 | SOLAR-V1-NO-AGE | SOLAR-V1-NO-AGE | SOLAR-V1-NO-AGE | SOLAR-V1-NO-AGE | SOLAR-V1-NO-AGE
CHN | China | Baihugou Small |  | WRI1071690 | 12 | 31.9706 | 110.3322 | Hydro | [5 empty] | UNFCCC CDM Registry | https://cdm.unfccc.int/Projects/redirector?ref=4850 | UNFCCC CDM Registry | [10 empty] | 27.46 | 36.93 | 36.93 | 42.70 | 36.93 | NO-ESTIMATION | NO-ESTIMATION | NO-ESTIMATION | NO-ESTIMATION | CAPACITY-FACTOR-V1
CHN | China | Beiping Hydro Electric |  | WRI1071461 | 25 | 31.9743 | 108.6971 | Hydro | [5 empty] | UNFCCC CDM Registry | https://cdm.unfccc.int/Projects/redirector?ref=3968 | UNFCCC CDM Registry | [10 empty] | 63.30 | 85.71 | 85.71 | 97.73 | 85.71 | NO-ESTIMATION | NO-ESTIMATION | NO-ESTIMATION | NO-ESTIMATION | NO-ESTIMATION
CHN | China | Hubei Baokang Siping |  | WRI1071193 | 60 | 31.9874 | 111.1003 | Hydro | [5 empty] | UNFCCC CDM Registry | https://cdm.unfccc.int/Projects/redirector?ref=3052 | UNFCCC CDM Registry | [10 empty] | 144.14 | 212.13 | 211.51 | 210.23 | 236.1 | NO-ESTIMATION | NO-ESTIMATION | NO-ESTIMATION | NO-ESTIMATION | CAPACITY-FACTOR-V1
CHN | China | Sichuan Heishui Deshiwo Yiji Hydro |  | WRI1071687 | 8 | 32.0025 | 102.9172 | Hydro | [5 empty] | UNFCCC CDM Registry | https://cdm.unfccc.int/Projects/redirector?ref=4843 | UNFCCC CDM Registry | [10 empty] | 17.69 | 24.00 | 24.00 | 27.84 | 24 | NO-ESTIMATION | NO-ESTIMATION | NO-ESTIMATION | NO-ESTIMATION | CAPACITY-FACTOR-V1
CHN | China | Chongqing Chengkou County Jianjiawan |  | WRI1071507 | 26 | 32.0149 | 108.6097 | Hydro | [5 empty] | UNFCCC CDM Registry | https://cdm.unfccc.int/Projects/redirector?ref=4137 | UNFCCC CDM Registry | [10 empty] | 67.82 | 90.22 | 93.80 | 101.28 | 95.19 | NO-ESTIMATION | NO-ESTIMATION | NO-ESTIMATION | NO-ESTIMATION | CAPACITY-FACTOR-V1
CHN | China | Shaanxi Province Ningshan County Small Hydro |  | WRI1071001 | 13 | 32.0200 | 108.1600 | Hydro | [5 empty] | UNFCCC CDM Registry | https://cdm.unfccc.int/Projects/redirector?ref=1124 | UNFCCC CDM Registry | [10 empty] | 28.50 | 38.75 | 38.75 | 45.00 | 38.75 | NO-ESTIMATION | NO-ESTIMATION | NO-ESTIMATION | NO-ESTIMATION | CAPACITY-FACTOR-V1
CHN | China | Simeigou |  | WRI1071541 | 10 | 32.0572 | 103.0156 | Hydro | [5 empty] | UNFCCC CDM Registry | https://cdm.unfccc.int/Projects/redirector?ref=4244 | UNFCCC CDM Registry | [10 empty] | 33.59 | 37.08 | 35.54 | 39.19 | 32.31 | NO-ESTIMATION | NO-ESTIMATION | NO-ESTIMATION | NO-ESTIMATION | NO-ESTIMATION
CHN | China | Shaanxi Baituling |  | WRI1072284 | 49 | 32.0781 | 109.5381 | Hydro | [5 empty] | UNFCCC CDM Registry | https://cdm.unfccc.int/Projects/redirector?ref=6755 | UNFCCC CDM Registry | 1078880 | [9 empty] | 129.32 | 171.11 | 188.95 | 208.37 | 171.11 | SOLAR-V1-NO-AGE | SOLAR-V1-NO-AGE | SOLAR-V1-NO-AGE | SOLAR-V1-NO-AGE | SOLAR-V1-NO-AGE
CHN | China | Hubei Shenhe Hydro |  | WRI1071186 | 4 | 32.0875 | 110.2183 | Hydro | [5 empty] | UNFCCC CDM Registry | https://cdm.unfccc.int/Projects/redirector?ref=3032 | UNFCCC CDM Registry | 1070957 | [9 empty] | 10.63 | 13.41 | 13.78 | 15.71 | 14.06 | NO-ESTIMATION | NO-ESTIMATION | NO-ESTIMATION | NO-ESTIMATION | CAPACITY-FACTOR-V1
CHN | China | Hubei Shiyan Zhuxi Baishahe |  | WRI1071977 | 45 | 32.0942 | 109.9196 | Hydro | [5 empty] | UNFCCC CDM Registry | https://cdm.unfccc.int/Projects/redirector?ref=5838 | UNFCCC CDM Registry | [10 empty] | 132.00 | 167.51 | 162.28 | 192.57 | 166.11 | SOLAR-V1-NO-AGE | SOLAR-V1-NO-AGE | SOLAR-V1-NO-AGE | SOLAR-V1-NO-AGE | SOLAR-V1-NO-AGE
CHN | China | Bashan Dam |  | WRI1070865 | 140 | 32.1022 | 108.4624 | Hydro |  |  |  | 2009.0 | Chongqing Bashan Hydropower Development Co Ltd | Industry About | https://industryabout.com/country-territories-3/1142-china/hydro-energy/15356-bashan-dam | Industry About | 1105565 | [9 empty] | 345.47 | 441.57 | 460.84 | 528.11 | 463.13 | SOLAR-V1-NO-AGE | SOLAR-V1-NO-AGE | SOLAR-V1-NO-AGE | SOLAR-V1-NO-AGE | SOLAR-V1-NO-AGE
CHN | China | Sichuan Heishui Zumu |  | WRI1071648 | 21 | 32.1103 | 102.9444 | Hydro | [5 empty] | UNFCCC CDM Registry | https://cdm.unfccc.int/Projects/redirector?ref=4733 | UNFCCC CDM Registry | [10 empty] | 68.01 | 79.72 | 76.66 | 86.29 | 69.6 | SOLAR-V1-NO-AGE | SOLAR-V1-NO-AGE | SOLAR-V1-NO-AGE | SOLAR-V1-NO-AGE | SOLAR-V1-NO-AGE
CHN | China | Sichuan Heishui Changde |  | WRI1071141 | 20 | 32.1111 | 102.9150 | Hydro | [5 empty] | UNFCCC CDM Registry | https://cdm.unfccc.int/Projects/redirector?ref=2808 | UNFCCC CDM Registry | [10 empty] | 54.00 | 76.45 | 76.67 | 85.28 | 77.16 | NO-ESTIMATION | NO-ESTIMATION | NO-ESTIMATION | NO-ESTIMATION | NO-ESTIMATION
CHN | China | Anningdu Hydro |  | WRI1071761 | 20 | 32.1131 | 109.5711 | Hydro | [5 empty] | UNFCCC CDM Registry | https://cdm.unfccc.int/Projects/redirector?ref=5084 | UNFCCC CDM Registry | [10 empty] | 53.02 | 72.62 | 79.17 | 84.74 | 72.62 | NO-ESTIMATION | NO-ESTIMATION | NO-ESTIMATION | NO-ESTIMATION | NO-ESTIMATION
CHN | China | Chongqing Chengkou Baiguoping |  | WRI1071716 | 10 | 32.1136 | 108.4286 | Hydro | [5 empty] | UNFCCC CDM Registry | https://cdm.unfccc.int/Projects/redirector?ref=4913 | UNFCCC CDM Registry | 1106280 | [9 empty] | 27.90 | 34.96 | 36.54 | 37.49 | 37.22 | NO-ESTIMATION | NO-ESTIMATION | NO-ESTIMATION | NO-ESTIMATION | CAPACITY-FACTOR-V1
CHN | China | Langao Niping |  | WRI1071252 | 14 | 32.1500 | 108.9272 | Hydro | [5 empty] | UNFCCC CDM Registry | https://cdm.unfccc.int/Projects/redirector?ref=3227 | UNFCCC CDM Registry | [10 empty] | 31.78 | 42.82 | 42.82 | 49.55 | 42.82 | NO-ESTIMATION | NO-ESTIMATION | NO-ESTIMATION | NO-ESTIMATION | CAPACITY-FACTOR-V1
CHN | China | Songya |  | WRI1071234 | 15 | 32.1536 | 109.0967 | Hydro | [5 empty] | UNFCCC CDM Registry | https://cdm.unfccc.int/Projects/redirector?ref=3176 | UNFCCC CDM Registry | [10 empty] | 42.29 | 52.86 | 58.13 | 61.36 | 53.13 | NO-ESTIMATION | NO-ESTIMATION | NO-ESTIMATION | NO-ESTIMATION | CAPACITY-FACTOR-V1
CHN | China | Shaanxi Hanjiang Shuhe |  | WRI1071419 | 270 | 32.1592 | 109.3764 | Hydro | [5 empty] | UNFCCC CDM Registry | https://cdm.unfccc.int/Projects/redirector?ref=3804 | UNFCCC CDM Registry | 1071709 | [9 empty] | 527.86 | 769.84 | 769.84 | 948.20 | 769.84 | NO-ESTIMATION | NO-ESTIMATION | NO-ESTIMATION | NO-ESTIMATION | NO-ESTIMATION
CHN | China | Sichuan Congen |  | WRI1071081 | 8 | 32.1667 | 102.2500 | Hydro | [5 empty] | UNFCCC CDM Registry | https://cdm.unfccc.int/Projects/redirector?ref=2046 | UNFCCC CDM Registry | [10 empty] | 19.25 | 29.34 | 29.34 | 31.30 | 26.58 | NO-ESTIMATION | NO-ESTIMATION | NO-ESTIMATION | NO-ESTIMATION | NO-ESTIMATION
CHN | China | Sichuan Kangding County Lajiaogou Second Stage |  | WRI1071632 | 20 | 32.1800 | 104.2000 | Hydro | [5 empty] | UNFCCC CDM Registry | https://cdm.unfccc.int/Projects/redirector?ref=4671 | UNFCCC CDM Registry | 1071524 | [9 empty] | 64.16 | 74.43 | 72.40 | 82.11 | 75.26 | SOLAR-V1-NO-AGE | SOLAR-V1-NO-AGE | SOLAR-V1-NO-AGE | SOLAR-V1-NO-AGE | SOLAR-V1-NO-AGE
CHN | China | Baiyang Songpan Sichuan |  | WRI1071955 | 30 | 32.1847 | 104.1042 | Hydro | [5 empty] | UNFCCC CDM Registry | https://cdm.unfccc.int/Projects/redirector?ref=5768 | UNFCCC CDM Registry | [10 empty] | 83.60 | 106.76 | 114.36 | 134.47 | 107.18 | HYDRO-V1 | HYDRO-V1 | HYDRO-V1 | HYDRO-V1 | HYDRO-V1
CHN | China | Pankou |  | WRI1000507 | 513 | 32.2100 | 110.1500 | Hydro |  |  |  | 2012.0 |  | HydroChina Zhongnan Engineering Company | https://web.archive.org/web/20140714202710/http://en.msdi.cn/69822_1.view |  | 1059812 | [9 empty] | 1384.69 | 2116.80 | 1684.06 | 1975.55 | 2035.95 | HYDRO-V1 | HYDRO-V1 | HYDRO-V1 | HYDRO-V1 | HYDRO-V1
CHN | China | Pingwu Renjiaba Smallchina |  | WRI1071012 | 12 | 32.2433 | 104.3309 | Hydro | [5 empty] | UNFCCC CDM Registry | https://cdm.unfccc.int/Projects/redirector?ref=1190 | UNFCCC CDM Registry | [10 empty] | 27.46 | 36.93 | 36.93 | 42.70 | 36.93 | NO-ESTIMATION | NO-ESTIMATION | NO-ESTIMATION | NO-ESTIMATION | CAPACITY-FACTOR-V1
CHN | China | Guihua Small |  | WRI1071015 | 12 | 32.2900 | 108.5800 | Hydro | [5 empty] | UNFCCC CDM Registry | https://cdm.unfccc.int/Projects/redirector?ref=1212 | UNFCCC CDM Registry | [10 empty] | 27.46 | 36.93 | 36.93 | 42.70 | 36.93 | NO-ESTIMATION | NO-ESTIMATION | NO-ESTIMATION | NO-ESTIMATION | NO-ESTIMATION
CHN | China | Langyashan |  | WRI1000501 | 658 | 32.3100 | 118.2700 | Hydro |  |  |  | 2005.0 |  | Vaptech | http://www.vaptech.bg/uploads/references/References_Hydro-rev20130115.pdf |  | 1010200 | [9 empty] | 1333.37 | 1923.10 | 1923.10 | 2357.88 | 1923.1 | NO-ESTIMATION | NO-ESTIMATION | NO-ESTIMATION | NO-ESTIMATION | CAPACITY-FACTOR-V1
CHN | China | Dengxinqiao |  | WRI1071445 | 5 | 32.3211 | 108.6056 | Hydro | [5 empty] | UNFCCC CDM Registry | https://cdm.unfccc.int/Projects/redirector?ref=3909 | UNFCCC CDM Registry | [10 empty] | 9.19 | 13.14 | 13.14 | 15.54 | 13.14 | SOLAR-V1-NO-AGE | SOLAR-V1-NO-AGE | SOLAR-V1-NO-AGE | SOLAR-V1-NO-AGE | SOLAR-V1-NO-AGE
CHN | China | Shaanxi Tiefo Guanyuanchina |  | WRI1071324 | 10 | 32.3236 | 108.7744 | Hydro | [5 empty] | UNFCCC CDM Registry | https://cdm.unfccc.int/Projects/redirector?ref=3448 | UNFCCC CDM Registry | [10 empty] | 22.16 | 30.05 | 30.05 | 34.86 | 30.05 | NO-ESTIMATION | NO-ESTIMATION | NO-ESTIMATION | NO-ESTIMATION | CAPACITY-FACTOR-V1
CHN | China | Sichuan Fengyanbao |  | WRI1071167 | 44 | 32.3400 | 104.1000 | Hydro | [5 empty] | UNFCCC CDM Registry | https://cdm.unfccc.int/Projects/redirector?ref=2961 | UNFCCC CDM Registry | [10 empty] | 120.36 | 139.87 | 152.17 | 157.56 | 151.47 | SOLAR-V1-NO-AGE | SOLAR-V1-NO-AGE | SOLAR-V1-NO-AGE | SOLAR-V1-NO-AGE | SOLAR-V1-NO-AGE
CHN | China | Muguadun Hydroelectric |  | WRI1071593 | 20 | 32.3605 | 104.8100 | Hydro | [5 empty] | UNFCCC CDM Registry | https://cdm.unfccc.int/Projects/redirector?ref=4499 | UNFCCC CDM Registry | [10 empty] | 70.62 | 82.83 | 83.22 | 89.74 | 83.04 | SOLAR-V1-NO-AGE | SOLAR-V1-NO-AGE | SOLAR-V1-NO-AGE | SOLAR-V1-NO-AGE | SOLAR-V1-NO-AGE
CHN | China | Reshuitang 2nd Cascade |  | WRI1071384 | 15 | 32.3694 | 103.0506 | Hydro | [5 empty] | UNFCCC CDM Registry | https://cdm.unfccc.int/Projects/redirector?ref=3681 | UNFCCC CDM Registry | [10 empty] | 42.69 | 53.93 | 58.21 | 61.76 | 54.53 | NO-ESTIMATION | NO-ESTIMATION | NO-ESTIMATION | NO-ESTIMATION | CAPACITY-FACTOR-V1
CHN | China | Sichuan Xiaohe |  | WRI1071173 | 48 | 32.3700 | 104.9100 | Hydro | [5 empty] | UNFCCC CDM Registry | https://cdm.unfccc.int/Projects/redirector?ref=2990 | UNFCCC CDM Registry | [10 empty] | 120.81 | 163.83 | 163.83 | 186.91 | 163.83 | SOLAR-V1-NO-AGE | SOLAR-V1-NO-AGE | SOLAR-V1-NO-AGE | SOLAR-V1-NO-AGE | SOLAR-V1-NO-AGE
CHN | China | Wuhuzha Small |  | WRI1071016 | 12 | 32.3821 | 102.5400 | Hydro | [5 empty] | UNFCCC CDM Registry | https://cdm.unfccc.int/Projects/redirector?ref=1213 | UNFCCC CDM Registry | [10 empty] | 27.46 | 36.93 | 36.93 | 42.70 | 36.93 | SOLAR-V1-NO-AGE | SOLAR-V1-NO-AGE | SOLAR-V1-NO-AGE | SOLAR-V1-NO-AGE | SOLAR-V1-NO-AGE
CHN | China | Shaanxi Langao Xiangziba |  | WRI1071449 | 4 | 32.4075 | 108.8828 | Hydro | [5 empty] | UNFCCC CDM Registry | https://cdm.unfccc.int/Projects/redirector?ref=3933 | UNFCCC CDM Registry | [10 empty] | 11.46 | 13.79 | 13.97 | 14.42 | 13.42 | SOLAR-V1-NO-AGE | SOLAR-V1-NO-AGE | SOLAR-V1-NO-AGE | SOLAR-V1-NO-AGE | SOLAR-V1-NO-AGE
CHN | China | Hubei Province Fang County Fanjiaya |  | WRI1072191 | 10 | 32.4361 | 110.7569 | Hydro | [5 empty] | UNFCCC CDM Registry | https://cdm.unfccc.int/Projects/redirector?ref=6452 | UNFCCC CDM Registry | [10 empty] | 22.89 | 30.78 | 31.05 | 35.31 | 32.1 | SOLAR-V1-NO-AGE | SOLAR-V1-NO-AGE | SOLAR-V1-NO-AGE | SOLAR-V1-NO-AGE | SOLAR-V1-NO-AGE
CHN | China | Sichuan Yetang Hydro |  | WRI1071115 | 24 | 32.4900 | 104.2300 | Hydro | [5 empty] | UNFCCC CDM Registry | https://cdm.unfccc.int/Projects/redirector?ref=2575 | UNFCCC CDM Registry | [10 empty] | 74.03 | 86.99 | 88.71 | 92.34 | 85.21 | SOLAR-V1-NO-AGE | SOLAR-V1-NO-AGE | SOLAR-V1-NO-AGE | SOLAR-V1-NO-AGE | SOLAR-V1-NO-AGE
CHN | China | Sichuan Pingwu County Sancha |  | WRI1071409 | 42 | 32.5144 | 104.1592 | Hydro | [5 empty] | UNFCCC CDM Registry | https://cdm.unfccc.int/Projects/redirector?ref=3778 | UNFCCC CDM Registry | [10 empty] | 122.63 | 145.31 | 148.32 | 155.93 | 143.48 | NO-ESTIMATION | NO-ESTIMATION | NO-ESTIMATION | NO-ESTIMATION | CAPACITY-FACTOR-V1
CHN | China | Baozhusi |  | WRI1000499 | 700 | 32.5200 | 105.6100 | Hydro |  |  |  | 1996.0 |  | Large Dam Safety Supervision Center | http://www.dam.com.cn/damView/view.jsp?id=1140 |  | 1028810 | [9 empty] | 2180.50 | 2633.13 | 2621.26 | 2849.38 | 2611.1 | NO-ESTIMATION | NO-ESTIMATION | NO-ESTIMATION | NO-ESTIMATION | NO-ESTIMATION
CHN | China | Sichuan Xiaohegou Smallscale Hydro |  | WRI1071104 | 12 | 32.5300 | 104.5400 | Hydro | [5 empty] | UNFCCC CDM Registry | https://cdm.unfccc.int/Projects/redirector?ref=2463 | UNFCCC CDM Registry | 1095055 | [9 empty] | 37.56 | 46.88 | 46.04 | 51.84 | 46.04 | NO-ESTIMATION | NO-ESTIMATION | NO-ESTIMATION | NO-ESTIMATION | CAPACITY-FACTOR-V1
CHN | China | Danjiangkou |  | WRI1000492 | 900 | 32.5600 | 111.4900 | Hydro |  |  |  | 1973.0 |  | China Development Gateway | https://web.archive.org/web/20160303213752/http://chinagate.cn/english/1393.htm |  | 1011839 | [9 empty] | 2736.95 | 3281.39 | 3281.39 | 3564.70 | 3281.39 | NO-ESTIMATION | NO-ESTIMATION | NO-ESTIMATION | NO-ESTIMATION | CAPACITY-FACTOR-V1
CHN | China | Ankang |  | WRI1000495 | 800 | 32.6000 | 108.8800 | Hydro |  |  |  | 1993.0 |  | Chinese National Committee on Large Dams | http://www.chincold.org.cn/dams/rootfiles/2010/07/20/1279253973991194-1279253973994771.pdf |  | 1024462 | [9 empty] | 2492.00 | 2905.47 | 3015.50 | 3281.69 | 2929.86 | NO-ESTIMATION | NO-ESTIMATION | NO-ESTIMATION | NO-ESTIMATION | CAPACITY-FACTOR-V1
CHN | China | Gansu Province Taoping |  | WRI1071663 | 7 | 32.6014 | 104.1361 | Hydro | [5 empty] | UNFCCC CDM Registry | https://cdm.unfccc.int/Projects/redirector?ref=4771 | UNFCCC CDM Registry | [10 empty] | 20.10 | 23.89 | 23.89 | 25.63 | 23.89 | NO-ESTIMATION | NO-ESTIMATION | NO-ESTIMATION | NO-ESTIMATION | CAPACITY-FACTOR-V1
CHN | China | Xixiang County Qujiangdong |  | WRI1072476 | 10 | 32.6139 | 107.4692 | Hydro | [5 empty] | UNFCCC CDM Registry | https://cdm.unfccc.int/Projects/redirector?ref=7306 | UNFCCC CDM Registry | [10 empty] | 24.04 | 40.50 | 40.50 | 36.85 | 39.57 | NO-ESTIMATION | NO-ESTIMATION | NO-ESTIMATION | NO-ESTIMATION | CAPACITY-FACTOR-V1
CHN | China | Huanglongtan |  | WRI1000509 | 510 | 32.6800 | 110.5200 | Hydro |  |  |  | 1976.0 |  | Huang Longtan Hydropower Plant | https://web.archive.org/web/20120331143517/http://qxfw.shiyan.gov.cn/duhe/jingtaiyemian/huanglongtan_shuili_fadianchang.htm |  | 1045908 | [9 empty] | 1375.42 | 1868.21 | 1674.21 | 1965.30 | 1861.08 | NO-ESTIMATION | NO-ESTIMATION | NO-ESTIMATION | NO-ESTIMATION | CAPACITY-FACTOR-V1
CHN | China | Shaanxi Didonghe Hydro |  | WRI1072009 | 8 | 32.7228 | 106.3625 | Hydro | [5 empty] | UNFCCC CDM Registry | https://cdm.unfccc.int/Projects/redirector?ref=5922 | UNFCCC CDM Registry | [10 empty] | 23.21 | 27.38 | 28.88 | 34.34 | 28.88 | NO-ESTIMATION | NO-ESTIMATION | NO-ESTIMATION | NO-ESTIMATION | CAPACITY-FACTOR-V1
CHN | China | Bikou |  | WRI1000516 | 300 | 32.7600 | 105.2200 | Hydro |  |  |  | 1977.0 |  | Northwest Hydro Consulting Engineers | https://web.archive.org/web/20120331102435/http://www.nwh.cn/english/Projects_Highlights_pic.asp?action=pic_5 |  | 1045907 | [9 empty] | 936.56 | 1125.46 | 1121.10 | 1223.23 | 1211.3 | NO-ESTIMATION | NO-ESTIMATION | NO-ESTIMATION | NO-ESTIMATION | CAPACITY-FACTOR-V1
CHN | China | Qilinsi |  | WRI1000598 | 111 | 32.7600 | 105.3300 | Hydro | [5 empty] | New Energy | http://newenergy.in-en.com/html/newenergy-1050550.shtml |  | 1070888 | [9 empty] | 401.52 | 471.41 | 469.80 | 504.71 | 503.17 | NO-ESTIMATION | NO-ESTIMATION | NO-ESTIMATION | NO-ESTIMATION | CAPACITY-FACTOR-V1
CHN | China | Xihe |  | WRI1061007 | 180 | 32.8300 | 108.2800 | Hydro | [5 empty] | Baike | http://www.baike.com/wiki/%E5%96%9C%E6%B2%B3%E6%B0%B4%E7%94%B5%E7%AB%99 |  | 1057472 | [9 empty] | 671.70 | 790.41 | 744.37 | 756.19 | 788.09 | NO-ESTIMATION | NO-ESTIMATION | NO-ESTIMATION | NO-ESTIMATION | CAPACITY-FACTOR-V1
CHN | China | Jiaoyuanba |  | WRI1071304 | 25 | 32.8306 | 105.0764 | Hydro | [5 empty] | UNFCCC CDM Registry | https://cdm.unfccc.int/Projects/redirector?ref=3392 | UNFCCC CDM Registry | [10 empty] | 86.69 | 110.61 | 102.65 | 110.93 | 102.65 | NO-ESTIMATION | NO-ESTIMATION | NO-ESTIMATION | NO-ESTIMATION | CAPACITY-FACTOR-V1
CHN | China | Liangfengke |  | WRI1071707 | 52 | 32.8306 | 105.0764 | Hydro | [5 empty] | UNFCCC CDM Registry | https://cdm.unfccc.int/Projects/redirector?ref=4896 | UNFCCC CDM Registry | [10 empty] | 168.61 | 203.73 | 201.80 | 219.62 | 201.8 | SOLAR-V1-NO-AGE | SOLAR-V1-NO-AGE | SOLAR-V1-NO-AGE | SOLAR-V1-NO-AGE | SOLAR-V1-NO-AGE
CHN | China | Hanpingzui |  | WRI1071055 | 72 | 32.8389 | 105.1003 | Hydro | [5 empty] | UNFCCC CDM Registry | https://cdm.unfccc.int/Projects/redirector?ref=1698 | UNFCCC CDM Registry | 1081552 | [9 empty] | 233.46 | 282.09 | 279.42 | 304.09 | 279.42 | NO-ESTIMATION | NO-ESTIMATION | NO-ESTIMATION | NO-ESTIMATION | CAPACITY-FACTOR-V1
CHN | China | Miaojiaba Dam |  | WRI1070869 | 240 | 32.8396 | 105.0013 | Hydro | [5 empty] | Industry About | https://industryabout.com/country-territories-3/1142-china/hydro-energy/15556-miaojiaba-dam | Industry About | 1087155 | [9 empty] | 656.37 | 818.45 | 809.54 | 920.13 | 809.54 | NO-ESTIMATION | NO-ESTIMATION | NO-ESTIMATION | NO-ESTIMATION | CAPACITY-FACTOR-V1
CHN | China | Jinkouba |  | WRI1071051 | 28 | 32.8477 | 104.8883 | Hydro | [5 empty] | UNFCCC CDM Registry | https://cdm.unfccc.int/Projects/redirector?ref=1633 | UNFCCC CDM Registry | 1089024 | [9 empty] | 90.58 | 109.49 | 108.45 | 118.05 | 108.45 | SOLAR-V1-NO-AGE | SOLAR-V1-NO-AGE | SOLAR-V1-NO-AGE | SOLAR-V1-NO-AGE | SOLAR-V1-NO-AGE
CHN | China | Gansu Baishuijiang Hengdan |  | WRI1072355 | 25 | 32.8547 | 104.8564 | Hydro | [5 empty] | UNFCCC CDM Registry | https://cdm.unfccc.int/Projects/redirector?ref=6960 | UNFCCC CDM Registry | 1100712 | [9 empty] | 86.69 | 110.61 | 102.65 | 110.93 | 102.65 | SOLAR-V1-NO-AGE | SOLAR-V1-NO-AGE | SOLAR-V1-NO-AGE | SOLAR-V1-NO-AGE | SOLAR-V1-NO-AGE
CHN | China | Pingwu County Sierhe 1st Stage |  | WRI1072518 | 16 | 32.8964 | 104.0217 | Hydro | [5 empty] | UNFCCC CDM Registry | https://cdm.unfccc.int/Projects/redirector?ref=7451 | UNFCCC CDM Registry | [10 empty] | 35.07 | 47.70 | 47.70 | 55.39 | 47.7 | SOLAR-V1-NO-AGE | SOLAR-V1-NO-AGE | SOLAR-V1-NO-AGE | SOLAR-V1-NO-AGE | SOLAR-V1-NO-AGE
CHN | China | Chuhe |  | WRI1000568 | 276 | 32.9300 | 109.7000 | Hydro | [5 empty] | et97 | http://www.et97.com/subview/3465812/3465812.htm |  | 1071709 | [9 empty] | 827.67 | 1022.51 | 1012.70 | 1134.08 | 1022.77 | SOLAR-V1-NO-AGE | SOLAR-V1-NO-AGE | SOLAR-V1-NO-AGE | SOLAR-V1-NO-AGE | SOLAR-V1-NO-AGE
CHN | China | Liuyuan |  | WRI1071629 | 25 | 32.9981 | 104.5589 | Hydro | [5 empty] | UNFCCC CDM Registry | https://cdm.unfccc.int/Projects/redirector?ref=4664 | UNFCCC CDM Registry | [10 empty] | 86.08 | 98.66 | 98.66 | 107.28 | 98.66 | NO-ESTIMATION | NO-ESTIMATION | NO-ESTIMATION | NO-ESTIMATION | CAPACITY-FACTOR-V1
CHN | China | Baishui River Shiji |  | WRI1072253 | 32 | 33.0178 | 113.4861 | Hydro | [5 empty] | UNFCCC CDM Registry | https://cdm.unfccc.int/Projects/redirector?ref=6660 | UNFCCC CDM Registry | [10 empty] | 78.06 | 106.74 | 106.74 | 122.12 | 106.74 | NO-ESTIMATION | NO-ESTIMATION | NO-ESTIMATION | NO-ESTIMATION | CAPACITY-FACTOR-V1
CHN | China | Shiquan Dam |  | WRI1070862 | 225 | 33.0399 | 108.2249 | Hydro |  |  |  | 1973.0 | Datang Shaanxi Power Generation Co Ltd | Industry About | https://industryabout.com/country-territories-3/1142-china/hydro-energy/15579-shiquan-dam | Industry About | 1024482 | [9 empty] | 829.80 | 974.85 | 971.47 | 1068.71 | 978.19 | NO-ESTIMATION | NO-ESTIMATION | NO-ESTIMATION | NO-ESTIMATION | CAPACITY-FACTOR-V1
CHN | China | Baimianxia Shaanxi |  | WRI1071478 | 4 | 33.0527 | 107.9625 | Hydro | [5 empty] | UNFCCC CDM Registry | https://cdm.unfccc.int/Projects/redirector?ref=4044 | UNFCCC CDM Registry | [10 empty] | 7.65 | 10.72 | 10.72 | 12.64 | 10.72 | NO-ESTIMATION | NO-ESTIMATION | NO-ESTIMATION | NO-ESTIMATION | CAPACITY-FACTOR-V1
CHN | China | Sichuan Jiuzhaigou County Shunhe |  | WRI1072496 | 21 | 33.0700 | 104.2314 | Hydro | [5 empty] | UNFCCC CDM Registry | https://cdm.unfccc.int/Projects/redirector?ref=7364 | UNFCCC CDM Registry | 1105011 | [9 empty] | 63.07 | 80.27 | 76.16 | 93.67 | 81.57 | SOLAR-V1-NO-AGE | SOLAR-V1-NO-AGE | SOLAR-V1-NO-AGE | SOLAR-V1-NO-AGE | SOLAR-V1-NO-AGE
CHN | China | Shaanxi Juting |  | WRI1071905 | 40 | 33.0817 | 106.0136 | Hydro | [5 empty] | UNFCCC CDM Registry | https://cdm.unfccc.int/Projects/redirector?ref=5630 | UNFCCC CDM Registry | [10 empty] | 132.40 | 138.34 | 159.58 | 154.45 | 123.56 | SOLAR-V1-NO-AGE | SOLAR-V1-NO-AGE | SOLAR-V1-NO-AGE | SOLAR-V1-NO-AGE | SOLAR-V1-NO-AGE
CHN | China | Sichuan Baishuijiang Qinglong |  | WRI1071189 | 102 | 33.0840 | 104.3882 | Hydro | [5 empty] | UNFCCC CDM Registry | https://cdm.unfccc.int/Projects/redirector?ref=3039 | UNFCCC CDM Registry | [10 empty] | 318.67 | 387.36 | 386.32 | 422.67 | 386.32 | NO-ESTIMATION | NO-ESTIMATION | NO-ESTIMATION | NO-ESTIMATION | NO-ESTIMATION
CHN | China | Sichuan Jiuzhaigou County Majia |  | WRI1072339 | 7 | 33.0878 | 104.1908 | Hydro | [5 empty] | UNFCCC CDM Registry | https://cdm.unfccc.int/Projects/redirector?ref=6903 | WRI | 1105013 | [9 empty] | 22.34 | 27.08 | 25.67 | 30.46 | 27.51 | NO-ESTIMATION | NO-ESTIMATION | NO-ESTIMATION | NO-ESTIMATION | CAPACITY-FACTOR-V1
CHN | China | Chengzigou Plant |  | WRI1071885 | 115 | 33.1144 | 104.9364 | Hydro | [5 empty] | UNFCCC CDM Registry | https://cdm.unfccc.int/Projects/redirector?ref=5566 | UNFCCC CDM Registry | [10 empty] | 282.04 | 344.77 | 348.24 | 409.28 | 283.24 | NO-ESTIMATION | NO-ESTIMATION | NO-ESTIMATION | NO-ESTIMATION | NO-ESTIMATION
CHN | China | Kafang Smallscale Hydro |  | WRI1071107 | 12 | 33.1345 | 107.3222 | Hydro | [5 empty] | UNFCCC CDM Registry | https://cdm.unfccc.int/Projects/redirector?ref=2498 | UNFCCC CDM Registry | [10 empty] | 58.63 | 52.45 | 51.17 | 51.37 | 51.05 | NO-ESTIMATION | NO-ESTIMATION | NO-ESTIMATION | NO-ESTIMATION | CAPACITY-FACTOR-V1
CHN | China | Sichuan Jiuzhaigou County Songbai |  | WRI1072338 | 10 | 33.1706 | 104.2592 | Hydro | [5 empty] | UNFCCC CDM Registry | https://cdm.unfccc.int/Projects/redirector?ref=6902 | UNFCCC CDM Registry | 1105012 | [9 empty] | 36.25 | 41.17 | 41.06 | 42.96 | 41.06 | NO-ESTIMATION | NO-ESTIMATION | NO-ESTIMATION | NO-ESTIMATION | CAPACITY-FACTOR-V1
CHN | China | Gansu Shuigouping Small |  | WRI1071511 | 9 | 33.1878 | 104.4926 | Hydro | [5 empty] | UNFCCC CDM Registry | https://cdm.unfccc.int/Projects/redirector?ref=4154 | UNFCCC CDM Registry | [10 empty] | 26.79 | 31.40 | 34.61 | 35.14 | 33.45 | NO-ESTIMATION | NO-ESTIMATION | NO-ESTIMATION | NO-ESTIMATION | NO-ESTIMATION
CHN | China | Gansu Province Yangtian Smallscale |  | WRI1071753 | 3 | 33.1942 | 105.6108 | Hydro | [5 empty] | UNFCCC CDM Registry | https://cdm.unfccc.int/Projects/redirector?ref=5047 | UNFCCC CDM Registry | 1117272 | [9 empty] | 5.58 | 7.88 | 7.88 | 9.32 | 7.88 | SOLAR-V1-NO-AGE | SOLAR-V1-NO-AGE | SOLAR-V1-NO-AGE | SOLAR-V1-NO-AGE | SOLAR-V1-NO-AGE
CHN | China | Gongba River Small |  | WRI1071560 | 13 | 33.2450 | 104.0190 | Hydro | [5 empty] | UNFCCC CDM Registry | https://cdm.unfccc.int/Projects/redirector?ref=4347 | UNFCCC CDM Registry | [10 empty] | 28.50 | 38.75 | 38.75 | 45.00 | 38.75 | SOLAR-V1-NO-AGE | SOLAR-V1-NO-AGE | SOLAR-V1-NO-AGE | SOLAR-V1-NO-AGE | SOLAR-V1-NO-AGE
CHN | China | Dacaoba Mian Countychina |  | WRI1071586 | 3 | 33.2464 | 106.7042 | Hydro | [5 empty] | UNFCCC CDM Registry | https://cdm.unfccc.int/Projects/redirector?ref=4453 | UNFCCC CDM Registry | [10 empty] | 7.29 | 9.99 | 9.83 | 10.11 | 9.03 | SOLAR-V1-NO-AGE | SOLAR-V1-NO-AGE | SOLAR-V1-NO-AGE | SOLAR-V1-NO-AGE | SOLAR-V1-NO-AGE
CHN | China | Gansu Diebu Duoer |  | WRI1070994 | 32 | 33.3000 | 103.3000 | Hydro | [5 empty] | UNFCCC CDM Registry | https://cdm.unfccc.int/Projects/redirector?ref=1079 | UNFCCC CDM Registry | 1089010 | [9 empty] | 78.23 | 106.91 | 106.91 | 122.29 | 106.91 | SOLAR-V1-NO-AGE | SOLAR-V1-NO-AGE | SOLAR-V1-NO-AGE | SOLAR-V1-NO-AGE | SOLAR-V1-NO-AGE
CHN | China | Shaanxi Songjiayan Youshuijie And Heixiazi Bundled Hydro |  | WRI1072341 | 18 | 33.3361 | 107.7569 | Hydro | [5 empty] | UNFCCC CDM Registry | https://cdm.unfccc.int/Projects/redirector?ref=6911 | UNFCCC CDM Registry | [10 empty] | 50.75 | 60.01 | 64.95 | 72.91 | 64.95 | SOLAR-V1-NO-AGE | SOLAR-V1-NO-AGE | SOLAR-V1-NO-AGE | SOLAR-V1-NO-AGE | SOLAR-V1-NO-AGE
CHN | China | Baxianyuan |  | WRI1071035 | 27 | 33.3948 | 107.2130 | Hydro | [5 empty] | UNFCCC CDM Registry | https://cdm.unfccc.int/Projects/redirector?ref=1321 | UNFCCC CDM Registry | [10 empty] | 69.16 | 91.28 | 92.10 | 106.20 | 92.1 | SOLAR-V1-NO-AGE | SOLAR-V1-NO-AGE | SOLAR-V1-NO-AGE | SOLAR-V1-NO-AGE | SOLAR-V1-NO-AGE
CHN | China | Gansu Zhouqu Shimenping |  | WRI1071007 | 15 | 33.4100 | 104.2800 | Hydro | [5 empty] | UNFCCC CDM Registry | https://cdm.unfccc.int/Projects/redirector?ref=1136 | UNFCCC CDM Registry | 1072450 | [9 empty] | 34.05 | 45.88 | 45.88 | 53.09 | 45.88 | SOLAR-V1-NO-AGE | SOLAR-V1-NO-AGE | SOLAR-V1-NO-AGE | SOLAR-V1-NO-AGE | SOLAR-V1-NO-AGE
CHN | China | Shaanxi Chenggu Shuangxi Small |  | WRI1072160 | 6 | 33.4148 | 107.1930 | Hydro | [5 empty] | UNFCCC CDM Registry | https://cdm.unfccc.int/Projects/redirector?ref=6367 | UNFCCC CDM Registry | 1078346 | [9 empty] | 15.63 | 19.46 | 19.81 | 22.38 | 19.81 | SOLAR-V1-NO-AGE | SOLAR-V1-NO-AGE | SOLAR-V1-NO-AGE | SOLAR-V1-NO-AGE | SOLAR-V1-NO-AGE
CHN | China | Longnan Shimen Hydro |  | WRI1071126 | 12 | 33.4722 | 104.7264 | Hydro | [5 empty] | UNFCCC CDM Registry | https://cdm.unfccc.int/Projects/redirector?ref=2734 | UNFCCC CDM Registry | 1101779 | [9 empty] | 44.04 | 49.48 | 49.35 | 46.57 | 44.3 | SOLAR-V1-NO-AGE | SOLAR-V1-NO-AGE | SOLAR-V1-NO-AGE | SOLAR-V1-NO-AGE | SOLAR-V1-NO-AGE
CHN | China | Shaanxi Ningshan Luotuoya Bundle Small Hydro |  | WRI1071693 | 14 | 33.5461 | 108.6122 | Hydro | [5 empty] | UNFCCC CDM Registry | https://cdm.unfccc.int/Projects/redirector?ref=4857 | UNFCCC CDM Registry | [10 empty] | 31.78 | 42.82 | 42.82 | 49.55 | 42.82 | SOLAR-V1-NO-AGE | SOLAR-V1-NO-AGE | SOLAR-V1-NO-AGE | SOLAR-V1-NO-AGE | SOLAR-V1-NO-AGE
CHN | China | Shaanxi Majiagou |  | WRI1071455 | 25 | 33.5733 | 107.2767 | Hydro | [5 empty] | UNFCCC CDM Registry | https://cdm.unfccc.int/Projects/redirector?ref=3943 | UNFCCC CDM Registry | [10 empty] | 64.81 | 77.78 | 92.96 | 98.89 | 96.96 | NO-ESTIMATION | NO-ESTIMATION | NO-ESTIMATION | NO-ESTIMATION | CAPACITY-FACTOR-V1
CHN | China | Gansu Diebu Niaojiaga |  | WRI1070988 | 12 | 33.5800 | 103.3100 | Hydro | [5 empty] | UNFCCC CDM Registry | https://cdm.unfccc.int/Projects/redirector?ref=1005 | UNFCCC CDM Registry | [10 empty] | 35.73 | 45.30 | 43.69 | 50.74 | 44.95 | SOLAR-V1-NO-AGE | SOLAR-V1-NO-AGE | SOLAR-V1-NO-AGE | SOLAR-V1-NO-AGE | SOLAR-V1-NO-AGE
CHN | China | Gansu Tanchang County Shawan |  | WRI1071202 | 51 | 33.6245 | 104.5546 | Hydro | [5 empty] | UNFCCC CDM Registry | https://cdm.unfccc.int/Projects/redirector?ref=3095 | UNFCCC CDM Registry | [10 empty] | 154.37 | 189.23 | 188.71 | 201.19 | 183.66 | NO-ESTIMATION | NO-ESTIMATION | NO-ESTIMATION | NO-ESTIMATION | CAPACITY-FACTOR-V1
CHN | China | Gansu Zhouqu Lijie |  | WRI1071276 | 6 | 33.7067 | 104.0956 | Hydro | [5 empty] | UNFCCC CDM Registry | https://cdm.unfccc.int/Projects/redirector?ref=3305 | UNFCCC CDM Registry | 1087156 | [9 empty] | 11.52 | 16.26 | 16.26 | 19.14 | 16.26 | SOLAR-V1-NO-AGE | SOLAR-V1-NO-AGE | SOLAR-V1-NO-AGE | SOLAR-V1-NO-AGE | SOLAR-V1-NO-AGE
CHN | China | Taibai Guanyinxia |  | WRI1071155 | 26 | 33.7342 | 107.4269 | Hydro | [5 empty] | UNFCCC CDM Registry | https://cdm.unfccc.int/Projects/redirector?ref=2872 | UNFCCC CDM Registry | [10 empty] | 61.98 | 86.49 | 87.22 | 103.78 | 87.22 | SOLAR-V1-NO-AGE | SOLAR-V1-NO-AGE | SOLAR-V1-NO-AGE | SOLAR-V1-NO-AGE | SOLAR-V1-NO-AGE
CHN | China | Gansu Bailong River Suoertou Hydroelectric |  | WRI1072387 | 66 | 33.7800 | 104.3583 | Hydro | [5 empty] | UNFCCC CDM Registry | https://cdm.unfccc.int/Projects/redirector?ref=7042 | UNFCCC CDM Registry | [10 empty] | 199.10 | 244.21 | 242.34 | 253.45 | 230.79 | SOLAR-V1-NO-AGE | SOLAR-V1-NO-AGE | SOLAR-V1-NO-AGE | SOLAR-V1-NO-AGE | SOLAR-V1-NO-AGE
CHN | China | Qinyu Small |  | WRI1071596 | 5 | 33.7870 | 104.5350 | Hydro | [5 empty] | UNFCCC CDM Registry | https://cdm.unfccc.int/Projects/redirector?ref=4502 | UNFCCC CDM Registry | [10 empty] | 12.81 | 15.15 | 16.99 | 17.51 | 15.4 | NO-ESTIMATION | NO-ESTIMATION | NO-ESTIMATION | NO-ESTIMATION | CAPACITY-FACTOR-V1
CHN | China | Gansu Bazang |  | WRI1072261 | 51 | 33.9273 | 104.0040 | Hydro | [5 empty] | UNFCCC CDM Registry | https://cdm.unfccc.int/Projects/redirector?ref=6686 | UNFCCC CDM Registry | [10 empty] | 154.40 | 188.75 | 187.57 | 192.54 | 175.04 | NO-ESTIMATION | NO-ESTIMATION | NO-ESTIMATION | NO-ESTIMATION | NO-ESTIMATION
CHN | China | Dala River Estuary Plant Diebu County |  | WRI1071619 | 52 | 33.9720 | 103.5120 | Hydro | [5 empty] | UNFCCC CDM Registry | https://cdm.unfccc.int/Projects/redirector?ref=4605 | UNFCCC CDM Registry | [10 empty] | 152.33 | 192.05 | 188.49 | 200.95 | 184.02 | NO-ESTIMATION | NO-ESTIMATION | NO-ESTIMATION | NO-ESTIMATION | CAPACITY-FACTOR-V1
CHN | China | Lushi Yajiuhe |  | WRI1072221 | 4 | 33.9950 | 110.9830 | Hydro | [5 empty] | UNFCCC CDM Registry | https://cdm.unfccc.int/Projects/redirector?ref=6558 | UNFCCC CDM Registry | [10 empty] | 12.72 | 11.84 | 13.04 | 14.43 | 13.15 | NO-ESTIMATION | NO-ESTIMATION | NO-ESTIMATION | NO-ESTIMATION | CAPACITY-FACTOR-V1
CHN | China | Gansu Kababanjiu Small |  | WRI1071087 | 12 | 33.9994 | 103.5281 | Hydro | [5 empty] | UNFCCC CDM Registry | https://cdm.unfccc.int/Projects/redirector?ref=2157 | UNFCCC CDM Registry | [10 empty] | 31.53 | 41.71 | 39.69 | 44.39 | 38.52 | SOLAR-V1-NO-AGE | SOLAR-V1-NO-AGE | SOLAR-V1-NO-AGE | SOLAR-V1-NO-AGE | SOLAR-V1-NO-AGE
CHN | China | Diebu Lazikou Iii |  | WRI1072519 | 5 | 34.0392 | 103.9092 | Hydro | [5 empty] | UNFCCC CDM Registry | https://cdm.unfccc.int/Projects/redirector?ref=7452 | UNFCCC CDM Registry | [10 empty] | 12.27 | 15.59 | 15.64 | 17.94 | 15.49 | NO-ESTIMATION | NO-ESTIMATION | NO-ESTIMATION | NO-ESTIMATION | CAPACITY-FACTOR-V1
CHN | China | Diebu Lazikou Ii Hydro |  | WRI1071227 | 5 | 34.0764 | 103.8944 | Hydro | [5 empty] | UNFCCC CDM Registry | https://cdm.unfccc.int/Projects/redirector?ref=3157 | UNFCCC CDM Registry | [10 empty] | 12.27 | 15.59 | 15.64 | 17.94 | 15.49 | NO-ESTIMATION | NO-ESTIMATION | NO-ESTIMATION | NO-ESTIMATION | CAPACITY-FACTOR-V1
CHN | China | Hongyuan Small |  | WRI1071003 | 10 | 34.2200 | 103.5300 | Hydro | [5 empty] | UNFCCC CDM Registry | https://cdm.unfccc.int/Projects/redirector?ref=1127 | UNFCCC CDM Registry | [10 empty] | 22.89 | 30.78 | 30.78 | 35.58 | 30.78 | SOLAR-V1-NO-AGE | SOLAR-V1-NO-AGE | SOLAR-V1-NO-AGE | SOLAR-V1-NO-AGE | SOLAR-V1-NO-AGE
CHN | China | Guxian Dam |  | WRI1070860 | 60 | 34.2397 | 111.2776 | Hydro |  |  |  | 1993.0 |  | Industry About | https://industryabout.com/country-territories-3/1142-china/hydro-energy/15395-guxian-dam | Industry About | 1045360 | [9 empty] | 155.42 | 184.14 | 206.02 | 213.63 | 205.11 | NO-ESTIMATION | NO-ESTIMATION | NO-ESTIMATION | NO-ESTIMATION | CAPACITY-FACTOR-V1
CHN | China | Yellow River Plant Luoning County |  | WRI1071113 | 9 | 34.2850 | 111.3660 | Hydro | [5 empty] | UNFCCC CDM Registry | https://cdm.unfccc.int/Projects/redirector?ref=2547 | UNFCCC CDM Registry | [10 empty] | 19.95 | 27.05 | 27.05 | 31.37 | 27.05 | NO-ESTIMATION | NO-ESTIMATION | NO-ESTIMATION | NO-ESTIMATION | NO-ESTIMATION
CHN | China | Kanfeng Min County |  | WRI1070939 | 15 | 34.3004 | 103.4502 | Hydro | [5 empty] | UNFCCC CDM Registry | https://cdm.unfccc.int/Projects/redirector?ref=555 | UNFCCC CDM Registry | 1089009 | [9 empty] | 32.96 | 44.80 | 44.80 | 52.00 | 44.8 | SOLAR-V1-NO-AGE | SOLAR-V1-NO-AGE | SOLAR-V1-NO-AGE | SOLAR-V1-NO-AGE | SOLAR-V1-NO-AGE
CHN | China | Luoning Yumenhechina |  | WRI1071634 | 10 | 34.3083 | 111.4063 | Hydro | [5 empty] | UNFCCC CDM Registry | https://cdm.unfccc.int/Projects/redirector?ref=4688 | UNFCCC CDM Registry | [10 empty] | 27.88 | 29.70 | 29.79 | 38.81 | 32.3 | SOLAR-V1-NO-AGE | SOLAR-V1-NO-AGE | SOLAR-V1-NO-AGE | SOLAR-V1-NO-AGE | SOLAR-V1-NO-AGE
CHN | China | Shaanxi Baoji Yanjiahe |  | WRI1071752 | 7 | 34.3700 | 106.7700 | Hydro | [5 empty] | UNFCCC CDM Registry | https://cdm.unfccc.int/Projects/redirector?ref=5043 | UNFCCC CDM Registry | [10 empty] | 23.54 | 24.37 | 25.35 | 25.35 | 24.31 | SOLAR-V1-NO-AGE | SOLAR-V1-NO-AGE | SOLAR-V1-NO-AGE | SOLAR-V1-NO-AGE | SOLAR-V1-NO-AGE
CHN | China | Luertai Lintan County |  | WRI1070938 | 12 | 34.3726 | 103.1833 | Hydro | [5 empty] | UNFCCC CDM Registry | https://cdm.unfccc.int/Projects/redirector?ref=554 | UNFCCC CDM Registry | [10 empty] | 27.46 | 36.93 | 36.93 | 42.70 | 36.93 | SOLAR-V1-NO-AGE | SOLAR-V1-NO-AGE | SOLAR-V1-NO-AGE | SOLAR-V1-NO-AGE | SOLAR-V1-NO-AGE
CHN | China | Gansu Liujialang Expanded |  | WRI1071467 | 10 | 34.4669 | 103.8311 | Hydro | [5 empty] | UNFCCC CDM Registry | https://cdm.unfccc.int/Projects/redirector?ref=3990 | UNFCCC CDM Registry | 1117271 | [9 empty] | 37.51 | 44.21 | 41.07 | 43.14 | 41.13 | NO-ESTIMATION | NO-ESTIMATION | NO-ESTIMATION | NO-ESTIMATION | CAPACITY-FACTOR-V1
CHN | China | Gansu Longwangtai |  | WRI1071442 | 21 | 34.4672 | 104.0786 | Hydro | [5 empty] | UNFCCC CDM Registry | https://cdm.unfccc.int/Projects/redirector?ref=3901 | UNFCCC CDM Registry | 1117282 | [9 empty] | 76.06 | 89.64 | 83.05 | 90.41 | 83.17 | SOLAR-V1-NO-AGE | SOLAR-V1-NO-AGE | SOLAR-V1-NO-AGE | SOLAR-V1-NO-AGE | SOLAR-V1-NO-AGE
CHN | China | Taohe Shangchuan |  | WRI1071987 | 12 | 34.5052 | 103.7361 | Hydro | [5 empty] | UNFCCC CDM Registry | https://cdm.unfccc.int/Projects/redirector?ref=5857 | UNFCCC CDM Registry | [10 empty] | 45.01 | 53.05 | 49.28 | 51.76 | 49.36 | NO-ESTIMATION | NO-ESTIMATION | NO-ESTIMATION | NO-ESTIMATION | CAPACITY-FACTOR-V1
CHN | China | Alashan |  | WRI1071447 | 9 | 34.5434 | 102.6284 | Hydro | [5 empty] | UNFCCC CDM Registry | https://cdm.unfccc.int/Projects/redirector?ref=3918 | UNFCCC CDM Registry | [10 empty] | 28.77 | 36.13 | 35.83 | 34.35 | 32.66 | NO-ESTIMATION | NO-ESTIMATION | NO-ESTIMATION | NO-ESTIMATION | NO-ESTIMATION
CHN | China | Shaanxi Wenjing |  | WRI1071608 | 48 | 34.5558 | 108.8317 | Hydro | [5 empty] | UNFCCC CDM Registry | https://cdm.unfccc.int/Projects/redirector?ref=4555 | UNFCCC CDM Registry | 1101453 | [9 empty] | 137.38 | 166.93 | 148.95 | 186.66 | 163.57 | NO-ESTIMATION | NO-ESTIMATION | NO-ESTIMATION | NO-ESTIMATION | CAPACITY-FACTOR-V1
CHN | China | Lintan Qingshishan Expansion |  | WRI1071953 | 5 | 34.5806 | 103.6381 | Hydro | [5 empty] | UNFCCC CDM Registry | https://cdm.unfccc.int/Projects/redirector?ref=5762 | UNFCCC CDM Registry | [10 empty] | 17.54 | 20.89 | 19.32 | 20.35 | 19.35 | SOLAR-V1-NO-AGE | SOLAR-V1-NO-AGE | SOLAR-V1-NO-AGE | SOLAR-V1-NO-AGE | SOLAR-V1-NO-AGE
CHN | China | Lubasi |  | WRI1071606 | 51 | 34.6081 | 103.3067 | Hydro | [5 empty] | UNFCCC CDM Registry | https://cdm.unfccc.int/Projects/redirector?ref=4549 | UNFCCC CDM Registry | 1102038 | [9 empty] | 154.07 | 188.39 | 186.74 | 204.38 | 186.22 | SOLAR-V1-NO-AGE | SOLAR-V1-NO-AGE | SOLAR-V1-NO-AGE | SOLAR-V1-NO-AGE | SOLAR-V1-NO-AGE
CHN | China | Gansu Lintan Shubu Small |  | WRI1071466 | 6 | 34.6166 | 103.2863 | Hydro | [5 empty] | UNFCCC CDM Registry | https://cdm.unfccc.int/Projects/redirector?ref=3983 | UNFCCC CDM Registry | [10 empty] | 20.90 | 24.48 | 23.83 | 24.91 | 23.77 | NO-ESTIMATION | NO-ESTIMATION | NO-ESTIMATION | NO-ESTIMATION | CAPACITY-FACTOR-V1
CHN | China | Ruwu Small |  | WRI1071359 | 15 | 34.6461 | 103.7717 | Hydro | [5 empty] | UNFCCC CDM Registry | https://cdm.unfccc.int/Projects/redirector?ref=3588 | UNFCCC CDM Registry | 1090124 | [9 empty] | 60.14 | 67.60 | 62.83 | 65.61 | 62.76 | SOLAR-V1-NO-AGE | SOLAR-V1-NO-AGE | SOLAR-V1-NO-AGE | SOLAR-V1-NO-AGE | SOLAR-V1-NO-AGE
CHN | China | Gansu Miaojiaba |  | WRI1071472 | 240 | 34.6736 | 105.8431 | Hydro | [5 empty] | UNFCCC CDM Registry | https://cdm.unfccc.int/Projects/redirector?ref=4017 | UNFCCC CDM Registry | 1087155 | [9 empty] | 485.05 | 700.15 | 700.15 | 858.73 | 700.15 | SOLAR-V1-NO-AGE | SOLAR-V1-NO-AGE | SOLAR-V1-NO-AGE | SOLAR-V1-NO-AGE | SOLAR-V1-NO-AGE
CHN | China | Sanmexia |  | WRI1000547 | 400 | 34.8300 | 111.3400 | Hydro |  |  |  | 1960.0 |  | Baike | http://baike.baidu.com/view/656801.htm |  | 1011857 | [9 empty] | 1477.29 | 1735.93 | 1685.85 | 1292.26 | 1735.93 | NO-ESTIMATION | NO-ESTIMATION | NO-ESTIMATION | NO-ESTIMATION | CAPACITY-FACTOR-V1
CHN | China | Qinghai Maqin Gequ Level 2 |  | WRI1072537 | 48 | 34.8430 | 100.2255 | Hydro | [5 empty] | UNFCCC CDM Registry | https://cdm.unfccc.int/Projects/redirector?ref=7507 | UNFCCC CDM Registry | [10 empty] | 144.88 | 177.27 | 176.79 | 190.49 | 177.76 | NO-ESTIMATION | NO-ESTIMATION | NO-ESTIMATION | NO-ESTIMATION | CAPACITY-FACTOR-V1
CHN | China | Jiudianxia |  | WRI1000599 | 300 | 34.9200 | 103.8300 | Hydro | [5 empty] | Chinese National Committee on Large Dams | http://www.chincold.org.cn/dams/DamInformation/damsinchina/webinfo/2010/07/1279253973981691.htm |  | 1087965 | [9 empty] | 785.75 | 982.31 | 929.84 | 1070.71 | 928.48 | SOLAR-V1-NO-AGE | SOLAR-V1-NO-AGE | SOLAR-V1-NO-AGE | SOLAR-V1-NO-AGE | SOLAR-V1-NO-AGE
CHN | China | Xiaolangdi |  | WRI1000475 | 1800 | 34.9200 | 112.3600 | Hydro |  |  |  | 2000.0 | Yellow River Water and Hydroelectric Power Development Corporation | Chinese National Committee on Large Dams | http://www.chincold.org.cn/dams/rootfiles/2010/07/20/1279253974161046-1279253974165139.pdf |  | 1033620 | [9 empty] | 6218.78 | 7382.68 | 7157.30 | 6004.96 | 7382.68 | NO-ESTIMATION | NO-ESTIMATION | NO-ESTIMATION | NO-ESTIMATION | CAPACITY-FACTOR-V1
CHN | China | Gansu Taohe Jili |  | WRI1071745 | 20 | 35.0230 | 103.7670 | Hydro | [5 empty] | UNFCCC CDM Registry | https://cdm.unfccc.int/Projects/redirector?ref=5014 | UNFCCC CDM Registry | 1087966 | [9 empty] | 72.79 | 85.99 | 79.45 | 86.26 | 79.36 | NO-ESTIMATION | NO-ESTIMATION | NO-ESTIMATION | NO-ESTIMATION | CAPACITY-FACTOR-V1
CHN | China | Xiaohe Small |  | WRI1070946 | 9 | 35.2210 | 102.5444 | Hydro | [5 empty] | UNFCCC CDM Registry | https://cdm.unfccc.int/Projects/redirector?ref=600 | UNFCCC CDM Registry | [10 empty] | 27.80 | 33.89 | 32.77 | 37.39 | 33.58 | NO-ESTIMATION | NO-ESTIMATION | NO-ESTIMATION | NO-ESTIMATION | CAPACITY-FACTOR-V1
CHN | China | Anguoer |  | WRI1070967 | 25 | 35.2327 | 103.5145 | Hydro | [5 empty] | UNFCCC CDM Registry | https://cdm.unfccc.int/Projects/redirector?ref=886 | UNFCCC CDM Registry | 1072449 | [9 empty] | 63.30 | 85.71 | 85.71 | 97.73 | 85.71 | HYDRO-V1 | HYDRO-V1 | HYDRO-V1 | HYDRO-V1 | HYDRO-V1
CHN | China | Shanxi Zezhou Caohe |  | WRI1071310 | 9 | 35.2945 | 112.6202 | Hydro | [5 empty] | UNFCCC CDM Registry | https://cdm.unfccc.int/Projects/redirector?ref=3410 | UNFCCC CDM Registry | [10 empty] | 20.12 | 31.89 | 34.22 | 28.73 | 28.79 | NO-ESTIMATION | NO-ESTIMATION | NO-ESTIMATION | NO-ESTIMATION | NO-ESTIMATION
CHN | China | Banduo |  | WRI1000604 | 360 | 35.3100 | 100.2700 | Hydro | [5 empty] | Baike | http://baike.baidu.com/view/1113141.htm |  | 1070845 | [9 empty] | 1017.82 | 1208.07 | 1250.60 | 1372.89 | 1185.82 | NO-ESTIMATION | NO-ESTIMATION | NO-ESTIMATION | NO-ESTIMATION | NO-ESTIMATION
CHN | China | Qinghai Province Xinghai County Moduo |  | WRI1071618 | 48 | 35.3195 | 100.1605 | Hydro | [5 empty] | UNFCCC CDM Registry | https://cdm.unfccc.int/Projects/redirector?ref=4603 | UNFCCC CDM Registry | 1078459 | [9 empty] | 131.19 | 169.64 | 166.07 | 175.65 | 170.64 | NO-ESTIMATION | NO-ESTIMATION | NO-ESTIMATION | NO-ESTIMATION | CAPACITY-FACTOR-V1
CHN | China | Rundi Expansion |  | WRI1071512 | 12 | 35.3231 | 103.8311 | Hydro | [5 empty] | UNFCCC CDM Registry | https://cdm.unfccc.int/Projects/redirector?ref=4160 | UNFCCC CDM Registry | [10 empty] | 47.12 | 53.01 | 50.91 | 51.69 | 49.41 | NO-ESTIMATION | NO-ESTIMATION | NO-ESTIMATION | NO-ESTIMATION | CAPACITY-FACTOR-V1
CHN | China | Xiahe Anshun |  | WRI1072215 | 15 | 35.3237 | 102.7832 | Hydro | [5 empty] | UNFCCC CDM Registry | https://cdm.unfccc.int/Projects/redirector?ref=6541 | UNFCCC CDM Registry | [10 empty] | 44.97 | 56.99 | 53.37 | 57.14 | 54.4 | NO-ESTIMATION | NO-ESTIMATION | NO-ESTIMATION | NO-ESTIMATION | NO-ESTIMATION
CHN | China | Shanxi Yangcheng Motan |  | WRI1071312 | 6 | 35.3608 | 112.5899 | Hydro | [5 empty] | UNFCCC CDM Registry | https://cdm.unfccc.int/Projects/redirector?ref=3412 | UNFCCC CDM Registry | [10 empty] | 13.32 | 21.26 | 22.81 | 19.15 | 19.19 | NO-ESTIMATION | NO-ESTIMATION | NO-ESTIMATION | NO-ESTIMATION | CAPACITY-FACTOR-V1
CHN | China | Qianguangtan Small |  | WRI1071236 | 9 | 35.3708 | 102.9389 | Hydro | [5 empty] | UNFCCC CDM Registry | https://cdm.unfccc.int/Projects/redirector?ref=3178 | UNFCCC CDM Registry | [10 empty] | 28.31 | 33.10 | 33.55 | 34.39 | 31.46 | HYDRO-V1 | HYDRO-V1 | HYDRO-V1 | HYDRO-V1 | HYDRO-V1
CHN | China | Tongren Jiangshijia The Peoples Republic |  | WRI1071223 | 4 | 35.4160 | 101.9000 | Hydro | [5 empty] | UNFCCC CDM Registry | https://cdm.unfccc.int/Projects/redirector?ref=3129 | UNFCCC CDM Registry | [10 empty] | 12.51 | 15.44 | 15.10 | 16.90 | 15.23 | NO-ESTIMATION | NO-ESTIMATION | NO-ESTIMATION | NO-ESTIMATION | CAPACITY-FACTOR-V1
CHN | China | Lintao County Ruilong |  | WRI1071704 | 12 | 35.4450 | 103.8506 | Hydro | [5 empty] | UNFCCC CDM Registry | https://cdm.unfccc.int/Projects/redirector?ref=4893 | UNFCCC CDM Registry | [10 empty] | 45.98 | 53.01 | 52.68 | 51.69 | 51.16 | SOLAR-V1-NO-AGE | SOLAR-V1-NO-AGE | SOLAR-V1-NO-AGE | SOLAR-V1-NO-AGE | SOLAR-V1-NO-AGE
CHN | China | Shanxi Zezhou Dongjiaohe |  | WRI1071308 | 3 | 35.4541 | 113.0045 | Hydro | [5 empty] | UNFCCC CDM Registry | https://cdm.unfccc.int/Projects/redirector?ref=3408 | UNFCCC CDM Registry | 1087264 | [9 empty] | 6.83 | 8.57 | 8.38 | 11.00 | 8.16 | HYDRO-V1 | HYDRO-V1 | HYDRO-V1 | HYDRO-V1 | HYDRO-V1
CHN | China | Baoquan |  | WRI1000559 | 1200 | 35.4800 | 113.4800 | Hydro |  |  |  | 2011.0 |  | HydroChina Corporation | https://web.archive.org/web/20140407100033/http://www.hydrochina.com.cn/gcjs/dbx/zj/2.jsp |  | 1057471 | [9 empty] | 1930.38 | 3101.50 | 3449.68 | 4174.37 | 3021.49 | NO-ESTIMATION | NO-ESTIMATION | NO-ESTIMATION | NO-ESTIMATION | NO-ESTIMATION
CHN | China | Lianghekou Small |  | WRI1070983 | 15 | 35.4900 | 103.5500 | Hydro | [5 empty] | UNFCCC CDM Registry | https://cdm.unfccc.int/Projects/redirector?ref=989 | UNFCCC CDM Registry | 1089023 | [9 empty] | 38.51 | 48.03 | 48.03 | 48.24 | 50.35 | HYDRO-V1 | HYDRO-V1 | HYDRO-V1 | HYDRO-V1 | HYDRO-V1
CHN | China | Qijiaping |  | WRI1071456 | 16 | 35.5033 | 103.8317 | Hydro | [5 empty] | UNFCCC CDM Registry | https://cdm.unfccc.int/Projects/redirector?ref=3957 | UNFCCC CDM Registry | 1100715 | [9 empty] | 62.44 | 71.83 | 71.38 | 70.06 | 69.35 | SOLAR-V1-NO-AGE | SOLAR-V1-NO-AGE | SOLAR-V1-NO-AGE | SOLAR-V1-NO-AGE | SOLAR-V1-NO-AGE
CHN | China | Gansu Xinmintan Expanded |  | WRI1071542 | 10 | 35.5278 | 103.8203 | Hydro | [5 empty] | UNFCCC CDM Registry | https://cdm.unfccc.int/Projects/redirector?ref=4248 | UNFCCC CDM Registry | [10 empty] | 38.31 | 44.18 | 43.90 | 43.07 | 42.63 | SOLAR-V1-NO-AGE | SOLAR-V1-NO-AGE | SOLAR-V1-NO-AGE | SOLAR-V1-NO-AGE | SOLAR-V1-NO-AGE
CHN | China | Lintao County Anjiaju Hydroelectric |  | WRI1071976 | 15 | 35.6790 | 103.6910 | Hydro | [5 empty] | UNFCCC CDM Registry | https://cdm.unfccc.int/Projects/redirector?ref=5837 | UNFCCC CDM Registry | [10 empty] | 58.39 | 65.91 | 67.51 | 65.68 | 65.14 | NO-ESTIMATION | NO-ESTIMATION | NO-ESTIMATION | NO-ESTIMATION | CAPACITY-FACTOR-V1
CHN | China | Yangqu |  | WRI1000549 | 1200 | 35.7000 | 100.2700 | Hydro |  |  |  | 2016.0 |  | CN Hydro | http://www.cnhydro.com/zonghexinxi/gongchengdongtai/8476.html | [11 empty] | 3517.36 | 3674.78 | 4293.30 | 4701.28 | 3674.78 | NO-ESTIMATION | NO-ESTIMATION | NO-ESTIMATION | NO-ESTIMATION | CAPACITY-FACTOR-V1
CHN | China | Sigouxia |  | WRI1000593 | 240 | 35.8100 | 103.0100 | Hydro | [5 empty] | Yellow River Conservancy Commission of the Ministry of Water | http://www.yellowriver.gov.cn/hhyl/sngc/201108/t20110813_101022.html | [11 empty] | 492.05 | 969.17 | 671.87 | 934.83 | 729.24 | NO-ESTIMATION | NO-ESTIMATION | NO-ESTIMATION | NO-ESTIMATION | CAPACITY-FACTOR-V1
CHN | China | Jishixia |  | WRI1000538 | 1020 | 35.8300 | 102.7000 | Hydro |  |  |  | 2014.0 |  | Large Dam Safety Supervision Center | http://www.dam.com.cn/damView/list.jsp |  | 1026425 | [9 empty] | 1989.85 | 4002.49 | 2754.10 | 3871.40 | 2997.91 | NO-ESTIMATION | NO-ESTIMATION | NO-ESTIMATION | NO-ESTIMATION | CAPACITY-FACTOR-V1
CHN | China | Suzhi |  | WRI1000600 | 225 | 35.8700 | 102.3400 | Hydro | [5 empty] | Yellow River Conservancy Commission of the Ministry of Water | http://www.yellowriver.gov.cn/xwzx/lylw/201508/t20150811_156590.html |  | 1026433 | [9 empty] | 468.37 | 964.85 | 629.77 | 932.82 | 739.92 | SOLAR-V1-NO-AGE | SOLAR-V1-NO-AGE | SOLAR-V1-NO-AGE | SOLAR-V1-NO-AGE | SOLAR-V1-NO-AGE
CHN | China | Huangfeng Dam |  | WRI1070859 | 225 | 35.8747 | 102.4334 | Hydro | [5 empty] | Industry About | https://industryabout.com/country-territories-3/1142-china/hydro-energy/15405-huangfeng-dam-under-construction | Industry About | 1026424 | [9 empty] | 468.37 | 964.85 | 629.77 | 932.82 | 739.92 | NO-ESTIMATION | NO-ESTIMATION | NO-ESTIMATION | NO-ESTIMATION | CAPACITY-FACTOR-V1
CHN | China | Gongboxia |  | WRI1000479 | 1500 | 35.8800 | 102.2300 | Hydro |  |  |  | 2000.0 |  | Chinese National Committee on Large Dams | https://web.archive.org/web/20140716213447/http://www.chincold.org.cn/zt/learning/gongboxiaee.doc |  | 1026423 | [9 empty] | 3471.28 | 5589.75 | 3876.82 | 5876.60 | 4593.48 | NO-ESTIMATION | NO-ESTIMATION | NO-ESTIMATION | NO-ESTIMATION | CAPACITY-FACTOR-V1
CHN | China | Qinghai Golmud Yixiantian Small Scale |  | WRI1072330 | 8 | 35.9286 | 94.7894 | Hydro | [5 empty] | UNFCCC CDM Registry | https://cdm.unfccc.int/Projects/redirector?ref=6890 | UNFCCC CDM Registry | [10 empty] | 21.32 | 25.94 | 28.49 | 29.29 | 26.99 | NO-ESTIMATION | NO-ESTIMATION | NO-ESTIMATION | NO-ESTIMATION | NO-ESTIMATION
CHN | China | Liujiaxia |  | WRI1000486 | 1225 | 35.9300 | 103.3400 | Hydro |  |  |  | 1968.0 |  | Baike | http://baike.baidu.com/view/159096.htm |  | 1024476 | [9 empty] | 2959.24 | 3990.23 | 3732.03 | 4337.05 | 3732.03 | NO-ESTIMATION | NO-ESTIMATION | NO-ESTIMATION | NO-ESTIMATION | CAPACITY-FACTOR-V1
CHN | China | Renewable Energy For Grid |  | WRI1070944 | 5 | 36.0406 | 103.4504 | Hydro | [5 empty] | UNFCCC CDM Registry | https://cdm.unfccc.int/Projects/redirector?ref=594 | UNFCCC CDM Registry | [10 empty] | 16.57 | 19.35 | 18.77 | 20.03 | 18.77 | SOLAR-V1-NO-AGE | SOLAR-V1-NO-AGE | SOLAR-V1-NO-AGE | SOLAR-V1-NO-AGE | SOLAR-V1-NO-AGE
CHN | China | Nina |  | WRI1000603 | 160 | 36.0600 | 101.2700 | Hydro | [5 empty] | Large Dam Safety Supervision Center | http://www.dam.com.cn/damView/view.jsp?id=1432 |  | 1026430 | [9 empty] | 516.68 | 535.70 | 544.26 | 674.66 | 535.7 | HYDRO-V1 | HYDRO-V1 | HYDRO-V1 | HYDRO-V1 | HYDRO-V1
CHN | China | Kangyang |  | WRI1000601 | 284.9 | 36.0600 | 101.9500 | Hydro | [5 empty] | Yellow River Conservancy Commission of the Ministry of Water | http://www.yellowriver.gov.cn/hhyl/sngc/201108/t20110813_99453.html |  | 1026426 | [9 empty] | 805.49 | 842.50 | 854.61 | 1086.49 | 842.5 | SOLAR-V1-NO-AGE | SOLAR-V1-NO-AGE | SOLAR-V1-NO-AGE | SOLAR-V1-NO-AGE | SOLAR-V1-NO-AGE
CHN | China | Yanguoxia |  | WRI1000511 | 440 | 36.0600 | 103.2700 | Hydro |  |  |  | 1970.0 |  | Large Dam Safety Supervision Center | http://www.dam.com.cn/damView/list.jsp |  | 1024486 | [9 empty] | 1016.65 | 1538.10 | 1294.22 | 1499.97 | 1294.22 | NO-ESTIMATION | NO-ESTIMATION | NO-ESTIMATION | NO-ESTIMATION | CAPACITY-FACTOR-V1
CHN | China | Laxiwa |  | WRI1000460 | 4200 | 36.0703 | 101.1855 | Hydro |  |  |  | 2010.0 |  | Chinese National Committee on Large Dams | http://www.chincold.org.cn/dams/rootfiles/2010/07/20/1279253974077129-1279253974081608.pdf |  | 1026427 | [9 empty] | 12310.78 | 12861.76 | 13034.94 | 16454.50 | 12861.76 | NO-ESTIMATION | NO-ESTIMATION | NO-ESTIMATION | NO-ESTIMATION | CAPACITY-FACTOR-V1
CHN | China | Zhiganglaka |  | WRI1000602 | 190 | 36.1100 | 101.8700 | Hydro | [5 empty] | Yellow River Conservancy Commission of the Ministry of Water | http://www.yellowriver.gov.cn/hhyl/sngc/201108/t20110813_98942.html |  | 1026434 | [9 empty] | 616.07 | 638.66 | 648.83 | 803.68 | 638.66 | NO-ESTIMATION | NO-ESTIMATION | NO-ESTIMATION | NO-ESTIMATION | CAPACITY-FACTOR-V1
CHN | China | Gansu Huangshui Baichuan |  | WRI1071433 | 36 | 36.1175 | 102.8306 | Hydro | [5 empty] | UNFCCC CDM Registry | https://cdm.unfccc.int/Projects/redirector?ref=3879 | UNFCCC CDM Registry | [10 empty] | 70.62 | 104.50 | 99.53 | 119.40 | 103.46 | NO-ESTIMATION | NO-ESTIMATION | NO-ESTIMATION | NO-ESTIMATION | CAPACITY-FACTOR-V1
CHN | China | Lijiaxia Dam |  | WRI1070858 | 1632 | 36.1179 | 101.8073 | Hydro |  |  |  | 1997.0 | Huanghe Hydropower Development Co Ltd | Industry About | https://industryabout.com/country-territories-3/1142-china/hydro-energy/15431-lijiaxia-dam | Industry About | 1026428 | [9 empty] | 4783.62 | 4997.71 | 5065.00 | 6393.74 | 4997.71 | SOLAR-V1-NO-AGE | SOLAR-V1-NO-AGE | SOLAR-V1-NO-AGE | SOLAR-V1-NO-AGE | SOLAR-V1-NO-AGE
CHN | China | Longyangxia |  | WRI1000484 | 1280 | 36.1200 | 100.9200 | Hydro |  |  |  | 1992.0 |  | Chinese National Committee on Large Dams | http://www.chincold.org.cn/dams/rootfiles/2010/07/20/1279253974093926-1279253974095162.pdf |  | 1026429 | [9 empty] | 3751.85 | 3919.77 | 3972.55 | 5014.70 | 3919.77 | SOLAR-V1-NO-AGE | SOLAR-V1-NO-AGE | SOLAR-V1-NO-AGE | SOLAR-V1-NO-AGE | SOLAR-V1-NO-AGE
CHN | China | Bapanxia |  | WRI1000594 | 220 | 36.1400 | 103.4100 | Hydro | [5 empty] | Yellow River Conservancy Commission of the Ministry of Water | http://www.yellowriver.gov.cn/zlcp/sjcx/qlsd/201108/t20110811_81956.html |  | 1024464 | [9 empty] | 668.90 | 989.58 | 811.16 | 774.99 | 811.16 | SOLAR-V1-NO-AGE | SOLAR-V1-NO-AGE | SOLAR-V1-NO-AGE | SOLAR-V1-NO-AGE | SOLAR-V1-NO-AGE
CHN | China | Gansu Yongjing Fuchuan |  | WRI1071470 | 24 | 36.1475 | 103.2667 | Hydro | [5 empty] | UNFCCC CDM Registry | https://cdm.unfccc.int/Projects/redirector?ref=4002 | UNFCCC CDM Registry | 1101376 | [9 empty] | 81.84 | 107.00 | 99.71 | 104.28 | 108.07 | SOLAR-V1-NO-AGE | SOLAR-V1-NO-AGE | SOLAR-V1-NO-AGE | SOLAR-V1-NO-AGE | SOLAR-V1-NO-AGE
CHN | China | Daxia |  | WRI1000596 | 324.5 | 36.1500 | 104.0100 | Hydro | [5 empty] | Baike | http://baike.baidu.com/view/439122.htm |  | 1017410 | [9 empty] | 894.36 | 1401.47 | 1104.18 | 1047.98 | 1104.18 | HYDRO-V1 | HYDRO-V1 | HYDRO-V1 | HYDRO-V1 | HYDRO-V1
CHN | China | Xiaoxia |  | WRI1000595 | 230 | 36.1500 | 104.0100 | Hydro | [5 empty] | Yellow River Conservancy Commission of the Ministry of Water | http://www.yellowriver.gov.cn/zlcp/sjcx/qlsd/201108/t20110811_81956.html |  | 1053912 | [9 empty] | 679.39 | 1032.98 | 828.11 | 790.24 | 828.11 | SOLAR-V1-NO-AGE | SOLAR-V1-NO-AGE | SOLAR-V1-NO-AGE | SOLAR-V1-NO-AGE | SOLAR-V1-NO-AGE
CHN | China | Huangshui Huanghui |  | WRI1072524 | 12 | 36.1794 | 103.1797 | Hydro | [5 empty] | UNFCCC CDM Registry | https://cdm.unfccc.int/Projects/redirector?ref=7468 | UNFCCC CDM Registry | 1100836 | [9 empty] | 45.09 | 55.70 | 51.76 | 52.60 | 56.23 | NO-ESTIMATION | NO-ESTIMATION | NO-ESTIMATION | NO-ESTIMATION | CAPACITY-FACTOR-V1
CHN | China | Tai'in |  | WRI1000555 | 1000 | 36.2300 | 117.0500 | Hydro |  |  |  | 2007.0 |  | HydroChina Corporation | http://jyll.ifund.jrj.com.cn/forumjyll/topic43765.html |  | 1028546 | [9 empty] | 2135.36 | 3031.60 | 3031.60 | 3692.67 | 3031.6 | SOLAR-V1-NO-AGE | SOLAR-V1-NO-AGE | SOLAR-V1-NO-AGE | SOLAR-V1-NO-AGE | SOLAR-V1-NO-AGE
CHN | China | Jinxing Minhe County |  | WRI1072076 | 24 | 36.3287 | 102.8785 | Hydro | [5 empty] | UNFCCC CDM Registry | https://cdm.unfccc.int/Projects/redirector?ref=6104 | UNFCCC CDM Registry | 1088754 | [9 empty] | 82.05 | 107.00 | 99.53 | 109.67 | 108.07 | SOLAR-V1-NO-AGE | SOLAR-V1-NO-AGE | SOLAR-V1-NO-AGE | SOLAR-V1-NO-AGE | SOLAR-V1-NO-AGE
CHN | China | Qinghai Minhe Huangshuihe Xiakou Small |  | WRI1072349 | 7 | 36.3436 | 102.7564 | Hydro | [5 empty] | UNFCCC CDM Registry | https://cdm.unfccc.int/Projects/redirector?ref=6941 | UNFCCC CDM Registry | [10 empty] | 20.46 | 21.81 | 25.10 | 23.51 | 24.03 | SOLAR-V1-NO-AGE | SOLAR-V1-NO-AGE | SOLAR-V1-NO-AGE | SOLAR-V1-NO-AGE | SOLAR-V1-NO-AGE
CHN | China | Xiangtang Erji |  | WRI1071698 | 17 | 36.3503 | 102.8333 | Hydro | [5 empty] | UNFCCC CDM Registry | https://cdm.unfccc.int/Projects/redirector?ref=4872 | UNFCCC CDM Registry | 1087145 | [9 empty] | 62.67 | 76.51 | 76.62 | 77.07 | 75.99 | SOLAR-V1-NO-AGE | SOLAR-V1-NO-AGE | SOLAR-V1-NO-AGE | SOLAR-V1-NO-AGE | SOLAR-V1-NO-AGE
CHN | China | Xiangtang Xia The Peoples Republic |  | WRI1071350 | 10 | 36.3700 | 102.8300 | Hydro | [5 empty] | UNFCCC CDM Registry | https://cdm.unfccc.int/Projects/redirector?ref=3548 | UNFCCC CDM Registry | [10 empty] | 36.15 | 44.29 | 44.36 | 44.62 | 43.98 | NO-ESTIMATION | NO-ESTIMATION | NO-ESTIMATION | NO-ESTIMATION | CAPACITY-FACTOR-V1
CHN | China | Wujinxia |  | WRI1000597 | 140 | 36.4000 | 104.4000 | Hydro | [5 empty] | HydroChina Corporation | http://www.hydrochina.com.cn:8080/ZX/aqpj/news_aqpj.jsp?new_id=19 |  | 1066539 | [9 empty] | 434.01 | 638.07 | 524.54 | 501.54 | 524.54 | SOLAR-V1-NO-AGE | SOLAR-V1-NO-AGE | SOLAR-V1-NO-AGE | SOLAR-V1-NO-AGE | SOLAR-V1-NO-AGE
CHN | China | Xinjiang Hetian Yulongkashi River Dakequke |  | WRI1072503 | 75 | 36.4230 | 79.5327 | Hydro | [5 empty] | UNFCCC CDM Registry | https://cdm.unfccc.int/Projects/redirector?ref=7388 | UNFCCC CDM Registry | 1105158 | [9 empty] | 190.96 | 258.18 | 258.18 | 294.25 | 258.18 | SOLAR-V1-NO-AGE | SOLAR-V1-NO-AGE | SOLAR-V1-NO-AGE | SOLAR-V1-NO-AGE | SOLAR-V1-NO-AGE
CHN | China | Gansu Datonghe Liancheng 2nd Stage |  | WRI1071278 | 12 | 36.5456 | 102.8778 | Hydro | [5 empty] | UNFCCC CDM Registry | https://cdm.unfccc.int/Projects/redirector?ref=3308 | UNFCCC CDM Registry | [10 empty] | 43.38 | 53.15 | 53.23 | 53.54 | 52.78 | NO-ESTIMATION | NO-ESTIMATION | NO-ESTIMATION | NO-ESTIMATION | NO-ESTIMATION
CHN | China | Gansu Mingjiazhuang |  | WRI1071933 | 8 | 36.5592 | 102.8753 | Hydro | [5 empty] | UNFCCC CDM Registry | https://cdm.unfccc.int/Projects/redirector?ref=5699 | UNFCCC CDM Registry | 1067309 | [9 empty] | 28.64 | 35.15 | 35.20 | 35.42 | 34.91 | NO-ESTIMATION | NO-ESTIMATION | NO-ESTIMATION | NO-ESTIMATION | NO-ESTIMATION
CHN | China | Ningxia Shapotou Yellow River |  | WRI1071031 | 120 | 36.5900 | 104.1700 | Hydro | [5 empty] | UNFCCC CDM Registry | https://cdm.unfccc.int/Projects/redirector?ref=1284 | UNFCCC CDM Registry | 1065100 | [9 empty] | 262.47 | 370.02 | 370.02 | 449.36 | 370.02 | SOLAR-V1-NO-AGE | SOLAR-V1-NO-AGE | SOLAR-V1-NO-AGE | SOLAR-V1-NO-AGE | SOLAR-V1-NO-AGE
CHN | China | Dujiawan Small |  | WRI1071053 | 4 | 36.5906 | 102.8339 | Hydro | [5 empty] | UNFCCC CDM Registry | https://cdm.unfccc.int/Projects/redirector?ref=1651 | UNFCCC CDM Registry | [10 empty] | 13.47 | 16.62 | 16.65 | 16.86 | 16.6 | SOLAR-V1-NO-AGE | SOLAR-V1-NO-AGE | SOLAR-V1-NO-AGE | SOLAR-V1-NO-AGE | SOLAR-V1-NO-AGE
CHN | China | Xiaoshuichi Hydro Lanzhou City. |  | WRI1071023 | 22 | 36.6000 | 102.3500 | Hydro | [5 empty] | UNFCCC CDM Registry | https://cdm.unfccc.int/Projects/redirector?ref=1246 | UNFCCC CDM Registry | 1089022 | [9 empty] | 41.18 | 59.55 | 60.78 | 71.32 | 60.78 | NO-ESTIMATION | NO-ESTIMATION | NO-ESTIMATION | NO-ESTIMATION | CAPACITY-FACTOR-V1
CHN | China | Wuluwati Dam |  | WRI1070855 | 60 | 36.8246 | 79.4522 | Hydro |  |  |  | 2001.0 |  | Industry About | https://industryabout.com/country-territories-3/1142-china/hydro-energy/15620-wuluwati-dam | Industry About | 1087067 | [9 empty] | 161.96 | 194.28 | 219.44 | 258.69 | 244.99 | NO-ESTIMATION | NO-ESTIMATION | NO-ESTIMATION | NO-ESTIMATION | CAPACITY-FACTOR-V1
CHN | China | Xinjiang Hetian Bobona |  | WRI1071468 | 150 | 36.8808 | 79.5647 | Hydro | [5 empty] | UNFCCC CDM Registry | https://cdm.unfccc.int/Projects/redirector?ref=4000 | UNFCCC CDM Registry | [10 empty] | 370.79 | 459.87 | 517.85 | 609.06 | 539.81 | NO-ESTIMATION | NO-ESTIMATION | NO-ESTIMATION | NO-ESTIMATION | CAPACITY-FACTOR-V1
CHN | China | Qinghai Jiangyuan |  | WRI1071131 | 42 | 37.0370 | 102.0280 | Hydro | [5 empty] | UNFCCC CDM Registry | https://cdm.unfccc.int/Projects/redirector?ref=2769 | UNFCCC CDM Registry | 1105548 | [9 empty] | 102.45 | 140.09 | 140.09 | 160.28 | 140.09 | NO-ESTIMATION | NO-ESTIMATION | NO-ESTIMATION | NO-ESTIMATION | CAPACITY-FACTOR-V1
CHN | China | Qinghai Baokuhe Iii |  | WRI1071576 | 15 | 37.0831 | 101.5706 | Hydro | [5 empty] | UNFCCC CDM Registry | https://cdm.unfccc.int/Projects/redirector?ref=4428 | UNFCCC CDM Registry | [10 empty] | 41.61 | 54.13 | 57.88 | 61.36 | 57.34 | SOLAR-V1-NO-AGE | SOLAR-V1-NO-AGE | SOLAR-V1-NO-AGE | SOLAR-V1-NO-AGE | SOLAR-V1-NO-AGE
CHN | China | Qinghai Dongxuerji |  | WRI1071045 | 8 | 37.1333 | 102.3000 | Hydro | [5 empty] | UNFCCC CDM Registry | https://cdm.unfccc.int/Projects/redirector?ref=1425 | UNFCCC CDM Registry | 1084386 | [9 empty] | 28.64 | 35.09 | 35.00 | 34.18 | 32.54 | SOLAR-V1-NO-AGE | SOLAR-V1-NO-AGE | SOLAR-V1-NO-AGE | SOLAR-V1-NO-AGE | SOLAR-V1-NO-AGE
CHN | China | Qinghai Ebotu |  | WRI1071660 | 8 | 37.2519 | 101.4169 | Hydro | [5 empty] | UNFCCC CDM Registry | https://cdm.unfccc.int/Projects/redirector?ref=4766 | UNFCCC CDM Registry | [10 empty] | 18.33 | 27.83 | 27.83 | 29.44 | 28.81 | SOLAR-V1-NO-AGE | SOLAR-V1-NO-AGE | SOLAR-V1-NO-AGE | SOLAR-V1-NO-AGE | SOLAR-V1-NO-AGE
CHN | China | Shapotou |  | WRI1000557 | 153.2 | 37.4500 | 105.0200 | Hydro | [5 empty] | Baike | http://www.baike.com/wiki/%E6%B2%99%E5%9D%A1%E5%A4%B4%E6%B0%B4%E5%88%A9%E6%9E%A2%E7%BA%BD |  | 1065100 | [9 empty] | 474.93 | 682.27 | 573.99 | 548.83 | 573.99 | SOLAR-V1-NO-AGE | SOLAR-V1-NO-AGE | SOLAR-V1-NO-AGE | SOLAR-V1-NO-AGE | SOLAR-V1-NO-AGE
CHN | China | Qinghai Qingshizui Small |  | WRI1071284 | 10 | 37.4939 | 101.3392 | Hydro | [5 empty] | UNFCCC CDM Registry | https://cdm.unfccc.int/Projects/redirector?ref=3319 | UNFCCC CDM Registry | 1087146 | [9 empty] | 35.30 | 41.75 | 40.61 | 43.71 | 41.24 | NO-ESTIMATION | NO-ESTIMATION | NO-ESTIMATION | NO-ESTIMATION | CAPACITY-FACTOR-V1
CHN | China | Qinghai Nazixia |  | WRI1071896 | 87 | 37.5975 | 103.1533 | Hydro | [5 empty] | UNFCCC CDM Registry | https://cdm.unfccc.int/Projects/redirector?ref=5605 | UNFCCC CDM Registry | 1105823 | [9 empty] | 226.95 | 304.92 | 304.92 | 338.70 | 295.14 | NO-ESTIMATION | NO-ESTIMATION | NO-ESTIMATION | NO-ESTIMATION | CAPACITY-FACTOR-V1
CHN | China | Gansu Wuwei Zamusi |  | WRI1071553 | 23 | 37.7047 | 102.5825 | Hydro | [5 empty] | UNFCCC CDM Registry | https://cdm.unfccc.int/Projects/redirector?ref=4299 | UNFCCC CDM Registry | [10 empty] | 57.00 | 77.61 | 77.61 | 88.67 | 77.61 | SOLAR-V1-NO-AGE | SOLAR-V1-NO-AGE | SOLAR-V1-NO-AGE | SOLAR-V1-NO-AGE | SOLAR-V1-NO-AGE
CHN | China | Zhanghewan |  | WRI1000534 | 1000 | 37.7700 | 114.0600 | Hydro |  |  |  | 2009.0 |  | Asian Development Bank | http://www.adb.org/sites/default/files/projdocs/2002/hebei_zhanghewan.pdf |  | 1024369 | [9 empty] | 1481.38 | 2408.17 | 2460.23 | 3716.65 | 1962.78 | SOLAR-V1-NO-AGE | SOLAR-V1-NO-AGE | SOLAR-V1-NO-AGE | SOLAR-V1-NO-AGE | SOLAR-V1-NO-AGE
CHN | China | Gansu Sunan Xiyinghe Iii |  | WRI1071503 | 8 | 37.8090 | 100.0036 | Hydro | [5 empty] | UNFCCC CDM Registry | https://cdm.unfccc.int/Projects/redirector?ref=4130 | UNFCCC CDM Registry | [10 empty] | 20.29 | 29.62 | 29.97 | 34.08 | 30.22 | SOLAR-V1-NO-AGE | SOLAR-V1-NO-AGE | SOLAR-V1-NO-AGE | SOLAR-V1-NO-AGE | SOLAR-V1-NO-AGE
CHN | China | Kashgar Tarim River Xiabandi |  | WRI1071408 | 150 | 37.8385 | 75.5727 | Hydro | [5 empty] | UNFCCC CDM Registry | https://cdm.unfccc.int/Projects/redirector?ref=3767 | UNFCCC CDM Registry | [10 empty] | 370.64 | 474.74 | 474.74 | 554.54 | 492.2 | SOLAR-V1-NO-AGE | SOLAR-V1-NO-AGE | SOLAR-V1-NO-AGE | SOLAR-V1-NO-AGE | SOLAR-V1-NO-AGE
CHN | China | Qirehataer Xinjiang |  | WRI1072408 | 210 | 37.8414 | 75.7606 | Hydro | [5 empty] | UNFCCC CDM Registry | https://cdm.unfccc.int/Projects/redirector?ref=7117 | UNFCCC CDM Registry | [10 empty] | 521.68 | 667.42 | 667.42 | 779.14 | 691.86 | NO-ESTIMATION | NO-ESTIMATION | NO-ESTIMATION | NO-ESTIMATION | CAPACITY-FACTOR-V1
CHN | China | Qingtongxia |  | WRI1000556 | 272 | 37.8800 | 105.9900 | Hydro |  |  |  | 1978.0 |  | Baike | http://baike.baidu.com/view/439111.htm |  | 1024480 | [9 empty] | 749.66 | 1146.37 | 925.54 | 878.43 | 925.54 | SOLAR-V1-NO-AGE | SOLAR-V1-NO-AGE | SOLAR-V1-NO-AGE | SOLAR-V1-NO-AGE | SOLAR-V1-NO-AGE
CHN | China | Jiutiaoling Small |  | WRI1071516 | 8 | 37.8864 | 102.1242 | Hydro | [5 empty] | UNFCCC CDM Registry | https://cdm.unfccc.int/Projects/redirector?ref=4168 | UNFCCC CDM Registry | [10 empty] | 22.81 | 28.52 | 29.12 | 34.05 | 29.12 | NO-ESTIMATION | NO-ESTIMATION | NO-ESTIMATION | NO-ESTIMATION | NO-ESTIMATION
CHN | China | Xiying River Shuangyaowan I |  | WRI1071502 | 5 | 37.9090 | 102.2050 | Hydro | [5 empty] | UNFCCC CDM Registry | https://cdm.unfccc.int/Projects/redirector?ref=4129 | UNFCCC CDM Registry | 1072511 | [9 empty] | 13.75 | 17.32 | 17.69 | 20.63 | 17.69 | NO-ESTIMATION | NO-ESTIMATION | NO-ESTIMATION | NO-ESTIMATION | CAPACITY-FACTOR-V1
CHN | China | Xidahe |  | WRI1072513 | 21 | 38.1330 | 101.4050 | Hydro | [5 empty] | UNFCCC CDM Registry | https://cdm.unfccc.int/Projects/redirector?ref=7421 | UNFCCC CDM Registry | [10 empty] | 50.38 | 75.59 | 72.89 | 88.98 | 72.89 | NO-ESTIMATION | NO-ESTIMATION | NO-ESTIMATION | NO-ESTIMATION | CAPACITY-FACTOR-V1
CHN | China | Xinjiang Yeer Qiang He Kaqun Iii |  | WRI1072458 | 20 | 38.2000 | 77.3333 | Hydro | [5 empty] | UNFCCC CDM Registry | https://cdm.unfccc.int/Projects/redirector?ref=7277 | UNFCCC CDM Registry | [10 empty] | 51.57 | 68.95 | 68.95 | 78.57 | 68.95 | NO-ESTIMATION | NO-ESTIMATION | NO-ESTIMATION | NO-ESTIMATION | CAPACITY-FACTOR-V1
CHN | China | Sandaowan |  | WRI1071026 | 112 | 38.3000 | 99.5900 | Hydro | [5 empty] | UNFCCC CDM Registry | https://cdm.unfccc.int/Projects/redirector?ref=1264 | UNFCCC CDM Registry | 1072532 | [9 empty] | 293.40 | 393.78 | 393.78 | 447.66 | 393.78 | SOLAR-V1-NO-AGE | SOLAR-V1-NO-AGE | SOLAR-V1-NO-AGE | SOLAR-V1-NO-AGE | SOLAR-V1-NO-AGE
CHN | China | Gansu Heihe Baopinghe |  | WRI1071784 | 123 | 38.4000 | 100.0500 | Hydro | [5 empty] | UNFCCC CDM Registry | https://cdm.unfccc.int/Projects/redirector?ref=5162 | UNFCCC CDM Registry | 1087973 | [9 empty] | 330.65 | 404.42 | 404.42 | 463.51 | 405.13 | SOLAR-V1-NO-AGE | SOLAR-V1-NO-AGE | SOLAR-V1-NO-AGE | SOLAR-V1-NO-AGE | SOLAR-V1-NO-AGE
CHN | China | Shanxi Yu County Wangjiazhuang |  | WRI1071314 | 6 | 38.4242 | 113.2738 | Hydro | [5 empty] | UNFCCC CDM Registry | https://cdm.unfccc.int/Projects/redirector?ref=3414 | UNFCCC CDM Registry | [10 empty] | 17.42 | 21.18 | 20.99 | 21.32 | 19.78 | SOLAR-V1-NO-AGE | SOLAR-V1-NO-AGE | SOLAR-V1-NO-AGE | SOLAR-V1-NO-AGE | SOLAR-V1-NO-AGE
CHN | China | Shanxi Yu County Yanjiazhuang |  | WRI1071309 | 4 | 38.4291 | 113.5161 | Hydro | [5 empty] | UNFCCC CDM Registry | https://cdm.unfccc.int/Projects/redirector?ref=3409 | UNFCCC CDM Registry | [10 empty] | 11.67 | 13.66 | 13.66 | 14.85 | 12.76 | SOLAR-V1-NO-AGE | SOLAR-V1-NO-AGE | SOLAR-V1-NO-AGE | SOLAR-V1-NO-AGE | SOLAR-V1-NO-AGE
CHN | China | Shanxi Dingxiang Lingzidi |  | WRI1071311 | 5 | 38.4376 | 113.2555 | Hydro | [5 empty] | UNFCCC CDM Registry | https://cdm.unfccc.int/Projects/redirector?ref=3411 | UNFCCC CDM Registry | [10 empty] | 13.37 | 16.98 | 16.84 | 17.21 | 15.98 | HYDRO-V1 | HYDRO-V1 | HYDRO-V1 | HYDRO-V1 | HYDRO-V1
CHN | China | Dagushan |  | WRI1071191 | 65 | 38.4558 | 100.0247 | Hydro | [5 empty] | UNFCCC CDM Registry | https://cdm.unfccc.int/Projects/redirector?ref=3045 | UNFCCC CDM Registry | 1068049 | [9 empty] | 199.66 | 238.64 | 238.64 | 262.16 | 239.02 | SOLAR-V1-NO-AGE | SOLAR-V1-NO-AGE | SOLAR-V1-NO-AGE | SOLAR-V1-NO-AGE | SOLAR-V1-NO-AGE
CHN | China | Gansu Sunan Sidalong Stage 1 |  | WRI1071334 | 6 | 38.4880 | 99.9717 | Hydro | [5 empty] | UNFCCC CDM Registry | https://cdm.unfccc.int/Projects/redirector?ref=3502 | UNFCCC CDM Registry | [10 empty] | 21.52 | 23.72 | 24.34 | 24.89 | 23.72 | SOLAR-V1-NO-AGE | SOLAR-V1-NO-AGE | SOLAR-V1-NO-AGE | SOLAR-V1-NO-AGE | SOLAR-V1-NO-AGE
CHN | China | Xilongchi |  | WRI1000548 | 1200 | 38.5300 | 113.2700 | Hydro |  |  |  | 2007.0 |  | China Gezhouba | http://web.archive.org/web/20140720175804/http://www.gzbgj.com/english/article.aspx?menuid=1380&tab=tab_e&tabid=1413 |  | 1028576 | [9 empty] | 4102.24 | 3882.48 | 3882.48 | 5530.58 | 4871.46 | NO-ESTIMATION | NO-ESTIMATION | NO-ESTIMATION | NO-ESTIMATION | CAPACITY-FACTOR-V1
CHN | China | Erlongshan |  | WRI1070941 | 50 | 38.5557 | 100.2726 | Hydro | [5 empty] | UNFCCC CDM Registry | https://cdm.unfccc.int/Projects/redirector?ref=574 | UNFCCC CDM Registry | 1066536 | [9 empty] | 122.23 | 167.04 | 167.04 | 191.08 | 167.04 | SOLAR-V1-NO-AGE | SOLAR-V1-NO-AGE | SOLAR-V1-NO-AGE | SOLAR-V1-NO-AGE | SOLAR-V1-NO-AGE
CHN | China | Gansu Jingtieshan Hydro |  | WRI1070975 | 26 | 38.5557 | 100.2728 | Hydro | [5 empty] | UNFCCC CDM Registry | https://cdm.unfccc.int/Projects/redirector?ref=907 | UNFCCC CDM Registry | [10 empty] | 63.95 | 87.26 | 87.26 | 99.75 | 87.26 | HYDRO-V1 | HYDRO-V1 | HYDRO-V1 | HYDRO-V1 | HYDRO-V1
CHN | China | Longshou II Dam |  | WRI1070854 | 157 | 38.7553 | 100.1008 | Hydro |  |  |  | 2004.0 | Gansu Hexi Hydropower Development Investment Co Ltd | Industry About | https://industryabout.com/country-territories-3/1142-china/hydro-energy/15440-longshou-ii-dam | Industry About | 1066537 | [9 empty] | 410.48 | 518.52 | 549.23 | 590.73 | 516.21 | HYDRO-V1 | HYDRO-V1 | HYDRO-V1 | HYDRO-V1 | HYDRO-V1
CHN | China | Shanxi Wutai Gengzhen |  | WRI1071313 | 1 | 38.7670 | 113.6436 | Hydro | [5 empty] | UNFCCC CDM Registry | https://cdm.unfccc.int/Projects/redirector?ref=3413 | UNFCCC CDM Registry | [10 empty] | 2.10 | 2.90 | 3.63 | 4.14 | 3.61 | NO-ESTIMATION | NO-ESTIMATION | NO-ESTIMATION | NO-ESTIMATION | CAPACITY-FACTOR-V1
CHN | China | Sunan Longchanghe I Small Hydro |  | WRI1071912 | 5 | 38.8514 | 99.6769 | Hydro | [5 empty] | UNFCCC CDM Registry | https://cdm.unfccc.int/Projects/redirector?ref=5650 | UNFCCC CDM Registry | [10 empty] | 14.91 | 18.43 | 18.12 | 21.81 | 18.54 | SOLAR-V1-NO-AGE | SOLAR-V1-NO-AGE | SOLAR-V1-NO-AGE | SOLAR-V1-NO-AGE | SOLAR-V1-NO-AGE
CHN | China | Gansu Zhangye Yingke |  | WRI1071332 | 7 | 38.8597 | 100.2997 | Hydro | [5 empty] | UNFCCC CDM Registry | https://cdm.unfccc.int/Projects/redirector?ref=3492 | UNFCCC CDM Registry | 1078047 | [9 empty] | 24.59 | 28.91 | 30.10 | 29.36 | 28.03 | SOLAR-V1-NO-AGE | SOLAR-V1-NO-AGE | SOLAR-V1-NO-AGE | SOLAR-V1-NO-AGE | SOLAR-V1-NO-AGE
CHN | China | Gansu Longchanghe Iv Hydro |  | WRI1071301 | 5 | 38.8808 | 99.7347 | Hydro | [5 empty] | UNFCCC CDM Registry | https://cdm.unfccc.int/Projects/redirector?ref=3386 | UNFCCC CDM Registry | [10 empty] | 14.91 | 18.43 | 18.12 | 21.81 | 18.54 | SOLAR-V1-NO-AGE | SOLAR-V1-NO-AGE | SOLAR-V1-NO-AGE | SOLAR-V1-NO-AGE | SOLAR-V1-NO-AGE
CHN | China | Gansu Zhangye Shimiao Stage 2 |  | WRI1071271 | 8 | 38.8856 | 100.3244 | Hydro | [5 empty] | UNFCCC CDM Registry | https://cdm.unfccc.int/Projects/redirector?ref=3283 | UNFCCC CDM Registry | [10 empty] | 28.46 | 33.40 | 34.76 | 33.91 | 32.39 | NO-ESTIMATION | NO-ESTIMATION | NO-ESTIMATION | NO-ESTIMATION | NO-ESTIMATION
CHN | China | Xiaogushan |  | WRI1070929 | 102 | 38.9342 | 100.4517 | Hydro | [5 empty] | UNFCCC CDM Registry | https://cdm.unfccc.int/Projects/redirector?ref=378 | UNFCCC CDM Registry | 1059421 | [9 empty] | 217.12 | 308.54 | 310.61 | 354.38 | 317.3 | NO-ESTIMATION | NO-ESTIMATION | NO-ESTIMATION | NO-ESTIMATION | CAPACITY-FACTOR-V1
CHN | China | Tianqiao |  | WRI1000610 | 128 | 39.0600 | 111.1300 | Hydro | [5 empty] | Baike | http://baike.baidu.com/view/439118.htm |  | 1059943 | [9 empty] | 396.81 | 570.04 | 479.57 | 458.55 | 479.57 | SOLAR-V1-NO-AGE | SOLAR-V1-NO-AGE | SOLAR-V1-NO-AGE | SOLAR-V1-NO-AGE | SOLAR-V1-NO-AGE
CHN | China | Danghe Upstream 3rd Cascade |  | WRI1072441 | 20 | 39.3828 | 95.2561 | Hydro | [5 empty] | UNFCCC CDM Registry | https://cdm.unfccc.int/Projects/redirector?ref=7218 | UNFCCC CDM Registry | 1095477 | [9 empty] | 46.02 | 67.64 | 62.39 | 70.40 | 68.06 | SOLAR-V1-NO-AGE | SOLAR-V1-NO-AGE | SOLAR-V1-NO-AGE | SOLAR-V1-NO-AGE | SOLAR-V1-NO-AGE
CHN | China | Longkou |  | WRI1000546 | 420 | 39.4208 | 111.3000 | Hydro | [5 empty] | Industry About | http://industryabout.com/country-territories-3/1142-china/hydro-energy/15438-longkou-dam |  | 1067770 | [9 empty] | 1157.57 | 1770.14 | 1429.15 | 1356.41 | 1429.15 | SOLAR-V1-NO-AGE | SOLAR-V1-NO-AGE | SOLAR-V1-NO-AGE | SOLAR-V1-NO-AGE | SOLAR-V1-NO-AGE
CHN | China | Gansu Taolai River Dongshuixia |  | WRI1071592 | 52 | 39.4572 | 98.0217 | Hydro | [5 empty] | UNFCCC CDM Registry | https://cdm.unfccc.int/Projects/redirector?ref=4496 | UNFCCC CDM Registry | 1117289 | [9 empty] | 144.89 | 185.45 | 185.45 | 197.31 | 181.83 | SOLAR-V1-NO-AGE | SOLAR-V1-NO-AGE | SOLAR-V1-NO-AGE | SOLAR-V1-NO-AGE | SOLAR-V1-NO-AGE
CHN | China | Gansu Dang River |  | WRI1070966 | 35 | 39.4923 | 97.3423 | Hydro | [5 empty] | UNFCCC CDM Registry | https://cdm.unfccc.int/Projects/redirector?ref=884 | UNFCCC CDM Registry | [10 empty] | 88.09 | 119.46 | 119.46 | 136.29 | 119.46 | NO-ESTIMATION | NO-ESTIMATION | NO-ESTIMATION | NO-ESTIMATION | NO-ESTIMATION
CHN | China | Wanjiazhai |  | WRI1000531 | 1080 | 39.5800 | 111.4300 | Hydro |  |  |  | 2000.0 |  | China Development Gateway | https://web.archive.org/web/20160303215031/http://chinagate.cn/english/1405.htm |  | 1028575 | [9 empty] | 2932.51 | 4507.70 | 3630.85 | 3468.36 | 3630.85 | SOLAR-V1-NO-AGE | SOLAR-V1-NO-AGE | SOLAR-V1-NO-AGE | SOLAR-V1-NO-AGE | SOLAR-V1-NO-AGE
CHN | China | Gansu Taolaihe Sandaowan |  | WRI1072135 | 90 | 39.5847 | 97.9994 | Hydro | [5 empty] | UNFCCC CDM Registry | https://cdm.unfccc.int/Projects/redirector?ref=6282 | UNFCCC CDM Registry | 1072532 | [9 empty] | 250.78 | 320.98 | 320.98 | 341.50 | 314.71 | NO-ESTIMATION | NO-ESTIMATION | NO-ESTIMATION | NO-ESTIMATION | CAPACITY-FACTOR-V1
CHN | China | Hongba Small |  | WRI1071429 | 4 | 39.6406 | 94.8339 | Hydro | [5 empty] | UNFCCC CDM Registry | https://cdm.unfccc.int/Projects/redirector?ref=3864 | UNFCCC CDM Registry | [10 empty] | 9.41 | 12.15 | 12.05 | 12.48 | 13.12 | NO-ESTIMATION | NO-ESTIMATION | NO-ESTIMATION | NO-ESTIMATION | NO-ESTIMATION
CHN | China | Gansu Yumen Yueliangwan Second Cascade |  | WRI1072023 | 17 | 39.8800 | 96.8300 | Hydro | [5 empty] | UNFCCC CDM Registry | https://cdm.unfccc.int/Projects/redirector?ref=5966 | UNFCCC CDM Registry | [10 empty] | 36.25 | 52.37 | 49.66 | 57.83 | 50.22 | NO-ESTIMATION | NO-ESTIMATION | NO-ESTIMATION | NO-ESTIMATION | CAPACITY-FACTOR-V1
CHN | China | Shisanling |  | WRI1000607 | 800 | 40.2700 | 116.2800 | Hydro | [5 empty] | Chinese National Committee on Large Dams | https://web.archive.org/web/20120315034732/http://www.chincold.org.cn/news/li080321-10-Shisanling.pdf |  | 1024350 | [9 empty] | 1188.48 | 1905.47 | 1899.12 | 2376.53 | 1927.52 | NO-ESTIMATION | NO-ESTIMATION | NO-ESTIMATION | NO-ESTIMATION | CAPACITY-FACTOR-V1
CHN | China | Taipingwan |  | WRI1000522 | 190 | 40.3500 | 124.7300 | Hydro |  |  |  | 1979.0 |  | Sinohydro | http://www.sinohydro.com/664-2024-18397.aspx |  | 1078117 | [9 empty] | 515.80 | 821.96 | 730.71 | 803.68 | 821.96 | SOLAR-V1-NO-AGE | SOLAR-V1-NO-AGE | SOLAR-V1-NO-AGE | SOLAR-V1-NO-AGE | SOLAR-V1-NO-AGE
CHN | China | Panjiakou Dam |  | WRI1070852 | 150 | 40.3895 | 118.2803 | Hydro |  |  |  | 1981.0 |  | Industry About | https://industryabout.com/country-territories-3/1142-china/hydro-energy/15564-panjiakou-dam | Industry About | 1018233 | [9 empty] | 371.88 | 484.50 | 491.88 | 573.29 | 490.06 | SOLAR-V1-NO-AGE | SOLAR-V1-NO-AGE | SOLAR-V1-NO-AGE | SOLAR-V1-NO-AGE | SOLAR-V1-NO-AGE
CHN | China | Pushihe |  | WRI1000536 | 1200 | 40.4200 | 124.6800 | Hydro |  |  |  | 2012.0 |  | Large Dam Safety Supervision Center | http://www.dam.com.cn/damView/list.jsp |  | 1024404 | [9 empty] | 2672.30 | 3253.72 | 2938.82 | 4784.72 | 3321.61 | NO-ESTIMATION | NO-ESTIMATION | NO-ESTIMATION | NO-ESTIMATION | CAPACITY-FACTOR-V1
CHN | China | Shuifeng (Sup'ung) |  | WRI1000496 | 765 | 40.4600 | 124.9700 | Hydro |  |  |  | 1943.0 |  | Sinohydro | http://www.sinohydro.com/508-1352-10555.aspx | [11 empty] | 1762.32 | 3015.43 | 2619.20 | 2912.12 | 3015.43 | NO-ESTIMATION | NO-ESTIMATION | NO-ESTIMATION | NO-ESTIMATION | CAPACITY-FACTOR-V1
CHN | China | Second Hetao Irrigation District Inner Mongolia |  | WRI1071724 | 10 | 40.6681 | 107.2681 | Hydro | [5 empty] | UNFCCC CDM Registry | https://cdm.unfccc.int/Projects/redirector?ref=4931 | UNFCCC CDM Registry | [10 empty] | 22.16 | 30.05 | 30.05 | 34.86 | 30.05 | NO-ESTIMATION | NO-ESTIMATION | NO-ESTIMATION | NO-ESTIMATION | CAPACITY-FACTOR-V1
CHN | China | Laohushao |  | WRI1000514 | 390 | 40.9022 | 125.9744 | Hydro |  |  |  | 1986.0 |  | China Report | https://www.google.com/url?sa=t&rct=j&q=&esrc=s&source=web&cd=10&ved=0ahUKEwj8_vj0irLOAhXFKMAKHbzECwcQFghPMAk&url=http%3A%2F%2Fhandle.dtic.mil%2F100.2%2FADA352502&usg=AFQjCNF2xDathaEkbXF8bGY8yIB-4VYiOw&sig2=qbhXpH1Z5_OmSZwEogx0uQ&bvm=bv.129391328 d.amc&cad=rja | Industry About | [10 empty] | 1102.64 | 1177.58 | 1167.13 | 1372.81 | 1180.58 | HYDRO-V1 | HYDRO-V1 | HYDRO-V1 | HYDRO-V1 | HYDRO-V1
CHN | China | Huhhot |  | WRI1000558 | 1200 | 40.9800 | 111.7000 | Hydro |  |  |  | 2014.0 |  | Alstom | https://web.archive.org/web/20140827071316/http://www.bhidi.com/news_view.asp?id=404 | [11 empty] | 1949.36 | 3690.67 | 3814.78 | 3777.11 | 3814.78 | NO-ESTIMATION | NO-ESTIMATION | NO-ESTIMATION | NO-ESTIMATION | CAPACITY-FACTOR-V1
CHN | China | Shangwulipu Hydro |  | WRI1071587 | 9 | 41.2019 | 79.1750 | Hydro | [5 empty] | UNFCCC CDM Registry | https://cdm.unfccc.int/Projects/redirector?ref=4456 | UNFCCC CDM Registry | [10 empty] | 27.25 | 30.23 | 34.60 | 37.65 | 37.01 | NO-ESTIMATION | NO-ESTIMATION | NO-ESTIMATION | NO-ESTIMATION | CAPACITY-FACTOR-V1
CHN | China | Huanren |  | WRI1000571 | 223 | 41.2897 | 125.3975 | Hydro | [5 empty] | Hydraulic Structures | https://books.google.com/books?id=SWHgCQAAQBAJ&pg=PA392&lpg=PA392&dq=hengren+dam&source=bl&ots=imvwRiv6ZO&sig=kxZEIFWVqm1PUOuIRc9C9V5tprg&hl=en&sa=X&ved=0ahUKEwjcw-6Y7rLOAhWq6YMKHc5lBHAQ6AEIKjAC#v=onepage&q=hengren%20&f=false | Industry About | 1059880 | [9 empty] | 616.64 | 677.88 | 712.08 | 823.34 | 732.99 | NO-ESTIMATION | NO-ESTIMATION | NO-ESTIMATION | NO-ESTIMATION | CAPACITY-FACTOR-V1
CHN | China | Guanyinge Dam |  | WRI1070849 | 19.5 | 41.3149 | 124.1499 | Hydro |  |  |  | 1995.0 |  | Industry About | https://industryabout.com/country-territories-3/1142-china/hydro-energy/15393-guanyinge-dam | Industry About | [10 empty] | 64.67 | 71.83 | 67.85 | 81.83 | 75.24 | NO-ESTIMATION | NO-ESTIMATION | NO-ESTIMATION | NO-ESTIMATION | CAPACITY-FACTOR-V1
CHN | China | Yunfeng |  | WRI1000513 | 400 | 41.3800 | 126.5100 | Hydro |  |  |  | 1971.0 |  | Large Dam Safety Supervision Center | http://www.dam.com.cn/damView/list.jsp |  | 1024413 | [9 empty] | 1118.32 | 1252.02 | 1257.94 | 1431.97 | 1220.9 | NO-ESTIMATION | NO-ESTIMATION | NO-ESTIMATION | NO-ESTIMATION | CAPACITY-FACTOR-V1
CHN | China | Tailan River Fourth Station |  | WRI1071532 | 11 | 41.4122 | 80.5008 | Hydro | [5 empty] | UNFCCC CDM Registry | https://cdm.unfccc.int/Projects/redirector?ref=4207 | UNFCCC CDM Registry | [10 empty] | 24.38 | 33.06 | 33.06 | 38.35 | 33.06 | SOLAR-V1-NO-AGE | SOLAR-V1-NO-AGE | SOLAR-V1-NO-AGE | SOLAR-V1-NO-AGE | SOLAR-V1-NO-AGE
CHN | China | Xinjiang Aksu Tumuxiuke |  | WRI1071382 | 48 | 41.5292 | 79.8089 | Hydro | [5 empty] | UNFCCC CDM Registry | https://cdm.unfccc.int/Projects/redirector?ref=3678 | UNFCCC CDM Registry | 1105201 | [9 empty] | 154.11 | 186.83 | 189.57 | 261.51 | 196.22 | SOLAR-V1-NO-AGE | SOLAR-V1-NO-AGE | SOLAR-V1-NO-AGE | SOLAR-V1-NO-AGE | SOLAR-V1-NO-AGE
CHN | China | Changbai County Baoquan Smallscale Hydro |  | WRI1071881 | 8 | 41.5575 | 127.6378 | Hydro | [5 empty] | UNFCCC CDM Registry | https://cdm.unfccc.int/Projects/redirector?ref=5550 | UNFCCC CDM Registry | [10 empty] | 17.73 | 24.04 | 24.04 | 27.89 | 24.04 | SOLAR-V1-NO-AGE | SOLAR-V1-NO-AGE | SOLAR-V1-NO-AGE | SOLAR-V1-NO-AGE | SOLAR-V1-NO-AGE
CHN | China | Xinjiang Kumalake Xiaoshixia |  | WRI1072495 | 110 | 41.5642 | 79.6222 | Hydro | [5 empty] | UNFCCC CDM Registry | https://cdm.unfccc.int/Projects/redirector?ref=7352 | UNFCCC CDM Registry | 1105199 | [9 empty] | 362.68 | 437.66 | 443.95 | 541.42 | 455.97 | NO-ESTIMATION | NO-ESTIMATION | NO-ESTIMATION | NO-ESTIMATION | NO-ESTIMATION
CHN | China | Baishi (Liaoning) Dam |  | WRI1070850 | 9.6 | 41.6794 | 121.0039 | Hydro |  |  |  | 2002.0 |  | Industry About | https://industryabout.com/country-territories-3/1142-china/hydro-energy/15351-baishi-dam-liaoning | Industry About | [10 empty] | 19.20 | 30.88 | 30.97 | 28.18 | 30.48 | NO-ESTIMATION | NO-ESTIMATION | NO-ESTIMATION | NO-ESTIMATION | CAPACITY-FACTOR-V1
CHN | China | Shuanghe Second Small |  | WRI1071550 | 12 | 42.1328 | 127.3197 | Hydro | [5 empty] | UNFCCC CDM Registry | https://cdm.unfccc.int/Projects/redirector?ref=4282 | UNFCCC CDM Registry | [10 empty] | 26.53 | 36.00 | 36.00 | 41.77 | 36 | NO-ESTIMATION | NO-ESTIMATION | NO-ESTIMATION | NO-ESTIMATION | CAPACITY-FACTOR-V1
CHN | China | Xinjiang Kaidu River Liushugou |  | WRI1072445 | 180 | 42.2889 | 85.6278 | Hydro | [5 empty] | UNFCCC CDM Registry | https://cdm.unfccc.int/Projects/redirector?ref=7223 | UNFCCC CDM Registry | 1081804 | [9 empty] | 508.28 | 664.79 | 803.75 | 900.13 | 800.71 | SOLAR-V1-NO-AGE | SOLAR-V1-NO-AGE | SOLAR-V1-NO-AGE | SOLAR-V1-NO-AGE | SOLAR-V1-NO-AGE
CHN | China | Chahanwusu Dam |  | WRI1070847 | 309 | 42.3311 | 85.5104 | Hydro | [5 empty] | Industry About | https://industryabout.com/country-territories-3/1142-china/hydro-energy/15358-chahanwusu-dam | Industry About | 1067232 | [9 empty] | 801.63 | 1012.11 | 1019.80 | 1397.70 | 1300.09 | NO-ESTIMATION | NO-ESTIMATION | NO-ESTIMATION | NO-ESTIMATION | CAPACITY-FACTOR-V1
CHN | China | Shilong |  | WRI1071243 | 70 | 42.3583 | 127.3091 | Hydro | [5 empty] | UNFCCC CDM Registry | https://cdm.unfccc.int/Projects/redirector?ref=3199 | UNFCCC CDM Registry | 1078118 | [9 empty] | 243.89 | 218.84 | 235.07 | 268.03 | 218.84 | NO-ESTIMATION | NO-ESTIMATION | NO-ESTIMATION | NO-ESTIMATION | CAPACITY-FACTOR-V1
CHN | China | Antu 303 |  | WRI1071247 | 6 | 42.5611 | 128.2203 | Hydro | [5 empty] | UNFCCC CDM Registry | https://cdm.unfccc.int/Projects/redirector?ref=3204 | UNFCCC CDM Registry | [10 empty] | 17.97 | 17.97 | 20.32 | 25.47 | 21.9 | NO-ESTIMATION | NO-ESTIMATION | NO-ESTIMATION | NO-ESTIMATION | CAPACITY-FACTOR-V1
CHN | China | Liangjiang |  | WRI1000530 | 20 | 42.5800 | 128.0900 | Hydro |  |  |  | 2005.0 |  | State Electricity Regulatory Commission Dam Safety Supervision Center | http://www.dam.com.cn/damView/view.jsp?id=1743 |  | 1044099 | [9 empty] | 66.15 | 74.94 | 72.94 | 86.59 | 74.94 | NO-ESTIMATION | NO-ESTIMATION | NO-ESTIMATION | NO-ESTIMATION | NO-ESTIMATION
CHN | China | Shankou Hydro |  | WRI1072381 | 12 | 42.6464 | 80.5917 | Hydro | [5 empty] | UNFCCC CDM Registry | https://cdm.unfccc.int/Projects/redirector?ref=7025 | UNFCCC CDM Registry | [10 empty] | 34.11 | 40.96 | 40.26 | 43.24 | 40.26 | SOLAR-V1-NO-AGE | SOLAR-V1-NO-AGE | SOLAR-V1-NO-AGE | SOLAR-V1-NO-AGE | SOLAR-V1-NO-AGE
CHN | China | Baishan |  | WRI1000481 | 1500 | 42.7300 | 127.2200 | Hydro | [5 empty] | Water Pub | http://www.waterpub.com.cn/JHDB/DetailDam.asp?ID=12 |  | 1024393 | [9 empty] | 4553.16 | 5093.60 | 5148.96 | 6185.21 | 5488.63 | NO-ESTIMATION | NO-ESTIMATION | NO-ESTIMATION | NO-ESTIMATION | CAPACITY-FACTOR-V1
CHN | China | Antu Gudonghe I Hydro |  | WRI1071316 | 3 | 42.7547 | 128.1975 | Hydro | [5 empty] | UNFCCC CDM Registry | https://cdm.unfccc.int/Projects/redirector?ref=3416 | UNFCCC CDM Registry | 1099154 | [9 empty] | 9.31 | 11.10 | 11.00 | 11.50 | 10.98 | SOLAR-V1-NO-AGE | SOLAR-V1-NO-AGE | SOLAR-V1-NO-AGE | SOLAR-V1-NO-AGE | SOLAR-V1-NO-AGE
CHN | China | Hongshi |  | WRI1061006 | 200 | 42.9500 | 127.1300 | Hydro | [5 empty] | Sinohydro | https://web.archive.org/web/20101029184306/http://1j.sinohydro.com/project_success_Details.aspx?Pid=97 |  | 1024398 | [9 empty] | 607.54 | 682.66 | 691.45 | 837.53 | 736.57 | NO-ESTIMATION | NO-ESTIMATION | NO-ESTIMATION | NO-ESTIMATION | CAPACITY-FACTOR-V1
CHN | China | Jilin Tumen Mopanshan Hydro |  | WRI1071972 | 16 | 42.9956 | 129.6869 | Hydro | [5 empty] | UNFCCC CDM Registry | https://cdm.unfccc.int/Projects/redirector?ref=5830 | UNFCCC CDM Registry | 1084097 | [9 empty] | 59.34 | 60.77 | 55.57 | 69.60 | 68.09 | SOLAR-V1-NO-AGE | SOLAR-V1-NO-AGE | SOLAR-V1-NO-AGE | SOLAR-V1-NO-AGE | SOLAR-V1-NO-AGE
CHN | China | Yili Kukesu River Kushitayi |  | WRI1072522 | 100 | 43.1125 | 81.8936 | Hydro | [5 empty] | UNFCCC CDM Registry | https://cdm.unfccc.int/Projects/redirector?ref=7463 | UNFCCC CDM Registry | [10 empty] | 302.69 | 368.21 | 388.42 | 420.81 | 384.14 | NO-ESTIMATION | NO-ESTIMATION | NO-ESTIMATION | NO-ESTIMATION | NO-ESTIMATION
CHN | China | Manasi River Stage 1 of Hongshanzui Plant |  | WRI1070998 | 50 | 43.5800 | 85.5700 | Hydro | [5 empty] | UNFCCC CDM Registry | https://cdm.unfccc.int/Projects/redirector?ref=1103 | UNFCCC CDM Registry | 1105182 | [9 empty] | 130.38 | 157.77 | 153.27 | 210.80 | 170.74 | SOLAR-V1-NO-AGE | SOLAR-V1-NO-AGE | SOLAR-V1-NO-AGE | SOLAR-V1-NO-AGE | SOLAR-V1-NO-AGE
CHN | China | Xinjiang Ili Yamadu |  | WRI1072227 | 132 | 43.6075 | 81.8625 | Hydro | [5 empty] | UNFCCC CDM Registry | https://cdm.unfccc.int/Projects/redirector?ref=6578 | UNFCCC CDM Registry | 1105205 | [9 empty] | 376.21 | 448.01 | 461.56 | 511.12 | 461.56 | NO-ESTIMATION | NO-ESTIMATION | NO-ESTIMATION | NO-ESTIMATION | CAPACITY-FACTOR-V1
CHN | China | Xinjiang Kashi River Taledesayi |  | WRI1072204 | 80 | 43.7052 | 83.6712 | Hydro | [5 empty] | UNFCCC CDM Registry | https://cdm.unfccc.int/Projects/redirector?ref=6524 | UNFCCC CDM Registry | [10 empty] | 206.35 | 277.89 | 282.25 | 303.55 | 276.09 | SOLAR-V1-NO-AGE | SOLAR-V1-NO-AGE | SOLAR-V1-NO-AGE | SOLAR-V1-NO-AGE | SOLAR-V1-NO-AGE
CHN | China | Fengman |  | WRI1000494 | 809 | 43.7200 | 126.6900 | Hydro |  |  |  | 1941.0 |  | Chinese Embassy | http://in.china-embassy.org/eng/szyss/jm/zhongguonongye/Water%20Conservancy/t144248.htm |  | 1055825 | [9 empty] | 2756.74 | 2957.59 | 3063.61 | 3505.72 | 3013.98 | NO-ESTIMATION | NO-ESTIMATION | NO-ESTIMATION | NO-ESTIMATION | CAPACITY-FACTOR-V1
CHN | China | Xinjiang Kashi River Salikete |  | WRI1072201 | 80 | 43.7200 | 83.8617 | Hydro | [5 empty] | UNFCCC CDM Registry | https://cdm.unfccc.int/Projects/redirector?ref=6508 | UNFCCC CDM Registry | [10 empty] | 208.63 | 278.68 | 271.72 | 302.53 | 277.89 | SOLAR-V1-NO-AGE | SOLAR-V1-NO-AGE | SOLAR-V1-NO-AGE | SOLAR-V1-NO-AGE | SOLAR-V1-NO-AGE
CHN | China | Xinjiang Kashi River Wenquan |  | WRI1071584 | 135 | 43.7833 | 81.9167 | Hydro | [5 empty] | UNFCCC CDM Registry | https://cdm.unfccc.int/Projects/redirector?ref=4446 | UNFCCC CDM Registry | 1105204 | [9 empty] | 332.32 | 411.84 | 427.40 | 505.41 | 442.98 | SOLAR-V1-NO-AGE | SOLAR-V1-NO-AGE | SOLAR-V1-NO-AGE | SOLAR-V1-NO-AGE | SOLAR-V1-NO-AGE
CHN | China | Xueshangou Hydro |  | WRI1072361 | 11 | 43.8194 | 83.2867 | Hydro | [5 empty] | UNFCCC CDM Registry | https://cdm.unfccc.int/Projects/redirector?ref=6977 | UNFCCC CDM Registry | [10 empty] | 26.42 | 36.89 | 35.66 | 44.97 | 35.66 | SOLAR-V1-NO-AGE | SOLAR-V1-NO-AGE | SOLAR-V1-NO-AGE | SOLAR-V1-NO-AGE | SOLAR-V1-NO-AGE
CHN | China | Xinjiang Kashi River Nileke First Stage |  | WRI1072220 | 220 | 43.8195 | 82.4386 | Hydro | [5 empty] | UNFCCC CDM Registry | https://cdm.unfccc.int/Projects/redirector?ref=6555 | UNFCCC CDM Registry | [10 empty] | 517.20 | 789.24 | 693.77 | 812.48 | 710.78 | NO-ESTIMATION | NO-ESTIMATION | NO-ESTIMATION | NO-ESTIMATION | CAPACITY-FACTOR-V1
CHN | China | Jilintai II |  | WRI1000543 | 100 | 43.8400 | 82.7840 | Hydro |  |  |  | 2011.0 |  | Large Dam Safety Supervision Center | http://www.dam.com.cn/damView/list.jsp |  | 1098547 | [9 empty] | 272.48 | 341.69 | 341.87 | 396.40 | 361.16 | NO-ESTIMATION | NO-ESTIMATION | NO-ESTIMATION | NO-ESTIMATION | CAPACITY-FACTOR-V1
CHN | China | Jilintai |  | WRI1000542 | 460 | 43.8600 | 82.8470 | Hydro | [5 empty] | Baike | http://baike.baidu.com/view/4269744.htm |  | 1033539 | [9 empty] | 1172.46 | 1732.06 | 1491.69 | 1615.27 | 1402.85 | NO-ESTIMATION | NO-ESTIMATION | NO-ESTIMATION | NO-ESTIMATION | CAPACITY-FACTOR-V1
CHN | China | Taxi Second Cascade |  | WRI1071343 | 9 | 43.8900 | 86.2544 | Hydro | [5 empty] | UNFCCC CDM Registry | https://cdm.unfccc.int/Projects/redirector?ref=3535 | UNFCCC CDM Registry | [10 empty] | 25.66 | 30.64 | 30.29 | 37.40 | 32.77 | NO-ESTIMATION | NO-ESTIMATION | NO-ESTIMATION | NO-ESTIMATION | CAPACITY-FACTOR-V1
CHN | China | Shankou On Ningjiahe River Xinjiang Uygur |  | WRI1071351 | 16 | 43.9133 | 85.5910 | Hydro | [5 empty] | UNFCCC CDM Registry | https://cdm.unfccc.int/Projects/redirector?ref=3549 | UNFCCC CDM Registry | 1071583 | [9 empty] | 35.16 | 47.78 | 47.78 | 55.47 | 47.78 | NO-ESTIMATION | NO-ESTIMATION | NO-ESTIMATION | NO-ESTIMATION | CAPACITY-FACTOR-V1
CHN | China | Guertu River Cascade Stage 3 |  | WRI1071616 | 13 | 44.3117 | 83.8517 | Hydro | [5 empty] | UNFCCC CDM Registry | https://cdm.unfccc.int/Projects/redirector?ref=4597 | UNFCCC CDM Registry | [10 empty] | 39.91 | 44.34 | 44.30 | 48.75 | 44.3 | NO-ESTIMATION | NO-ESTIMATION | NO-ESTIMATION | NO-ESTIMATION | CAPACITY-FACTOR-V1
CHN | China | Guertu River Cascade Stage 4 |  | WRI1072232 | 20 | 44.3117 | 83.8517 | Hydro | [5 empty] | UNFCCC CDM Registry | https://cdm.unfccc.int/Projects/redirector?ref=6594 | UNFCCC CDM Registry | [10 empty] | 60.90 | 70.82 | 70.76 | 80.71 | 70.76 | SOLAR-V1-NO-AGE | SOLAR-V1-NO-AGE | SOLAR-V1-NO-AGE | SOLAR-V1-NO-AGE | SOLAR-V1-NO-AGE
CHN | China | Kuitun River Stage 6 |  | WRI1072271 | 18 | 44.3203 | 84.7814 | Hydro | [5 empty] | UNFCCC CDM Registry | https://cdm.unfccc.int/Projects/redirector?ref=6724 | UNFCCC CDM Registry | [10 empty] | 50.65 | 58.75 | 61.19 | 63.38 | 61.9 | SOLAR-V1-NO-AGE | SOLAR-V1-NO-AGE | SOLAR-V1-NO-AGE | SOLAR-V1-NO-AGE | SOLAR-V1-NO-AGE
CHN | China | Kuitun River Laolongkou |  | WRI1071290 | 10 | 44.3558 | 84.7817 | Hydro | [5 empty] | UNFCCC CDM Registry | https://cdm.unfccc.int/Projects/redirector?ref=3348 | UNFCCC CDM Registry | [10 empty] | 28.20 | 32.70 | 34.05 | 35.27 | 34.44 | SOLAR-V1-NO-AGE | SOLAR-V1-NO-AGE | SOLAR-V1-NO-AGE | SOLAR-V1-NO-AGE | SOLAR-V1-NO-AGE
CHN | China | Lianhua |  | WRI1000506 | 550 | 45.4300 | 129.7900 | Hydro |  |  |  | 1998.0 |  | Sinohydro | http://www.zsyj.com/project_success_Details.aspx?Pid=99 |  | 1018248 | [9 empty] | 1491.56 | 1859.10 | 1867.26 | 2067.82 | 1812.25 | SOLAR-V1-NO-AGE | SOLAR-V1-NO-AGE | SOLAR-V1-NO-AGE | SOLAR-V1-NO-AGE | SOLAR-V1-NO-AGE
CHN | China | Xinjiang Kalasuke Hydroelectric |  | WRI1071774 | 140 | 47.1403 | 88.8856 | Hydro | [5 empty] | UNFCCC CDM Registry | https://cdm.unfccc.int/Projects/redirector?ref=5131 | UNFCCC CDM Registry | 1105156 | [9 empty] | 384.28 | 459.71 | 454.73 | 550.21 | 459.71 | NO-ESTIMATION | NO-ESTIMATION | NO-ESTIMATION | NO-ESTIMATION | CAPACITY-FACTOR-V1
CHN | China | Shankou |  | WRI1000544 | 220 | 47.9000 | 87.2040 | Hydro |  |  |  | 2016.0 |  | Irtysh River Basin Development and Construction Authority | http://www.iwhr.com/zgskyww/ztbd/xjsl/ldjh/webinfo/2010/08/1280908324809709.htm |  | 1071583 | [9 empty] | 610.70 | 721.69 | 720.82 | 865.11 | 718.6 | NO-ESTIMATION | NO-ESTIMATION | NO-ESTIMATION | NO-ESTIMATION | CAPACITY-FACTOR-V1
CHN | China | Xinjiang Lasite |  | WRI1071565 | 3 | 47.9181 | 88.1253 | Hydro | [5 empty] | UNFCCC CDM Registry | https://cdm.unfccc.int/Projects/redirector?ref=4389 | UNFCCC CDM Registry | 1105202 | [9 empty] | 8.14 | 10.43 | 10.43 | 11.85 | 9.26 | NO-ESTIMATION | NO-ESTIMATION | NO-ESTIMATION | NO-ESTIMATION | CAPACITY-FACTOR-V1
CHN | China | Chonghu'er |  | WRI1000540 | 110 | 48.1800 | 87.1520 | Hydro |  |  |  | 2009.0 |  | China Hydropower | http://finance.ifeng.com/roll/20090907/1201840.shtml | [11 empty] | 356.92 | 417.03 | 417.66 | 473.27 | 416.55 | NO-ESTIMATION | NO-ESTIMATION | NO-ESTIMATION | NO-ESTIMATION | CAPACITY-FACTOR-V1
CHN | China | Xinjiang Aletai Huaning |  | WRI1072531 | 100 | 48.2189 | 87.9333 | Hydro | [5 empty] | UNFCCC CDM Registry | https://cdm.unfccc.int/Projects/redirector?ref=7497 | UNFCCC CDM Registry | [10 empty] | 283.64 | 342.70 | 342.70 | 385.54 | 334.91 | SOLAR-V1-NO-AGE | SOLAR-V1-NO-AGE | SOLAR-V1-NO-AGE | SOLAR-V1-NO-AGE | SOLAR-V1-NO-AGE
CHN | China | Jilebulake |  | WRI1000541 | 160 | 48.2600 | 86.3990 | Hydro |  |  |  | 2013.0 |  | China Energy News | http://feature.mei.net.cn/dg12q1/news/20120322/421269.html | [11 empty] | 423.65 | 530.68 | 529.06 | 607.35 | 529.06 | NO-ESTIMATION | NO-ESTIMATION | NO-ESTIMATION | NO-ESTIMATION | CAPACITY-FACTOR-V1
CHN | China | Nierji |  | WRI1000545 | 250 | 48.2600 | 86.3990 | Hydro |  |  |  | 2006.0 |  | Nierji Reservoir | http://go.ly.com/gonglve/jing-jieshao-nierjishuiku-17975/ |  | 1059359 | [9 empty] | 615.84 | 780.65 | 778.12 | 902.75 | 778.12 | NO-ESTIMATION | NO-ESTIMATION | NO-ESTIMATION | NO-ESTIMATION | CAPACITY-FACTOR-V1
CIV | Cote DIvoire | Ayame (Ayme) II Hydroelectric Power Plant Cote dIvoire |  | GEODB0042578 | 30 | 5.5819 | -3.1591 | Hydro | [5 empty] | GEODB | http://globalenergyobservatory.org | GEODB | 1075738 | 2017 | [8 empty] | 88.55 | 106.81 | 104.14 | 92.78 | 97.26 | NO-ESTIMATION | NO-ESTIMATION | NO-ESTIMATION | NO-ESTIMATION | CAPACITY-FACTOR-V1
CIV | Cote DIvoire | Ayame (Ayme) I Hydroelectric Power Plant Cote dIvoire |  | GEODB0042579 | 20 | 5.6058 | -3.1691 | Hydro | [5 empty] | GEODB | http://globalenergyobservatory.org | GEODB | 1016321 | 2017 | [8 empty] | 63.12 | 78.59 | 75.17 | 67.76 | 71.84 | NO-ESTIMATION | NO-ESTIMATION | NO-ESTIMATION | NO-ESTIMATION | CAPACITY-FACTOR-V1
CIV | Cote DIvoire | Taabo Hydroelectric Power Plant Cote dIvoire |  | GEODB0042576 | 210 | 6.2093 | -5.0829 | Hydro | [5 empty] | GEODB | http://globalenergyobservatory.org | GEODB | 1016326 | 2017 | [8 empty] | 588.06 | 712.57 | 630.07 | 810.54 | 826.99 | NO-ESTIMATION | NO-ESTIMATION | NO-ESTIMATION | NO-ESTIMATION | CAPACITY-FACTOR-V1
CIV | Cote DIvoire | Buyo Hydroelectric Power Plant Cote dIvoire |  | GEODB0042575 | 165 | 6.2422 | -7.0453 | Hydro | [5 empty] | GEODB | http://globalenergyobservatory.org | GEODB | 1016322 | 2017 | [8 empty] | 495.86 | 616.67 | 527.43 | 563.60 | 598.96 | NO-ESTIMATION | NO-ESTIMATION | NO-ESTIMATION | NO-ESTIMATION | CAPACITY-FACTOR-V1
CIV | Cote DIvoire | Kossou Hydroelectric Power Plant Cote dIvoire |  | GEODB0042577 | 174 | 7.0304 | -5.4730 | Hydro | [5 empty] | GEODB | http://globalenergyobservatory.org | GEODB | 1016323 | 2017 | [8 empty] | 466.85 | 594.51 | 541.04 | 509.50 | 550.52 | SOLAR-V1-NO-AGE | SOLAR-V1-NO-AGE | SOLAR-V1-NO-AGE | SOLAR-V1-NO-AGE | SOLAR-V1-NO-AGE
CMR | Cameroon | Edea |  | WRI1023031 | 154.2 | 3.8127 | 10.1278 | Hydro | [5 empty] | African Development Bank Group | http://powerafrica.opendataforafrica.org | Power Africa | 1029274 | [9 empty] | 794.79 | 794.79 | 794.79 | 796.96 | 772.49 | SOLAR-V1-NO-AGE | SOLAR-V1-NO-AGE | SOLAR-V1-NO-AGE | SOLAR-V1-NO-AGE | SOLAR-V1-NO-AGE
CMR | Cameroon | Song Loulou |  | WRI1023036 | 396 | 4.0780 | 10.4649 | Hydro | [5 empty] | African Development Bank Group | http://powerafrica.opendataforafrica.org | Power Africa | 1029286 | [9 empty] | 1980.09 | 1980.09 | 1980.09 | 1985.52 | 1897.03 | NO-ESTIMATION | NO-ESTIMATION | NO-ESTIMATION | NO-ESTIMATION | CAPACITY-FACTOR-V1
CMR | Cameroon | Lagdo |  | WRI1023034 | 80 | 9.0594 | 13.6882 | Hydro | [5 empty] | African Development Bank Group | http://powerafrica.opendataforafrica.org | Power Africa | 1029278 | [9 empty] | 313.81 | 307.95 | 313.81 | 323.90 | 313.81 | NO-ESTIMATION | NO-ESTIMATION | NO-ESTIMATION | NO-ESTIMATION | CAPACITY-FACTOR-V1
COD | Democratic Republic of the Congo | Rutshuru |  | WRI1061238 | 13.8 | -1.2258 | 29.4600 | Hydro |  |  |  | 2015.0 |  | Reuters | http://news.trust.org//item/20151216122418-27ixh/?source=leadCarousel | KTH | 1100635 | [9 empty] | 55.36 | 41.54 | 48.87 | 45.41 | 41.54 | NO-ESTIMATION | NO-ESTIMATION | NO-ESTIMATION | NO-ESTIMATION | CAPACITY-FACTOR-V1
COD | Democratic Republic of the Congo | Nseke |  | WRI1000006 | 260 | -10.3044 | 25.4068 | Hydro |  |  |  | 1956.0 | Societe Nationale D'elec | GEODB | http://globalenergyobservatory.org/geoid/42627 | GEODB | 1029296 | [9 empty] | 729.01 | 537.01 | 533.36 | 611.50 | 592.16 | NO-ESTIMATION | NO-ESTIMATION | NO-ESTIMATION | NO-ESTIMATION | CAPACITY-FACTOR-V1
COD | Democratic Republic of the Congo | Nzilo |  | WRI1000007 | 228 | -10.5024 | 25.4458 | Hydro |  |  |  | 1957.0 | Societe Nationale D'elec | International Journal on Hydropower and Dams | http://www.hydropower-dams.com/pdfs/2017_Africa_Map.pdf and http://enipedia.tudelft.nl/wiki/N%27zilo_Powerplant | GEODB | 1029297 | [9 empty] | 739.39 | 630.69 | 613.28 | 614.97 | 613.28 | NO-ESTIMATION | NO-ESTIMATION | NO-ESTIMATION | NO-ESTIMATION | CAPACITY-FACTOR-V1
COD | Democratic Republic of the Congo | Koni |  | WRI1000004 | 42 | -10.7184 | 27.2839 | Hydro |  |  |  | 1950.0 |  | African Hydropower Resources Database | http://afrec-energy.org/En/administration/hydro/index.php | GEODB | 1029291 | [9 empty] | 125.26 | 105.71 | 105.71 | 106.00 | 105.71 | NO-ESTIMATION | NO-ESTIMATION | NO-ESTIMATION | NO-ESTIMATION | NO-ESTIMATION
COD | Democratic Republic of the Congo | Mwadingusha |  | WRI1000005 | 68 | -10.7452 | 27.2447 | Hydro |  |  |  | 1930.0 |  | African Hydropower Resources Database | http://afrec-energy.org/En/administration/hydro/index.php | GEODB | 1029293 | [9 empty] | 255.29 | 228.88 | 232.50 | 225.62 | 233.21 | SOLAR-V1-NO-AGE | SOLAR-V1-NO-AGE | SOLAR-V1-NO-AGE | SOLAR-V1-NO-AGE | SOLAR-V1-NO-AGE
COD | Democratic Republic of the Congo | M'Sha |  | WRI1023508 | 68 | -10.7520 | 27.2450 | Hydro | [5 empty] | African Development Bank Group | http://powerafrica.opendataforafrica.org | KTH | [10 empty] | 255.29 | 228.88 | 232.50 | 225.62 | 233.21 | SOLAR-V1-NO-AGE | SOLAR-V1-NO-AGE | SOLAR-V1-NO-AGE | SOLAR-V1-NO-AGE | SOLAR-V1-NO-AGE
COD | Democratic Republic of the Congo | Ruzizi I |  | WRI1000009 | 81 | -2.6334 | 28.9027 | Hydro |  |  |  | 1958.0 | Societe Nationale D'elec | African Hydropower Resources Database | http://afrec-energy.org/En/administration/hydro/index.php | GEODB | [10 empty] | 301.14 | 259.79 | 260.42 | 260.97 | 260.53 | NO-ESTIMATION | NO-ESTIMATION | NO-ESTIMATION | NO-ESTIMATION | CAPACITY-FACTOR-V1
COD | Democratic Republic of the Congo | Imboulou |  | WRI1061233 | 120 | -2.9347 | 16.1278 | Hydro |  |  |  | 2011.0 | SociÃ©tÃ© National d\'ElectricitÃ© (SNE) | GEODB | http://globalenergyobservatory.org/geoid/42627 | GEODB | [10 empty] | 327.35 | 275.09 | 271.49 | 342.25 | 316.9 | NO-ESTIMATION | NO-ESTIMATION | NO-ESTIMATION | NO-ESTIMATION | CAPACITY-FACTOR-V1
COD | Democratic Republic of the Congo | Moukoukoulou |  | WRI1061232 | 74 | -3.8945 | 13.7643 | Hydro |  |  |  | 1979.0 | Soc Nationale D'energie | GEODB | http://globalenergyobservatory.org/geoid/42501 | GEODB | [10 empty] | 259.90 | 223.04 | 225.72 | 226.34 | 225.29 | SOLAR-V1-NO-AGE | SOLAR-V1-NO-AGE | SOLAR-V1-NO-AGE | SOLAR-V1-NO-AGE | SOLAR-V1-NO-AGE
COD | Democratic Republic of the Congo | Zongo 1 |  | WRI1000010 | 75 | -4.7779 | 14.9059 | Hydro |  |  |  | 1945.0 | Societe Nationale D'elec | GEODB | http://globalenergyobservatory.org/geoid/42631 | GEODB | 1029301 | [9 empty] | 272.59 | 237.67 | 237.67 | 238.32 | 236.9 | NO-ESTIMATION | NO-ESTIMATION | NO-ESTIMATION | NO-ESTIMATION | CAPACITY-FACTOR-V1
COD | Democratic Republic of the Congo | Zongo II |  | WRI1061236 | 150 | -4.7779 | 14.9059 | Hydro |  |  |  | 2017.0 | Ministry of energy | International Journal on Hydropower and Dams | http://www.hydropower-dams.com/pdfs/2017_Africa_Map.pdf | GEODB | 1078864 | [9 empty] | 491.16 | 421.33 | 421.33 | 422.48 | 419.79 | NO-ESTIMATION | NO-ESTIMATION | NO-ESTIMATION | NO-ESTIMATION | NO-ESTIMATION
COD | Democratic Republic of the Congo | Inga II |  | WRI1000003 | 1775 | -5.5267 | 13.6206 | Hydro |  |  |  | 1982.0 |  | GEODB | http://globalenergyobservatory.org/geoid/42603 | GEODB | [14 empty] | 6437.25 | NO-ESTIMATION | NO-ESTIMATION | NO-ESTIMATION | NO-ESTIMATION | NO-ESTIMATION
COD | Democratic Republic of the Congo | Katende |  | WRI1061235 | 64 | -6.3581 | 22.4472 | Hydro |  |  |  | 2016.0 | Ministere De L'energie (cd) | International Journal on Hydropower and Dams | http://www.hydropower-dams.com/pdfs/2017_Africa_Map.pdf | KTH | 1087365 | [9 empty] | 292.16 | 261.90 | 227.26 | 230.64 | 252.17 | NO-ESTIMATION | NO-ESTIMATION | NO-ESTIMATION | NO-ESTIMATION | CAPACITY-FACTOR-V1
COG | Congo | Imboulou |  | WRI1023145 | 120 | -2.9700 | 16.0800 | Hydro | [5 empty] | African Development Bank Group | http://powerafrica.opendataforafrica.org | Power Africa | 1057630 | [9 empty] | 365.21 | 358.66 | 356.74 | 438.60 | 386.89 | NO-ESTIMATION | NO-ESTIMATION | NO-ESTIMATION | NO-ESTIMATION | CAPACITY-FACTOR-V1
COG | Congo | Moukoukoulou |  | WRI1023149 | 74 | -3.8988 | 13.7654 | Hydro | [5 empty] | African Development Bank Group | http://powerafrica.opendataforafrica.org | Power Africa | 1029303 | [9 empty] | 247.62 | 244.06 | 247.89 | 247.41 | 247.46 | NO-ESTIMATION | NO-ESTIMATION | NO-ESTIMATION | NO-ESTIMATION | CAPACITY-FACTOR-V1
COG | Congo | Sounda Gorge |  | WRI1023151 | 10 | -4.0767 | 12.1569 | Hydro | [5 empty] | African Development Bank Group | http://powerafrica.opendataforafrica.org | Power Africa | 1029305 | [9 empty] | 50.20 | 48.30 | 50.20 | 48.97 | 48.84 | NO-ESTIMATION | NO-ESTIMATION | NO-ESTIMATION | NO-ESTIMATION | CAPACITY-FACTOR-V1
COG | Congo | Djoue |  | WRI1023147 | 15 | -4.3012 | 15.2067 | Hydro | [5 empty] | African Development Bank Group | http://powerafrica.opendataforafrica.org | Power Africa | 1029302 | [9 empty] | 48.66 | 50.53 | 49.40 | 56.99 | 53.98 | NO-ESTIMATION | NO-ESTIMATION | NO-ESTIMATION | NO-ESTIMATION | CAPACITY-FACTOR-V1
COL | Colombia | Gavio |  | WRI1018568 | 1200 | 4.7247 | -73.4831 | Hydro |  |  |  |  | Emgesa | ProColombia | http://www.cc.lu/fileadmin/user_upload/cc.lu/Manifestations/20150701_Mexico_Colombia_Mission/01___Electric_Power_Generation_in_Colombia_-_2015.pdf | WRI | 1016262 | [9 empty] | 4915.69 | 4890.73 | 4683.71 | 4721.30 | 3905.91 | SOLAR-V1-NO-AGE | SOLAR-V1-NO-AGE | SOLAR-V1-NO-AGE | SOLAR-V1-NO-AGE | SOLAR-V1-NO-AGE
COL | Colombia | Chivor |  | WRI1018566 | 1000 | 4.9008 | -73.2969 | Hydro |  |  |  |  | AES Chivor | ProColombia | http://www.cc.lu/fileadmin/user_upload/cc.lu/Manifestations/20150701_Mexico_Colombia_Mission/01___Electric_Power_Generation_in_Colombia_-_2015.pdf | GEODB | 1012225 | [9 empty] | 3903.61 | 4598.14 | 3762.09 | 3618.34 | 3030.82 | NO-ESTIMATION | NO-ESTIMATION | NO-ESTIMATION | NO-ESTIMATION | CAPACITY-FACTOR-V1
COL | Colombia | Miel I |  | WRI1018573 | 396 | 5.5606 | -74.8866 | Hydro |  |  |  |  | Isagen S.A. | ProColombia | http://www.cc.lu/fileadmin/user_upload/cc.lu/Manifestations/20150701_Mexico_Colombia_Mission/01___Electric_Power_Generation_in_Colombia_-_2015.pdf | GEODB | 1018414 | [9 empty] | 1408.15 | 1493.79 | 1428.14 | 1363.50 | 1354.26 | SOLAR-V1-NO-AGE | SOLAR-V1-NO-AGE | SOLAR-V1-NO-AGE | SOLAR-V1-NO-AGE | SOLAR-V1-NO-AGE
COL | Colombia | San Carlos |  | WRI1018576 | 1246 | 6.2108 | -74.8405 | Hydro |  |  |  |  | Isagen S.A. | ProColombia | http://www.cc.lu/fileadmin/user_upload/cc.lu/Manifestations/20150701_Mexico_Colombia_Mission/01___Electric_Power_Generation_in_Colombia_-_2015.pdf | GEODB | 1019706 | [9 empty] | 5937.42 | 5989.10 | 5235.79 | 6006.78 | 4658.65 | SOLAR-V1-NO-AGE | SOLAR-V1-NO-AGE | SOLAR-V1-NO-AGE | SOLAR-V1-NO-AGE | SOLAR-V1-NO-AGE
COL | Colombia | Jaguas |  | WRI1018571 | 170 | 6.2944 | -75.0259 | Hydro |  |  |  |  | Isagen S.A. | ProColombia | http://www.cc.lu/fileadmin/user_upload/cc.lu/Manifestations/20150701_Mexico_Colombia_Mission/01___Electric_Power_Generation_in_Colombia_-_2015.pdf | CARMA | 1019705 | [9 empty] | 653.74 | 660.79 | 710.25 | 662.77 | 476.41 | SOLAR-V1-NO-AGE | SOLAR-V1-NO-AGE | SOLAR-V1-NO-AGE | SOLAR-V1-NO-AGE | SOLAR-V1-NO-AGE
COL | Colombia | Central GuatapÃ© |  | WRI1018565 | 560 | 6.3200 | -75.1659 | Hydro |  |  |  |  | EPM | ProColombia | http://www.cc.lu/fileadmin/user_upload/cc.lu/Manifestations/20150701_Mexico_Colombia_Mission/01___Electric_Power_Generation_in_Colombia_-_2015.pdf | WRI | 1015819 | [9 empty] | 1903.95 | 2030.54 | 1954.15 | 1959.51 | 1264.37 | SOLAR-V1-NO-AGE | SOLAR-V1-NO-AGE | SOLAR-V1-NO-AGE | SOLAR-V1-NO-AGE | SOLAR-V1-NO-AGE
COL | Colombia | Cantral La Tasajera |  | WRI1018561 | 306 | 6.3771 | -75.4478 | Hydro |  |  |  |  | EPM | ProColombia | http://www.cc.lu/fileadmin/user_upload/cc.lu/Manifestations/20150701_Mexico_Colombia_Mission/01___Electric_Power_Generation_in_Colombia_-_2015.pdf | CARMA | 1015822 | [9 empty] | 1135.10 | 1175.96 | 1379.61 | 1344.15 | 902.63 | SOLAR-V1-NO-AGE | SOLAR-V1-NO-AGE | SOLAR-V1-NO-AGE | SOLAR-V1-NO-AGE | SOLAR-V1-NO-AGE
COL | Colombia | Troneras Central |  | WRI1018587 | 40 | 6.7244 | -75.2817 | Hydro |  |  |  |  | EPM | ProColombia | http://www.cc.lu/fileadmin/user_upload/cc.lu/Manifestations/20150701_Mexico_Colombia_Mission/01___Electric_Power_Generation_in_Colombia_-_2015.pdf | CARMA | 1015830 | [9 empty] | 163.78 | 165.73 | 161.28 | 167.43 | 114.44 | NO-ESTIMATION | NO-ESTIMATION | NO-ESTIMATION | NO-ESTIMATION | CAPACITY-FACTOR-V1
COL | Colombia | Central Guadalupe III |  | WRI1018564 | 270 | 6.8145 | -75.2406 | Hydro |  |  |  |  | EPM | ProColombia | http://www.cc.lu/fileadmin/user_upload/cc.lu/Manifestations/20150701_Mexico_Colombia_Mission/01___Electric_Power_Generation_in_Colombia_-_2015.pdf | CARMA | 1086333 | [9 empty] | 1271.68 | 1032.28 | 968.88 | 1051.20 | 950.06 | SOLAR-V1-NO-AGE | SOLAR-V1-NO-AGE | SOLAR-V1-NO-AGE | SOLAR-V1-NO-AGE | SOLAR-V1-NO-AGE
COL | Colombia | Porce III |  | WRI1018575 | 660 | 6.9394 | -75.1398 | Hydro |  |  |  |  | EPM | ProColombia | http://www.cc.lu/fileadmin/user_upload/cc.lu/Manifestations/20150701_Mexico_Colombia_Mission/01___Electric_Power_Generation_in_Colombia_-_2015.pdf | GEODB | 1057556 | [9 empty] | 2980.71 | 2519.84 | 2530.05 | 2388.05 | 2144.76 | SOLAR-V1-NO-AGE | SOLAR-V1-NO-AGE | SOLAR-V1-NO-AGE | SOLAR-V1-NO-AGE | SOLAR-V1-NO-AGE
COL | Colombia | Sogamoso |  | WRI1018578 | 820 | 7.1003 | -73.4056 | Hydro |  |  |  |  | Isagen S.A. | ProColombia | http://www.cc.lu/fileadmin/user_upload/cc.lu/Manifestations/20150701_Mexico_Colombia_Mission/01___Electric_Power_Generation_in_Colombia_-_2015.pdf | WRI | 1046483 | [9 empty] | 3365.48 | 3365.48 | 3302.28 | 3277.84 | 3519.71 | NO-ESTIMATION | NO-ESTIMATION | NO-ESTIMATION | NO-ESTIMATION | NO-ESTIMATION
COL | Colombia | Calderas |  | WRI1018560 | 26 | 7.7918 | -74.7732 | Hydro |  |  |  |  | Isagen S.A. | ProColombia | http://www.cc.lu/fileadmin/user_upload/cc.lu/Manifestations/20150701_Mexico_Colombia_Mission/01___Electric_Power_Generation_in_Colombia_-_2015.pdf | CARMA | 1019703 | [9 empty] | 137.09 | 137.09 | 132.21 | 135.55 | 121.69 | NO-ESTIMATION | NO-ESTIMATION | NO-ESTIMATION | NO-ESTIMATION | CAPACITY-FACTOR-V1
CRI | Costa Rica | Toro I Hydroelectric Station Costa Rica |  | GEODB0005749 | 23.2 | 10.2204 | -84.3056 | Hydro | [5 empty] | GEODB | http://globalenergyobservatory.org | GEODB | 1019565 | 2017 | [8 empty] | 89.19 | 57.49 | 92.30 | 70.45 | 78.28 | NO-ESTIMATION | NO-ESTIMATION | NO-ESTIMATION | NO-ESTIMATION | CAPACITY-FACTOR-V1
CRI | Costa Rica | Toro II Hydroelectric Power Station Costa Rica |  | GEODB0005750 | 65.2 | 10.2220 | -84.3058 | Hydro | [5 empty] | GEODB | http://globalenergyobservatory.org | GEODB | 1058953 | 2017 | [8 empty] | 249.03 | 159.94 | 257.75 | 196.35 | 218.37 | NO-ESTIMATION | NO-ESTIMATION | NO-ESTIMATION | NO-ESTIMATION | CAPACITY-FACTOR-V1
CRI | Costa Rica | Don Pedro Hydroelectric Power Plant Costa Rica |  | GEODB0002960 | 14 | 10.3130 | -84.1720 | Hydro | [5 empty] | GEODB | http://globalenergyobservatory.org | GEODB | 1019548 | 2017 | [8 empty] | 51.04 | 40.49 | 49.45 | 42.61 | 48.3 | NO-ESTIMATION | NO-ESTIMATION | NO-ESTIMATION | NO-ESTIMATION | CAPACITY-FACTOR-V1
CRI | Costa Rica | Rio Volcan Hydroelectric Plant Costa Rica |  | GEODB0005106 | 17 | 10.3130 | -84.1720 | Hydro | [5 empty] | GEODB | http://globalenergyobservatory.org | GEODB | 1016273 | 2017 | [8 empty] | 61.98 | 49.16 | 60.05 | 51.74 | 58.65 | NO-ESTIMATION | NO-ESTIMATION | NO-ESTIMATION | NO-ESTIMATION | CAPACITY-FACTOR-V1
CRI | Costa Rica | Alberto Echandi Hydroelectric Station Costa Rica |  | GEODB0002032 | 4.7 | 10.3916 | -84.4383 | Hydro | [5 empty] | GEODB | http://globalenergyobservatory.org | GEODB | 1019538 | 2017 | [8 empty] | 14.49 | 8.56 | 15.11 | 10.78 | 12.27 | NO-ESTIMATION | NO-ESTIMATION | NO-ESTIMATION | NO-ESTIMATION | CAPACITY-FACTOR-V1
CRI | Costa Rica | Penas Blancas Hydroelectric Power Plant Costa Rica |  | GEODB0004737 | 38 | 10.3916 | -84.4383 | Hydro | [5 empty] | GEODB | http://globalenergyobservatory.org | GEODB | 1054333 | 2017 | [8 empty] | 144.82 | 92.89 | 149.90 | 114.12 | 126.95 | NO-ESTIMATION | NO-ESTIMATION | NO-ESTIMATION | NO-ESTIMATION | CAPACITY-FACTOR-V1
CRI | Costa Rica | Sandillal Hydroelectric Power Plant Costa Rica |  | GEODB0005262 | 32 | 10.4645 | -85.1034 | Hydro | [5 empty] | GEODB | http://globalenergyobservatory.org | GEODB | 1019562 | 2017 | [8 empty] | 124.27 | 80.54 | 128.55 | 98.42 | 109.22 | NO-ESTIMATION | NO-ESTIMATION | NO-ESTIMATION | NO-ESTIMATION | CAPACITY-FACTOR-V1
CRI | Costa Rica | Corobici (Miguel Pablo Dengo) Hydroelectric Power Plant Costa Rica |  | GEODB0002776 | 180 | 10.4695 | -85.0763 | Hydro | [5 empty] | GEODB | http://globalenergyobservatory.org | GEODB | 1019548 | 2017 | [8 empty] | 674.96 | 396.46 | 699.52 | 496.86 | 557.79 | SOLAR-V1-NO-AGE | SOLAR-V1-NO-AGE | SOLAR-V1-NO-AGE | SOLAR-V1-NO-AGE | SOLAR-V1-NO-AGE
CRI | Costa Rica | Arenal Hydroelectric Power Plant Costa Rica |  | GEODB0002153 | 157.5 | 10.4755 | -84.9989 | Hydro | [5 empty] | GEODB | http://globalenergyobservatory.org | GEODB | 1019540 | 2017 | [8 empty] | 590.59 | 346.90 | 612.08 | 434.75 | 488.06 | NO-ESTIMATION | NO-ESTIMATION | NO-ESTIMATION | NO-ESTIMATION | CAPACITY-FACTOR-V1
CRI | Costa Rica | Pirris Hydroelectric Power Station Costa Rica |  | GEODB0043639 | 134 | 9.6314 | -84.1980 | Hydro | [5 empty] | GEODB | http://globalenergyobservatory.org | GEODB | 1019557 | 2017 | [8 empty] | 523.22 | 374.35 | 533.42 | 450.35 | 461 | NO-ESTIMATION | NO-ESTIMATION | NO-ESTIMATION | NO-ESTIMATION | CAPACITY-FACTOR-V1
CRI | Costa Rica | Rio Macho Hydroelectic Power Plant Costa Rica |  | GEODB0005101 | 120 | 9.7757 | -83.8414 | Hydro | [5 empty] | GEODB | http://globalenergyobservatory.org | GEODB | 1019560 | 2017 | [8 empty] | 447.29 | 261.63 | 463.66 | 328.55 | 369.18 | NO-ESTIMATION | NO-ESTIMATION | NO-ESTIMATION | NO-ESTIMATION | CAPACITY-FACTOR-V1
CRI | Costa Rica | Cachi Hydroelectric Power Station Costa Rica |  | GEODB0002510 | 102 | 9.8407 | -83.8037 | Hydro | [5 empty] | GEODB | http://globalenergyobservatory.org | GEODB | 1019546 | 2017 | [8 empty] | 400.65 | 294.97 | 406.00 | 347.76 | 352.27 | SOLAR-V1-NO-AGE | SOLAR-V1-NO-AGE | SOLAR-V1-NO-AGE | SOLAR-V1-NO-AGE | SOLAR-V1-NO-AGE
CRI | Costa Rica | La Joya Hydroelectric Power Station Costa Rica |  | GEODB0003940 | 50 | 9.8546 | -83.6850 | Hydro | [5 empty] | GEODB | http://globalenergyobservatory.org | GEODB | 1051511 | 2017 | [8 empty] | 192.07 | 140.27 | 194.56 | 166.13 | 168.36 | NO-ESTIMATION | NO-ESTIMATION | NO-ESTIMATION | NO-ESTIMATION | CAPACITY-FACTOR-V1
CRI | Costa Rica | Birris 1 Hydroelectric Power Plant Costa Rica |  | GEODB0002352 | 18.6 | 9.8660 | -83.7771 | Hydro | [5 empty] | GEODB | http://globalenergyobservatory.org | GEODB | 1020265 | 2017 | [8 empty] | 69.61 | 56.60 | 70.35 | 64.66 | 63.29 | SOLAR-V1-NO-AGE | SOLAR-V1-NO-AGE | SOLAR-V1-NO-AGE | SOLAR-V1-NO-AGE | SOLAR-V1-NO-AGE
CRI | Costa Rica | Birris 3 Hydroelectric Power Plant Costa Rica |  | GEODB0002354 | 4.4 | 9.8944 | -83.7869 | Hydro | [5 empty] | GEODB | http://globalenergyobservatory.org | GEODB | 1020265 | 2017 | [8 empty] | 15.99 | 12.91 | 16.16 | 14.75 | 14.37 | SOLAR-V1-NO-AGE | SOLAR-V1-NO-AGE | SOLAR-V1-NO-AGE | SOLAR-V1-NO-AGE | SOLAR-V1-NO-AGE
CRI | Costa Rica | Angostura Hydroelectric Power Station Costa Rica |  | GEODB0002120 | 210 | 9.9221 | -83.6423 | Hydro | [5 empty] | GEODB | http://globalenergyobservatory.org | GEODB | 1019539 | 2017 | [8 empty] | 749.66 | 513.28 | 784.91 | 660.82 | 685.62 | NO-ESTIMATION | NO-ESTIMATION | NO-ESTIMATION | NO-ESTIMATION | CAPACITY-FACTOR-V1
CRI | Costa Rica | Ventanas-Garita Hydroelectric Power Station Costa Rica |  | GEODB0005922 | 97.4 | 9.9443 | -84.3506 | Hydro | [5 empty] | GEODB | http://globalenergyobservatory.org | GEODB | 1058953 | 2017 | [8 empty] | 369.89 | 269.77 | 409.60 | 341.99 | 350.93 | NO-ESTIMATION | NO-ESTIMATION | NO-ESTIMATION | NO-ESTIMATION | CAPACITY-FACTOR-V1
CRI | Costa Rica | La Garita Hydroelectic Power Plant Costa Rica |  | GEODB0003935 | 30 | 9.9853 | -84.3390 | Hydro | [5 empty] | GEODB | http://globalenergyobservatory.org | GEODB | 1019550 | 2017 | [8 empty] | 113.71 | 82.87 | 125.60 | 105.11 | 107.87 | SOLAR-V1-NO-AGE | SOLAR-V1-NO-AGE | SOLAR-V1-NO-AGE | SOLAR-V1-NO-AGE | SOLAR-V1-NO-AGE
CZE | Czech Republic | LipnoÂ I |  | WRI1019176 | 120 | 48.6259 | 14.3040 | Hydro |  |  |  | 1959.0 | CEZ Group | CEZ Group | https://www.cez.cz/en/power-plants-and-environment/hydraulic-power-plants/lipno.html | WRI | 1012027 | [9 empty] | 250.25 | 113.46 | 112.95 | 114.58 | 114.27 | SOLAR-V1-NO-AGE | SOLAR-V1-NO-AGE | SOLAR-V1-NO-AGE | SOLAR-V1-NO-AGE | SOLAR-V1-NO-AGE
CZE | Czech Republic | Lipno II |  | WRI1019183 | 1.5 | 48.6333 | 14.2375 | Hydro |  |  |  | 1957.0 | CEZ Group | CEZ Group | https://www.cez.cz/en/power-plants-and-environment/hydroelectric-power-plants.html | GEODB | 1065735 | [9 empty] | 5.41 | 3.83 | 4.03 | 4.06 | 4.05 | NO-ESTIMATION | NO-ESTIMATION | NO-ESTIMATION | NO-ESTIMATION | NO-ESTIMATION
CZE | Czech Republic | DaleÅ¡ice |  | WRI1019203 | 480 | 49.1245 | 16.1242 | Hydro |  |  |  |  | CEZ Group | CEZ Group | https://www.cez.cz/en/power-plants-and-environment/hydraulic-power-plants/dalesice.html | WRI | 1012004 |  |  |  | 526.481 | 452.875 | 503.323 |  |  | JRC-PPDB-OPEN | 927.76 | 314.56 | 381.65 | 307.18 | 306.34 | SOLAR-V1-NO-AGE | SOLAR-V1-NO-AGE | SOLAR-V1-NO-AGE | SOLAR-V1-NO-AGE | SOLAR-V1-NO-AGE
CZE | Czech Republic | OrlÃ­k |  | WRI1019177 | 364 | 49.6066 | 14.1816 | Hydro |  |  |  | 1962.0 | CEZ Group | CEZ Group | https://www.cez.cz/en/power-plants-and-environment/hydraulic-power-plants/orlik.html | WRI | 1012038 | [9 empty] | 925.49 | 672.67 | 598.28 | 674.51 | 562.73 | SOLAR-V1-NO-AGE | SOLAR-V1-NO-AGE | SOLAR-V1-NO-AGE | SOLAR-V1-NO-AGE | SOLAR-V1-NO-AGE
CZE | Czech Republic | Slapy |  | WRI1019179 | 144 | 49.8237 | 17.4342 | Hydro |  |  |  | 1955.0 | CEZ Group | CEZ Group | https://www.cez.cz/en/power-plants-and-environment/hydraulic-power-plants/slapy.html | WRI | 1012052 | [9 empty] | 360.10 | 280.48 | 280.48 | 281.25 | 280.48 | NO-ESTIMATION | NO-ESTIMATION | NO-ESTIMATION | NO-ESTIMATION | CAPACITY-FACTOR-V1
CZE | Czech Republic | Å tÄ›chovice I |  | WRI1019180 | 22.5 | 49.8465 | 14.4219 | Hydro |  |  |  | 1944.0 | CEZ Group | CEZ Group | https://www.cez.cz/en/power-plants-and-environment/hydraulic-power-plants/stechovice.html | WRI | [10 empty] | 83.45 | 61.54 | 71.76 | 61.71 | 62.55 | HYDRO-V1 | HYDRO-V1 | HYDRO-V1 | HYDRO-V1 | HYDRO-V1
CZE | Czech Republic | Å tÄ›chovice II |  | WRI1019202 | 45 | 49.8465 | 14.4219 | Hydro |  |  |  |  | CEZ Group | CEZ Group | https://www.cez.cz/en/power-plants-and-environment/hydroelectric-power-plants.html | WRI | [10 empty] | 146.76 | 103.47 | 123.91 | 103.76 | 105.49 | HYDRO-V1 | HYDRO-V1 | HYDRO-V1 | HYDRO-V1 | HYDRO-V1
CZE | Czech Republic | DlouhÃ© StrÃ¡nÄ› I |  | WRI1019204 | 650 | 50.0854 | 17.1794 | Hydro |  |  |  | 1996.0 | CEZ Group | CEZ Group | https://www.cez.cz/en/power-plants-and-environment/hydraulic-power-plants/dlouhe-strane.html | WRI |  |  |  |  | 703.266 | 711.118 | 622.182 |  |  | JRC-PPDB-OPEN | 1355.28 | 749.72 | 665.37 | 667.19 | 665.81 | SOLAR-V1-NO-AGE | SOLAR-V1-NO-AGE | SOLAR-V1-NO-AGE | SOLAR-V1-NO-AGE | SOLAR-V1-NO-AGE
DEU | Germany | Kopswerk I |  | WRI1005872 | 247 | 46.9684 | 10.0599 | Hydro |  |  |  | 1968.0 | EnBW Energie Baden-WÃ¼rttemberg AG | Open Power System Data | http://data.open-power-system-data.org/ | Open Power System Data | [10 empty] | 966.23 | 502.49 | 589.45 | 497.86 | 455.21 | SOLAR-V1-NO-AGE | SOLAR-V1-NO-AGE | SOLAR-V1-NO-AGE | SOLAR-V1-NO-AGE | SOLAR-V1-NO-AGE
DEU | Germany | KW Wyhlen |  | WRI1005918 | 37.9 | 47.5524 | 7.6581 | Hydro |  |  |  | 1912.0 | Energiedienst AG | Open Power System Data | http://data.open-power-system-data.org/ | Open Power System Data | 1021298 | [9 empty] | 149.58 | 119.83 | 127.30 | 111.14 | 106.8 | SOLAR-V1-NO-AGE | SOLAR-V1-NO-AGE | SOLAR-V1-NO-AGE | SOLAR-V1-NO-AGE | SOLAR-V1-NO-AGE
DEU | Germany | Obernach |  | WRI1005987 | 12.8 | 47.5547 | 11.2914 | Hydro |  |  |  | 1955.0 | E.ON Kraftwerke GmbH | Open Power System Data | http://data.open-power-system-data.org/ | Open Power System Data | 1010855 | [9 empty] | 52.19 | 39.35 | 45.09 | 39.63 | 39.35 | NO-ESTIMATION | NO-ESTIMATION | NO-ESTIMATION | NO-ESTIMATION | CAPACITY-FACTOR-V1
DEU | Germany | Laufenburg |  | WRI1005931 | 104.4 | 47.5559 | 8.0494 | Hydro |  |  |  | 1914.0 | Energiedienst Holding AG | Open Power System Data | http://data.open-power-system-data.org/ | Open Power System Data | [5 empty] | 649.056 | 606.858 |  |  | JRC-PPDB-OPEN | 421.95 | 339.72 | 360.31 | 315.82 | 303.84 | NO-ESTIMATION | NO-ESTIMATION | NO-ESTIMATION | NO-ESTIMATION | CAPACITY-FACTOR-V1
DEU | Germany | Rheinkraftwerk SÃ¤ckingen |  | WRI1006030 | 36.8 | 47.5585 | 7.9557 | Hydro |  |  |  | 1959.0 | EnBW Energie Baden-WÃ¼rttemberg AG / Energiedienst AG | Open Power System Data | http://data.open-power-system-data.org/ | Open Power System Data | [10 empty] | 145.24 | 116.35 | 123.61 | 107.92 | 103.7 | NO-ESTIMATION | NO-ESTIMATION | NO-ESTIMATION | NO-ESTIMATION | CAPACITY-FACTOR-V1
DEU | Germany | SÃ¤ckingen |  | WRI1006037 | 360 | 47.5654 | 7.9540 | Hydro |  |  |  | 1966.0 | Schluchseewerk Aktiengesellschaft | Open Power System Data | http://data.open-power-system-data.org/ | Open Power System Data | 1027445 |  |  |  | 241.738 | 362.823 | 414.692 |  |  | JRC-PPDB-OPEN | 1210.53 | 992.20 | 1033.70 | 834.08 | 835.62 | NO-ESTIMATION | NO-ESTIMATION | NO-ESTIMATION | NO-ESTIMATION | CAPACITY-FACTOR-V1
DEU | Germany | KW Rheinfelden |  | WRI1005913 | 46.7 | 47.5699 | 7.8101 | Hydro |  |  |  | 2010.0 | Energiedienst AG | Open Power System Data | http://data.open-power-system-data.org/ | Open Power System Data | 1021296 | [9 empty] | 185.95 | 149.29 | 158.50 | 138.59 | 133.24 | HYDRO-V1 | HYDRO-V1 | HYDRO-V1 | HYDRO-V1 | HYDRO-V1
DEU | Germany | Rheinkraftwerk Reckingen |  | WRI1006028 | 19 | 47.5714 | 8.3383 | Hydro |  |  |  | 1938.0 | EnBW Energie Baden-WÃ¼rttemberg AG | Open Power System Data | http://data.open-power-system-data.org/ | Open Power System Data | [10 empty] | 86.90 | 75.98 | 110.49 | 72.98 | 100.06 | SOLAR-V1-NO-AGE | SOLAR-V1-NO-AGE | SOLAR-V1-NO-AGE | SOLAR-V1-NO-AGE | SOLAR-V1-NO-AGE
DEU | Germany | Rheinkraftwerk Ryburg-SchwÃ¶rstadt |  | WRI1006029 | 30 | 47.5854 | 7.8327 | Hydro |  |  |  | 1931.0 | EnBW Energie Baden-WÃ¼rttemberg AG | Open Power System Data | http://data.open-power-system-data.org/ | Open Power System Data | [10 empty] | 118.40 | 94.85 | 100.77 | 87.97 | 84.54 | HYDRO-V1 | HYDRO-V1 | HYDRO-V1 | HYDRO-V1 | HYDRO-V1
DEU | Germany | RADAG |  | WRI1006011 | 79.5 | 47.5863 | 8.1321 | Hydro |  |  |  | 1933.0 | Rheinkraftwerk Albbruck- Dogern AG | Open Power System Data | http://data.open-power-system-data.org/ | Open Power System Data | [10 empty] | 321.10 | 258.69 | 274.37 | 240.49 | 231.37 | HYDRO-V1 | HYDRO-V1 | HYDRO-V1 | HYDRO-V1 | HYDRO-V1
DEU | Germany | WKW |  | WRI1006149 | 24 | 47.5985 | 8.1710 | Hydro |  |  |  | 2009.0 | Rheinkraftwerk Albbruck- Dogern AG | Open Power System Data | http://data.open-power-system-data.org/ | Open Power System Data | [10 empty] | 103.32 | 84.77 | 89.50 | 79.30 | 76.52 | HYDRO-V1 | HYDRO-V1 | HYDRO-V1 | HYDRO-V1 | HYDRO-V1
DEU | Germany | Kraftwerk Waldshut |  | WRI1005896 | 150 | 47.6178 | 8.1926 | Hydro |  |  |  | 1951.0 | Schluchseewerk Aktiengesellschaft | Open Power System Data | http://data.open-power-system-data.org/ | Open Power System Data | 1028247 | [9 empty] | 563.03 | 465.01 | 489.35 | 406.34 | 406.82 | SOLAR-V1-NO-AGE | SOLAR-V1-NO-AGE | SOLAR-V1-NO-AGE | SOLAR-V1-NO-AGE | SOLAR-V1-NO-AGE
DEU | Germany | Walchensee |  | WRI1006126 | 124 | 47.6314 | 11.3371 | Hydro |  |  |  | 1924.0 | E.ON Kraftwerke GmbH | Open Power System Data | http://data.open-power-system-data.org/ | Open Power System Data | 1010860 | [9 empty] | 458.59 | 293.29 | 369.89 | 294.09 | 295.24 | SOLAR-V1-NO-AGE | SOLAR-V1-NO-AGE | SOLAR-V1-NO-AGE | SOLAR-V1-NO-AGE | SOLAR-V1-NO-AGE
DEU | Germany | Oberaudorf-Ebbs |  | WRI1005986 | 30 | 47.6413 | 12.1990 | Hydro |  |  |  | 1992.0 | Innwerk AG | Open Power System Data | http://data.open-power-system-data.org/ | Open Power System Data | 1025000 | [9 empty] | 125.30 | 100.19 | 111.07 | 95.11 | 94.85 | NO-ESTIMATION | NO-ESTIMATION | NO-ESTIMATION | NO-ESTIMATION | NO-ESTIMATION
DEU | Germany | Wehr |  | WRI1006132 | 910 | 47.6453 | 7.9182 | Hydro |  |  |  | 1975.0 | Schluchseewerk Aktiengesellschaft | Open Power System Data | http://data.open-power-system-data.org/ | Open Power System Data | 1028248 |  |  |  | 1108.409 | 1151.194 | 1193.91 |  |  | JRC-PPDB-OPEN | 3537.93 | 2005.83 | 2392.61 | 2011.33 | 2005.83 | NO-ESTIMATION | NO-ESTIMATION | NO-ESTIMATION | NO-ESTIMATION | CAPACITY-FACTOR-V1
DEU | Germany | RoÃŸhaupten |  | WRI1006034 | 45.5 | 47.6515 | 10.7355 | Hydro |  |  |  | 1954.0 | E.ON Kraftwerke GmbH | Open Power System Data | http://data.open-power-system-data.org/ | Open Power System Data | 1010839 | [9 empty] | 192.15 | 138.79 | 161.94 | 138.70 | 138.32 | NO-ESTIMATION | NO-ESTIMATION | NO-ESTIMATION | NO-ESTIMATION | CAPACITY-FACTOR-V1
DEU | Germany | Witznau |  | WRI1006148 | 220 | 47.6879 | 8.2516 | Hydro |  |  |  | 1943.0 | Schluchseewerk Aktiengesellschaft | Open Power System Data | http://data.open-power-system-data.org/ | Open Power System Data | 1028249 |  |  |  | 162.994 | 194.259 | 143.164 |  |  | JRC-PPDB-OPEN | 836.53 | 466.13 | 559.64 | 467.41 | 466.13 | SOLAR-V1-NO-AGE | SOLAR-V1-NO-AGE | SOLAR-V1-NO-AGE | SOLAR-V1-NO-AGE | SOLAR-V1-NO-AGE
DEU | Germany | Prem |  | WRI1006004 | 19.2 | 47.6927 | 10.7976 | Hydro |  |  |  | 1971.0 | E.ON Kraftwerke GmbH | Open Power System Data | http://data.open-power-system-data.org/ | Open Power System Data | 1010837 | [9 empty] | 87.03 | 71.21 | 75.29 | 71.21 | 69.4 | SOLAR-V1-NO-AGE | SOLAR-V1-NO-AGE | SOLAR-V1-NO-AGE | SOLAR-V1-NO-AGE | SOLAR-V1-NO-AGE
DEU | Germany | Urspring |  | WRI1006120 | 10.1 | 47.7160 | 10.8258 | Hydro |  |  |  | 1966.0 | E.ON Kraftwerke GmbH | Open Power System Data | http://data.open-power-system-data.org/ | Open Power System Data | 1010844 | [9 empty] | 45.06 | 36.74 | 38.89 | 36.74 | 35.79 | SOLAR-V1-NO-AGE | SOLAR-V1-NO-AGE | SOLAR-V1-NO-AGE | SOLAR-V1-NO-AGE | SOLAR-V1-NO-AGE
DEU | Germany | Dessau |  | WRI1005628 | 10.3 | 47.7393 | 10.8257 | Hydro |  |  |  | 1967.0 | E.ON Kraftwerke GmbH | Open Power System Data | http://data.open-power-system-data.org/ | Open Power System Data | [10 empty] | 45.95 | 37.47 | 39.66 | 37.46 | 36.49 | SOLAR-V1-NO-AGE | SOLAR-V1-NO-AGE | SOLAR-V1-NO-AGE | SOLAR-V1-NO-AGE | SOLAR-V1-NO-AGE
DEU | Germany | NuÃŸdorf |  | WRI1005984 | 36.6 | 47.7447 | 12.1357 | Hydro |  |  |  | 1982.0 | Innwerk AG | Open Power System Data | http://data.open-power-system-data.org/ | Open Power System Data | 1017584 | [9 empty] | 152.87 | 122.24 | 135.51 | 116.03 | 115.71 | NO-ESTIMATION | NO-ESTIMATION | NO-ESTIMATION | NO-ESTIMATION | CAPACITY-FACTOR-V1
DEU | Germany | HÃ¤usern |  | WRI1005729 | 100 | 47.7546 | 8.1879 | Hydro |  |  |  | 1931.0 | Schluchseewerk Aktiengesellschaft | Open Power System Data | http://data.open-power-system-data.org/ | Open Power System Data | 1028245 | [9 empty] | 396.39 | 246.10 | 287.68 | 246.78 | 246.1 | NO-ESTIMATION | NO-ESTIMATION | NO-ESTIMATION | NO-ESTIMATION | CAPACITY-FACTOR-V1
DEU | Germany | Dornau |  | WRI1005637 | 16.6 | 47.8002 | 10.9026 | Hydro |  |  |  | 1960.0 | E.ON Kraftwerke GmbH | Open Power System Data | http://data.open-power-system-data.org/ | Open Power System Data | 1010826 | [9 empty] | 75.25 | 61.57 | 65.10 | 61.57 | 60 | HYDRO-V1 | HYDRO-V1 | HYDRO-V1 | HYDRO-V1 | HYDRO-V1
DEU | Germany | UPM Schongau |  | WRI1006116 | 10.5 | 47.8032 | 10.9043 | Hydro |  |  |  | 1959.0 | UPM GmbH | Open Power System Data | http://data.open-power-system-data.org/ | Open Power System Data | 1018088 | [9 empty] | 46.85 | 38.19 | 40.43 | 38.19 | 37.2 | SOLAR-V1-NO-AGE | SOLAR-V1-NO-AGE | SOLAR-V1-NO-AGE | SOLAR-V1-NO-AGE | SOLAR-V1-NO-AGE
DEU | Germany | Rosenheim |  | WRI1006033 | 35.1 | 47.8383 | 12.1533 | Hydro |  |  |  | 1960.0 | VERBUND-Innkraftwerke GmbH | Open Power System Data | http://data.open-power-system-data.org/ | Open Power System Data | 1019527 | [9 empty] | 146.61 | 117.23 | 129.96 | 111.28 | 110.97 | NO-ESTIMATION | NO-ESTIMATION | NO-ESTIMATION | NO-ESTIMATION | CAPACITY-FACTOR-V1
DEU | Germany | Leitzach 1 |  | WRI1005933 | 136 | 47.8739 | 11.8710 | Hydro |  |  |  |  | Stadtwerke MÃ¼nchen GmbH | Open Power System Data | http://data.open-power-system-data.org/ | Open Power System Data | 1029969 | [9 empty] | 477.25 | 269.14 | 342.91 | 229.36 | 269.14 | NO-ESTIMATION | NO-ESTIMATION | NO-ESTIMATION | NO-ESTIMATION | CAPACITY-FACTOR-V1
DEU | Germany | Perach |  | WRI1005999 | 19.4 | 47.9536 | 12.7499 | Hydro |  |  |  | 1977.0 | VERBUND-Innkraftwerke GmbH | Open Power System Data | http://data.open-power-system-data.org/ | Open Power System Data | 1068428 | [9 empty] | 71.21 | 44.17 | 50.59 | 44.29 | 44.17 | NO-ESTIMATION | NO-ESTIMATION | NO-ESTIMATION | NO-ESTIMATION | CAPACITY-FACTOR-V1
DEU | Germany | Feldkirchen |  | WRI1005677 | 38.2 | 47.9609 | 12.1561 | Hydro |  |  |  | 1970.0 | VERBUND-Innkraftwerke GmbH | Open Power System Data | http://data.open-power-system-data.org/ | Open Power System Data | 1019524 | [9 empty] | 167.56 | 126.72 | 141.44 | 128.61 | 119.93 | SOLAR-V1-NO-AGE | SOLAR-V1-NO-AGE | SOLAR-V1-NO-AGE | SOLAR-V1-NO-AGE | SOLAR-V1-NO-AGE
DEU | Germany | MÃ¼hltal |  | WRI1005956 | 11.2 | 47.9963 | 11.4854 | Hydro |  |  |  | 1924.0 | E.ON Kraftwerke GmbH | Open Power System Data | http://data.open-power-system-data.org/ | Open Power System Data | 1019816 | [9 empty] | 51.13 | 40.49 | 46.04 | 40.60 | 40.61 | SOLAR-V1-NO-AGE | SOLAR-V1-NO-AGE | SOLAR-V1-NO-AGE | SOLAR-V1-NO-AGE | SOLAR-V1-NO-AGE
DEU | Germany | Tannheim |  | WRI1006065 | 12.3 | 48.0080 | 10.1185 | Hydro |  |  |  | 1923.0 | EnBW Energie Baden-WÃ¼rttemberg AG | Open Power System Data | http://data.open-power-system-data.org/ | Open Power System Data | 1016451 | [9 empty] | 55.14 | 43.53 | 50.08 | 44.24 | 44.12 | NO-ESTIMATION | NO-ESTIMATION | NO-ESTIMATION | NO-ESTIMATION | CAPACITY-FACTOR-V1
DEU | Germany | Wasserburg |  | WRI1006129 | 24.1 | 48.0570 | 12.2207 | Hydro |  |  |  | 1938.0 | VERBUND-Innkraftwerke GmbH | Open Power System Data | http://data.open-power-system-data.org/ | Open Power System Data | 1058493 | [9 empty] | 114.07 | 88.59 | 97.16 | 88.93 | 89.89 | NO-ESTIMATION | NO-ESTIMATION | NO-ESTIMATION | NO-ESTIMATION | CAPACITY-FACTOR-V1
DEU | Germany | Teufelsbruck |  | WRI1006066 | 25 | 48.0574 | 12.2209 | Hydro |  |  |  | 1938.0 | VERBUND-Innkraftwerke GmbH | Open Power System Data | http://data.open-power-system-data.org/ | Open Power System Data | 1058492 | [9 empty] | 117.96 | 91.53 | 100.42 | 91.89 | 92.88 | NO-ESTIMATION | NO-ESTIMATION | NO-ESTIMATION | NO-ESTIMATION | CAPACITY-FACTOR-V1
DEU | Germany | Unteropfingen |  | WRI1006114 | 14.2 | 48.0613 | 10.1284 | Hydro |  |  |  | 1991.0 | EnBW Energie Baden-WÃ¼rttemberg AG | Open Power System Data | http://data.open-power-system-data.org/ | Open Power System Data | 1016454 | [9 empty] | 64.88 | 51.47 | 59.03 | 52.29 | 52.15 | NO-ESTIMATION | NO-ESTIMATION | NO-ESTIMATION | NO-ESTIMATION | NO-ESTIMATION
DEU | Germany | Braunau-Simbach |  | WRI1005618 | 50 | 48.0638 | 10.1284 | Hydro |  |  |  | 1953.0 | Innwerk AG | Open Power System Data | http://data.open-power-system-data.org/ | Open Power System Data | 1024999 | [9 empty] | 209.17 | 149.11 | 177.75 | 151.11 | 150.7 | NO-ESTIMATION | NO-ESTIMATION | NO-ESTIMATION | NO-ESTIMATION | NO-ESTIMATION
DEU | Germany | Kaufering |  | WRI1005855 | 16.7 | 48.0840 | 10.8649 | Hydro |  |  |  | 1975.0 | E.ON Kraftwerke GmbH | Open Power System Data | http://data.open-power-system-data.org/ | Open Power System Data | [10 empty] | 75.27 | 61.33 | 70.03 | 61.50 | 61.94 | NO-ESTIMATION | NO-ESTIMATION | NO-ESTIMATION | NO-ESTIMATION | NO-ESTIMATION
DEU | Germany | Schwabstadl |  | WRI1006043 | 12 | 48.1484 | 10.8670 | Hydro |  |  |  | 1981.0 | E.ON Kraftwerke GmbH | Open Power System Data | http://data.open-power-system-data.org/ | Open Power System Data | 1010841 | [9 empty] | 53.23 | 43.22 | 49.46 | 43.33 | 43.65 | HYDRO-V1 | HYDRO-V1 | HYDRO-V1 | HYDRO-V1 | HYDRO-V1
DEU | Germany | Kraftwerk 3 |  | WRI1005876 | 18.5 | 48.1539 | 12.6524 | Hydro |  |  |  | 1920.0 | Alzkraftwerke Heider GmbH | Open Power System Data | http://data.open-power-system-data.org/ | Open Power System Data | [10 empty] | 82.60 | 68.13 | 77.58 | 68.32 | 67.95 | SOLAR-V1-NO-AGE | SOLAR-V1-NO-AGE | SOLAR-V1-NO-AGE | SOLAR-V1-NO-AGE | SOLAR-V1-NO-AGE
DEU | Germany | Gars |  | WRI1005687 | 25 | 48.1540 | 12.3111 | Hydro |  |  |  | 1938.0 | VERBUND-Innkraftwerke GmbH | Open Power System Data | http://data.open-power-system-data.org/ | Open Power System Data | 1019526 | [9 empty] | 117.96 | 91.53 | 100.42 | 91.89 | 92.88 | NO-ESTIMATION | NO-ESTIMATION | NO-ESTIMATION | NO-ESTIMATION | NO-ESTIMATION
DEU | Germany | Alzwerke GmbH |  | WRI1005576 | 45 | 48.1769 | 12.8405 | Hydro |  |  |  | 1922.0 | Wacker Chemie AG | Open Power System Data | http://data.open-power-system-data.org/ | Open Power System Data | [10 empty] | 204.48 | 156.54 | 173.70 | 156.97 | 156.54 | SOLAR-V1-NO-AGE | SOLAR-V1-NO-AGE | SOLAR-V1-NO-AGE | SOLAR-V1-NO-AGE | SOLAR-V1-NO-AGE
DEU | Germany | Scheuring |  | WRI1006040 | 12.2 | 48.1802 | 10.8833 | Hydro |  |  |  | 1980.0 | E.ON Kraftwerke GmbH | Open Power System Data | http://data.open-power-system-data.org/ | Open Power System Data | 1010840 | [9 empty] | 53.94 | 43.76 | 50.11 | 43.88 | 44.2 | NO-ESTIMATION | NO-ESTIMATION | NO-ESTIMATION | NO-ESTIMATION | CAPACITY-FACTOR-V1
DEU | Germany | Prittriching |  | WRI1006005 | 12.1 | 48.2106 | 10.9049 | Hydro |  |  |  | 1984.0 | E.ON Kraftwerke GmbH | Open Power System Data | http://data.open-power-system-data.org/ | Open Power System Data | 1010838 | [9 empty] | 53.67 | 43.58 | 49.88 | 43.70 | 44.01 | SOLAR-V1-NO-AGE | SOLAR-V1-NO-AGE | SOLAR-V1-NO-AGE | SOLAR-V1-NO-AGE | SOLAR-V1-NO-AGE
DEU | Germany | Unterbergen |  | WRI1006112 | 12.4 | 48.2374 | 10.9272 | Hydro |  |  |  | 1983.0 | E.ON Kraftwerke GmbH | Open Power System Data | http://data.open-power-system-data.org/ | Open Power System Data | 1010843 | [9 empty] | 54.82 | 44.48 | 50.93 | 44.60 | 44.93 | NO-ESTIMATION | NO-ESTIMATION | NO-ESTIMATION | NO-ESTIMATION | NO-ESTIMATION
DEU | Germany | NeuÃ¶tting |  | WRI1005976 | 26.1 | 48.2486 | 12.6883 | Hydro |  |  |  | 1951.0 | VERBUND-Innkraftwerke GmbH | Open Power System Data | http://data.open-power-system-data.org/ | Open Power System Data | 1019525 | [9 empty] | 115.24 | 87.33 | 96.81 | 87.68 | 87.96 | NO-ESTIMATION | NO-ESTIMATION | NO-ESTIMATION | NO-ESTIMATION | CAPACITY-FACTOR-V1
DEU | Germany | Stammham |  | WRI1006055 | 23.2 | 48.2493 | 12.8647 | Hydro |  |  |  | 1955.0 | VERBUND-Innkraftwerke GmbH | Open Power System Data | http://data.open-power-system-data.org/ | Open Power System Data | 1019528 | [9 empty] | 109.71 | 85.71 | 97.93 | 85.79 | 85.38 | NO-ESTIMATION | NO-ESTIMATION | NO-ESTIMATION | NO-ESTIMATION | NO-ESTIMATION
DEU | Germany | TÃ¶ging |  | WRI1006070 | 85.3 | 48.2518 | 12.5873 | Hydro | Oil |  |  | 1924.0 | VERBUND-Innkraftwerke GmbH | Open Power System Data | http://data.open-power-system-data.org/ | Open Power System Data | 1041766 | [9 empty] | 375.02 | 283.59 | 314.58 | 284.71 | 285.64 | NO-ESTIMATION | NO-ESTIMATION | NO-ESTIMATION | NO-ESTIMATION | CAPACITY-FACTOR-V1
DEU | Germany | Merching |  | WRI1005939 | 12 | 48.2704 | 10.9773 | Hydro |  |  |  | 1978.0 | E.ON Kraftwerke GmbH | Open Power System Data | http://data.open-power-system-data.org/ | Open Power System Data | 1010835 | [9 empty] | 44.15 | 27.42 | 31.40 | 27.50 | 27.42 | NO-ESTIMATION | NO-ESTIMATION | NO-ESTIMATION | NO-ESTIMATION | CAPACITY-FACTOR-V1
DEU | Germany | Ering |  | WRI1005667 | 36.5 | 48.2935 | 13.1585 | Hydro |  |  |  | 1942.0 | Innwerk AG | Open Power System Data | http://data.open-power-system-data.org/ | Open Power System Data | [10 empty] | 169.74 | 132.43 | 151.03 | 132.17 | 131.28 | NO-ESTIMATION | NO-ESTIMATION | NO-ESTIMATION | NO-ESTIMATION | CAPACITY-FACTOR-V1
DEU | Germany | Aufkirchen |  | WRI1005579 | 27 | 48.3067 | 11.8588 | Hydro |  |  |  | 1924.0 | E.ON Kraftwerke GmbH | Open Power System Data | http://data.open-power-system-data.org/ | Open Power System Data | [10 empty] | 104.86 | 64.46 | 86.03 | 58.81 | 58.13 | NO-ESTIMATION | NO-ESTIMATION | NO-ESTIMATION | NO-ESTIMATION | CAPACITY-FACTOR-V1
DEU | Germany | Egglfing |  | WRI1005653 | 40.4 | 48.3206 | 13.3161 | Hydro |  |  |  | 1944.0 | Innwerk AG | Open Power System Data | http://data.open-power-system-data.org/ | Open Power System Data | 1013536 | [9 empty] | 189.30 | 148.00 | 168.58 | 147.72 | 146.73 | SOLAR-V1-NO-AGE | SOLAR-V1-NO-AGE | SOLAR-V1-NO-AGE | SOLAR-V1-NO-AGE | SOLAR-V1-NO-AGE
DEU | Germany | Eitting |  | WRI1005654 | 26 | 48.3586 | 11.8822 | Hydro |  |  |  | 1925.0 | E.ON Kraftwerke GmbH | Open Power System Data | http://data.open-power-system-data.org/ | Open Power System Data | [10 empty] | 100.98 | 62.07 | 82.84 | 56.63 | 55.98 | NO-ESTIMATION | NO-ESTIMATION | NO-ESTIMATION | NO-ESTIMATION | CAPACITY-FACTOR-V1
DEU | Germany | SchÃ¤rding-Neuhaus |  | WRI1006039 | 48 | 48.4356 | 13.4415 | Hydro |  |  |  | 1963.0 | Innwerk AG | Open Power System Data | http://data.open-power-system-data.org/ | Open Power System Data | [10 empty] | 224.91 | 175.84 | 200.30 | 175.51 | 174.33 | NO-ESTIMATION | NO-ESTIMATION | NO-ESTIMATION | NO-ESTIMATION | CAPACITY-FACTOR-V1
DEU | Germany | Pfrombach |  | WRI1006000 | 22.3 | 48.4413 | 11.9923 | Hydro |  |  |  | 1929.0 | E.ON Kraftwerke GmbH | Open Power System Data | http://data.open-power-system-data.org/ | Open Power System Data | 1010856 | [9 empty] | 88.92 | 55.87 | 66.78 | 55.29 | 54.89 | NO-ESTIMATION | NO-ESTIMATION | NO-ESTIMATION | NO-ESTIMATION | CAPACITY-FACTOR-V1
DEU | Germany | Uppenborn 1 |  | WRI1006118 | 25 | 48.4735 | 11.9548 | Hydro |  |  |  | 1930.0 | Stadtwerke MÃ¼nchen GmbH | Open Power System Data | http://data.open-power-system-data.org/ | Open Power System Data | [10 empty] | 118.75 | 89.77 | 97.45 | 90.02 | 84.75 | NO-ESTIMATION | NO-ESTIMATION | NO-ESTIMATION | NO-ESTIMATION | NO-ESTIMATION
DEU | Germany | Pumpspeicherkraftwerk Glems |  | WRI1006008 | 90 | 48.5050 | 9.2869 | Hydro |  |  |  | 1964.0 | EnBW Energie Baden-WÃ¼rttemberg AG | Open Power System Data | http://data.open-power-system-data.org/ | Open Power System Data | [10 empty] | 357.90 | 222.64 | 260.06 | 223.25 | 222.64 | SOLAR-V1-NO-AGE | SOLAR-V1-NO-AGE | SOLAR-V1-NO-AGE | SOLAR-V1-NO-AGE | SOLAR-V1-NO-AGE
DEU | Germany | Uppenborn 2 |  | WRI1006119 | 18 | 48.5152 | 12.1010 | Hydro |  |  |  | 1951.0 | Stadtwerke MÃ¼nchen GmbH | Open Power System Data | http://data.open-power-system-data.org/ | Open Power System Data | [10 empty] | 93.25 | 70.11 | 78.83 | 70.69 | 70.11 | HYDRO-V1 | HYDRO-V1 | HYDRO-V1 | HYDRO-V1 | HYDRO-V1
DEU | Germany | Jochenstein |  | WRI1005851 | 66 | 48.5196 | 13.7085 | Hydro |  |  |  | 1955.0 | Innwerk AG | Open Power System Data | http://data.open-power-system-data.org/ | Open Power System Data | 1013748 | [9 empty] | 353.20 | 287.57 | 300.74 | 288.36 | 265.04 | NO-ESTIMATION | NO-ESTIMATION | NO-ESTIMATION | NO-ESTIMATION | CAPACITY-FACTOR-V1
DEU | Germany | Dettingen |  | WRI1005629 | 11 | 48.5275 | 9.3488 | Hydro |  |  |  | 1927.0 | EnBW Energie Baden-WÃ¼rttemberg AG | Open Power System Data | http://data.open-power-system-data.org/ | Open Power System Data | 1016426 | [9 empty] | 39.71 | 24.38 | 28.02 | 24.45 | 24.38 | SOLAR-V1-NO-AGE | SOLAR-V1-NO-AGE | SOLAR-V1-NO-AGE | SOLAR-V1-NO-AGE | SOLAR-V1-NO-AGE
DEU | Germany | Meitingen |  | WRI1005938 | 11.3 | 48.5470 | 10.8651 | Hydro |  |  |  | 1922.0 | Bayerische ElektrizitÃ¤tswerke GmbH | Open Power System Data | http://data.open-power-system-data.org/ | Open Power System Data | 1021853 | [9 empty] | 53.12 | 41.50 | 47.69 | 44.57 | 40.69 | NO-ESTIMATION | NO-ESTIMATION | NO-ESTIMATION | NO-ESTIMATION | CAPACITY-FACTOR-V1
DEU | Germany | Passau-Ingling |  | WRI1005997 | 43.2 | 48.5533 | 13.4337 | Hydro |  |  |  | 1965.0 | Innwerk AG | Open Power System Data | http://data.open-power-system-data.org/ | Open Power System Data | 1025001 | [9 empty] | 202.42 | 158.26 | 180.27 | 158.69 | 156.9 | NO-ESTIMATION | NO-ESTIMATION | NO-ESTIMATION | NO-ESTIMATION | CAPACITY-FACTOR-V1
DEU | Germany | Faimingen |  | WRI1005674 | 10.1 | 48.5584 | 10.4118 | Hydro |  |  |  | 1965.0 | Obere Donau Kraftwerke AG | Open Power System Data | http://data.open-power-system-data.org/ | Open Power System Data | 1027413 | [9 empty] | 51.18 | 42.94 | 48.30 | 42.95 | 39 | NO-ESTIMATION | NO-ESTIMATION | NO-ESTIMATION | NO-ESTIMATION | CAPACITY-FACTOR-V1
DEU | Germany | Kachlet |  | WRI1005853 | 53.7 | 48.5797 | 13.4083 | Hydro |  |  |  | 1927.0 | Rhein-Main-Donau AG | Open Power System Data | http://data.open-power-system-data.org/ | Open Power System Data | 1027423 | [9 empty] | 235.45 | 224.79 | 219.45 | 165.38 | 180.89 | NO-ESTIMATION | NO-ESTIMATION | NO-ESTIMATION | NO-ESTIMATION | NO-ESTIMATION
DEU | Germany | Ellgau |  | WRI1005655 | 9.7 | 48.5967 | 10.8789 | Hydro |  |  |  | 1952.0 | Rhein-Main-Donau AG | Open Power System Data | http://data.open-power-system-data.org/ | Open Power System Data | 1066203 | [9 empty] | 45.70 | 35.84 | 40.85 | 37.71 | 34.93 | NO-ESTIMATION | NO-ESTIMATION | NO-ESTIMATION | NO-ESTIMATION | CAPACITY-FACTOR-V1
DEU | Germany | HÃ¶chstÃ¤dt |  | WRI1005827 | 10 | 48.6032 | 10.5827 | Hydro |  |  |  | 1982.0 | Mittlere Donau Kraftwerke AG | Open Power System Data | http://data.open-power-system-data.org/ | Open Power System Data | 1027421 | [9 empty] | 50.68 | 42.52 | 47.82 | 42.52 | 38.61 | NO-ESTIMATION | NO-ESTIMATION | NO-ESTIMATION | NO-ESTIMATION | CAPACITY-FACTOR-V1
DEU | Germany | Niederaichbach |  | WRI1005978 | 16.2 | 48.6039 | 12.3023 | Hydro |  |  |  | 1951.0 | E.ON Kraftwerke GmbH | Open Power System Data | http://data.open-power-system-data.org/ | Open Power System Data | 1024990 | [9 empty] | 83.92 | 63.10 | 70.94 | 63.13 | 63.1 | SOLAR-V1-NO-AGE | SOLAR-V1-NO-AGE | SOLAR-V1-NO-AGE | SOLAR-V1-NO-AGE | SOLAR-V1-NO-AGE
DEU | Germany | Gummering |  | WRI1005725 | 14.8 | 48.6225 | 12.3980 | Hydro |  |  |  | 1957.0 | E.ON Kraftwerke GmbH | Open Power System Data | http://data.open-power-system-data.org/ | Open Power System Data | 1024988 | [9 empty] | 76.67 | 57.64 | 64.81 | 60.54 | 57.64 | NO-ESTIMATION | NO-ESTIMATION | NO-ESTIMATION | NO-ESTIMATION | NO-ESTIMATION
DEU | Germany | Dingolfing |  | WRI1005632 | 15 | 48.6340 | 12.4837 | Hydro |  |  |  | 1957.0 | E.ON Kraftwerke GmbH | Open Power System Data | http://data.open-power-system-data.org/ | Open Power System Data | 1024985 | [9 empty] | 77.70 | 58.42 | 65.69 | 61.36 | 58.42 | NO-ESTIMATION | NO-ESTIMATION | NO-ESTIMATION | NO-ESTIMATION | CAPACITY-FACTOR-V1
DEU | Germany | Oberpeiching |  | WRI1005989 | 11.9 | 48.6464 | 10.8791 | Hydro |  |  |  | 1954.0 | Rhein-Main-Donau AG | Open Power System Data | http://data.open-power-system-data.org/ | Open Power System Data | 1027428 | [9 empty] | 56.07 | 43.97 | 50.12 | 46.26 | 42.86 | NO-ESTIMATION | NO-ESTIMATION | NO-ESTIMATION | NO-ESTIMATION | CAPACITY-FACTOR-V1
DEU | Germany | Landau |  | WRI1005929 | 12.6 | 48.6679 | 12.6600 | Hydro |  |  |  | 1984.0 | E.ON Kraftwerke GmbH | Open Power System Data | http://data.open-power-system-data.org/ | Open Power System Data | [10 empty] | 64.19 | 47.99 | 54.24 | 54.29 | 48.14 | HYDRO-V1 | HYDRO-V1 | HYDRO-V1 | HYDRO-V1 | HYDRO-V1
DEU | Germany | Rudolf-Fettweis-Werk 2 |  | WRI1006035 | 65 | 48.6732 | 8.3557 | Hydro |  |  |  | 1926.0 | EnBW Energie Baden-WÃ¼rttemberg AG | Open Power System Data | http://data.open-power-system-data.org/ | Open Power System Data | [10 empty] | 242.44 | 149.18 | 180.22 | 157.23 | 152.41 | HYDRO-V1 | HYDRO-V1 | HYDRO-V1 | HYDRO-V1 | HYDRO-V1
DEU | Germany | Rain |  | WRI1006015 | 10.9 | 48.6924 | 10.8978 | Hydro |  |  |  | 1955.0 | Rhein-Main-Donau AG | Open Power System Data | http://data.open-power-system-data.org/ | Open Power System Data | 1027430 | [9 empty] | 51.36 | 40.28 | 45.90 | 42.37 | 39.25 | NO-ESTIMATION | NO-ESTIMATION | NO-ESTIMATION | NO-ESTIMATION | NO-ESTIMATION
DEU | Germany | Ettling |  | WRI1005670 | 12.6 | 48.6961 | 12.7978 | Hydro |  |  |  | 1988.0 | E.ON Kraftwerke GmbH | Open Power System Data | http://data.open-power-system-data.org/ | Open Power System Data | 1024986 | [9 empty] | 64.19 | 47.99 | 54.24 | 54.29 | 48.14 | NO-ESTIMATION | NO-ESTIMATION | NO-ESTIMATION | NO-ESTIMATION | CAPACITY-FACTOR-V1
DEU | Germany | Bittenbrunn |  | WRI1005603 | 20.2 | 48.7345 | 11.1438 | Hydro |  |  |  | 1969.0 | Donau-Wasserkraft AG | Open Power System Data | http://data.open-power-system-data.org/ | Open Power System Data | 1027409 | [9 empty] | 97.26 | 73.58 | 84.50 | 76.52 | 74.03 | NO-ESTIMATION | NO-ESTIMATION | NO-ESTIMATION | NO-ESTIMATION | CAPACITY-FACTOR-V1
DEU | Germany | Bertoldsheim |  | WRI1005585 | 18.9 | 48.7359 | 11.0209 | Hydro |  |  |  | 1967.0 | Donau-Wasserkraft AG | Open Power System Data | http://data.open-power-system-data.org/ | Open Power System Data | 1027408 | [9 empty] | 96.01 | 79.71 | 88.87 | 82.49 | 80.14 | NO-ESTIMATION | NO-ESTIMATION | NO-ESTIMATION | NO-ESTIMATION | CAPACITY-FACTOR-V1
DEU | Germany | Ingolstadt |  | WRI1005847 | 19.8 | 48.7503 | 11.4122 | Hydro |  |  |  | 1971.0 | Donau-Wasserkraft AG | Open Power System Data | http://data.open-power-system-data.org/ | Open Power System Data | [10 empty] | 100.58 | 83.50 | 93.10 | 86.42 | 83.95 | NO-ESTIMATION | NO-ESTIMATION | NO-ESTIMATION | NO-ESTIMATION | CAPACITY-FACTOR-V1
DEU | Germany | Bergheim |  | WRI1005583 | 23.7 | 48.7508 | 11.2732 | Hydro |  |  |  | 1970.0 | Donau-Wasserkraft AG | Open Power System Data | http://data.open-power-system-data.org/ | Open Power System Data | [10 empty] | 113.96 | 86.18 | 99.00 | 89.63 | 86.72 | HYDRO-V1 | HYDRO-V1 | HYDRO-V1 | HYDRO-V1 | HYDRO-V1
DEU | Germany | Vohburg |  | WRI1006124 | 23.3 | 48.7781 | 11.6012 | Hydro |  |  |  | 1992.0 | Donau-Wasserkraft AG | Open Power System Data | http://data.open-power-system-data.org/ | Open Power System Data | 1027437 | [9 empty] | 112.04 | 84.73 | 97.33 | 88.12 | 85.25 | SOLAR-V1-NO-AGE | SOLAR-V1-NO-AGE | SOLAR-V1-NO-AGE | SOLAR-V1-NO-AGE | SOLAR-V1-NO-AGE
DEU | Germany | Rheinkraftwerk Iffezheim |  | WRI1006027 | 146 | 48.8314 | 8.1122 | Hydro |  |  |  |  | EnBW Energie Baden-WÃ¼rttemberg AG | Open Power System Data | http://data.open-power-system-data.org/ | Open Power System Data | 1027444 |  |  |  | 704.843 | 764.203 | 758.323 |  |  | JRC-PPDB-OPEN | 709.58 | 571.01 | 465.02 | 541.86 | 384.68 | HYDRO-V1 | HYDRO-V1 | HYDRO-V1 | HYDRO-V1 | HYDRO-V1
DEU | Germany | Straubing |  | WRI1006060 | 21.5 | 48.8966 | 12.5575 | Hydro |  |  |  | 1994.0 | Rhein-Main-Donau AG | Open Power System Data | http://data.open-power-system-data.org/ | Open Power System Data | 1027435 | [9 empty] | 103.09 | 80.45 | 92.51 | 80.67 | 81.22 | NO-ESTIMATION | NO-ESTIMATION | NO-ESTIMATION | NO-ESTIMATION | CAPACITY-FACTOR-V1
DEU | Germany | Geisling |  | WRI1005689 | 25 | 48.9748 | 12.3440 | Hydro |  |  |  | 1985.0 | Rhein-Main-Donau AG | Open Power System Data | http://data.open-power-system-data.org/ | Open Power System Data | 1027415 | [9 empty] | 119.35 | 93.19 | 107.05 | 93.44 | 93.93 | NO-ESTIMATION | NO-ESTIMATION | NO-ESTIMATION | NO-ESTIMATION | CAPACITY-FACTOR-V1
DEU | Germany | Kraftwerksgruppe Pfreimd |  | WRI1005899 | 127 | 49.5300 | 12.2848 | Hydro |  |  |  | 1959.0 | GDF SUEZ Energie Deutschland AG | Open Power System Data | http://data.open-power-system-data.org/ | Open Power System Data | [10 empty] | 451.22 | 223.19 | 318.70 | 246.86 | 252.83 | NO-ESTIMATION | NO-ESTIMATION | NO-ESTIMATION | NO-ESTIMATION | NO-ESTIMATION
DEU | Germany | Serrig |  | WRI1006046 | 12.1 | 49.5670 | 6.5923 | Hydro |  |  |  | 1985.0 | RWE Innogy GmbH | Open Power System Data | http://data.open-power-system-data.org/ | Open Power System Data | 1027709 | [9 empty] | 59.82 | 45.85 | 51.22 | 46.38 | 41.56 | NO-ESTIMATION | NO-ESTIMATION | NO-ESTIMATION | NO-ESTIMATION | CAPACITY-FACTOR-V1
DEU | Germany | Trier |  | WRI1006075 | 18.8 | 49.7280 | 6.6245 | Hydro |  |  |  | 1961.0 | RWE Innogy GmbH | Open Power System Data | http://data.open-power-system-data.org/ | Open Power System Data | 1023106 | [9 empty] | 96.92 | 81.36 | 88.93 | 80.51 | 72.16 | NO-ESTIMATION | NO-ESTIMATION | NO-ESTIMATION | NO-ESTIMATION | NO-ESTIMATION
DEU | Germany | Pielweichs |  | WRI1006002 | 12.6 | 49.7943 | 10.1813 | Hydro |  |  |  | 1994.0 | E.ON Kraftwerke GmbH | Open Power System Data | http://data.open-power-system-data.org/ | Open Power System Data | 1024991 | [9 empty] | 59.83 | 51.34 | 57.74 | 49.02 | 50.45 | HYDRO-V1 | HYDRO-V1 | HYDRO-V1 | HYDRO-V1 | HYDRO-V1
DEU | Germany | Detzem |  | WRI1005630 | 24 | 49.8109 | 6.8439 | Hydro |  |  |  | 1962.0 | RWE Innogy GmbH | Open Power System Data | http://data.open-power-system-data.org/ | Open Power System Data | 1023090 | [9 empty] | 115.85 | 89.92 | 100.94 | 88.80 | 82.88 | SOLAR-V1-NO-AGE | SOLAR-V1-NO-AGE | SOLAR-V1-NO-AGE | SOLAR-V1-NO-AGE | SOLAR-V1-NO-AGE
DEU | Germany | Wintrich |  | WRI1006147 | 20 | 49.8798 | 6.9488 | Hydro |  |  |  | 1965.0 | RWE Innogy GmbH | Open Power System Data | http://data.open-power-system-data.org/ | Open Power System Data | 1023107 | [9 empty] | 96.36 | 75.21 | 84.39 | 73.82 | 69.34 | SOLAR-V1-NO-AGE | SOLAR-V1-NO-AGE | SOLAR-V1-NO-AGE | SOLAR-V1-NO-AGE | SOLAR-V1-NO-AGE
DEU | Germany | Zeltingen |  | WRI1006152 | 13.6 | 49.9511 | 7.0232 | Hydro |  |  |  | 1964.0 | RWE Innogy GmbH | Open Power System Data | http://data.open-power-system-data.org/ | Open Power System Data | 1023109 | [9 empty] | 70.00 | 59.83 | 65.31 | 58.91 | 53.74 | NO-ESTIMATION | NO-ESTIMATION | NO-ESTIMATION | NO-ESTIMATION | CAPACITY-FACTOR-V1
DEU | Germany | PSW Vianden |  | WRI1006007 | 1096 | 49.9523 | 6.1783 | Hydro |  |  |  |  | SociÃƒÂ©tÃƒÂ© Electrique de l'Our S.A. | Open Power System Data | http://data.open-power-system-data.org/ | Open Power System Data | [5 empty] | 1416.532 |  |  |  | ENTSOE | 3799.02 | 1932.87 | 3067.35 | 2087.74 | 2583.26 | NO-ESTIMATION | NO-ESTIMATION | NO-ESTIMATION | NO-ESTIMATION | CAPACITY-FACTOR-V1
DEU | Germany | Enkirch |  | WRI1005666 | 18.4 | 49.9767 | 7.1278 | Hydro |  |  |  | 1966.0 | RWE Innogy GmbH | Open Power System Data | http://data.open-power-system-data.org/ | Open Power System Data | 1023093 | [9 empty] | 94.71 | 80.95 | 88.36 | 79.71 | 72.71 | SOLAR-V1-NO-AGE | SOLAR-V1-NO-AGE | SOLAR-V1-NO-AGE | SOLAR-V1-NO-AGE | SOLAR-V1-NO-AGE
DEU | Germany | PSW Langenprozelten |  | WRI1006006 | 164 | 50.0531 | 9.5814 | Hydro |  |  |  | 1974.0 | Donau-Wasserkraft AG | Open Power System Data | http://data.open-power-system-data.org/ | Open Power System Data | 1027426 | [9 empty] | 677.77 | 460.82 | 538.73 | 466.36 | 440.6 | NO-ESTIMATION | NO-ESTIMATION | NO-ESTIMATION | NO-ESTIMATION | CAPACITY-FACTOR-V1
DEU | Germany | Neef |  | WRI1005975 | 16.4 | 50.0874 | 7.1358 | Hydro |  |  |  | 1966.0 | RWE Innogy GmbH | Open Power System Data | http://data.open-power-system-data.org/ | Open Power System Data | 1023101 | [9 empty] | 84.42 | 72.15 | 78.92 | 71.04 | 64.81 | NO-ESTIMATION | NO-ESTIMATION | NO-ESTIMATION | NO-ESTIMATION | CAPACITY-FACTOR-V1
DEU | Germany | Fankel |  | WRI1005675 | 16.4 | 50.1239 | 7.2259 | Hydro |  |  |  | 1963.0 | RWE Innogy GmbH | Open Power System Data | http://data.open-power-system-data.org/ | Open Power System Data | 1023094 | [9 empty] | 84.42 | 72.15 | 78.92 | 71.04 | 64.81 | NO-ESTIMATION | NO-ESTIMATION | NO-ESTIMATION | NO-ESTIMATION | CAPACITY-FACTOR-V1
DEU | Germany | Lehmen |  | WRI1005932 | 20 | 50.2747 | 7.4590 | Hydro |  |  |  | 1962.0 | RWE Innogy GmbH | Open Power System Data | http://data.open-power-system-data.org/ | Open Power System Data | 1023099 | [9 empty] | 96.36 | 75.21 | 84.59 | 74.02 | 71.62 | NO-ESTIMATION | NO-ESTIMATION | NO-ESTIMATION | NO-ESTIMATION | CAPACITY-FACTOR-V1
DEU | Germany | Koblenz |  | WRI1005867 | 16 | 50.3659 | 7.5817 | Hydro |  |  |  | 1951.0 | RWE Innogy GmbH | Open Power System Data | http://data.open-power-system-data.org/ | Open Power System Data | [10 empty] | 82.36 | 70.39 | 77.00 | 69.47 | 63.23 | HYDRO-V1 | HYDRO-V1 | HYDRO-V1 | HYDRO-V1 | HYDRO-V1
DEU | Germany | Goldisthal |  | WRI1005702 | 1052 | 50.5098 | 11.0209 | Hydro |  |  |  |  | Vattenfall Europe Generation AG | Open Power System Data | http://data.open-power-system-data.org/ | Open Power System Data | 1032848 |  |  |  | 1690.044 | 1633.216 | 1783.882 |  |  | JRC-PPDB-OPEN | 4017.57 | 2246.40 | 2693.53 | 2252.55 | 2246.4 | NO-ESTIMATION | NO-ESTIMATION | NO-ESTIMATION | NO-ESTIMATION | CAPACITY-FACTOR-V1
DEU | Germany | Markersbach |  | WRI1005937 | 1045.2 | 50.5194 | 12.8798 | Hydro |  |  |  | 1980.0 | Vattenfall Europe Generation AG | Open Power System Data | http://data.open-power-system-data.org/ | Open Power System Data | 1032856 |  |  |  | 890.235 | 532.045 | 612.971 |  |  | JRC-PPDB-OPEN | 3991.60 | 2231.88 | 2676.12 | 2237.99 | 2231.88 | NO-ESTIMATION | NO-ESTIMATION | NO-ESTIMATION | NO-ESTIMATION | NO-ESTIMATION
DEU | Germany | Bleiloch |  | WRI1005605 | 79.8 | 50.5244 | 11.7144 | Hydro |  |  |  | 1932.0 | Vattenfall Europe Generation AG | Open Power System Data | http://data.open-power-system-data.org/ | Open Power System Data | 1032841 | [9 empty] | 317.00 | 186.45 | 222.37 | 179.05 | 187.56 | NO-ESTIMATION | NO-ESTIMATION | NO-ESTIMATION | NO-ESTIMATION | CAPACITY-FACTOR-V1
DEU | Germany | Hohenwarte |  | WRI1005828 | 377.6 | 50.6038 | 11.4752 | Hydro |  |  |  | 1966.0 | Vattenfall Europe Generation AG | Open Power System Data | http://data.open-power-system-data.org/ | Open Power System Data | 1032851 | [9 empty] | 1265.26 | 656.73 | 876.39 | 632.62 | 625.45 | NO-ESTIMATION | NO-ESTIMATION | NO-ESTIMATION | NO-ESTIMATION | CAPACITY-FACTOR-V1
DEU | Germany | Schwammenauel |  | WRI1006044 | 14 | 50.6285 | 6.4791 | Hydro |  |  |  | 1938.0 | RWE Innogy GmbH | Open Power System Data | http://data.open-power-system-data.org/ | Open Power System Data | 1027652 | [9 empty] | 62.46 | 40.57 | 45.82 | 40.18 | 43.73 | NO-ESTIMATION | NO-ESTIMATION | NO-ESTIMATION | NO-ESTIMATION | CAPACITY-FACTOR-V1
DEU | Germany | Heimbach |  | WRI1005731 | 16 | 50.6286 | 6.4518 | Hydro |  |  |  | 1905.0 | RWE Innogy GmbH | Open Power System Data | http://data.open-power-system-data.org/ | Open Power System Data | [10 empty] | 71.38 | 46.36 | 52.36 | 45.92 | 49.98 | NO-ESTIMATION | NO-ESTIMATION | NO-ESTIMATION | NO-ESTIMATION | CAPACITY-FACTOR-V1
DEU | Germany | Niederwartha |  | WRI1005980 | 39.8 | 51.0915 | 13.6098 | Hydro |  |  |  | 1957.0 | Vattenfall Europe Generation AG | Open Power System Data | http://data.open-power-system-data.org/ | Open Power System Data | [10 empty] | 177.12 | 130.88 | 154.68 | 131.24 | 130.88 | NO-ESTIMATION | NO-ESTIMATION | NO-ESTIMATION | NO-ESTIMATION | CAPACITY-FACTOR-V1
DEU | Germany | Bigge |  | WRI1005592 | 15 | 51.0932 | 7.8627 | Hydro |  |  |  | 1965.0 | Lister- und Lennekraftwerke GmbH | Open Power System Data | http://data.open-power-system-data.org/ | Open Power System Data | 1021995 | [9 empty] | 65.36 | 44.17 | 50.40 | 43.79 | 43.67 | NO-ESTIMATION | NO-ESTIMATION | NO-ESTIMATION | NO-ESTIMATION | CAPACITY-FACTOR-V1
DEU | Germany | Hemfurth |  | WRI1005764 | 40 | 51.1671 | 9.0468 | Hydro |  |  |  | 1915.0 | E.ON Kraftwerke GmbH | Open Power System Data | http://data.open-power-system-data.org/ | Open Power System Data | 1025783 | [9 empty] | 148.56 | 94.58 | 114.59 | 93.52 | 95.02 | NO-ESTIMATION | NO-ESTIMATION | NO-ESTIMATION | NO-ESTIMATION | CAPACITY-FACTOR-V1
DEU | Germany | Waldeck 2 |  | WRI1006127 | 480 | 51.1671 | 9.0468 | Hydro |  |  |  | 1974.0 | E.ON Kraftwerke GmbH | Open Power System Data | http://data.open-power-system-data.org/ | Open Power System Data | 1025803 |  |  |  | 779.058 | 766.957 | 738.915 |  |  | JRC-PPDB-OPEN | 1536.26 | 806.50 | 1045.04 | 786.81 | 811.75 | NO-ESTIMATION | NO-ESTIMATION | NO-ESTIMATION | NO-ESTIMATION | CAPACITY-FACTOR-V1
DEU | Germany | Waldeck1/Bringhausen |  | WRI1006128 | 143 | 51.1671 | 9.0468 | Hydro |  |  |  | 1931.0 | E.ON Kraftwerke GmbH | Open Power System Data | http://data.open-power-system-data.org/ | Open Power System Data | 1025803 | [9 empty] | 507.66 | 288.45 | 361.32 | 284.53 | 290.01 | NO-ESTIMATION | NO-ESTIMATION | NO-ESTIMATION | NO-ESTIMATION | CAPACITY-FACTOR-V1
DEU | Germany | Pumpspeicherwerk RÃ¶nkhausen |  | WRI1006009 | 138 | 51.2248 | 7.9928 | Hydro |  |  |  | 1969.0 | Mark-E AG | Open Power System Data | http://data.open-power-system-data.org/ | Open Power System Data | [10 empty] | 490.72 | 294.28 | 362.34 | 289.37 | 287.89 | NO-ESTIMATION | NO-ESTIMATION | NO-ESTIMATION | NO-ESTIMATION | CAPACITY-FACTOR-V1
DEU | Germany | Koepchenwerk |  | WRI1005868 | 153 | 51.4105 | 7.4531 | Hydro |  |  |  | 1989.0 | RWE Power AG | Open Power System Data | http://data.open-power-system-data.org/ | Open Power System Data | 1027642 |  |  |  | 20.008 | 79.358 | 101.634 |  |  | JRC-PPDB-OPEN | 636.15 | 379.86 | 468.65 | 392.48 | 409.13 | SOLAR-V1-NO-AGE | SOLAR-V1-NO-AGE | SOLAR-V1-NO-AGE | SOLAR-V1-NO-AGE | SOLAR-V1-NO-AGE
DEU | Germany | Altheim |  | WRI1005575 | 17.8 | 51.5365 | 14.3829 | Hydro |  |  |  | 1951.0 | E.ON Kraftwerke GmbH | Open Power System Data | http://data.open-power-system-data.org/ | Open Power System Data | 1024984 | [9 empty] | 79.38 | 51.52 | 57.37 | 51.30 | 60.04 | NO-ESTIMATION | NO-ESTIMATION | NO-ESTIMATION | NO-ESTIMATION | CAPACITY-FACTOR-V1
DEU | Germany | Wendefurth |  | WRI1006135 | 79.7 | 51.7422 | 10.9188 | Hydro |  |  |  |  | Vattenfall Europe Generation AG | Open Power System Data | http://data.open-power-system-data.org/ | Open Power System Data | 1032863 | [9 empty] | 316.73 | 197.16 | 230.30 | 197.70 | 197.16 | NO-ESTIMATION | NO-ESTIMATION | NO-ESTIMATION | NO-ESTIMATION | CAPACITY-FACTOR-V1
DEU | Germany | Erzhausen |  | WRI1005669 | 220 | 51.8991 | 9.9245 | Hydro |  |  |  | 1964.0 | Statkraft Markets GmbH | Open Power System Data | http://data.open-power-system-data.org/ | Open Power System Data | 1025778 |  |  |  |  | 131.647 |  |  |  | ENTSOE | 750.85 | 428.59 | 571.27 | 451.45 | 380.78 | NO-ESTIMATION | NO-ESTIMATION | NO-ESTIMATION | NO-ESTIMATION | CAPACITY-FACTOR-V1
DEU | Germany | MÃ¼den |  | WRI1005955 | 16.4 | 52.5219 | 10.3604 | Hydro |  |  |  | 1965.0 | RWE Innogy GmbH | Open Power System Data | http://data.open-power-system-data.org/ | Open Power System Data | [10 empty] | 76.65 | 56.62 | 64.24 | 57.18 | 53.38 | SOLAR-V1-NO-AGE | SOLAR-V1-NO-AGE | SOLAR-V1-NO-AGE | SOLAR-V1-NO-AGE | SOLAR-V1-NO-AGE
DEU | Germany | Weserkraftwerk Bremen |  | WRI1006140 | 9.9 | 53.0611 | 8.8649 | Hydro |  |  |  | 2012.0 | swb Erzeugung GmbH & Co. KG | Open Power System Data | http://data.open-power-system-data.org/ | Open Power System Data | [10 empty] | 51.85 | 42.32 | 47.33 | 42.65 | 41.98 | SOLAR-V1-NO-AGE | SOLAR-V1-NO-AGE | SOLAR-V1-NO-AGE | SOLAR-V1-NO-AGE | SOLAR-V1-NO-AGE
DEU | Germany | Geesthacht |  | WRI1005688 | 119.1 | 53.4260 | 10.3359 | Hydro |  |  |  | 1958.0 | Vattenfall Europe Generation AG | Open Power System Data | http://data.open-power-system-data.org/ | Open Power System Data | 1018111 | [9 empty] | 644.05 | 350.54 | 416.96 | 350.58 | 350.54 | NO-ESTIMATION | NO-ESTIMATION | NO-ESTIMATION | NO-ESTIMATION | CAPACITY-FACTOR-V1
DOM | Dominican Republic | Jiguey 1 |  | WRI1023731 | 49.49 | 18.5464 | -70.3772 | Hydro |  |  |  |  | EGEHID | National Interconnected System of the Dominican Republic | http://www.oc.org.do/INFORMES/Administrativos/InformeAnual.aspx | WRI | 1013323 | [9 empty] | 156.11 | 95.98 | 33.07 | 121.64 | 104.93 | SOLAR-V1-NO-AGE | SOLAR-V1-NO-AGE | SOLAR-V1-NO-AGE | SOLAR-V1-NO-AGE | SOLAR-V1-NO-AGE
DOM | Dominican Republic | Palomino 1 |  | WRI1002011 | 81.6 | 18.9228 | -71.0100 | Hydro |  |  |  |  | EGEHID | National Interconnected System of the Dominican Republic | http://www.oc.org.do/INFORMES/Administrativos/InformeAnual.aspx | WRI | 1069323 | [9 empty] | 295.11 | 262.83 | 174.78 | 223.60 | 201.86 | SOLAR-V1-NO-AGE | SOLAR-V1-NO-AGE | SOLAR-V1-NO-AGE | SOLAR-V1-NO-AGE | SOLAR-V1-NO-AGE
DOM | Dominican Republic | Tavera 1 |  | WRI1002009 | 96 | 19.3104 | -70.7437 | Hydro |  |  |  |  | EGEHID | National Interconnected System of the Dominican Republic | http://www.oc.org.do/INFORMES/Administrativos/InformeAnual.aspx | WRI | 1013337 | [9 empty] | 264.18 | 286.78 | 180.53 | 238.03 | 212.7 | NO-ESTIMATION | NO-ESTIMATION | NO-ESTIMATION | NO-ESTIMATION | CAPACITY-FACTOR-V1
DZA | Algeria | Ighil Emda |  | WRI1023798 | 24 | 36.4739 | 5.2719 | Hydro |  |  |  | 1952.0 | SAFEAGE | Arab Union of Electricity | http://www.auptde.org/NewsDetails.aspx?lang=en&NID=283 | GEODB | 1029497 | [9 empty] | 30.81 | 33.08 | 27.86 | 32.34 | 30.82 | NO-ESTIMATION | NO-ESTIMATION | NO-ESTIMATION | NO-ESTIMATION | NO-ESTIMATION
ECU | Ecuador | Coca Coda Sinclair |  | WRI1018599 | 1500 | -0.1443 | -77.6170 | Hydro |  |  |  | 2010.0 | Cocasinclair EP | Agencia de Regulacion y Control de Electricidad | http://www.power-technology.com/projects/coca-codo-sinclair-hydroelectric-project/ | WRI | 1072132 |  | 8743.0 | [6 empty] | Agencia de Regulacion y Control de Electricidad | 5101.67 | 5132.60 | 5165.80 | 4850.70 | 6241.95 | NO-ESTIMATION | NO-ESTIMATION | NO-ESTIMATION | NO-ESTIMATION | NO-ESTIMATION
ECU | Ecuador | Guangopolo |  | WRI1018608 | 20.92 | -0.2500 | -78.4500 | Hydro |  |  |  |  | E.E. Quito | Agencia de Regulacion y Control de Electricidad | http://www.regulacionelectrica.gob.ec/wp-content/uploads/downloads/2015/12/vol1-Resumen-Ejecutivo-PME-2013-2022.pdf | CARMA | 1015876 |  | 86.4 | [6 empty] | Agencia de Regulacion y Control de Electricidad | 65.12 | 65.12 | 62.42 | 55.67 | 86.74 | SOLAR-V1-NO-AGE | SOLAR-V1-NO-AGE | SOLAR-V1-NO-AGE | SOLAR-V1-NO-AGE | SOLAR-V1-NO-AGE
ECU | Ecuador | Sibimbe |  | WRI1018627 | 15 | -1.5833 | -79.4333 | Hydro |  |  |  |  | Hidrosibimbe | Agencia de Regulacion y Control de Electricidad | http://www.regulacionelectrica.gob.ec/wp-content/uploads/downloads/2015/12/vol1-Resumen-Ejecutivo-PME-2013-2022.pdf | CARMA | 1055189 |  | 89.25 | [6 empty] | Agencia de Regulacion y Control de Electricidad | 85.09 | 82.11 | 83.44 | 71.94 | 82.69 | SOLAR-V1-NO-AGE | SOLAR-V1-NO-AGE | SOLAR-V1-NO-AGE | SOLAR-V1-NO-AGE | SOLAR-V1-NO-AGE
ECU | Ecuador | Calope |  | WRI1018594 | 18 | -1.7167 | -78.7667 | Hydro |  |  |  |  | Enermax | Agencia de Regulacion y Control de Electricidad | http://www.regulacionelectrica.gob.ec/wp-content/uploads/downloads/2015/12/vol1-Resumen-Ejecutivo-PME-2013-2022.pdf | CARMA | 1061778 |  | 90.0 | [6 empty] | Agencia de Regulacion y Control de Electricidad | 39.28 | 39.28 | 39.28 | 39.57 | 59.9 | NO-ESTIMATION | NO-ESTIMATION | NO-ESTIMATION | NO-ESTIMATION | CAPACITY-FACTOR-V1
ECU | Ecuador | Alao |  | WRI1018590 | 10 | -1.9000 | -78.4833 | Hydro |  |  |  |  | E.E. Riobamba | Agencia de Regulacion y Control de Electricidad | http://www.regulacionelectrica.gob.ec/wp-content/uploads/downloads/2015/12/vol1-Resumen-Ejecutivo-PME-2013-2022.pdf | CARMA | 1015883 |  | 69.12 | [6 empty] | Agencia de Regulacion y Control de Electricidad | 22.39 | 22.39 | 22.39 | 22.95 | 34.24 | NO-ESTIMATION | NO-ESTIMATION | NO-ESTIMATION | NO-ESTIMATION | CAPACITY-FACTOR-V1
ECU | Ecuador | Sopladora II |  | WRI1022992 | 487 | -2.5938 | -78.5666 | Hydro |  |  |  |  | CELEC EP | Ministerio de Electricidad y Energia Renovable | http://www.energia.gob.ec/sopladora/ | WRI | 1068813 | [9 empty] | 1450.26 | 1524.75 | 1442.06 | 1215.04 | 1927.95 | NO-ESTIMATION | NO-ESTIMATION | NO-ESTIMATION | NO-ESTIMATION | CAPACITY-FACTOR-V1
ECU | Ecuador | Paute |  | WRI1018618 | 1100 | -2.5950 | -78.2274 | Hydro |  |  |  |  | CELEC EP | Agencia de Regulacion y Control de Electricidad | http://www.regulacionelectrica.gob.ec/wp-content/uploads/downloads/2015/12/vol1-Resumen-Ejecutivo-PME-2013-2022.pdf | WRI | 1019592 |  | 5856.0 | [6 empty] | Agencia de Regulacion y Control de Electricidad | 3837.10 | 3837.10 | 3837.10 | 3534.14 | 4743.48 | HYDRO-V1 | HYDRO-V1 | HYDRO-V1 | HYDRO-V1 | HYDRO-V1
ECU | Ecuador | Saucay |  | WRI1018625 | 24 | -2.7833 | -79.0000 | Hydro |  |  |  |  | Elecaustro | Agencia de Regulacion y Control de Electricidad | http://www.regulacionelectrica.gob.ec/wp-content/uploads/downloads/2015/12/vol1-Resumen-Ejecutivo-PME-2013-2022.pdf | CARMA | 1015856 |  | 141.42 | [6 empty] | Agencia de Regulacion y Control de Electricidad | 61.69 | 61.69 | 61.69 | 59.51 | 89.78 | HYDRO-V1 | HYDRO-V1 | HYDRO-V1 | HYDRO-V1 | HYDRO-V1
ECU | Ecuador | Saymirin |  | WRI1018626 | 14.4 | -2.8167 | -79.0000 | Hydro |  |  |  |  | Elecaustro | Agencia de Regulacion y Control de Electricidad | http://www.regulacionelectrica.gob.ec/wp-content/uploads/downloads/2015/12/vol1-Resumen-Ejecutivo-PME-2013-2022.pdf | CARMA | 1015857 |  | 96.26 | [6 empty] | Agencia de Regulacion y Control de Electricidad | 31.42 | 31.42 | 31.42 | 31.65 | 47.92 | SOLAR-V1-NO-AGE | SOLAR-V1-NO-AGE | SOLAR-V1-NO-AGE | SOLAR-V1-NO-AGE | SOLAR-V1-NO-AGE
ECU | Ecuador | Manduriacu |  | WRI1022990 | 65 | 0.2147 | -78.9122 | Hydro |  |  |  | 2015.0 |  | Ministerio de Electricidad y Energia Renovable | http://www.energia.gob.ec/manduriacu/ | WRI | 1091363 | [9 empty] | 250.51 | 250.51 | 251.72 | 215.12 | 285.84 | SOLAR-V1-NO-AGE | SOLAR-V1-NO-AGE | SOLAR-V1-NO-AGE | SOLAR-V1-NO-AGE | SOLAR-V1-NO-AGE
EGY | Egypt | Aswan Dam II |  | WRI1000107 | 550 | 23.9721 | 32.8828 | Hydro |  |  |  | 1985.0 |  | Egyptian Electricity Holding Company | http://www.moee.gov.eg/english_new/report.aspx | GEODB | 1014102 |  |  | 1503.0 | [5 empty] | Egyptian Electricity Holding Company |  |  |  |  | 2479.12 | SOLAR-V1-NO-AGE | SOLAR-V1-NO-AGE | SOLAR-V1-NO-AGE | SOLAR-V1-NO-AGE | SOLAR-V1-NO-AGE
EGY | Egypt | High Dam |  | WRI1000106 | 2100 | 23.9721 | 32.8828 | Hydro |  |  |  | 1967.0 |  | Egyptian Electricity Holding Company | http://www.moee.gov.eg/english_new/report.aspx | GEODB | 1014103 |  |  | 9304.0 | [5 empty] | Egyptian Electricity Holding Company |  |  |  |  | 9465.76 | NO-ESTIMATION | NO-ESTIMATION | NO-ESTIMATION | NO-ESTIMATION | NO-ESTIMATION
EGY | Egypt | Esna |  | WRI1000108 | 86 | 25.3177 | 32.5544 | Hydro |  |  |  | 1993.0 |  | Egyptian Electricity Holding Company | http://www.moee.gov.eg/english_new/report.aspx | GEODB | 1014144 |  |  | 535.0 | [5 empty] | Egyptian Electricity Holding Company |  |  |  |  | 387.64 | SOLAR-V1-NO-AGE | SOLAR-V1-NO-AGE | SOLAR-V1-NO-AGE | SOLAR-V1-NO-AGE | SOLAR-V1-NO-AGE
EGY | Egypt | Naga Hamadi |  | WRI1000109 | 64 | 26.1522 | 32.1453 | Hydro |  |  |  | 2008.0 |  | Egyptian Electricity Holding Company | http://www.moee.gov.eg/english_new/report.aspx | GEODB | 1014127 |  |  | 451.0 | [5 empty] | Egyptian Electricity Holding Company |  |  |  |  | 288.48 | SOLAR-V1-NO-AGE | SOLAR-V1-NO-AGE | SOLAR-V1-NO-AGE | SOLAR-V1-NO-AGE | SOLAR-V1-NO-AGE
ESP | Spain | LA BARCA 1 |  | WRI1006575 | 52.09 | 28.3504 | -14.1076 | Hydro |  |  |  | 1967.0 | HIDROELECTRICA DEL CANTABRICO S.A. | Red ElÃ©ctrica de EspaÃ±a | http://www.ree.es/en/statistical-data-of-spanish-electrical-system/annual-report/preliminary-report-spanish-electricity-system-2015 | CARMA | 1018391 | [9 empty] | 180.32 | 180.32 | 118.68 | 180.82 | 112.63 | SOLAR-V1-NO-AGE | SOLAR-V1-NO-AGE | SOLAR-V1-NO-AGE | SOLAR-V1-NO-AGE | SOLAR-V1-NO-AGE
ESP | Spain | TAJO DE LA ENCANTADA 1 |  | WRI1007951 | 376.88 | 36.9083 | -4.7631 | Hydro |  |  |  | 1977.0 | ENDESA GENERACION S.A. | Red ElÃ©ctrica de EspaÃ±a | http://www.ree.es/en/statistical-data-of-spanish-electrical-system/annual-report/preliminary-report-spanish-electricity-system-2015 | WRI | 1012844 | [9 empty] | 850.37 | 750.05 | 267.09 | 891.26 | 220.57 | SOLAR-V1-NO-AGE | SOLAR-V1-NO-AGE | SOLAR-V1-NO-AGE | SOLAR-V1-NO-AGE | SOLAR-V1-NO-AGE
ESP | Spain | DUQUE |  | WRI1006425 | 12.56 | 36.9402 | -3.3610 | Hydro |  |  |  | 1982.0 | ENDESA GENERACION S.A. | Red ElÃ©ctrica de EspaÃ±a | http://www.ree.es/en/statistical-data-of-spanish-electrical-system/annual-report/preliminary-report-spanish-electricity-system-2015 | CARMA | 1012790 | [9 empty] | 37.52 | 37.68 | 25.46 | 37.63 | 23.65 | NO-ESTIMATION | NO-ESTIMATION | NO-ESTIMATION | NO-ESTIMATION | CAPACITY-FACTOR-V1
ESP | Spain | PAMPANEIRA |  | WRI1007285 | 12.8 | 36.9402 | -3.3610 | Hydro |  |  |  | 1956.0 | ENDESA GENERACION S.A. | Red ElÃ©ctrica de EspaÃ±a | http://www.ree.es/en/statistical-data-of-spanish-electrical-system/annual-report/preliminary-report-spanish-electricity-system-2015 | CARMA | 1012822 | [9 empty] | 38.24 | 38.40 | 25.95 | 38.35 | 24.11 | SOLAR-V1-NO-AGE | SOLAR-V1-NO-AGE | SOLAR-V1-NO-AGE | SOLAR-V1-NO-AGE | SOLAR-V1-NO-AGE
ESP | Spain | IZNAJAR 1 |  | WRI1006562 | 76.71 | 37.2667 | -4.4143 | Hydro |  |  |  | 1969.0 | ENDESA GENERACION S.A. | Red ElÃ©ctrica de EspaÃ±a | http://www.ree.es/en/statistical-data-of-spanish-electrical-system/annual-report/preliminary-report-spanish-electricity-system-2015 | CARMA | 1012803 | [9 empty] | 265.95 | 232.76 | 131.86 | 225.36 | 106.26 | NO-ESTIMATION | NO-ESTIMATION | NO-ESTIMATION | NO-ESTIMATION | CAPACITY-FACTOR-V1
ESP | Spain | GUILLENA 1 |  | WRI1006526 | 207.99 | 37.6410 | -6.0724 | Hydro |  |  |  | 1973.0 | ENDESA GENERACION S.A. | Red ElÃ©ctrica de EspaÃ±a | http://www.ree.es/en/statistical-data-of-spanish-electrical-system/annual-report/preliminary-report-spanish-electricity-system-2015 | WRI | 1012801 | [9 empty] | 458.88 | 468.90 | 325.65 | 459.04 | 152.89 | SOLAR-V1-NO-AGE | SOLAR-V1-NO-AGE | SOLAR-V1-NO-AGE | SOLAR-V1-NO-AGE | SOLAR-V1-NO-AGE
ESP | Spain | BEMBEZAR |  | WRI1006247 | 14.86 | 37.8333 | -5.2333 | Hydro |  |  |  | 1962.0 | ENDESA GENERACION S.A. | Red ElÃ©ctrica de EspaÃ±a | http://www.ree.es/en/statistical-data-of-spanish-electrical-system/annual-report/preliminary-report-spanish-electricity-system-2015 | CARMA | 1012771 | [9 empty] | 43.75 | 41.87 | 30.99 | 42.32 | 28.3 | NO-ESTIMATION | NO-ESTIMATION | NO-ESTIMATION | NO-ESTIMATION | CAPACITY-FACTOR-V1
ESP | Spain | GUADALMENA |  | WRI1006522 | 15.2 | 38.3119 | -3.0422 | Hydro |  |  |  | 1970.0 | ENDESA GENERACION S.A. | Red ElÃ©ctrica de EspaÃ±a | http://www.ree.es/en/statistical-data-of-spanish-electrical-system/annual-report/preliminary-report-spanish-electricity-system-2015 | CARMA | 1012799 | [9 empty] | 55.52 | 44.69 | 28.11 | 44.35 | 25.75 | NO-ESTIMATION | NO-ESTIMATION | NO-ESTIMATION | NO-ESTIMATION | CAPACITY-FACTOR-V1
ESP | Spain | Central de San Pedro II Grupo 1 |  | WRI1006331 | 23.11 | 38.7288 | -2.0050 | Hydro |  |  |  |  | IBERDROLA GENERACION S.A. | Red ElÃ©ctrica de EspaÃ±a | http://www.ree.es/en/statistical-data-of-spanish-electrical-system/annual-report/preliminary-report-spanish-electricity-system-2015 | CARMA | 1080041 | [9 empty] | 75.30 | 74.54 | 52.35 | 75.33 | 50.25 | NO-ESTIMATION | NO-ESTIMATION | NO-ESTIMATION | NO-ESTIMATION | CAPACITY-FACTOR-V1
ESP | Spain | LA SERENA |  | WRI1006595 | 22 | 38.7320 | -5.5439 | Hydro |  |  |  | 1992.0 | ENDESA GENERACION S.A. | Red ElÃ©ctrica de EspaÃ±a | http://www.ree.es/en/statistical-data-of-spanish-electrical-system/annual-report/preliminary-report-spanish-electricity-system-2015 | CARMA | 1027884 | [9 empty] | 69.30 | 71.57 | 51.26 | 71.77 | 47.33 | NO-ESTIMATION | NO-ESTIMATION | NO-ESTIMATION | NO-ESTIMATION | CAPACITY-FACTOR-V1
ESP | Spain | PUERTO PENA 1 |  | WRI1007824 | 55.2 | 39.0370 | -5.2342 | Hydro |  |  |  | 1964.0 | ENDESA GENERACION S.A. | Red ElÃ©ctrica de EspaÃ±a | http://www.ree.es/en/statistical-data-of-spanish-electrical-system/annual-report/preliminary-report-spanish-electricity-system-2015 | CARMA | 1027887 | [9 empty] | 158.92 | 161.79 | 60.03 | 141.67 | 55.4 | SOLAR-V1-NO-AGE | SOLAR-V1-NO-AGE | SOLAR-V1-NO-AGE | SOLAR-V1-NO-AGE | SOLAR-V1-NO-AGE
ESP | Spain | VILLALCAMPO II |  | WRI1008030 | 215.81 | 39.2077 | -1.2401 | Hydro |  |  |  | 1977.0 | IBERDROLA GENERACION S.A. | Red ElÃ©ctrica de EspaÃ±a | http://www.ree.es/en/statistical-data-of-spanish-electrical-system/annual-report/preliminary-report-spanish-electricity-system-2015 | WRI | 1019276 |  |  |  | 272.904 | 373.265 | 130.027 |  |  | JRC-PPDB-OPEN | 459.07 | 357.79 | 195.26 | 487.12 | 150.26 | SOLAR-V1-NO-AGE | SOLAR-V1-NO-AGE | SOLAR-V1-NO-AGE | SOLAR-V1-NO-AGE | SOLAR-V1-NO-AGE
ESP | Spain | COFRENTES 1 |  | WRI1006361 | 120.54 | 39.2167 | -1.0500 | Hydro |  |  |  | 1951.0 | IBERDROLA GENERACION S.A. | Red ElÃ©ctrica de EspaÃ±a | http://www.ree.es/en/statistical-data-of-spanish-electrical-system/annual-report/preliminary-report-spanish-electricity-system-2015 | CARMA | 1019229 | [9 empty] | 271.32 | 195.96 | 121.68 | 272.19 | 111.56 | SOLAR-V1-NO-AGE | SOLAR-V1-NO-AGE | SOLAR-V1-NO-AGE | SOLAR-V1-NO-AGE | SOLAR-V1-NO-AGE
ESP | Spain | JOSE M ORIOL GRUPO 4 |  | WRI1006571 | 953.32 | 39.2438 | -0.9317 | Hydro |  |  |  | 1970.0 | IBERDROLA GENERACION S.A. | Red ElÃ©ctrica de EspaÃ±a | http://www.ree.es/en/statistical-data-of-spanish-electrical-system/annual-report/preliminary-report-spanish-electricity-system-2015 | WRI | 1019076 | [9 empty] | 2706.34 | 2231.34 | 1150.43 | 3068.43 | 1076.51 | NO-ESTIMATION | NO-ESTIMATION | NO-ESTIMATION | NO-ESTIMATION | NO-ESTIMATION
ESP | Spain | La Muela II Grupo 4 |  | WRI1006587 | 877.95 | 39.2438 | -0.9317 | Hydro |  |  |  |  | IBERDROLA GENERACION S.A. | Red ElÃ©ctrica de EspaÃ±a | http://www.ree.es/en/statistical-data-of-spanish-electrical-system/annual-report/preliminary-report-spanish-electricity-system-2015 | WRI | [10 empty] | 2492.37 | 2054.93 | 1059.48 | 2825.84 | 991.4 | SOLAR-V1-NO-AGE | SOLAR-V1-NO-AGE | SOLAR-V1-NO-AGE | SOLAR-V1-NO-AGE | SOLAR-V1-NO-AGE
ESP | Spain | C.H. MILLARES II GRUPO 1 |  | WRI1006280 | 70.17 | 39.2500 | -0.7667 | Hydro |  |  |  | 2003.0 | IBERDROLA GENERACION S.A. | Red ElÃ©ctrica de EspaÃ±a | http://www.ree.es/en/statistical-data-of-spanish-electrical-system/annual-report/preliminary-report-spanish-electricity-system-2015 | CARMA | 1064457 | [9 empty] | 184.54 | 140.50 | 86.60 | 203.59 | 83.01 | NO-ESTIMATION | NO-ESTIMATION | NO-ESTIMATION | NO-ESTIMATION | NO-ESTIMATION
ESP | Spain | LA MUELA CORTES 1 |  | WRI1006586 | 634 | 39.2628 | -0.9192 | Hydro |  |  |  | 1989.0 | IBERDROLA GENERACION S.A. | Red ElÃ©ctrica de EspaÃ±a | http://www.ree.es/en/statistical-data-of-spanish-electrical-system/annual-report/preliminary-report-spanish-electricity-system-2015 | WRI | 1019171 |  |  |  |  | 2350.322 | 1774.483 |  |  | JRC-PPDB-OPEN | 1677.46 | 1361.57 | 642.72 | 1917.94 | 593.55 | NO-ESTIMATION | NO-ESTIMATION | NO-ESTIMATION | NO-ESTIMATION | CAPACITY-FACTOR-V1
ESP | Spain | CIJARA M. DCHA. 1 |  | WRI1006357 | 50.4 | 39.3711 | -5.0166 | Hydro |  |  |  | 1980.0 | ENDESA GENERACION S.A. | Red ElÃ©ctrica de EspaÃ±a | http://www.ree.es/en/statistical-data-of-spanish-electrical-system/annual-report/preliminary-report-spanish-electricity-system-2015 | WRI | [10 empty] | 142.08 | 115.34 | 36.95 | 151.97 | 57.02 | HYDRO-V1 | HYDRO-V1 | HYDRO-V1 | HYDRO-V1 | HYDRO-V1
ESP | Spain | CIJARA M. IZDA. 3 |  | WRI1023631 | 51.7 | 39.3711 | -5.0166 | Hydro |  |  |  | 1969.0 | ENDESA GENERACION S.A. | Red ElÃ©ctrica de EspaÃ±a | http://www.ree.es/en/statistical-data-of-spanish-electrical-system/annual-report/preliminary-report-spanish-electricity-system-2015 | WRI | [10 empty] | 145.74 | 118.31 | 37.91 | 155.89 | 58.49 | NO-ESTIMATION | NO-ESTIMATION | NO-ESTIMATION | NO-ESTIMATION | CAPACITY-FACTOR-V1
ESP | Spain | CONTRERAS II 1 |  | WRI1006398 | 13.99 | 39.5333 | -1.6000 | Hydro |  |  |  | 2009.0 | IBERDROLA GENERACION S.A. | Red ElÃ©ctrica de EspaÃ±a | http://www.ree.es/en/statistical-data-of-spanish-electrical-system/annual-report/preliminary-report-spanish-electricity-system-2015 | CARMA | [10 empty] | 40.37 | 40.09 | 28.65 | 39.85 | 26.64 | NO-ESTIMATION | NO-ESTIMATION | NO-ESTIMATION | NO-ESTIMATION | CAPACITY-FACTOR-V1
ESP | Spain | TORREJON 1 |  | WRI1007974 | 130.36 | 39.5357 | -5.9891 | Hydro |  |  |  | 1967.0 | IBERDROLA GENERACION S.A. | Red ElÃ©ctrica de EspaÃ±a | http://www.ree.es/en/statistical-data-of-spanish-electrical-system/annual-report/preliminary-report-spanish-electricity-system-2015 | WRI | 1019256 | [9 empty] | 284.77 | 291.42 | 246.59 | 385.90 | 224.92 | NO-ESTIMATION | NO-ESTIMATION | NO-ESTIMATION | NO-ESTIMATION | CAPACITY-FACTOR-V1
ESP | Spain | C.H. EN ALARCON |  | WRI1006278 | 15.89 | 39.5500 | -2.0833 | Hydro |  |  |  | 2006.0 | CIENER S.A.U. | Red ElÃ©ctrica de EspaÃ±a | http://www.ree.es/en/statistical-data-of-spanish-electrical-system/annual-report/preliminary-report-spanish-electricity-system-2015 | CARMA | 1070318 | [9 empty] | 44.22 | 36.30 | 31.39 | 44.72 | 26.41 | NO-ESTIMATION | NO-ESTIMATION | NO-ESTIMATION | NO-ESTIMATION | CAPACITY-FACTOR-V1
ESP | Spain | CEDILLO 3 |  | WRI1006324 | 495.18 | 39.6643 | -7.5332 | Hydro |  |  |  | 1976.0 | IBERDROLA GENERACION S.A. | Red ElÃ©ctrica de EspaÃ±a | http://www.ree.es/en/statistical-data-of-spanish-electrical-system/annual-report/preliminary-report-spanish-electricity-system-2015 | WRI | 1019109 |  |  |  | 329.235 | 604.332 | 294.514 |  |  | JRC-PPDB-OPEN | 1399.24 | 1239.99 | 571.56 | 1276.14 | 742.25 | NO-ESTIMATION | NO-ESTIMATION | NO-ESTIMATION | NO-ESTIMATION | CAPACITY-FACTOR-V1
ESP | Spain | BENAGEBER 2 |  | WRI1006248 | 14.91 | 39.7167 | -1.1000 | Hydro |  |  |  | 1996.0 | IBERDROLA RENOVABLES ENERGIA S.A. | Red ElÃ©ctrica de EspaÃ±a | http://www.ree.es/en/statistical-data-of-spanish-electrical-system/annual-report/preliminary-report-spanish-electricity-system-2015 | CARMA | 1037446 | [9 empty] | 41.33 | 40.68 | 25.84 | 40.66 | 25.03 | NO-ESTIMATION | NO-ESTIMATION | NO-ESTIMATION | NO-ESTIMATION | CAPACITY-FACTOR-V1
ESP | Spain | VALDECANAS 3 |  | WRI1008009 | 247.17 | 39.7778 | -5.6124 | Hydro |  |  |  | 1964.0 | IBERDROLA GENERACION S.A. | Red ElÃ©ctrica de EspaÃ±a | http://www.ree.es/en/statistical-data-of-spanish-electrical-system/annual-report/preliminary-report-spanish-electricity-system-2015 | WRI | 1019264 | [9 empty] | 781.49 | 832.56 | 235.86 | 949.55 | 203.18 | SOLAR-V1-NO-AGE | SOLAR-V1-NO-AGE | SOLAR-V1-NO-AGE | SOLAR-V1-NO-AGE | SOLAR-V1-NO-AGE
ESP | Spain | AZUTAN 2 |  | WRI1006222 | 198.01 | 39.7799 | -5.0876 | Hydro |  |  |  | 1970.0 | IBERDROLA GENERACION S.A. | Red ElÃ©ctrica de EspaÃ±a | http://www.ree.es/en/statistical-data-of-spanish-electrical-system/annual-report/preliminary-report-spanish-electricity-system-2015 | WRI | 1019083 | [9 empty] | 626.74 | 633.25 | 222.49 | 545.28 | 212.59 | NO-ESTIMATION | NO-ESTIMATION | NO-ESTIMATION | NO-ESTIMATION | CAPACITY-FACTOR-V1
ESP | Spain | GRADO II 1 |  | WRI1006505 | 25.71 | 39.8770 | -0.0558 | Hydro |  |  |  | 1968.0 | CORPORACION ACCIONA HIDRAULICA S.L. | Red ElÃ©ctrica de EspaÃ±a | http://www.ree.es/en/statistical-data-of-spanish-electrical-system/annual-report/preliminary-report-spanish-electricity-system-2015 | CARMA | [10 empty] | 90.24 | 90.24 | 44.48 | 90.29 | 62.84 | SOLAR-V1-NO-AGE | SOLAR-V1-NO-AGE | SOLAR-V1-NO-AGE | SOLAR-V1-NO-AGE | SOLAR-V1-NO-AGE
ESP | Spain | CASTREJON GRUPO 1 |  | WRI1006319 | 80.73 | 39.8880 | -4.4539 | Hydro |  |  |  | 1968.0 | GAS NATURAL FENOSA GENERACION S.L.U. | Red ElÃ©ctrica de EspaÃ±a | http://www.ree.es/en/statistical-data-of-spanish-electrical-system/annual-report/preliminary-report-spanish-electricity-system-2015 | CARMA | 1032421 | [9 empty] | 264.48 | 233.10 | 105.78 | 214.50 | 114.69 | HYDRO-V1 | HYDRO-V1 | HYDRO-V1 | HYDRO-V1 | HYDRO-V1
ESP | Spain | GUIJO DE GRANADILLA 2 |  | WRI1006525 | 52.21 | 40.1935 | -6.1634 | Hydro |  |  |  | 1982.0 | IBERDROLA GENERACION S.A. | Red ElÃ©ctrica de EspaÃ±a | http://www.ree.es/en/statistical-data-of-spanish-electrical-system/annual-report/preliminary-report-spanish-electricity-system-2015 | CARMA | 1019149 | [9 empty] | 180.75 | 178.75 | 77.08 | 180.12 | 65.69 | NO-ESTIMATION | NO-ESTIMATION | NO-ESTIMATION | NO-ESTIMATION | NO-ESTIMATION
ESP | Spain | GABRIEL Y GALAN |  | WRI1006492 | 110.4 | 40.2211 | -6.1330 | Hydro |  |  |  | 1982.0 | IBERDROLA GENERACION S.A. | Red ElÃ©ctrica de EspaÃ±a | http://www.ree.es/en/statistical-data-of-spanish-electrical-system/annual-report/preliminary-report-spanish-electricity-system-2015 | WRI | 1019145 |  |  |  | 54.191 | 107.152 | 46.751 |  |  | JRC-PPDB-OPEN | 392.69 | 387.53 | 172.06 | 391.38 | 145.05 | NO-ESTIMATION | NO-ESTIMATION | NO-ESTIMATION | NO-ESTIMATION | CAPACITY-FACTOR-V1
ESP | Spain | LAS PICADAS GRUPO 1 |  | WRI1006610 | 24.32 | 40.3236 | -4.2032 | Hydro |  |  |  | 1952.0 | GAS NATURAL FENOSA GENERACION S.L.U. | Red ElÃ©ctrica de EspaÃ±a | http://www.ree.es/en/statistical-data-of-spanish-electrical-system/annual-report/preliminary-report-spanish-electricity-system-2015 | CARMA | 1032452 | [9 empty] | 79.06 | 79.06 | 55.09 | 79.28 | 52.88 | SOLAR-V1-NO-AGE | SOLAR-V1-NO-AGE | SOLAR-V1-NO-AGE | SOLAR-V1-NO-AGE | SOLAR-V1-NO-AGE
ESP | Spain | BOLARQUE II GRUPO 1 |  | WRI1006267 | 215 | 40.3640 | -2.8289 | Hydro |  |  |  | 1973.0 | GAS NATURAL FENOSA GENERACION S.L.U. | Red ElÃ©ctrica de EspaÃ±a | http://www.ree.es/en/statistical-data-of-spanish-electrical-system/annual-report/preliminary-report-spanish-electricity-system-2015 | WRI | 1032411 | [9 empty] | 464.64 | 456.88 | 204.95 | 454.77 | 149.69 | NO-ESTIMATION | NO-ESTIMATION | NO-ESTIMATION | NO-ESTIMATION | CAPACITY-FACTOR-V1
ESP | Spain | BUENDIA GRUPO 1 |  | WRI1006273 | 54.45 | 40.3664 | -2.7565 | Hydro |  |  |  | 1956.0 | GAS NATURAL FENOSA GENERACION S.L.U. | Red ElÃ©ctrica de EspaÃ±a | http://www.ree.es/en/statistical-data-of-spanish-electrical-system/annual-report/preliminary-report-spanish-electricity-system-2015 | CARMA | 1032413 | [9 empty] | 139.77 | 139.73 | 114.67 | 137.90 | 67.2 | SOLAR-V1-NO-AGE | SOLAR-V1-NO-AGE | SOLAR-V1-NO-AGE | SOLAR-V1-NO-AGE | SOLAR-V1-NO-AGE
ESP | Spain | BURGUILLO GRUPO 1 |  | WRI1006274 | 61.95 | 40.4153 | -4.5016 | Hydro |  |  |  | 1970.0 | GAS NATURAL FENOSA GENERACION S.L.U. | Red ElÃ©ctrica de EspaÃ±a | http://www.ree.es/en/statistical-data-of-spanish-electrical-system/annual-report/preliminary-report-spanish-electricity-system-2015 | CARMA | 1032415 | [9 empty] | 180.63 | 180.18 | 46.92 | 171.56 | 67.67 | SOLAR-V1-NO-AGE | SOLAR-V1-NO-AGE | SOLAR-V1-NO-AGE | SOLAR-V1-NO-AGE | SOLAR-V1-NO-AGE
ESP | Spain | BOLARQUE I GRUPO 1 |  | WRI1006266 | 27.94 | 40.4190 | -2.9226 | Hydro |  |  |  | 1954.0 | GAS NATURAL FENOSA GENERACION S.L.U. | Red ElÃ©ctrica de EspaÃ±a | http://www.ree.es/en/statistical-data-of-spanish-electrical-system/annual-report/preliminary-report-spanish-electricity-system-2015 | CARMA | 1032411 | [9 empty] | 91.53 | 91.53 | 65.21 | 91.78 | 61.97 | SOLAR-V1-NO-AGE | SOLAR-V1-NO-AGE | SOLAR-V1-NO-AGE | SOLAR-V1-NO-AGE | SOLAR-V1-NO-AGE
ESP | Spain | ENTREPENAS GRUPO 1 |  | WRI1006462 | 40.8 | 40.5175 | -2.7925 | Hydro |  |  |  | 1956.0 | GAS NATURAL FENOSA GENERACION S.L.U. | Red ElÃ©ctrica de EspaÃ±a | http://www.ree.es/en/statistical-data-of-spanish-electrical-system/annual-report/preliminary-report-spanish-electricity-system-2015 | CARMA | 1032435 | [9 empty] | 99.81 | 99.36 | 85.52 | 98.06 | 80.09 | NO-ESTIMATION | NO-ESTIMATION | NO-ESTIMATION | NO-ESTIMATION | CAPACITY-FACTOR-V1
ESP | Spain | SILVON 2 |  | WRI1007918 | 81.54 | 40.7149 | -4.0053 | Hydro |  |  |  | 1964.0 | VIESGO GENERACION S.L. | Red ElÃ©ctrica de EspaÃ±a | http://www.ree.es/en/statistical-data-of-spanish-electrical-system/annual-report/preliminary-report-spanish-electricity-system-2015 | WRI | 1014390 | [9 empty] | 262.64 | 262.64 | 174.65 | 263.36 | 165.17 | SOLAR-V1-NO-AGE | SOLAR-V1-NO-AGE | SOLAR-V1-NO-AGE | SOLAR-V1-NO-AGE | SOLAR-V1-NO-AGE
ESP | Spain | SAUCELLE II 1 |  | WRI1007891 | 516.39 | 41.0450 | -6.8067 | Hydro |  |  |  | 1989.0 | IBERDROLA GENERACION S.A. | Red ElÃ©ctrica de EspaÃ±a | http://www.ree.es/en/statistical-data-of-spanish-electrical-system/annual-report/preliminary-report-spanish-electricity-system-2015 | GEODB | 1019246 |  |  |  | 202.378 | 610.934 | 23.252 |  |  | JRC-PPDB-OPEN | 1707.50 | 1704.52 | 676.51 | 1697.09 | 1008.82 | SOLAR-V1-NO-AGE | SOLAR-V1-NO-AGE | SOLAR-V1-NO-AGE | SOLAR-V1-NO-AGE | SOLAR-V1-NO-AGE
ESP | Spain | ALDEADAVILA II 2 |  | WRI1006178 | 1226.43 | 41.2117 | -6.6856 | Hydro |  |  |  | 1986.0 | IBERDROLA GENERACION S.A. | Red ElÃ©ctrica de EspaÃ±a | http://www.ree.es/en/statistical-data-of-spanish-electrical-system/annual-report/preliminary-report-spanish-electricity-system-2015 | GEODB | 1019078 |  |  |  | 2251.653 | 3451.513 | 1196.199 |  |  | JRC-PPDB-OPEN | 4817.37 | 4810.30 | 2358.23 | 4794.75 | 3147.47 | NO-ESTIMATION | NO-ESTIMATION | NO-ESTIMATION | NO-ESTIMATION | CAPACITY-FACTOR-V1
ESP | Spain | FLIX 1 |  | WRI1006481 | 52.52 | 41.2331 | 0.5472 | Hydro |  |  |  | 1948.0 | ENDESA GENERACION S.A. | Red ElÃ©ctrica de EspaÃ±a | http://www.ree.es/en/statistical-data-of-spanish-electrical-system/annual-report/preliminary-report-spanish-electricity-system-2015 | WRI | [10 empty] | 176.14 | 174.67 | 107.54 | 175.05 | 98.38 | NO-ESTIMATION | NO-ESTIMATION | NO-ESTIMATION | NO-ESTIMATION | NO-ESTIMATION
ESP | Spain | RIBA ROJA 1 |  | WRI1007848 | 261.28 | 41.2422 | 0.4309 | Hydro |  |  |  | 1969.0 | ENDESA GENERACION S.A. | Red ElÃ©ctrica de EspaÃ±a | http://www.ree.es/en/statistical-data-of-spanish-electrical-system/annual-report/preliminary-report-spanish-electricity-system-2015 | WRI | 1015796 | [9 empty] | 758.96 | 764.20 | 396.92 | 765.79 | 344.24 | NO-ESTIMATION | NO-ESTIMATION | NO-ESTIMATION | NO-ESTIMATION | NO-ESTIMATION
ESP | Spain | VILLARINO 4 |  | WRI1008033 | 850.88 | 41.2669 | -6.3078 | Hydro |  |  |  | 1970.0 | IBERDROLA GENERACION S.A. | Red ElÃ©ctrica de EspaÃ±a | http://www.ree.es/en/statistical-data-of-spanish-electrical-system/annual-report/preliminary-report-spanish-electricity-system-2015 | WRI | 1019277 |  |  |  | 1235.421 | 1766.051 | 1160.036 |  |  | JRC-PPDB-OPEN | 3670.54 | 3636.86 | 1579.98 | 3671.25 | 1308.16 | NO-ESTIMATION | NO-ESTIMATION | NO-ESTIMATION | NO-ESTIMATION | NO-ESTIMATION
ESP | Spain | VILLANUA |  | WRI1008032 | 10.9 | 41.2702 | -6.3208 | Hydro |  |  |  | 1978.0 | CORPORACION ACCIONA HIDRAULICA S.L. | Red ElÃ©ctrica de EspaÃ±a | http://www.ree.es/en/statistical-data-of-spanish-electrical-system/annual-report/preliminary-report-spanish-electricity-system-2015 | GEODB | 1014337 | [9 empty] | 41.98 | 42.05 | 23.28 | 41.98 | 20.97 | NO-ESTIMATION | NO-ESTIMATION | NO-ESTIMATION | NO-ESTIMATION | CAPACITY-FACTOR-V1
ESP | Spain | MENUZA |  | WRI1006675 | 27.716 | 41.3217 | -0.3508 | Hydro |  |  |  |  | ELECTRO METALURGICA DEL EBRO S.L. | Red ElÃ©ctrica de EspaÃ±a | http://www.ree.es/en/statistical-data-of-spanish-electrical-system/annual-report/preliminary-report-spanish-electricity-system-2015 | CARMA | 1029092 | [9 empty] | 88.28 | 88.44 | 60.80 | 88.40 | 51.17 | NO-ESTIMATION | NO-ESTIMATION | NO-ESTIMATION | NO-ESTIMATION | CAPACITY-FACTOR-V1
ESP | Spain | MEQUINENZA 1 |  | WRI1006676 | 322.36 | 41.3687 | 0.2765 | Hydro |  |  |  | 1964.0 | ENDESA GENERACION S.A. | Red ElÃ©ctrica de EspaÃ±a | http://www.ree.es/en/statistical-data-of-spanish-electrical-system/annual-report/preliminary-report-spanish-electricity-system-2015 | WRI | 1015792 | [9 empty] | 933.16 | 893.00 | 426.01 | 892.18 | 424.39 | NO-ESTIMATION | NO-ESTIMATION | NO-ESTIMATION | NO-ESTIMATION | NO-ESTIMATION
ESP | Spain | SEROS II 1 |  | WRI1023650 | 44.24 | 41.4744 | 0.4534 | Hydro |  |  |  | 1989.0 | ENDESA GENERACION S.A. | Red ElÃ©ctrica de EspaÃ±a | http://www.ree.es/en/statistical-data-of-spanish-electrical-system/annual-report/preliminary-report-spanish-electricity-system-2015 | WRI | 1017220 | [9 empty] | 147.39 | 151.06 | 80.82 | 154.00 | 78.95 | NO-ESTIMATION | NO-ESTIMATION | NO-ESTIMATION | NO-ESTIMATION | CAPACITY-FACTOR-V1
ESP | Spain | SEIRA II 3 |  | WRI1007896 | 19.25 | 41.4833 | 0.4667 | Hydro |  |  |  | 1996.0 | CORPORACION ACCIONA HIDRAULICA S.L. | Red ElÃ©ctrica de EspaÃ±a | http://www.ree.es/en/statistical-data-of-spanish-electrical-system/annual-report/preliminary-report-spanish-electricity-system-2015 | CARMA | [10 empty] | 68.03 | 69.86 | 39.27 | 70.91 | 38.18 | SOLAR-V1-NO-AGE | SOLAR-V1-NO-AGE | SOLAR-V1-NO-AGE | SOLAR-V1-NO-AGE | SOLAR-V1-NO-AGE
ESP | Spain | RICOBAYO II 1 |  | WRI1007850 | 326.57 | 41.5278 | -5.9877 | Hydro |  |  |  | 1999.0 | IBERDROLA GENERACION S.A. | Red ElÃ©ctrica de EspaÃ±a | http://www.ree.es/en/statistical-data-of-spanish-electrical-system/annual-report/preliminary-report-spanish-electricity-system-2015 | WRI |  |  |  |  | 294.802 | 496.464 | 51.042 |  |  | JRC-PPDB-OPEN | 1134.61 | 1056.97 | 358.75 | 1044.32 | 285.51 | SOLAR-V1-NO-AGE | SOLAR-V1-NO-AGE | SOLAR-V1-NO-AGE | SOLAR-V1-NO-AGE | SOLAR-V1-NO-AGE
ESP | Spain | CASTRO II |  | WRI1006321 | 195.29 | 41.5756 | -6.1891 | Hydro |  |  |  | 1977.0 | IBERDROLA GENERACION S.A. | Red ElÃ©ctrica de EspaÃ±a | http://www.ree.es/en/statistical-data-of-spanish-electrical-system/annual-report/preliminary-report-spanish-electricity-system-2015 | WRI | 1019107 |  |  |  | 358.303 | 425.843 | 182.285 |  |  | JRC-PPDB-OPEN | 611.30 | 611.03 | 266.78 | 574.27 | 246.51 | SOLAR-V1-NO-AGE | SOLAR-V1-NO-AGE | SOLAR-V1-NO-AGE | SOLAR-V1-NO-AGE | SOLAR-V1-NO-AGE
ESP | Spain | LERIDA |  | WRI1006620 | 11.93 | 41.6167 | 0.6167 | Hydro |  |  |  | 1964.0 | ENDESA GENERACION S.A. | Red ElÃ©ctrica de EspaÃ±a | http://www.ree.es/en/statistical-data-of-spanish-electrical-system/annual-report/preliminary-report-spanish-electricity-system-2015 | CARMA | [10 empty] | 42.22 | 43.36 | 24.41 | 44.02 | 23.73 | SOLAR-V1-NO-AGE | SOLAR-V1-NO-AGE | SOLAR-V1-NO-AGE | SOLAR-V1-NO-AGE | SOLAR-V1-NO-AGE
ESP | Spain | TERMENS |  | WRI1007960 | 11.92 | 41.7167 | 0.7667 | Hydro |  |  |  | 1964.0 | ENDESA GENERACION S.A. | Red ElÃ©ctrica de EspaÃ±a | http://www.ree.es/en/statistical-data-of-spanish-electrical-system/annual-report/preliminary-report-spanish-electricity-system-2015 | CARMA | 1017224 | [9 empty] | 35.42 | 36.42 | 23.31 | 34.27 | 20.92 | NO-ESTIMATION | NO-ESTIMATION | NO-ESTIMATION | NO-ESTIMATION | CAPACITY-FACTOR-V1
ESP | Spain | ARTIES 1 |  | WRI1006212 | 67.52 | 41.7980 | 1.9543 | Hydro |  |  |  | 1955.0 | ENDESA GENERACION S.A. | Red ElÃ©ctrica de EspaÃ±a | http://www.ree.es/en/statistical-data-of-spanish-electrical-system/annual-report/preliminary-report-spanish-electricity-system-2015 | CARMA | 1029321 | [9 empty] | 175.76 | 172.50 | 93.12 | 171.22 | 85.3 | NO-ESTIMATION | NO-ESTIMATION | NO-ESTIMATION | NO-ESTIMATION | CAPACITY-FACTOR-V1
ESP | Spain | CAMARASA II 1 |  | WRI1006289 | 58.65 | 41.8749 | 0.8781 | Hydro |  |  |  | 1989.0 | ENDESA GENERACION S.A. | Red ElÃ©ctrica de EspaÃ±a | http://www.ree.es/en/statistical-data-of-spanish-electrical-system/annual-report/preliminary-report-spanish-electricity-system-2015 | CARMA | 1017205 | [9 empty] | 198.74 | 203.61 | 98.16 | 197.54 | 95.67 | NO-ESTIMATION | NO-ESTIMATION | NO-ESTIMATION | NO-ESTIMATION | NO-ESTIMATION
ESP | Spain | OLIANA 3 |  | WRI1006711 | 37.62 | 41.9397 | 1.1954 | Hydro |  |  |  | 1965.0 | ENDESA GENERACION S.A. | Red ElÃ©ctrica de EspaÃ±a | http://www.ree.es/en/statistical-data-of-spanish-electrical-system/annual-report/preliminary-report-spanish-electricity-system-2015 | WRI | 1017247 | [9 empty] | 126.48 | 126.48 | 76.03 | 112.51 | 66.37 | NO-ESTIMATION | NO-ESTIMATION | NO-ESTIMATION | NO-ESTIMATION | CAPACITY-FACTOR-V1
ESP | Spain | SALAS GRUPO 1 |  | WRI1007861 | 52.82 | 41.9443 | -8.0349 | Hydro |  |  |  | 1973.0 | GAS NATURAL FENOSA GENERACION S.L.U. | Red ElÃ©ctrica de EspaÃ±a | http://www.ree.es/en/statistical-data-of-spanish-electrical-system/annual-report/preliminary-report-spanish-electricity-system-2015 | WRI | 1032485 | [9 empty] | 172.58 | 179.64 | 86.50 | 180.13 | 69.51 | SOLAR-V1-NO-AGE | SOLAR-V1-NO-AGE | SOLAR-V1-NO-AGE | SOLAR-V1-NO-AGE | SOLAR-V1-NO-AGE
ESP | Spain | SAU 2 |  | WRI1007890 | 55.56 | 41.9470 | 2.3844 | Hydro |  |  |  | 1964.0 | ENDESA GENERACION S.A. | Red ElÃ©ctrica de EspaÃ±a | http://www.ree.es/en/statistical-data-of-spanish-electrical-system/annual-report/preliminary-report-spanish-electricity-system-2015 | CARMA | 1018379 | [9 empty] | 186.87 | 182.29 | 91.27 | 163.29 | 81.97 | NO-ESTIMATION | NO-ESTIMATION | NO-ESTIMATION | NO-ESTIMATION | NO-ESTIMATION
ESP | Spain | C.H. RIALB 2. |  | WRI1006282 | 24.774 | 41.9753 | 1.2561 | Hydro |  |  |  | 2007.0 | SALTOS Y CENTRALES DE CATALUNYA S.A. | Red ElÃ©ctrica de EspaÃ±a | http://www.ree.es/en/statistical-data-of-spanish-electrical-system/annual-report/preliminary-report-spanish-electricity-system-2015 | CARMA | 1062471 | [9 empty] | 83.83 | 83.83 | 50.47 | 75.01 | 44.49 | NO-ESTIMATION | NO-ESTIMATION | NO-ESTIMATION | NO-ESTIMATION | CAPACITY-FACTOR-V1
ESP | Spain | CANELLES 1 |  | WRI1006306 | 107.4 | 41.9763 | 0.6116 | Hydro |  |  |  | 1959.0 | ENDESA GENERACION S.A. | Red ElÃ©ctrica de EspaÃ±a | http://www.ree.es/en/statistical-data-of-spanish-electrical-system/annual-report/preliminary-report-spanish-electricity-system-2015 | WRI | 1015787 | [9 empty] | 356.58 | 285.72 | 169.09 | 288.27 | 229.63 | NO-ESTIMATION | NO-ESTIMATION | NO-ESTIMATION | NO-ESTIMATION | CAPACITY-FACTOR-V1
ESP | Spain | RIBADELAGO GR 3 |  | WRI1007849 | 34.56 | 41.9781 | -6.1404 | Hydro |  |  |  | 1955.0 | ENDESA GENERACION S.A. | Red ElÃ©ctrica de EspaÃ±a | http://www.ree.es/en/statistical-data-of-spanish-electrical-system/annual-report/preliminary-report-spanish-electricity-system-2015 | CARMA | 1015722 | [9 empty] | 119.23 | 119.23 | 55.69 | 119.56 | 49.2 | NO-ESTIMATION | NO-ESTIMATION | NO-ESTIMATION | NO-ESTIMATION | CAPACITY-FACTOR-V1
ESP | Spain | SUSQUEDA 3 |  | WRI1007949 | 88.55 | 41.9791 | 2.5274 | Hydro |  |  |  | 1981.0 | ENDESA GENERACION S.A. | Red ElÃ©ctrica de EspaÃ±a | http://www.ree.es/en/statistical-data-of-spanish-electrical-system/annual-report/preliminary-report-spanish-electricity-system-2015 | WRI | 1018381 | [9 empty] | 287.52 | 288.51 | 143.28 | 318.30 | 131.39 | SOLAR-V1-NO-AGE | SOLAR-V1-NO-AGE | SOLAR-V1-NO-AGE | SOLAR-V1-NO-AGE | SOLAR-V1-NO-AGE
ESP | Spain | VALPARAISO 2 |  | WRI1008019 | 65.1 | 41.9974 | -6.2738 | Hydro |  |  |  | 1988.0 | IBERDROLA GENERACION S.A. | Red ElÃ©ctrica de EspaÃ±a | http://www.ree.es/en/statistical-data-of-spanish-electrical-system/annual-report/preliminary-report-spanish-electricity-system-2015 | WRI | 1019269 | [9 empty] | 200.59 | 225.63 | 88.88 | 218.58 | 37.59 | NO-ESTIMATION | NO-ESTIMATION | NO-ESTIMATION | NO-ESTIMATION | NO-ESTIMATION
ESP | Spain | CERNADILLA |  | WRI1006339 | 33.32 | 42.0208 | -6.4170 | Hydro |  |  |  | 1969.0 | IBERDROLA GENERACION S.A. | Red ElÃ©ctrica de EspaÃ±a | http://www.ree.es/en/statistical-data-of-spanish-electrical-system/annual-report/preliminary-report-spanish-electricity-system-2015 | CARMA | 1019111 | [9 empty] | 102.14 | 114.96 | 53.58 | 111.35 | 26.21 | SOLAR-V1-NO-AGE | SOLAR-V1-NO-AGE | SOLAR-V1-NO-AGE | SOLAR-V1-NO-AGE | SOLAR-V1-NO-AGE
ESP | Spain | TERRADETS 1 |  | WRI1007963 | 32.32 | 42.0748 | 0.9162 | Hydro |  |  |  | 1935.0 | ENDESA GENERACION S.A. | Red ElÃ©ctrica de EspaÃ±a | http://www.ree.es/en/statistical-data-of-spanish-electrical-system/annual-report/preliminary-report-spanish-electricity-system-2015 | CARMA | 1017225 | [9 empty] | 110.67 | 111.66 | 64.74 | 109.07 | 59.62 | NO-ESTIMATION | NO-ESTIMATION | NO-ESTIMATION | NO-ESTIMATION | CAPACITY-FACTOR-V1
ESP | Spain | CONSO 2 |  | WRI1006395 | 268.02 | 42.1142 | -7.2090 | Hydro |  |  |  | 1975.0 | IBERDROLA GENERACION S.A. | Red ElÃ©ctrica de EspaÃ±a | http://www.ree.es/en/statistical-data-of-spanish-electrical-system/annual-report/preliminary-report-spanish-electricity-system-2015 | WRI | 1019120 | [9 empty] | 757.41 | 770.23 | 138.60 | 742.05 | 92.93 | NO-ESTIMATION | NO-ESTIMATION | NO-ESTIMATION | NO-ESTIMATION | CAPACITY-FACTOR-V1
ESP | Spain | FRIEIRA GRUPO 1 |  | WRI1006486 | 160.61 | 42.1538 | -8.1933 | Hydro |  |  |  | 1970.0 | GAS NATURAL FENOSA GENERACION S.L.U. | Red ElÃ©ctrica de EspaÃ±a | http://www.ree.es/en/statistical-data-of-spanish-electrical-system/annual-report/preliminary-report-spanish-electricity-system-2015 | WRI | 1032441 | [9 empty] | 617.47 | 513.39 | 369.78 | 564.01 | 275.97 | SOLAR-V1-NO-AGE | SOLAR-V1-NO-AGE | SOLAR-V1-NO-AGE | SOLAR-V1-NO-AGE | SOLAR-V1-NO-AGE
ESP | Spain | SOUTELO 2 |  | WRI1007945 | 213.64 | 42.1677 | -7.1744 | Hydro |  |  |  | 1994.0 | IBERDROLA GENERACION S.A. | Red ElÃ©ctrica de EspaÃ±a | http://www.ree.es/en/statistical-data-of-spanish-electrical-system/annual-report/preliminary-report-spanish-electricity-system-2015 | WRI | 1019253 |  |  |  | 131.202 | 154.308 | 59.421 |  |  | JRC-PPDB-OPEN | 621.76 | 621.76 | 351.35 | 623.46 | 320.88 | NO-ESTIMATION | NO-ESTIMATION | NO-ESTIMATION | NO-ESTIMATION | CAPACITY-FACTOR-V1
ESP | Spain | SAN AGUSTIN GR 1 |  | WRI1007866 | 62.88 | 42.1795 | -7.1122 | Hydro |  |  |  | 1961.0 | ENDESA GENERACION S.A. | Red ElÃ©ctrica de EspaÃ±a | http://www.ree.es/en/statistical-data-of-spanish-electrical-system/annual-report/preliminary-report-spanish-electricity-system-2015 | CARMA | 1015725 | [9 empty] | 208.88 | 217.40 | 87.44 | 210.60 | 61.62 | NO-ESTIMATION | NO-ESTIMATION | NO-ESTIMATION | NO-ESTIMATION | CAPACITY-FACTOR-V1
ESP | Spain | TORAN |  | WRI1007972 | 13.12 | 42.2312 | -7.8303 | Hydro |  |  |  | 1963.0 | ENDESA GENERACION S.A. | Red ElÃ©ctrica de EspaÃ±a | http://www.ree.es/en/statistical-data-of-spanish-electrical-system/annual-report/preliminary-report-spanish-electricity-system-2015 | CARMA | 1029330 | [9 empty] | 39.14 | 39.30 | 26.54 | 39.24 | 24.65 | NO-ESTIMATION | NO-ESTIMATION | NO-ESTIMATION | NO-ESTIMATION | CAPACITY-FACTOR-V1
ESP | Spain | CASTRELO GRUPO 1 |  | WRI1006320 | 135.59 | 42.2917 | -8.1136 | Hydro |  |  |  | 1969.0 | GAS NATURAL FENOSA GENERACION S.L.U. | Red ElÃ©ctrica de EspaÃ±a | http://www.ree.es/en/statistical-data-of-spanish-electrical-system/annual-report/preliminary-report-spanish-electricity-system-2015 | WRI | [10 empty] | 406.81 | 429.80 | 302.64 | 430.97 | 209.11 | SOLAR-V1-NO-AGE | SOLAR-V1-NO-AGE | SOLAR-V1-NO-AGE | SOLAR-V1-NO-AGE | SOLAR-V1-NO-AGE
ESP | Spain | PORTO GR 1 |  | WRI1007801 | 17.6 | 42.3094 | -8.2049 | Hydro |  |  |  | 1963.0 | ENDESA GENERACION S.A. | Red ElÃ©ctrica de EspaÃ±a | http://www.ree.es/en/statistical-data-of-spanish-electrical-system/annual-report/preliminary-report-spanish-electricity-system-2015 | CARMA | [10 empty] | 66.51 | 69.43 | 34.81 | 66.70 | 32.32 | NO-ESTIMATION | NO-ESTIMATION | NO-ESTIMATION | NO-ESTIMATION | NO-ESTIMATION
ESP | Spain | ESCALES 1 |  | WRI1006464 | 35.85 | 42.3161 | 0.7463 | Hydro |  |  |  | 1955.0 | ENDESA GENERACION S.A. | Red ElÃ©ctrica de EspaÃ±a | http://www.ree.es/en/statistical-data-of-spanish-electrical-system/annual-report/preliminary-report-spanish-electricity-system-2015 | CARMA | 1015789 | [9 empty] | 114.43 | 114.43 | 80.07 | 114.74 | 75.91 | NO-ESTIMATION | NO-ESTIMATION | NO-ESTIMATION | NO-ESTIMATION | CAPACITY-FACTOR-V1
ESP | Spain | PORTODEMOUROS GRUPO 2 |  | WRI1007802 | 88.12 | 42.3167 | -7.0274 | Hydro |  |  |  | 1968.0 | GAS NATURAL FENOSA GENERACION S.L.U. | Red ElÃ©ctrica de EspaÃ±a | http://www.ree.es/en/statistical-data-of-spanish-electrical-system/annual-report/preliminary-report-spanish-electricity-system-2015 | CARMA | 1032476 | [9 empty] | 283.84 | 283.84 | 188.74 | 284.61 | 178.5 | SOLAR-V1-NO-AGE | SOLAR-V1-NO-AGE | SOLAR-V1-NO-AGE | SOLAR-V1-NO-AGE | SOLAR-V1-NO-AGE
ESP | Spain | MEDIANO 1 |  | WRI1006670 | 66.97 | 42.3227 | 0.2438 | Hydro |  |  |  | 1969.0 | CORPORACION ACCIONA HIDRAULICA S.L. | Red ElÃ©ctrica de EspaÃ±a | http://www.ree.es/en/statistical-data-of-spanish-electrical-system/annual-report/preliminary-report-spanish-electricity-system-2015 | CARMA | 1015791 | [9 empty] | 226.45 | 232.18 | 122.62 | 232.81 | 102.72 | SOLAR-V1-NO-AGE | SOLAR-V1-NO-AGE | SOLAR-V1-NO-AGE | SOLAR-V1-NO-AGE | SOLAR-V1-NO-AGE
ESP | Spain | VELLE GRUPO 2 |  | WRI1008024 | 86.48 | 42.3589 | -7.8510 | Hydro |  |  |  | 1967.0 | GAS NATURAL FENOSA GENERACION S.L.U. | Red ElÃ©ctrica de EspaÃ±a | http://www.ree.es/en/statistical-data-of-spanish-electrical-system/annual-report/preliminary-report-spanish-electricity-system-2015 | WRI | 1017245 | [9 empty] | 284.47 | 302.89 | 208.95 | 300.95 | 149.86 | NO-ESTIMATION | NO-ESTIMATION | NO-ESTIMATION | NO-ESTIMATION | CAPACITY-FACTOR-V1
ESP | Spain | PONTENOVO 1 |  | WRI1007797 | 25.77 | 42.3746 | -7.2351 | Hydro |  |  |  | 1952.0 | IBERDROLA GENERACION S.A. | Red ElÃ©ctrica de EspaÃ±a | http://www.ree.es/en/statistical-data-of-spanish-electrical-system/annual-report/preliminary-report-spanish-electricity-system-2015 | WRI | 1019211 | [9 empty] | 82.64 | 82.64 | 58.37 | 82.87 | 55.38 | NO-ESTIMATION | NO-ESTIMATION | NO-ESTIMATION | NO-ESTIMATION | CAPACITY-FACTOR-V1
ESP | Spain | EL PUEYO |  | WRI1006446 | 14 | 42.3764 | -0.0026 | Hydro |  |  |  |  | CONFEDERACION HIDROGRAFICA DEL EBRO | Red ElÃ©ctrica de EspaÃ±a | http://www.ree.es/en/statistical-data-of-spanish-electrical-system/annual-report/preliminary-report-spanish-electricity-system-2015 | CARMA | 1016281 | [9 empty] | 42.09 | 42.26 | 28.65 | 42.20 | 26.63 | NO-ESTIMATION | NO-ESTIMATION | NO-ESTIMATION | NO-ESTIMATION | CAPACITY-FACTOR-V1
ESP | Spain | REGUEIRO GRUPO 2 |  | WRI1007842 | 28.64 | 42.3826 | -7.5684 | Hydro |  |  |  | 1970.0 | GAS NATURAL FENOSA GENERACION S.L.U. | Red ElÃ©ctrica de EspaÃ±a | http://www.ree.es/en/statistical-data-of-spanish-electrical-system/annual-report/preliminary-report-spanish-electricity-system-2015 | CARMA | 1032479 | [9 empty] | 90.79 | 97.59 | 62.83 | 97.86 | 54.69 | NO-ESTIMATION | NO-ESTIMATION | NO-ESTIMATION | NO-ESTIMATION | NO-ESTIMATION
ESP | Spain | PUENTE BIBEY 4 |  | WRI1007817 | 312.41 | 42.3921 | -7.2191 | Hydro |  |  |  | 1966.0 | IBERDROLA GENERACION S.A. | Red ElÃ©ctrica de EspaÃ±a | http://www.ree.es/en/statistical-data-of-spanish-electrical-system/annual-report/preliminary-report-spanish-electricity-system-2015 | WRI | 1019213 | [9 empty] | 863.64 | 863.64 | 405.75 | 858.32 | 596.24 | NO-ESTIMATION | NO-ESTIMATION | NO-ESTIMATION | NO-ESTIMATION | CAPACITY-FACTOR-V1
ESP | Spain | LAS CONCHAS GRUPO 1 |  | WRI1006604 | 49.38 | 42.4075 | -7.5316 | Hydro |  |  |  | 1949.0 | GAS NATURAL FENOSA GENERACION S.L.U. | Red ElÃ©ctrica de EspaÃ±a | http://www.ree.es/en/statistical-data-of-spanish-electrical-system/annual-report/preliminary-report-spanish-electricity-system-2015 | CARMA | 1017244 | [9 empty] | 169.21 | 163.31 | 67.03 | 171.54 | 58.89 | NO-ESTIMATION | NO-ESTIMATION | NO-ESTIMATION | NO-ESTIMATION | CAPACITY-FACTOR-V1
ESP | Spain | SOBRADELO 2 |  | WRI1023652 | 44.25 | 42.4139 | -6.9191 | Hydro |  |  |  | 1972.0 | IBERDROLA GENERACION S.A. | Red ElÃ©ctrica de EspaÃ±a | http://www.ree.es/en/statistical-data-of-spanish-electrical-system/annual-report/preliminary-report-spanish-electricity-system-2015 | WRI | 1019250 | [9 empty] | 154.47 | 154.47 | 80.11 | 141.95 | 71.97 | HYDRO-V1 | HYDRO-V1 | HYDRO-V1 | HYDRO-V1 | HYDRO-V1
ESP | Spain | San Esteban II Grupo 1 |  | WRI1007869 | 438.45 | 42.4143 | -7.6533 | Hydro |  |  |  | 2012.0 | IBERDROLA GENERACION S.A. | Red ElÃ©ctrica de EspaÃ±a | http://www.ree.es/en/statistical-data-of-spanish-electrical-system/annual-report/preliminary-report-spanish-electricity-system-2015 | WRI |  |  |  |  | 103.458 | 404.532 | 40.381 |  |  | JRC-PPDB-OPEN | 1200.39 | 1285.51 | 574.40 | 1289.03 | 834.69 | NO-ESTIMATION | NO-ESTIMATION | NO-ESTIMATION | NO-ESTIMATION | CAPACITY-FACTOR-V1
ESP | Spain | SAN PEDRO 2 |  | WRI1007878 | 34.36 | 42.4171 | -7.7498 | Hydro |  |  |  | 1960.0 | IBERDROLA GENERACION S.A. | Red ElÃ©ctrica de EspaÃ±a | http://www.ree.es/en/statistical-data-of-spanish-electrical-system/annual-report/preliminary-report-spanish-electricity-system-2015 | CARMA | 1019240 | [9 empty] | 112.77 | 120.09 | 89.56 | 119.32 | 69.19 | NO-ESTIMATION | NO-ESTIMATION | NO-ESTIMATION | NO-ESTIMATION | NO-ESTIMATION
ESP | Spain | ALBARELLOS GRUPO 1 |  | WRI1006170 | 67.6 | 42.4333 | -8.1443 | Hydro |  |  |  | 1973.0 | GAS NATURAL FENOSA GENERACION S.L.U. | Red ElÃ©ctrica de EspaÃ±a | http://www.ree.es/en/statistical-data-of-spanish-electrical-system/annual-report/preliminary-report-spanish-electricity-system-2015 | CARMA | 1032400 | [9 empty] | 222.39 | 222.39 | 142.40 | 223.00 | 134.55 | SOLAR-V1-NO-AGE | SOLAR-V1-NO-AGE | SOLAR-V1-NO-AGE | SOLAR-V1-NO-AGE | SOLAR-V1-NO-AGE
ESP | Spain | CORNATEL GR 1 |  | WRI1006401 | 130.66 | 42.4496 | -6.9476 | Hydro |  |  |  | 1963.0 | ENDESA GENERACION S.A. | Red ElÃ©ctrica de EspaÃ±a | http://www.ree.es/en/statistical-data-of-spanish-electrical-system/annual-report/preliminary-report-spanish-electricity-system-2015 | CARMA | 1015709 | [9 empty] | 425.86 | 425.86 | 189.03 | 384.33 | 166.49 | SOLAR-V1-NO-AGE | SOLAR-V1-NO-AGE | SOLAR-V1-NO-AGE | SOLAR-V1-NO-AGE | SOLAR-V1-NO-AGE
ESP | Spain | QUERENO GR 1 |  | WRI1007838 | 36.46 | 42.4496 | -6.9476 | Hydro |  |  |  | 1961.0 | ENDESA GENERACION S.A. | Red ElÃ©ctrica de EspaÃ±a | http://www.ree.es/en/statistical-data-of-spanish-electrical-system/annual-report/preliminary-report-spanish-electricity-system-2015 | CARMA | 1015721 | [9 empty] | 127.01 | 127.01 | 70.65 | 116.69 | 63.95 | NO-ESTIMATION | NO-ESTIMATION | NO-ESTIMATION | NO-ESTIMATION | NO-ESTIMATION
ESP | Spain | LOS PEARES GRUPO 2 |  | WRI1006651 | 181.02 | 42.4637 | -7.7237 | Hydro |  |  |  | 1954.0 | GAS NATURAL FENOSA GENERACION S.L.U. | Red ElÃ©ctrica de EspaÃ±a | http://www.ree.es/en/statistical-data-of-spanish-electrical-system/annual-report/preliminary-report-spanish-electricity-system-2015 | WRI | 1032458 | [9 empty] | 548.94 | 546.19 | 265.01 | 552.43 | 236.02 | NO-ESTIMATION | NO-ESTIMATION | NO-ESTIMATION | NO-ESTIMATION | CAPACITY-FACTOR-V1
ESP | Spain | MONTEFURADO 3 |  | WRI1006689 | 44.29 | 42.4768 | -7.2746 | Hydro |  |  |  | 1957.0 | IBERDROLA GENERACION S.A. | Red ElÃ©ctrica de EspaÃ±a | http://www.ree.es/en/statistical-data-of-spanish-electrical-system/annual-report/preliminary-report-spanish-electricity-system-2015 | CARMA | 1019198 | [9 empty] | 141.40 | 141.40 | 93.04 | 142.70 | 73.22 | SOLAR-V1-NO-AGE | SOLAR-V1-NO-AGE | SOLAR-V1-NO-AGE | SOLAR-V1-NO-AGE | SOLAR-V1-NO-AGE
ESP | Spain | LLAVORSI CARDOS 1 |  | WRI1006626 | 52.4 | 42.4951 | 1.2110 | Hydro |  |  |  | 1966.0 | ENDESA GENERACION S.A. | Red ElÃ©ctrica de EspaÃ±a | http://www.ree.es/en/statistical-data-of-spanish-electrical-system/annual-report/preliminary-report-spanish-electricity-system-2015 | CARMA | 1017211 | [9 empty] | 181.41 | 181.22 | 88.40 | 177.38 | 78.02 | SOLAR-V1-NO-AGE | SOLAR-V1-NO-AGE | SOLAR-V1-NO-AGE | SOLAR-V1-NO-AGE | SOLAR-V1-NO-AGE
ESP | Spain | CALDES 2 |  | WRI1006288 | 32.48 | 42.5046 | 0.8006 | Hydro |  |  |  | 1959.0 | ENDESA GENERACION S.A. | Red ElÃ©ctrica de EspaÃ±a | http://www.ree.es/en/statistical-data-of-spanish-electrical-system/annual-report/preliminary-report-spanish-electricity-system-2015 | CARMA | 1015785 | [9 empty] | 106.66 | 106.66 | 75.54 | 106.96 | 71.77 | SOLAR-V1-NO-AGE | SOLAR-V1-NO-AGE | SOLAR-V1-NO-AGE | SOLAR-V1-NO-AGE | SOLAR-V1-NO-AGE
ESP | Spain | SANTA MARINA GR 3 |  | WRI1023649 | 34.68 | 42.5103 | -5.8730 | Hydro |  |  |  | 1992.0 | ENDESA GENERACION S.A. | Red ElÃ©ctrica de EspaÃ±a | http://www.ree.es/en/statistical-data-of-spanish-electrical-system/annual-report/preliminary-report-spanish-electricity-system-2015 | WRI | 1015727 | [9 empty] | 106.53 | 104.17 | 56.94 | 115.89 | 46.08 | NO-ESTIMATION | NO-ESTIMATION | NO-ESTIMATION | NO-ESTIMATION | NO-ESTIMATION
ESP | Spain | LAFORTUNADA CINCA 1 |  | WRI1006599 | 41.4 | 42.5741 | 0.1824 | Hydro |  |  |  | 1923.0 | CORPORACION ACCIONA HIDRAULICA S.L. | Red ElÃ©ctrica de EspaÃ±a | http://www.ree.es/en/statistical-data-of-spanish-electrical-system/annual-report/preliminary-report-spanish-electricity-system-2015 | CARMA | [10 empty] | 150.36 | 145.11 | 90.52 | 145.51 | 78.29 | SOLAR-V1-NO-AGE | SOLAR-V1-NO-AGE | SOLAR-V1-NO-AGE | SOLAR-V1-NO-AGE | SOLAR-V1-NO-AGE
ESP | Spain | LAFORTUNADA CINQUETA 1 |  | WRI1006600 | 40.8 | 42.5741 | 0.1824 | Hydro |  |  |  | 1932.0 | ENDESA GENERACION S.A. | Red ElÃ©ctrica de EspaÃ±a | http://www.ree.es/en/statistical-data-of-spanish-electrical-system/annual-report/preliminary-report-spanish-electricity-system-2015 | CARMA | 1019176¦1019175 | [9 empty] | 148.18 | 143.01 | 89.21 | 143.40 | 77.16 | NO-ESTIMATION | NO-ESTIMATION | NO-ESTIMATION | NO-ESTIMATION | NO-ESTIMATION
ESP | Spain | MONTAMARA 1 |  | WRI1006685 | 92.42 | 42.5758 | 1.1423 | Hydro |  |  |  | 1974.0 | ENDESA GENERACION S.A. | Red ElÃ©ctrica de EspaÃ±a | http://www.ree.es/en/statistical-data-of-spanish-electrical-system/annual-report/preliminary-report-spanish-electricity-system-2015 | WRI | 1017214 | [9 empty] | 312.08 | 312.08 | 148.37 | 281.19 | 109.47 | NO-ESTIMATION | NO-ESTIMATION | NO-ESTIMATION | NO-ESTIMATION | CAPACITY-FACTOR-V1
ESP | Spain | MORALETS 1 |  | WRI1006693 | 219.14 | 42.5787 | 0.7587 | Hydro |  |  |  | 1985.0 | ENDESA GENERACION S.A. | Red ElÃ©ctrica de EspaÃ±a | http://www.ree.es/en/statistical-data-of-spanish-electrical-system/annual-report/preliminary-report-spanish-electricity-system-2015 | WRI | 1015793 | [9 empty] | 637.76 | 637.76 | 360.39 | 639.51 | 329.14 | NO-ESTIMATION | NO-ESTIMATION | NO-ESTIMATION | NO-ESTIMATION | NO-ESTIMATION
ESP | Spain | ERISTE 1 |  | WRI1006463 | 87.6 | 42.5899 | 0.4927 | Hydro |  |  |  | 1969.0 | CORPORACION ACCIONA HIDRAULICA S.L. | Red ElÃ©ctrica de EspaÃ±a | http://www.ree.es/en/statistical-data-of-spanish-electrical-system/annual-report/preliminary-report-spanish-electricity-system-2015 | CARMA | 1016282 | [9 empty] | 234.97 | 234.03 | 109.54 | 184.15 | 118.43 | SOLAR-V1-NO-AGE | SOLAR-V1-NO-AGE | SOLAR-V1-NO-AGE | SOLAR-V1-NO-AGE | SOLAR-V1-NO-AGE
ESP | Spain | BELESAR GRUPO 2 |  | WRI1006246 | 331.01 | 42.6263 | -7.7135 | Hydro |  |  |  | 1963.0 | GAS NATURAL FENOSA GENERACION S.L.U. | Red ElÃ©ctrica de EspaÃ±a | http://www.ree.es/en/statistical-data-of-spanish-electrical-system/annual-report/preliminary-report-spanish-electricity-system-2015 | WRI |  |  |  |  | 463.251 | 737.018 | 105.937 |  |  | JRC-PPDB-OPEN | 972.62 | 967.60 | 372.82 | 978.93 | 369.5 | HYDRO-V1 | HYDRO-V1 | HYDRO-V1 | HYDRO-V1 | HYDRO-V1
ESP | Spain | BIESCAS II 1 |  | WRI1006251 | 61.4 | 42.6290 | -0.3214 | Hydro |  |  |  | 1969.0 | CORPORACION ACCIONA HIDRAULICA S.L. | Red ElÃ©ctrica de EspaÃ±a | http://www.ree.es/en/statistical-data-of-spanish-electrical-system/annual-report/preliminary-report-spanish-electricity-system-2015 | CARMA | 1095025 | [9 empty] | 200.21 | 200.21 | 127.55 | 200.75 | 120.42 | NO-ESTIMATION | NO-ESTIMATION | NO-ESTIMATION | NO-ESTIMATION | CAPACITY-FACTOR-V1
ESP | Spain | TAVASCAN INFERIOR |  | WRI1007958 | 150.88 | 42.6370 | 1.2512 | Hydro |  |  |  | 1971.0 | ENDESA GENERACION S.A. | Red ElÃ©ctrica de EspaÃ±a | http://www.ree.es/en/statistical-data-of-spanish-electrical-system/annual-report/preliminary-report-spanish-electricity-system-2015 | CARMA | [10 empty] | 431.78 | 431.78 | 288.52 | 432.96 | 267 | NO-ESTIMATION | NO-ESTIMATION | NO-ESTIMATION | NO-ESTIMATION | CAPACITY-FACTOR-V1
ESP | Spain | C.H. SAHECHORES |  | WRI1006283 | 20.216 | 42.6563 | -5.1753 | Hydro |  |  |  | 2007.0 | CONFEDERACION HIDROGRAFICA DEL DUERO | Red ElÃ©ctrica de EspaÃ±a | http://www.ree.es/en/statistical-data-of-spanish-electrical-system/annual-report/preliminary-report-spanish-electricity-system-2015 | CARMA | 1067543 | [9 empty] | 53.04 | 51.69 | 38.04 | 54.00 | 28.12 | SOLAR-V1-NO-AGE | SOLAR-V1-NO-AGE | SOLAR-V1-NO-AGE | SOLAR-V1-NO-AGE | SOLAR-V1-NO-AGE
ESP | Spain | CENTRAL HIDRAULICA DOMENO |  | WRI1006332 | 20.4 | 42.6758 | -1.2395 | Hydro |  |  |  | 2001.0 | IBERENOVA PROMOCIONES S.A. SOCIEDAD UNIPERSONAL | Red ElÃ©ctrica de EspaÃ±a | http://www.ree.es/en/statistical-data-of-spanish-electrical-system/annual-report/preliminary-report-spanish-electricity-system-2015 | CARMA | 1037449 | [9 empty] | 67.67 | 62.78 | 31.88 | 62.28 | 27.71 | NO-ESTIMATION | NO-ESTIMATION | NO-ESTIMATION | NO-ESTIMATION | CAPACITY-FACTOR-V1
ESP | Spain | VIELHA 1 |  | WRI1008028 | 21.86 | 42.7020 | 0.7956 | Hydro |  |  |  | 1947.0 | ENDESA GENERACION S.A. | Red ElÃ©ctrica de EspaÃ±a | http://www.ree.es/en/statistical-data-of-spanish-electrical-system/annual-report/preliminary-report-spanish-electricity-system-2015 | CARMA | 1029331 | [9 empty] | 74.00 | 73.88 | 37.14 | 71.74 | 38.44 | NO-ESTIMATION | NO-ESTIMATION | NO-ESTIMATION | NO-ESTIMATION | CAPACITY-FACTOR-V1
ESP | Spain | IP 1 |  | WRI1006560 | 88.85 | 42.7163 | -0.5256 | Hydro |  |  |  | 1969.0 | CORPORACION ACCIONA HIDRAULICA S.L. | Red ElÃ©ctrica de EspaÃ±a | http://www.ree.es/en/statistical-data-of-spanish-electrical-system/annual-report/preliminary-report-spanish-electricity-system-2015 | CARMA | 1014321 | [9 empty] | 292.30 | 292.30 | 196.42 | 293.11 | 186.1 | SOLAR-V1-NO-AGE | SOLAR-V1-NO-AGE | SOLAR-V1-NO-AGE | SOLAR-V1-NO-AGE | SOLAR-V1-NO-AGE
ESP | Spain | LANUZA 1 |  | WRI1006603 | 52.69 | 42.7238 | -0.2817 | Hydro |  |  |  | 1977.0 | CORPORACION ACCIONA HIDRAULICA S.L. | Red ElÃ©ctrica de EspaÃ±a | http://www.ree.es/en/statistical-data-of-spanish-electrical-system/annual-report/preliminary-report-spanish-electricity-system-2015 | CARMA | 1016284 | [9 empty] | 171.80 | 171.80 | 109.46 | 172.28 | 103.33 | SOLAR-V1-NO-AGE | SOLAR-V1-NO-AGE | SOLAR-V1-NO-AGE | SOLAR-V1-NO-AGE | SOLAR-V1-NO-AGE
ESP | Spain | BARRADOS |  | WRI1006229 | 15.88 | 42.7333 | 0.7167 | Hydro |  |  |  | 1956.0 | ENDESA GENERACION S.A. | Red ElÃ©ctrica de EspaÃ±a | http://www.ree.es/en/statistical-data-of-spanish-electrical-system/annual-report/preliminary-report-spanish-electricity-system-2015 | CARMA | 1029322 | [9 empty] | 56.11 | 56.12 | 31.41 | 55.67 | 32.12 | SOLAR-V1-NO-AGE | SOLAR-V1-NO-AGE | SOLAR-V1-NO-AGE | SOLAR-V1-NO-AGE | SOLAR-V1-NO-AGE
ESP | Spain | LA SARRA |  | WRI1006594 | 24 | 42.7713 | -0.3345 | Hydro |  |  |  |  | ACCIONA SALTOS DE AGUA S.L. | Red ElÃ©ctrica de EspaÃ±a | http://www.ree.es/en/statistical-data-of-spanish-electrical-system/annual-report/preliminary-report-spanish-electricity-system-2015 | CARMA | 1016283 | [9 empty] | 79.06 | 79.06 | 56.02 | 79.28 | 53.23 | HYDRO-V1 | HYDRO-V1 | HYDRO-V1 | HYDRO-V1 | HYDRO-V1
ESP | Spain | SOBRON 1 |  | WRI1007924 | 27.78 | 42.7778 | -3.0458 | Hydro |  |  |  | 1961.0 | IBERDROLA GENERACION S.A. | Red ElÃ©ctrica de EspaÃ±a | http://www.ree.es/en/statistical-data-of-spanish-electrical-system/annual-report/preliminary-report-spanish-electricity-system-2015 | CARMA | 1019251 | [9 empty] | 56.07 | 72.84 | 61.60 | 88.00 | 61.02 | SOLAR-V1-NO-AGE | SOLAR-V1-NO-AGE | SOLAR-V1-NO-AGE | SOLAR-V1-NO-AGE | SOLAR-V1-NO-AGE
ESP | Spain | LAS ONDINAS GR 1 |  | WRI1006607 | 82.46 | 42.8206 | -6.4875 | Hydro |  |  |  | 1966.0 | ENDESA GENERACION S.A. | Red ElÃ©ctrica de EspaÃ±a | http://www.ree.es/en/statistical-data-of-spanish-electrical-system/annual-report/preliminary-report-spanish-electricity-system-2015 | CARMA | 1015716 | [9 empty] | 245.10 | 242.61 | 100.47 | 252.88 | 94.83 | NO-ESTIMATION | NO-ESTIMATION | NO-ESTIMATION | NO-ESTIMATION | CAPACITY-FACTOR-V1
ESP | Spain | TAMBRE II GRUPO 1 |  | WRI1007952 | 73.04 | 42.8368 | -8.8498 | Hydro |  |  |  | 1975.0 | GAS NATURAL FENOSA GENERACION S.L.U. | Red ElÃ©ctrica de EspaÃ±a | http://www.ree.es/en/statistical-data-of-spanish-electrical-system/annual-report/preliminary-report-spanish-electricity-system-2015 | WRI | 1032494 | [9 empty] | 248.59 | 248.59 | 120.43 | 249.01 | 108.37 | SOLAR-V1-NO-AGE | SOLAR-V1-NO-AGE | SOLAR-V1-NO-AGE | SOLAR-V1-NO-AGE | SOLAR-V1-NO-AGE
ESP | Spain | PONT DE REI 1 |  | WRI1007796 | 46.14 | 42.8384 | 0.7390 | Hydro |  |  |  | 1960.0 | ENDESA GENERACION S.A. | Red ElÃ©ctrica de EspaÃ±a | http://www.ree.es/en/statistical-data-of-spanish-electrical-system/annual-report/preliminary-report-spanish-electricity-system-2015 | CARMA | 1029328 | [9 empty] | 155.65 | 155.41 | 66.61 | 150.41 | 69.37 | SOLAR-V1-NO-AGE | SOLAR-V1-NO-AGE | SOLAR-V1-NO-AGE | SOLAR-V1-NO-AGE | SOLAR-V1-NO-AGE
ESP | Spain | C.H. ARNOYA |  | WRI1006277 | 10 | 42.8878 | -8.9567 | Hydro |  |  |  | 2005.0 | HIDROELECTRICA DEL GIESTA SRL | Red ElÃ©ctrica de EspaÃ±a | http://www.ree.es/en/statistical-data-of-spanish-electrical-system/annual-report/preliminary-report-spanish-electricity-system-2015 | CARMA | 1058381 | [9 empty] | 32.41 | 32.79 | 20.66 | 32.16 | 15.12 | NO-ESTIMATION | NO-ESTIMATION | NO-ESTIMATION | NO-ESTIMATION | CAPACITY-FACTOR-V1
ESP | Spain | LA REMOLINA GR 1 |  | WRI1006591 | 83.19 | 42.9036 | -5.1437 | Hydro |  |  |  | 1990.0 | VIESGO GENERACION S.L. | Red ElÃ©ctrica de EspaÃ±a | http://www.ree.es/en/statistical-data-of-spanish-electrical-system/annual-report/preliminary-report-spanish-electricity-system-2015 | CARMA | 1015714 | [9 empty] | 273.68 | 273.68 | 183.91 | 274.43 | 174.24 | SOLAR-V1-NO-AGE | SOLAR-V1-NO-AGE | SOLAR-V1-NO-AGE | SOLAR-V1-NO-AGE | SOLAR-V1-NO-AGE
ESP | Spain | AGUAYO 3 |  | WRI1006167 | 360.6 | 43.0952 | -4.0004 | Hydro |  |  |  | 1983.0 | VIESGO GENERACION S.L. | Red ElÃ©ctrica de EspaÃ±a | http://www.ree.es/en/statistical-data-of-spanish-electrical-system/annual-report/preliminary-report-spanish-electricity-system-2015 | WRI | 1014379 | [9 empty] | 850.45 | 745.62 | 178.60 | 747.66 | 106.66 | SOLAR-V1-NO-AGE | SOLAR-V1-NO-AGE | SOLAR-V1-NO-AGE | SOLAR-V1-NO-AGE | SOLAR-V1-NO-AGE
ESP | Spain | BARAZAR 1 |  | WRI1006226 | 82.7 | 43.1000 | -2.7500 | Hydro |  |  |  | 1957.0 | IBERDROLA GENERACION S.A. | Red ElÃ©ctrica de EspaÃ±a | http://www.ree.es/en/statistical-data-of-spanish-electrical-system/annual-report/preliminary-report-spanish-electricity-system-2015 | CARMA | 1019084 | [9 empty] | 274.01 | 274.01 | 184.76 | 274.76 | 175.15 | NO-ESTIMATION | NO-ESTIMATION | NO-ESTIMATION | NO-ESTIMATION | CAPACITY-FACTOR-V1
ESP | Spain | BARCENA GR 1 |  | WRI1006228 | 61.15 | 43.1258 | -4.0566 | Hydro |  |  |  | 1959.0 | ENDESA GENERACION S.A. | Red ElÃ©ctrica de EspaÃ±a | http://www.ree.es/en/statistical-data-of-spanish-electrical-system/annual-report/preliminary-report-spanish-electricity-system-2015 | CARMA | [10 empty] | 185.20 | 163.90 | 75.48 | 164.35 | 59.6 | SOLAR-V1-NO-AGE | SOLAR-V1-NO-AGE | SOLAR-V1-NO-AGE | SOLAR-V1-NO-AGE | SOLAR-V1-NO-AGE
ESP | Spain | PENA DE BEJO |  | WRI1007734 | 20.8 | 43.1504 | -4.3817 | Hydro |  |  |  |  | SALTOS DEL NANSA I S.A. UNIPERSONAL | Red ElÃ©ctrica de EspaÃ±a | http://www.ree.es/en/statistical-data-of-spanish-electrical-system/annual-report/preliminary-report-spanish-electricity-system-2015 | CARMA | 1027891 | [9 empty] | 61.17 | 68.33 | 35.64 | 63.12 | 31.02 | NO-ESTIMATION | NO-ESTIMATION | NO-ESTIMATION | NO-ESTIMATION | CAPACITY-FACTOR-V1
ESP | Spain | TANES 1 |  | WRI1007954 | 124.17 | 43.2207 | -5.4278 | Hydro |  |  |  | 1978.0 | HIDROELECTRICA DEL CANTABRICO S.A. | Red ElÃ©ctrica de EspaÃ±a | http://www.ree.es/en/statistical-data-of-spanish-electrical-system/annual-report/preliminary-report-spanish-electricity-system-2015 | WRI | 1018399 | [9 empty] | 326.25 | 322.50 | 123.09 | 327.14 | 114.8 | SOLAR-V1-NO-AGE | SOLAR-V1-NO-AGE | SOLAR-V1-NO-AGE | SOLAR-V1-NO-AGE | SOLAR-V1-NO-AGE
ESP | Spain | MANDEO-ZARZO |  | WRI1006666 | 25.6 | 43.2347 | -8.0171 | Hydro |  |  |  |  | NAVARRO GENERACION S.A. | Red ElÃ©ctrica de EspaÃ±a | http://www.ree.es/en/statistical-data-of-spanish-electrical-system/annual-report/preliminary-report-spanish-electricity-system-2015 | CARMA | 1032460 | [9 empty] | 81.56 | 81.56 | 57.45 | 81.79 | 54.48 | SOLAR-V1-NO-AGE | SOLAR-V1-NO-AGE | SOLAR-V1-NO-AGE | SOLAR-V1-NO-AGE | SOLAR-V1-NO-AGE
ESP | Spain | SALIME 4 |  | WRI1007862 | 157.24 | 43.2364 | -6.8475 | Hydro |  |  |  | 1956.0 | HIDROELECTRICA DEL CANTABRICO S.A. | Red ElÃ©ctrica de EspaÃ±a | http://www.ree.es/en/statistical-data-of-spanish-electrical-system/annual-report/preliminary-report-spanish-electricity-system-2015 | WRI | 1014389 | [9 empty] | 490.41 | 534.30 | 240.55 | 486.58 | 170.7 | NO-ESTIMATION | NO-ESTIMATION | NO-ESTIMATION | NO-ESTIMATION | CAPACITY-FACTOR-V1
ESP | Spain | PROAZA 1 |  | WRI1007805 | 49.54 | 43.2518 | -6.0163 | Hydro |  |  |  | 1968.0 | HIDROELECTRICA DEL CANTABRICO S.A. | Red ElÃ©ctrica de EspaÃ±a | http://www.ree.es/en/statistical-data-of-spanish-electrical-system/annual-report/preliminary-report-spanish-electricity-system-2015 | CARMA | 1018397 | [9 empty] | 150.04 | 150.04 | 61.15 | 160.17 | 60.77 | SOLAR-V1-NO-AGE | SOLAR-V1-NO-AGE | SOLAR-V1-NO-AGE | SOLAR-V1-NO-AGE | SOLAR-V1-NO-AGE
ESP | Spain | CAMPORRIONDI |  | WRI1006297 | 15.2 | 43.3514 | -5.1292 | Hydro |  |  |  |  | NAVARRO GENERACION S.A. | Red ElÃ©ctrica de EspaÃ±a | http://www.ree.es/en/statistical-data-of-spanish-electrical-system/annual-report/preliminary-report-spanish-electricity-system-2015 | CARMA | 1027881 | [9 empty] | 51.38 | 51.56 | 29.92 | 51.52 | 22.89 | SOLAR-V1-NO-AGE | SOLAR-V1-NO-AGE | SOLAR-V1-NO-AGE | SOLAR-V1-NO-AGE | SOLAR-V1-NO-AGE
ESP | Spain | DOIRAS 1 |  | WRI1006423 | 61.94 | 43.3891 | -6.8232 | Hydro |  |  |  | 1944.0 | VIESGO GENERACION S.L. | Red ElÃ©ctrica de EspaÃ±a | http://www.ree.es/en/statistical-data-of-spanish-electrical-system/annual-report/preliminary-report-spanish-electricity-system-2015 | GEODB | 1014386 | [9 empty] | 200.38 | 200.60 | 126.23 | 201.15 | 97.39 | SOLAR-V1-NO-AGE | SOLAR-V1-NO-AGE | SOLAR-V1-NO-AGE | SOLAR-V1-NO-AGE | SOLAR-V1-NO-AGE
ESP | Spain | EUME GR 1 |  | WRI1006471 | 54.4 | 43.4270 | -8.0671 | Hydro |  |  |  | 1960.0 | ENDESA GENERACION S.A. | Red ElÃ©ctrica de EspaÃ±a | http://www.ree.es/en/statistical-data-of-spanish-electrical-system/annual-report/preliminary-report-spanish-electricity-system-2015 | CARMA | 1015713 | [9 empty] | 172.50 | 172.50 | 108.13 | 172.97 | 101.81 | NO-ESTIMATION | NO-ESTIMATION | NO-ESTIMATION | NO-ESTIMATION | CAPACITY-FACTOR-V1
ESP | Spain | ARBON 2 |  | WRI1006201 | 56.04 | 43.4486 | -6.7053 | Hydro |  |  |  | 1968.0 | VIESGO GENERACION S.L. | Red ElÃ©ctrica de EspaÃ±a | http://www.ree.es/en/statistical-data-of-spanish-electrical-system/annual-report/preliminary-report-spanish-electricity-system-2015 | CARMA | 1014381 | [9 empty] | 181.29 | 181.49 | 114.20 | 181.99 | 88.11 | SOLAR-V1-NO-AGE | SOLAR-V1-NO-AGE | SOLAR-V1-NO-AGE | SOLAR-V1-NO-AGE | SOLAR-V1-NO-AGE
ESP | Spain | SANTIAGO-JARES 2 |  | WRI1007885 | 53.15 | 43.4949 | -7.2421 | Hydro |  |  |  | 1968.0 | IBERDROLA GENERACION S.A. | Red ElÃ©ctrica de EspaÃ±a | http://www.ree.es/en/statistical-data-of-spanish-electrical-system/annual-report/preliminary-report-spanish-electricity-system-2015 | CARMA | 1019243 | [9 empty] | 168.54 | 168.54 | 105.65 | 169.00 | 99.47 | NO-ESTIMATION | NO-ESTIMATION | NO-ESTIMATION | NO-ESTIMATION | CAPACITY-FACTOR-V1
ETH | Ethiopia | Tis Abay I |  | WRI1000064 | 84.4 | 11.4887 | 37.5999 | Hydro | [5 empty] | Africa Hydropower Resources Database | http://afrec-energy.org/En/administration/hydro/index.php | GEODB | 1016749 | [9 empty] | 374.81 | 351.88 | 425.65 | 397.95 | 374.07 | NO-ESTIMATION | NO-ESTIMATION | NO-ESTIMATION | NO-ESTIMATION | CAPACITY-FACTOR-V1
ETH | Ethiopia | Beles |  | WRI1000056 | 460 | 11.8196 | 36.9181 | Hydro |  |  |  | 2010.0 |  | Africa Hydropower Resources Database | http://afrec-energy.org/En/administration/hydro/index.php | GEODB | 1044157 | [9 empty] | 1717.51 | 1157.20 | 1717.51 | 1617.94 | 1451.86 | SOLAR-V1-NO-AGE | SOLAR-V1-NO-AGE | SOLAR-V1-NO-AGE | SOLAR-V1-NO-AGE | SOLAR-V1-NO-AGE
ETH | Ethiopia | Tekeze |  | WRI1000063 | 300 | 13.3492 | 38.7405 | Hydro |  |  |  | 2009.0 |  | Africa Hydropower Resources Database | http://afrec-energy.org/En/administration/hydro/index.php | GEODB | 1042646 | [9 empty] | 1233.05 | 1057.39 | 1215.25 | 1224.18 | 1146.94 | NO-ESTIMATION | NO-ESTIMATION | NO-ESTIMATION | NO-ESTIMATION | CAPACITY-FACTOR-V1
ETH | Ethiopia | Gilgel Gibe III |  | WRI1022986 | 1870 | 6.8482 | 37.3018 | Hydro |  |  |  | 2015.0 |  | Hydro World | http://www.hydroworld.com/articles/2015/10/power-generation-begins-at-1-870-mw-gibe-iii-hydroelectric-project-in-ethiopia.html | WRI | 1066600 | [9 empty] | 6813.20 | 5714.73 | 6810.95 | 6763.41 | 6272.93 | SOLAR-V1-NO-AGE | SOLAR-V1-NO-AGE | SOLAR-V1-NO-AGE | SOLAR-V1-NO-AGE | SOLAR-V1-NO-AGE
ETH | Ethiopia | Melka Wekana |  | WRI1000062 | 153 | 7.1761 | 39.4311 | Hydro |  |  |  | 1983.0 |  | Africa Hydropower Resources Database | http://afrec-energy.org/En/administration/hydro/index.php | GEODB | 1016744 | [9 empty] | 608.25 | 471.26 | 618.05 | 611.60 | 576.79 | NO-ESTIMATION | NO-ESTIMATION | NO-ESTIMATION | NO-ESTIMATION | CAPACITY-FACTOR-V1
ETH | Ethiopia | Gilgel Gibe II |  | WRI1000060 | 420 | 7.7571 | 37.5624 | Hydro |  |  |  | 2010.0 |  | Africa Hydropower Resources Database | http://afrec-energy.org/En/administration/hydro/index.php | GEODB | 1062538 | [9 empty] | 1629.31 | 1382.99 | 1624.37 | 1633.77 | 1508.36 | SOLAR-V1-NO-AGE | SOLAR-V1-NO-AGE | SOLAR-V1-NO-AGE | SOLAR-V1-NO-AGE | SOLAR-V1-NO-AGE
ETH | Ethiopia | Gilgel Gibe I |  | WRI1000059 | 184 | 7.8349 | 37.3236 | Hydro |  |  |  | 2004.0 |  | Africa Hydropower Resources Database | http://afrec-energy.org/En/administration/hydro/index.php | GEODB | 1016742 | [9 empty] | 721.73 | 569.18 | 722.79 | 724.77 | 695.04 | SOLAR-V1-NO-AGE | SOLAR-V1-NO-AGE | SOLAR-V1-NO-AGE | SOLAR-V1-NO-AGE | SOLAR-V1-NO-AGE
ETH | Ethiopia | Awash II |  | WRI1000055 | 64 | 8.3932 | 39.3520 | Hydro |  |  |  | 1996.0 |  | Africa Hydropower Resources Database | http://afrec-energy.org/En/administration/hydro/index.php | GEODB | [10 empty] | 268.69 | 230.92 | 266.65 | 270.69 | 273.74 | NO-ESTIMATION | NO-ESTIMATION | NO-ESTIMATION | NO-ESTIMATION | CAPACITY-FACTOR-V1
ETH | Ethiopia | Koka |  | WRI1000061 | 43.2 | 8.4684 | 39.1588 | Hydro |  |  |  | 1960.0 |  | Africa Hydropower Resources Database | http://afrec-energy.org/En/administration/hydro/index.php | GEODB | 1016746 | [9 empty] | 182.54 | 155.50 | 179.99 | 183.29 | 184.77 | SOLAR-V1-NO-AGE | SOLAR-V1-NO-AGE | SOLAR-V1-NO-AGE | SOLAR-V1-NO-AGE | SOLAR-V1-NO-AGE
ETH | Ethiopia | Fincha |  | WRI1000057 | 134 | 9.5580 | 37.3663 | Hydro |  |  |  | 1973.0 |  | Africa Hydropower Resources Database | http://afrec-energy.org/En/administration/hydro/index.php | GEODB | 1016741 | [9 empty] | 513.67 | 401.99 | 513.67 | 526.17 | 534.78 | SOLAR-V1-NO-AGE | SOLAR-V1-NO-AGE | SOLAR-V1-NO-AGE | SOLAR-V1-NO-AGE | SOLAR-V1-NO-AGE
ETH | Ethiopia | Fincha Amerti Nesha |  | WRI1000058 | 100 | 9.5580 | 37.3663 | Hydro |  |  |  | 2011.0 |  | Africa Hydropower Resources Database | http://afrec-energy.org/En/administration/hydro/index.php | GEODB | 1067845 | [9 empty] | 412.33 | 347.53 | 411.47 | 422.72 | 445.23 | NO-ESTIMATION | NO-ESTIMATION | NO-ESTIMATION | NO-ESTIMATION | CAPACITY-FACTOR-V1
FIN | Finland | Askala |  | WRI1002313 | 1.3 | 60.4567 | 22.6869 | Hydro |  |  |  |  | Koskienergia Koskivoima Oy | Finnish Energy Authority | http://www.energiavirasto.fi/en/voimalaitosrekisteri | CARMA | 1022051 | [9 empty] | 3.93 | 4.09 | 2.14 | 2.14 | 3.65 | HYDRO-V1 | HYDRO-V1 | HYDRO-V1 | HYDRO-V1 | HYDRO-V1
FIN | Finland | Ahvenkoski |  | WRI1002305 | 24 | 60.5000 | 26.5000 | Hydro |  |  |  |  | Oy Mankala Ab | Finnish Energy Authority | http://www.energiavirasto.fi/en/voimalaitosrekisteri | CARMA | 1009606 |  |  |  | 179.295 | 154.797 | 183.592 |  |  | JRC-PPDB-OPEN | 102.52 | 113.45 | 63.40 | 69.36 | 97.13 | HYDRO-V1 | HYDRO-V1 | HYDRO-V1 | HYDRO-V1 | HYDRO-V1
FIN | Finland | Inkeroinen ve |  | WRI1002352 | 17 | 60.7000 | 26.8500 | Hydro |  |  |  |  | Kemijoki Oy | Finnish Energy Authority | http://www.energiavirasto.fi/en/voimalaitosrekisteri | CARMA | 1030966 | [9 empty] | 86.40 | 94.31 | 90.31 | 90.56 | 88.58 | NO-ESTIMATION | NO-ESTIMATION | NO-ESTIMATION | NO-ESTIMATION | CAPACITY-FACTOR-V1
FIN | Finland | Keltti |  | WRI1002387 | 19.1 | 60.8833 | 26.6000 | Hydro |  |  |  |  | UPM-Kymmene Oyj | Finnish Energy Authority | http://www.energiavirasto.fi/en/voimalaitosrekisteri | CARMA | 1021524 | [9 empty] | 93.05 | 107.95 | 100.10 | 100.37 | 98.15 | SOLAR-V1-NO-AGE | SOLAR-V1-NO-AGE | SOLAR-V1-NO-AGE | SOLAR-V1-NO-AGE | SOLAR-V1-NO-AGE
FIN | Finland | Mankala |  | WRI1002449 | 30 | 60.8949 | 26.3387 | Hydro |  |  |  |  | Oy Mankala Ab | Finnish Energy Authority | http://www.energiavirasto.fi/en/voimalaitosrekisteri | CARMA | 1022290 | [9 empty] | 127.28 | 146.37 | 139.48 | 139.38 | 136.37 | NO-ESTIMATION | NO-ESTIMATION | NO-ESTIMATION | NO-ESTIMATION | CAPACITY-FACTOR-V1
FIN | Finland | Kuhankoski |  | WRI1002418 | 3.2 | 60.9000 | 26.6333 | Hydro |  |  |  |  | Koskienergia Oy | Finnish Energy Authority | http://www.energiavirasto.fi/en/voimalaitosrekisteri | CARMA | 1020809 | [9 empty] | 14.20 | 16.90 | 15.24 | 15.28 | 15.05 | NO-ESTIMATION | NO-ESTIMATION | NO-ESTIMATION | NO-ESTIMATION | CAPACITY-FACTOR-V1
FIN | Finland | Kuusankoski ve |  | WRI1002429 | 30 | 60.9000 | 26.6333 | Hydro |  |  |  |  | UPM-Kymmene Oyj | Finnish Energy Authority | http://www.energiavirasto.fi/en/voimalaitosrekisteri | CARMA | [10 empty] | 127.48 | 150.88 | 138.53 | 138.91 | 135.89 | NO-ESTIMATION | NO-ESTIMATION | NO-ESTIMATION | NO-ESTIMATION | CAPACITY-FACTOR-V1
FIN | Finland | Voikkaa ve 1 |  | WRI1002591 | 32.9 | 60.9333 | 26.6167 | Hydro |  |  |  |  | UPM-Kymmene Oyj | Finnish Energy Authority | http://www.energiavirasto.fi/en/voimalaitosrekisteri | CARMA | 1109405 | [9 empty] | 139.80 | 165.46 | 151.93 | 152.34 | 149.02 | SOLAR-V1-NO-AGE | SOLAR-V1-NO-AGE | SOLAR-V1-NO-AGE | SOLAR-V1-NO-AGE | SOLAR-V1-NO-AGE
FIN | Finland | Kaarni |  | WRI1002369 | 1.2 | 61.0000 | 28.5167 | Hydro |  |  |  |  | Rovakairan Tuotanto Oy | Finnish Energy Authority | http://www.energiavirasto.fi/en/voimalaitosrekisteri | CARMA | 1027582 | [9 empty] | 3.54 | 3.69 | 1.88 | 1.89 | 3.28 | SOLAR-V1-NO-AGE | SOLAR-V1-NO-AGE | SOLAR-V1-NO-AGE | SOLAR-V1-NO-AGE | SOLAR-V1-NO-AGE
FIN | Finland | Verla 1 ja 2 |  | WRI1002585 | 3 | 61.0667 | 26.6333 | Hydro |  |  |  |  | KSS Energia Oy | Finnish Energy Authority | http://www.energiavirasto.fi/en/voimalaitosrekisteri | CARMA | 1021276 | [9 empty] | 11.50 | 13.21 | 8.75 | 9.11 | 11.83 | SOLAR-V1-NO-AGE | SOLAR-V1-NO-AGE | SOLAR-V1-NO-AGE | SOLAR-V1-NO-AGE | SOLAR-V1-NO-AGE
FIN | Finland | Vuolenkoski ve |  | WRI1002592 | 9.5 | 61.0833 | 26.1333 | Hydro |  |  |  |  | Myllykoski Paper Oy | Finnish Energy Authority | http://www.energiavirasto.fi/en/voimalaitosrekisteri | CARMA | 1023283 | [9 empty] | 46.96 | 52.69 | 49.72 | 49.66 | 48.97 | NO-ESTIMATION | NO-ESTIMATION | NO-ESTIMATION | NO-ESTIMATION | CAPACITY-FACTOR-V1
FIN | Finland | Melo |  | WRI1002452 | 70 | 61.1454 | 23.5502 | Hydro |  |  |  |  | PVO Vesivoima Oy | Finnish Energy Authority | http://www.energiavirasto.fi/en/voimalaitosrekisteri | CARMA | 1024189 | [9 empty] | 273.88 | 283.24 | 185.07 | 185.58 | 266.99 | SOLAR-V1-NO-AGE | SOLAR-V1-NO-AGE | SOLAR-V1-NO-AGE | SOLAR-V1-NO-AGE | SOLAR-V1-NO-AGE
FIN | Finland | Imatra |  | WRI1002350 | 192 | 61.1669 | 28.7745 | Hydro |  |  |  |  | Fortum Power & Heat OY | Fortum Refurbishing 2014 | https://www.fortum.com/SiteCollectionDocuments/Products%20and%20services/References/Imatra-EN.pdf | GEODB | 1019382 | [9 empty] | 927.86 | 950.16 | 1003.65 | 1155.08 | 986.88 | NO-ESTIMATION | NO-ESTIMATION | NO-ESTIMATION | NO-ESTIMATION | CAPACITY-FACTOR-V1
FIN | Finland | Tainionkoski |  | WRI1002552 | 61.5 | 61.2104 | 28.7834 | Hydro |  |  |  |  | Fortum Power & Heat Generation | Finnish Energy Authority | http://www.energiavirasto.fi/en/voimalaitosrekisteri | GEODB | 1019403 | [9 empty] | 234.38 | 242.61 | 156.36 | 156.79 | 228.33 | NO-ESTIMATION | NO-ESTIMATION | NO-ESTIMATION | NO-ESTIMATION | CAPACITY-FACTOR-V1
FIN | Finland | Kolsi |  | WRI1002407 | 45 | 61.2565 | 22.3564 | Hydro |  |  |  |  | Kolsin Vesivoimantuotanto Oy | Finnish Energy Authority | http://www.energiavirasto.fi/en/voimalaitosrekisteri | CARMA | 1021077 | [9 empty] | 174.60 | 180.62 | 117.75 | 118.07 | 170.17 | SOLAR-V1-NO-AGE | SOLAR-V1-NO-AGE | SOLAR-V1-NO-AGE | SOLAR-V1-NO-AGE | SOLAR-V1-NO-AGE
FIN | Finland | Tervasaari ve |  | WRI1002560 | 3 | 61.2642 | 24.0312 | Hydro |  |  |  |  | UPM-Kymmene Oyj | Finnish Energy Authority | http://www.energiavirasto.fi/en/voimalaitosrekisteri | CARMA | [10 empty] | 13.54 | 14.52 | 12.60 | 12.49 | 13.98 | NO-ESTIMATION | NO-ESTIMATION | NO-ESTIMATION | NO-ESTIMATION | CAPACITY-FACTOR-V1
FIN | Finland | Harjavalta |  | WRI1002329 | 72 | 61.3167 | 22.1333 | Hydro |  |  |  |  | LÃ¤nsi-Suomen Voima Oy | Finnish Energy Authority | http://www.energiavirasto.fi/en/voimalaitosrekisteri | CARMA | 1021817 | [9 empty] | 308.37 | 354.36 | 334.18 | 336.22 | 327.82 | NO-ESTIMATION | NO-ESTIMATION | NO-ESTIMATION | NO-ESTIMATION | CAPACITY-FACTOR-V1
FIN | Finland | Jalasjoki/Niiles |  | WRI1002355 | 1 | 61.3403 | 21.5375 | Hydro |  |  |  |  | Koskienergia Koskivoima Oy | Finnish Energy Authority | http://www.energiavirasto.fi/en/voimalaitosrekisteri | CARMA | 1020277 | [13 empty] | 4.51 | NO-ESTIMATION | NO-ESTIMATION | NO-ESTIMATION | NO-ESTIMATION | CAPACITY-FACTOR-V1
FIN | Finland | Finlayson ve |  | WRI1002318 | 4.19 | 61.4991 | 23.7871 | Hydro |  |  |  |  | Tampereen SÃ¤hkÃ¶laitos | Finnish Energy Authority | http://www.energiavirasto.fi/en/voimalaitosrekisteri | CARMA | 1045062 | [9 empty] | 13.20 | 13.76 | 8.17 | 8.19 | 12.74 | NO-ESTIMATION | NO-ESTIMATION | NO-ESTIMATION | NO-ESTIMATION | CAPACITY-FACTOR-V1
FIN | Finland | Tammerkoski |  | WRI1002555 | 8.6 | 61.4991 | 23.7871 | Hydro |  |  |  |  | Tampereen SÃ¤hkÃ¶laitos | Finnish Energy Authority | http://www.energiavirasto.fi/en/voimalaitosrekisteri | CARMA | 1030970 | [9 empty] | 30.49 | 31.64 | 19.27 | 19.33 | 29.42 | NO-ESTIMATION | NO-ESTIMATION | NO-ESTIMATION | NO-ESTIMATION | CAPACITY-FACTOR-V1
FIN | Finland | Tampella ve |  | WRI1002556 | 3.01 | 61.5037 | 23.7659 | Hydro |  |  |  |  | Tampereen SÃ¤hkÃ¶laitos | Finnish Energy Authority | http://www.energiavirasto.fi/en/voimalaitosrekisteri | CARMA | 1030971 | [9 empty] | 8.99 | 9.39 | 5.71 | 5.73 | 8.66 | NO-ESTIMATION | NO-ESTIMATION | NO-ESTIMATION | NO-ESTIMATION | CAPACITY-FACTOR-V1
FIN | Finland | Kissakoski |  | WRI1002398 | 1.6 | 61.6000 | 26.7333 | Hydro |  |  |  |  | SUUR-SAVON SÃ„HKÃ– Oy | Finnish Energy Authority | http://www.energiavirasto.fi/en/voimalaitosrekisteri | CARMA | 1030635 | [9 empty] | 7.50 | 8.12 | 6.96 | 8.24 | 8.76 | SOLAR-V1-NO-AGE | SOLAR-V1-NO-AGE | SOLAR-V1-NO-AGE | SOLAR-V1-NO-AGE | SOLAR-V1-NO-AGE
FIN | Finland | Korkeakoski |  | WRI1002409 | 8.5 | 61.7971 | 24.3723 | Hydro |  |  |  |  | Kolsin Vesivoimantuotanto Oy | Finnish Energy Authority | http://www.energiavirasto.fi/en/voimalaitosrekisteri | CARMA | 1009901 | [9 empty] | 32.84 | 34.64 | 21.87 | 30.68 | 31.94 | HYDRO-V1 | HYDRO-V1 | HYDRO-V1 | HYDRO-V1 | HYDRO-V1
FIN | Finland | Portimokoski |  | WRI1002498 | 11 | 61.9000 | 23.0500 | Hydro |  |  |  |  | Tornionlaakson Voima Oy- | Finnish Energy Authority | http://www.energiavirasto.fi/en/voimalaitosrekisteri | CARMA | 1031857 | [9 empty] | 43.56 | 49.28 | 30.79 | 29.64 | 44.88 | NO-ESTIMATION | NO-ESTIMATION | NO-ESTIMATION | NO-ESTIMATION | CAPACITY-FACTOR-V1
FIN | Finland | Juva |  | WRI1002364 | 1.4 | 61.9000 | 27.8500 | Hydro |  |  |  |  | Koskienergia Koskivoima Oy | Finnish Energy Authority | http://www.energiavirasto.fi/en/voimalaitosrekisteri | CARMA | 1022053 | [9 empty] | 6.69 | 6.82 | 5.63 | 5.62 | 6.44 | NO-ESTIMATION | NO-ESTIMATION | NO-ESTIMATION | NO-ESTIMATION | CAPACITY-FACTOR-V1
FIN | Finland | Saario |  | WRI1002523 | 1.6 | 62.2500 | 30.5000 | Hydro |  |  |  |  | Pohjois-Karjalan SÃ¤hkÃ¶ Oy | Finnish Energy Authority | http://www.energiavirasto.fi/en/voimalaitosrekisteri | CARMA | 1022535 | [9 empty] | 7.26 | 7.02 | 5.63 | 6.64 | 6.89 | NO-ESTIMATION | NO-ESTIMATION | NO-ESTIMATION | NO-ESTIMATION | CAPACITY-FACTOR-V1
FIN | Finland | Maavesi |  | WRI1002448 | 1.9 | 62.2600 | 27.5436 | Hydro |  |  |  |  | Savon Voima Oyj | Finnish Energy Authority | http://www.energiavirasto.fi/en/voimalaitosrekisteri | CARMA | 1044813 | [9 empty] | 8.25 | 8.52 | 5.65 | 5.89 | 7.87 | SOLAR-V1-NO-AGE | SOLAR-V1-NO-AGE | SOLAR-V1-NO-AGE | SOLAR-V1-NO-AGE | SOLAR-V1-NO-AGE
FIN | Finland | Sallila |  | WRI1002524 | 1.2 | 62.3667 | 29.4333 | Hydro |  |  |  |  | Sallila Energia Oy | Finnish Energy Authority | http://www.energiavirasto.fi/en/voimalaitosrekisteri | CARMA | 1027872 | [9 empty] | 4.93 | 5.09 | 3.28 | 4.29 | 4.69 | NO-ESTIMATION | NO-ESTIMATION | NO-ESTIMATION | NO-ESTIMATION | CAPACITY-FACTOR-V1
FIN | Finland | Vihtakoski |  | WRI1002586 | 1.5 | 62.3833 | 30.4667 | Hydro |  |  |  |  | Pohjois-Karjalan SÃ¤hkÃ¶ Oy | Finnish Energy Authority | http://www.energiavirasto.fi/en/voimalaitosrekisteri | CARMA | [10 empty] | 6.37 | 7.14 | 4.68 | 5.21 | 6.34 | HYDRO-V1 | HYDRO-V1 | HYDRO-V1 | HYDRO-V1 | HYDRO-V1
FIN | Finland | Killinkoski |  | WRI1002394 | 4.5 | 62.4000 | 23.8667 | Hydro |  |  |  |  | Killin Voima Oy | Finnish Energy Authority | http://www.energiavirasto.fi/en/voimalaitosrekisteri | CARMA | 1020869 | [9 empty] | 18.19 | 17.74 | 17.85 | 17.80 | 20.69 | NO-ESTIMATION | NO-ESTIMATION | NO-ESTIMATION | NO-ESTIMATION | CAPACITY-FACTOR-V1
FIN | Finland | Ruskeakoski |  | WRI1002520 | 3.3 | 62.4167 | 30.4500 | Hydro |  |  |  |  | Pohjois-Karjalan SÃ¤hkÃ¶ Oy | Finnish Energy Authority | http://www.energiavirasto.fi/en/voimalaitosrekisteri | CARMA | [10 empty] | 12.65 | 14.38 | 10.05 | 11.30 | 12.93 | SOLAR-V1-NO-AGE | SOLAR-V1-NO-AGE | SOLAR-V1-NO-AGE | SOLAR-V1-NO-AGE | SOLAR-V1-NO-AGE
FIN | Finland | Palokki |  | WRI1002483 | 6.8 | 62.4333 | 28.6000 | Hydro |  |  |  |  | Pohjois-Karjalan SÃ¤hkÃ¶ Oy | Finnish Energy Authority | http://www.energiavirasto.fi/en/voimalaitosrekisteri | CARMA | 1019399 | [9 empty] | 21.59 | 22.50 | 13.30 | 13.34 | 20.75 | SOLAR-V1-NO-AGE | SOLAR-V1-NO-AGE | SOLAR-V1-NO-AGE | SOLAR-V1-NO-AGE | SOLAR-V1-NO-AGE
FIN | Finland | Taivalkoski |  | WRI1002553 | 133 | 62.4833 | 22.9000 | Hydro |  |  |  |  | Kemijoki Oy | Finnish Energy Authority | http://www.energiavirasto.fi/en/voimalaitosrekisteri | CARMA | 1020692 | [9 empty] | 545.54 | 566.22 | 474.73 | 476.03 | 536.15 | HYDRO-V1 | HYDRO-V1 | HYDRO-V1 | HYDRO-V1 | HYDRO-V1
FIN | Finland | Alakoski |  | WRI1002308 | 4.6 | 62.5500 | 29.2500 | Hydro |  |  |  |  | Alakoski Oy | Finnish Energy Authority | http://www.energiavirasto.fi/en/voimalaitosrekisteri | CARMA | 1022544 | [9 empty] | 22.10 | 22.35 | 19.24 | 20.37 | 22.37 | SOLAR-V1-NO-AGE | SOLAR-V1-NO-AGE | SOLAR-V1-NO-AGE | SOLAR-V1-NO-AGE | SOLAR-V1-NO-AGE
FIN | Finland | Siikakoski |  | WRI1002533 | 1.8 | 62.5667 | 26.4000 | Hydro |  |  |  |  | KSS Energia Oy | Finnish Energy Authority | http://www.energiavirasto.fi/en/voimalaitosrekisteri | CARMA | 1021275 | [9 empty] | 8.30 | 8.21 | 6.55 | 6.53 | 8.3 | NO-ESTIMATION | NO-ESTIMATION | NO-ESTIMATION | NO-ESTIMATION | CAPACITY-FACTOR-V1
FIN | Finland | Soilu |  | WRI1002538 | 1.8 | 62.5667 | 26.4000 | Hydro |  |  |  |  | Koskienergia Koskivoima Oy | Finnish Energy Authority | http://www.energiavirasto.fi/en/voimalaitosrekisteri | CARMA | 1021040 | [9 empty] | 8.30 | 8.21 | 6.55 | 6.53 | 8.3 | NO-ESTIMATION | NO-ESTIMATION | NO-ESTIMATION | NO-ESTIMATION | CAPACITY-FACTOR-V1
FIN | Finland | Puntarikoski |  | WRI1002504 | 6.9 | 62.6667 | 29.6667 | Hydro |  |  |  |  | Pohjois-Karjalan SÃ¤hkÃ¶ Oy | Finnish Energy Authority | http://www.energiavirasto.fi/en/voimalaitosrekisteri | CARMA | 1025599 | [9 empty] | 22.45 | 23.37 | 14.03 | 14.07 | 21.59 | SOLAR-V1-NO-AGE | SOLAR-V1-NO-AGE | SOLAR-V1-NO-AGE | SOLAR-V1-NO-AGE | SOLAR-V1-NO-AGE
FIN | Finland | Kaltimo |  | WRI1002375 | 32 | 62.8000 | 30.1500 | Hydro |  |  |  |  | UPM-Kymmene Oyj | Finnish Energy Authority | http://www.energiavirasto.fi/en/voimalaitosrekisteri | CARMA | 1020611 | [9 empty] | 141.78 | 161.22 | 148.03 | 148.01 | 146.19 | NO-ESTIMATION | NO-ESTIMATION | NO-ESTIMATION | NO-ESTIMATION | CAPACITY-FACTOR-V1
FIN | Finland | Pamilo |  | WRI1002484 | 85 | 62.8000 | 30.1500 | Hydro |  |  |  |  | Pamilo Oy | Finnish Energy Authority | http://www.energiavirasto.fi/en/voimalaitosrekisteri | CARMA | 1025146 | [9 empty] | 377.23 | 429.10 | 393.83 | 393.79 | 389.17 | SOLAR-V1-NO-AGE | SOLAR-V1-NO-AGE | SOLAR-V1-NO-AGE | SOLAR-V1-NO-AGE | SOLAR-V1-NO-AGE
FIN | Finland | Patalankoski |  | WRI1002487 | 2.4 | 62.8167 | 30.4167 | Hydro |  |  |  |  | UPM-Kymmene Oyj | Finnish Energy Authority | http://www.energiavirasto.fi/en/voimalaitosrekisteri | CARMA | 1033634 | [9 empty] | 13.77 | 14.24 | 12.08 | 11.62 | 13.65 | NO-ESTIMATION | NO-ESTIMATION | NO-ESTIMATION | NO-ESTIMATION | NO-ESTIMATION
FIN | Finland | Atro |  | WRI1002314 | 6.5 | 62.8924 | 27.6770 | Hydro |  |  |  |  | Savon Voima Oyj | Finnish Energy Authority | http://www.energiavirasto.fi/en/voimalaitosrekisteri | CARMA | 1028126 | [9 empty] | 37.48 | 38.60 | 33.86 | 33.83 | 39.01 | HYDRO-V1 | HYDRO-V1 | HYDRO-V1 | HYDRO-V1 | HYDRO-V1
FIN | Finland | Juankoski |  | WRI1002360 | 5.5 | 62.8924 | 27.6770 | Hydro |  |  |  |  | Savon Voima Oyj | Finnish Energy Authority | http://www.energiavirasto.fi/en/voimalaitosrekisteri | CARMA | 1028127 | [9 empty] | 31.24 | 32.39 | 28.18 | 28.34 | 32.53 | SOLAR-V1-NO-AGE | SOLAR-V1-NO-AGE | SOLAR-V1-NO-AGE | SOLAR-V1-NO-AGE | SOLAR-V1-NO-AGE
FIN | Finland | Karjalankoski |  | WRI1002378 | 4.5 | 62.8924 | 27.6770 | Hydro |  |  |  |  | Savon Voima Oyj | Finnish Energy Authority | http://www.energiavirasto.fi/en/voimalaitosrekisteri | CARMA | 1028128 | [9 empty] | 25.50 | 26.75 | 22.99 | 23.44 | 26.56 | SOLAR-V1-NO-AGE | SOLAR-V1-NO-AGE | SOLAR-V1-NO-AGE | SOLAR-V1-NO-AGE | SOLAR-V1-NO-AGE
FIN | Finland | Kiltua |  | WRI1002395 | 5.6 | 62.8924 | 27.6770 | Hydro |  |  |  |  | Savon Voima Oyj | Finnish Energy Authority | http://www.energiavirasto.fi/en/voimalaitosrekisteri | CARMA | 1028129 | [9 empty] | 31.81 | 32.97 | 28.69 | 28.86 | 33.12 | SOLAR-V1-NO-AGE | SOLAR-V1-NO-AGE | SOLAR-V1-NO-AGE | SOLAR-V1-NO-AGE | SOLAR-V1-NO-AGE
FIN | Finland | Juntola |  | WRI1002362 | 1.8 | 62.9500 | 25.2000 | Hydro |  |  |  |  | Koskienergia Koskivoima Oy | Finnish Energy Authority | http://www.energiavirasto.fi/en/voimalaitosrekisteri | CARMA | 1022052 | [9 empty] | 8.11 | 8.34 | 7.28 | 7.46 | 8.56 | NO-ESTIMATION | NO-ESTIMATION | NO-ESTIMATION | NO-ESTIMATION | NO-ESTIMATION
FIN | Finland | Myllykoski ve |  | WRI1002460 | 25 | 63.0000 | 22.8000 | Hydro |  |  |  |  | Myllykoski Paper Oy | Finnish Energy Authority | http://www.energiavirasto.fi/en/voimalaitosrekisteri | CARMA | [10 empty] | 103.00 | 110.45 | 81.35 | 96.63 | 104.65 | NO-ESTIMATION | NO-ESTIMATION | NO-ESTIMATION | NO-ESTIMATION | CAPACITY-FACTOR-V1
FIN | Finland | Hilmonkoski |  | WRI1002335 | 6.8 | 63.0167 | 25.4167 | Hydro |  |  |  |  | Vattenfall SÃ¤hkÃ¶ntuotanto oy | Finnish Energy Authority | http://www.energiavirasto.fi/en/voimalaitosrekisteri | CARMA | 1020807 | [9 empty] | 21.63 | 22.54 | 13.37 | 13.41 | 20.78 | NO-ESTIMATION | NO-ESTIMATION | NO-ESTIMATION | NO-ESTIMATION | CAPACITY-FACTOR-V1
FIN | Finland | Vaaja |  | WRI1002570 | 3.6 | 63.0960 | 21.6158 | Hydro |  |  |  |  | SUUR-SAVON SÃ„HKÃ– Oy | Finnish Energy Authority | http://www.energiavirasto.fi/en/voimalaitosrekisteri | CARMA | 1030636 | [9 empty] | 14.68 | 16.32 | 10.61 | 11.23 | 14.35 | NO-ESTIMATION | NO-ESTIMATION | NO-ESTIMATION | NO-ESTIMATION | CAPACITY-FACTOR-V1
FIN | Finland | Pankakoski |  | WRI1002485 | 15 | 63.3167 | 30.1500 | Hydro |  |  |  |  | Kemijoki Oy | Finnish Energy Authority | http://www.energiavirasto.fi/en/voimalaitosrekisteri | CARMA | 1016546 | [9 empty] | 76.20 | 79.62 | 70.99 | 69.62 | 78.35 | NO-ESTIMATION | NO-ESTIMATION | NO-ESTIMATION | NO-ESTIMATION | NO-ESTIMATION
FIN | Finland | Hanhikoski |  | WRI1002326 | 1.5 | 63.3667 | 23.4833 | Hydro |  |  |  |  | Vattenfall SÃ¤hkÃ¶ntuotanto oy | Finnish Energy Authority | http://www.energiavirasto.fi/en/voimalaitosrekisteri | CARMA | 1016783 | [9 empty] | 7.07 | 6.97 | 6.33 | 6.40 | 7.19 | NO-ESTIMATION | NO-ESTIMATION | NO-ESTIMATION | NO-ESTIMATION | CAPACITY-FACTOR-V1
FIN | Finland | Lieksankoski |  | WRI1002441 | 16 | 63.3667 | 30.7000 | Hydro |  |  |  |  | Kemijoki Oy | Finnish Energy Authority | http://www.energiavirasto.fi/en/voimalaitosrekisteri | CARMA | 1016545 | [9 empty] | 80.60 | 86.27 | 72.80 | 74.65 | 83.62 | NO-ESTIMATION | NO-ESTIMATION | NO-ESTIMATION | NO-ESTIMATION | CAPACITY-FACTOR-V1
FIN | Finland | Kattilakoski |  | WRI1002382 | 2.1 | 63.4667 | 23.3000 | Hydro |  |  |  |  | Oy HERRFORS Ab | Finnish Energy Authority | http://www.energiavirasto.fi/en/voimalaitosrekisteri | CARMA | 1018329 | [9 empty] | 10.29 | 10.15 | 8.68 | 9.32 | 10.61 | NO-ESTIMATION | NO-ESTIMATION | NO-ESTIMATION | NO-ESTIMATION | NO-ESTIMATION
FIN | Finland | Kaitfors |  | WRI1002372 | 7.6 | 63.5000 | 22.5167 | Hydro |  |  |  |  | Oy Perhonjoki Ab | Finnish Energy Authority | http://www.energiavirasto.fi/en/voimalaitosrekisteri | CARMA | 1025384 | [9 empty] | 37.90 | 36.76 | 33.04 | 33.33 | 38.91 | NO-ESTIMATION | NO-ESTIMATION | NO-ESTIMATION | NO-ESTIMATION | CAPACITY-FACTOR-V1
FIN | Finland | Juotas |  | WRI1002363 | 3.7 | 63.5000 | 22.5333 | Hydro |  |  |  |  | Keski-Lapin voima Oy | Finnish Energy Authority | http://www.energiavirasto.fi/en/voimalaitosrekisteri | CARMA | 1021038 | [9 empty] | 18.14 | 17.81 | 15.91 | 16.17 | 18.91 | NO-ESTIMATION | NO-ESTIMATION | NO-ESTIMATION | NO-ESTIMATION | CAPACITY-FACTOR-V1
FIN | Finland | Kuokkastenkoski |  | WRI1002421 | 2 | 63.5333 | 28.9667 | Hydro |  |  |  |  | Pohjois-Karjalan SÃ¤hkÃ¶ Oy | Finnish Energy Authority | http://www.energiavirasto.fi/en/voimalaitosrekisteri | CARMA | 1044887 | [9 empty] | 9.11 | 9.67 | 8.23 | 8.26 | 9.37 | SOLAR-V1-NO-AGE | SOLAR-V1-NO-AGE | SOLAR-V1-NO-AGE | SOLAR-V1-NO-AGE | SOLAR-V1-NO-AGE
FIN | Finland | Hirvikoski |  | WRI1002339 | 8.5 | 63.6167 | 29.1167 | Hydro |  |  |  |  | Vattenfall SÃ¤hkÃ¶ntuotanto oy | Finnish Energy Authority | http://www.energiavirasto.fi/en/voimalaitosrekisteri | CARMA | 1021822 | [9 empty] | 34.74 | 39.08 | 32.73 | 32.82 | 35.76 | SOLAR-V1-NO-AGE | SOLAR-V1-NO-AGE | SOLAR-V1-NO-AGE | SOLAR-V1-NO-AGE | SOLAR-V1-NO-AGE
FIN | Finland | Hinkua |  | WRI1002338 | 6.3 | 63.7500 | 25.3333 | Hydro |  |  |  |  | Vattenfall SÃ¤hkÃ¶ntuotanto oy | Finnish Energy Authority | http://www.energiavirasto.fi/en/voimalaitosrekisteri | CARMA | 1027384 | [9 empty] | 23.35 | 24.31 | 23.14 | 21.57 | 23.16 | NO-ESTIMATION | NO-ESTIMATION | NO-ESTIMATION | NO-ESTIMATION | CAPACITY-FACTOR-V1
FIN | Finland | Oksava |  | WRI1002472 | 3 | 63.7500 | 25.3333 | Hydro |  |  |  |  | Vattenfall SÃ¤hkÃ¶ntuotanto oy | Finnish Energy Authority | http://www.energiavirasto.fi/en/voimalaitosrekisteri | CARMA | 1027386 | [9 empty] | 10.62 | 11.08 | 10.87 | 10.12 | 10.49 | HYDRO-V1 | HYDRO-V1 | HYDRO-V1 | HYDRO-V1 | HYDRO-V1
FIN | Finland | Aittokoski |  | WRI1002307 | 44.8 | 63.7833 | 25.9667 | Hydro |  |  |  |  | Fortum Power & Heat Generation | Finnish Energy Authority | http://www.energiavirasto.fi/en/voimalaitosrekisteri | CARMA | 1025070 | [9 empty] | 166.06 | 199.49 | 119.39 | 145.45 | 199.21 | NO-ESTIMATION | NO-ESTIMATION | NO-ESTIMATION | NO-ESTIMATION | CAPACITY-FACTOR-V1
FIN | Finland | Peltokoski |  | WRI1002488 | 2.3 | 63.8500 | 23.3667 | Hydro |  |  |  |  | Koskienergia Koskivoima Oy | Finnish Energy Authority | http://www.energiavirasto.fi/en/voimalaitosrekisteri | CARMA | 1019400 | [9 empty] | 9.68 | 10.97 | 7.07 | 7.97 | 10.66 | NO-ESTIMATION | NO-ESTIMATION | NO-ESTIMATION | NO-ESTIMATION | CAPACITY-FACTOR-V1
FIN | Finland | Venetpalo |  | WRI1002584 | 1.8 | 63.9000 | 25.7833 | Hydro |  |  |  |  | Vattenfall SÃ¤hkÃ¶ntuotanto oy | Finnish Energy Authority | http://www.energiavirasto.fi/en/voimalaitosrekisteri | CARMA | 1027390 | [9 empty] | 7.87 | 8.12 | 5.93 | 7.03 | 7.87 | NO-ESTIMATION | NO-ESTIMATION | NO-ESTIMATION | NO-ESTIMATION | CAPACITY-FACTOR-V1
FIN | Finland | Katerma |  | WRI1002381 | 11.5 | 64.1500 | 28.9500 | Hydro |  |  |  |  | UPM-Kymmene Oyj | Finnish Energy Authority | http://www.energiavirasto.fi/en/voimalaitosrekisteri | CARMA | 1070980 | [9 empty] | 45.02 | 51.19 | 40.69 | 40.19 | 43.18 | NO-ESTIMATION | NO-ESTIMATION | NO-ESTIMATION | NO-ESTIMATION | CAPACITY-FACTOR-V1
FIN | Finland | Leppikoski |  | WRI1002437 | 21 | 64.2000 | 24.5000 | Hydro |  |  |  |  | Fortum Power & Heat Generation | Finnish Energy Authority | http://www.energiavirasto.fi/en/voimalaitosrekisteri | CARMA | 1025074 | [9 empty] | 90.45 | 98.29 | 83.74 | 85.46 | 96.09 | NO-ESTIMATION | NO-ESTIMATION | NO-ESTIMATION | NO-ESTIMATION | CAPACITY-FACTOR-V1
FIN | Finland | Leuhunkoski |  | WRI1002439 | 3.2 | 64.2000 | 29.5833 | Hydro |  |  |  |  | Vattenfall SÃ¤hkÃ¶ntuotanto oy | Finnish Energy Authority | http://www.energiavirasto.fi/en/voimalaitosrekisteri | CARMA | 1020810 | [9 empty] | 13.21 | 14.33 | 13.08 | 12.30 | 14.29 | HYDRO-V1 | HYDRO-V1 | HYDRO-V1 | HYDRO-V1 | HYDRO-V1
FIN | Finland | Uljua |  | WRI1002567 | 3.7 | 64.3333 | 25.8500 | Hydro |  |  |  |  | Vattenfall SÃ¤hkÃ¶ntuotanto oy | Finnish Energy Authority | http://www.energiavirasto.fi/en/voimalaitosrekisteri | CARMA | 1027389 | [9 empty] | 14.63 | 16.08 | 12.74 | 13.17 | 15.08 | NO-ESTIMATION | NO-ESTIMATION | NO-ESTIMATION | NO-ESTIMATION | NO-ESTIMATION
FIN | Finland | Nuojua |  | WRI1002471 | 81 | 64.5667 | 26.6667 | Hydro |  |  |  |  | Fortum Power & Heat Generation | Finnish Energy Authority | http://www.energiavirasto.fi/en/voimalaitosrekisteri | CARMA | 1025076 | [9 empty] | 354.44 | 376.54 | 373.58 | 376.64 | 367.5 | NO-ESTIMATION | NO-ESTIMATION | NO-ESTIMATION | NO-ESTIMATION | CAPACITY-FACTOR-V1
FIN | Finland | Seitenoikea |  | WRI1002532 | 37.9 | 64.6167 | 28.4833 | Hydro |  |  |  |  | Fortum Power & Heat Generation | Finnish Energy Authority | http://www.energiavirasto.fi/en/voimalaitosrekisteri | CARMA | 1025079 | [9 empty] | 158.42 | 164.34 | 178.57 | 180.80 | 180.7 | HYDRO-V1 | HYDRO-V1 | HYDRO-V1 | HYDRO-V1 | HYDRO-V1
FIN | Finland | Padinki |  | WRI1002481 | 1 | 64.7000 | 24.5833 | Hydro |  |  |  |  | Korpelan Voima kuntayhtymÃ¤ | Finnish Energy Authority | http://www.energiavirasto.fi/en/voimalaitosrekisteri | CARMA | 1020314 | [9 empty] | 3.40 | 3.52 | 2.06 | 2.07 | 3.21 | HYDRO-V1 | HYDRO-V1 | HYDRO-V1 | HYDRO-V1 | HYDRO-V1
FIN | Finland | Utanen |  | WRI1002568 | 57.8 | 64.7333 | 26.5000 | Hydro |  |  |  |  | Fortum Power & Heat Generation | Finnish Energy Authority | http://www.energiavirasto.fi/en/voimalaitosrekisteri | CARMA | 1025080 | [9 empty] | 203.04 | 211.05 | 161.08 | 152.90 | 210.7 | NO-ESTIMATION | NO-ESTIMATION | NO-ESTIMATION | NO-ESTIMATION | CAPACITY-FACTOR-V1
FIN | Finland | Merikoski |  | WRI1002453 | 42 | 65.0261 | 25.4706 | Hydro |  |  |  |  | Oulun Energia | Finnish Energy Authority | http://www.energiavirasto.fi/en/voimalaitosrekisteri | CARMA | 1025081 | [9 empty] | 190.85 | 197.27 | 138.59 | 138.97 | 200.23 | NO-ESTIMATION | NO-ESTIMATION | NO-ESTIMATION | NO-ESTIMATION | CAPACITY-FACTOR-V1
FIN | Finland | Haapakoski |  | WRI1002319 | 32.5 | 65.3333 | 25.2833 | Hydro |  |  |  |  | PVO Vesivoima Oy | Finnish Energy Authority | http://www.energiavirasto.fi/en/voimalaitosrekisteri | CARMA | 1025601 | [13 empty] | 146.72 | NO-ESTIMATION | NO-ESTIMATION | NO-ESTIMATION | NO-ESTIMATION | CAPACITY-FACTOR-V1
FIN | Finland | Kierikki |  | WRI1002392 | 38 | 65.3333 | 25.2833 | Hydro |  |  |  |  | PVO Vesivoima Oy | Finnish Energy Authority | http://www.energiavirasto.fi/en/voimalaitosrekisteri | CARMA | 1025604 | [13 empty] | 171.55 | SOLAR-V1-NO-AGE | SOLAR-V1-NO-AGE | SOLAR-V1-NO-AGE | SOLAR-V1-NO-AGE | SOLAR-V1-NO-AGE
FIN | Finland | Maalismaa |  | WRI1002447 | 38.5 | 65.3333 | 25.2833 | Hydro |  |  |  |  | PVO Vesivoima Oy | Finnish Energy Authority | http://www.energiavirasto.fi/en/voimalaitosrekisteri | CARMA | 1025606 | [13 empty] | 173.8 | NO-ESTIMATION | NO-ESTIMATION | NO-ESTIMATION | NO-ESTIMATION | CAPACITY-FACTOR-V1
FIN | Finland | Pahkakoski |  | WRI1002482 | 42.1 | 65.3500 | 26.0833 | Hydro |  |  |  |  | PVO Vesivoima Oy | Finnish Energy Authority | http://www.energiavirasto.fi/en/voimalaitosrekisteri | CARMA | 1025607 | [9 empty] | 203.28 | 208.60 | 197.36 | 204.60 | 209.29 | SOLAR-V1-NO-AGE | SOLAR-V1-NO-AGE | SOLAR-V1-NO-AGE | SOLAR-V1-NO-AGE | SOLAR-V1-NO-AGE
FIN | Finland | Raasakka |  | WRI1002512 | 60 | 65.4667 | 27.5167 | Hydro |  |  |  |  | PVO Vesivoima Oy | Finnish Energy Authority | http://www.energiavirasto.fi/en/voimalaitosrekisteri | CARMA | 1057729 | [9 empty] | 228.66 | 236.69 | 152.55 | 152.96 | 222.76 | SOLAR-V1-NO-AGE | SOLAR-V1-NO-AGE | SOLAR-V1-NO-AGE | SOLAR-V1-NO-AGE | SOLAR-V1-NO-AGE
FIN | Finland | Soininkoski |  | WRI1002539 | 1.42 | 65.6167 | 25.3167 | Hydro |  |  |  |  | Killin Voima Oy | Finnish Energy Authority | http://www.energiavirasto.fi/en/voimalaitosrekisteri | CARMA | 1020870 | [9 empty] | 5.95 | 6.11 | 5.84 | 5.67 | 5.64 | SOLAR-V1-NO-AGE | SOLAR-V1-NO-AGE | SOLAR-V1-NO-AGE | SOLAR-V1-NO-AGE | SOLAR-V1-NO-AGE
FIN | Finland | Hamari |  | WRI1002323 | 2.5 | 65.7000 | 25.1667 | Hydro |  |  |  |  | Korpelan Voima kuntayhtymÃ¤ | Finnish Energy Authority | http://www.energiavirasto.fi/en/voimalaitosrekisteri | CARMA | 1020313 | [9 empty] | 12.58 | 12.64 | 10.66 | 10.37 | 12.58 | NO-ESTIMATION | NO-ESTIMATION | NO-ESTIMATION | NO-ESTIMATION | CAPACITY-FACTOR-V1
FIN | Finland | Hietamankoski |  | WRI1002334 | 6.7 | 65.7667 | 24.4000 | Hydro |  |  |  |  | Vattenfall SÃ¤hkÃ¶ntuotanto oy | Finnish Energy Authority | http://www.energiavirasto.fi/en/voimalaitosrekisteri | CARMA | 1020806 | [13 empty] | 30.24 | NO-ESTIMATION | NO-ESTIMATION | NO-ESTIMATION | NO-ESTIMATION | CAPACITY-FACTOR-V1
FIN | Finland | Myllykoski |  | WRI1002459 | 1.3 | 65.9667 | 29.1833 | Hydro |  |  |  |  | Koskienergia Koskivoima Oy | Finnish Energy Authority | http://www.energiavirasto.fi/en/voimalaitosrekisteri | CARMA | 1019396 | [9 empty] | 3.93 | 4.09 | 2.14 | 2.14 | 3.65 | NO-ESTIMATION | NO-ESTIMATION | NO-ESTIMATION | NO-ESTIMATION | CAPACITY-FACTOR-V1
FIN | Finland | Ossauskoski |  | WRI1002476 | 124 | 66.0833 | 24.8000 | Hydro |  |  |  |  | Kemijoki Oy | Finnish Energy Authority | http://www.energiavirasto.fi/en/voimalaitosrekisteri | CARMA | 1020686 | [9 empty] | 462.51 | 479.42 | 309.14 | 309.98 | 451.39 | NO-ESTIMATION | NO-ESTIMATION | NO-ESTIMATION | NO-ESTIMATION | CAPACITY-FACTOR-V1
FIN | Finland | Jumisko |  | WRI1002361 | 26 | 66.3333 | 28.1500 | Hydro |  |  |  |  | PVO Vesivoima Oy | Finnish Energy Authority | http://www.energiavirasto.fi/en/voimalaitosrekisteri | CARMA | 1025603 | [9 empty] | 116.74 | 114.69 | 93.71 | 94.55 | 119.74 | SOLAR-V1-NO-AGE | SOLAR-V1-NO-AGE | SOLAR-V1-NO-AGE | SOLAR-V1-NO-AGE | SOLAR-V1-NO-AGE
FIN | Finland | Kaihua |  | WRI1002370 | 5.4 | 66.3500 | 26.8500 | Hydro |  |  |  |  | Rovakairan Tuotanto Oy | Finnish Energy Authority | http://www.energiavirasto.fi/en/voimalaitosrekisteri | CARMA | 1027583 | [9 empty] | 26.31 | 27.16 | 27.65 | 30.47 | 24.8 | SOLAR-V1-NO-AGE | SOLAR-V1-NO-AGE | SOLAR-V1-NO-AGE | SOLAR-V1-NO-AGE | SOLAR-V1-NO-AGE
FIN | Finland | Kaaranneskoski |  | WRI1002368 | 2.8 | 66.3833 | 23.7000 | Hydro |  |  |  |  | Tornionlaakson Voima Oy- | Finnish Energy Authority | http://www.energiavirasto.fi/en/voimalaitosrekisteri | CARMA | 1031856 | [9 empty] | 14.13 | 14.53 | 12.69 | 12.73 | 14.63 | SOLAR-V1-NO-AGE | SOLAR-V1-NO-AGE | SOLAR-V1-NO-AGE | SOLAR-V1-NO-AGE | SOLAR-V1-NO-AGE
FIN | Finland | Permantokoski |  | WRI1002489 | 14 | 66.5000 | 25.7167 | Hydro |  |  |  |  | Kemijoki Oy | Finnish Energy Authority | http://www.energiavirasto.fi/en/voimalaitosrekisteri | CARMA | 1020687 | [9 empty] | 71.36 | 73.79 | 74.32 | 73.90 | 73.55 | SOLAR-V1-NO-AGE | SOLAR-V1-NO-AGE | SOLAR-V1-NO-AGE | SOLAR-V1-NO-AGE | SOLAR-V1-NO-AGE
FIN | Finland | Pirttikoski |  | WRI1002494 | 131 | 66.5000 | 25.7167 | Hydro |  |  |  |  | Kemijoki Oy | Finnish Energy Authority | http://www.energiavirasto.fi/en/voimalaitosrekisteri | CARMA | 1020689 | [9 empty] | 533.88 | 556.98 | 565.92 | 566.98 | 556.51 | NO-ESTIMATION | NO-ESTIMATION | NO-ESTIMATION | NO-ESTIMATION | NO-ESTIMATION
FIN | Finland | Valajaskoski |  | WRI1002573 | 101 | 66.5000 | 25.7167 | Hydro |  |  |  |  | Kemijoki Oy | Finnish Energy Authority | http://www.energiavirasto.fi/en/voimalaitosrekisteri | CARMA | 1020694 | [9 empty] | 446.61 | 464.41 | 467.96 | 464.70 | 464.05 | NO-ESTIMATION | NO-ESTIMATION | NO-ESTIMATION | NO-ESTIMATION | CAPACITY-FACTOR-V1
FIN | Finland | Seitakorva |  | WRI1002531 | 130 | 66.6667 | 27.4167 | Hydro |  |  |  |  | Kemijoki Oy | Finnish Energy Authority | http://www.energiavirasto.fi/en/voimalaitosrekisteri | CARMA | 1020691 | [9 empty] | 523.83 | 545.12 | 552.84 | 557.55 | 545.12 | NO-ESTIMATION | NO-ESTIMATION | NO-ESTIMATION | NO-ESTIMATION | CAPACITY-FACTOR-V1
FIN | Finland | Kokkosniva |  | WRI1002406 | 25 | 67.1108 | 27.5106 | Hydro |  |  |  |  | Kemijoki Oy | Finnish Energy Authority | http://www.energiavirasto.fi/en/voimalaitosrekisteri | CARMA | 1020682 | [9 empty] | 129.22 | 123.07 | 124.25 | 124.20 | 124.45 | NO-ESTIMATION | NO-ESTIMATION | NO-ESTIMATION | NO-ESTIMATION | NO-ESTIMATION
FIN | Finland | Kelukoski |  | WRI1002388 | 9.8 | 67.4167 | 26.6000 | Hydro |  |  |  |  | Kemijoki Oy | Finnish Energy Authority | http://www.energiavirasto.fi/en/voimalaitosrekisteri | CARMA | 1043496 | [9 empty] | 50.40 | 51.90 | 44.55 | 48.15 | 51.66 | NO-ESTIMATION | NO-ESTIMATION | NO-ESTIMATION | NO-ESTIMATION | NO-ESTIMATION
FIN | Finland | Kurittukoski |  | WRI1002423 | 15 | 67.4167 | 26.6000 | Hydro |  |  |  |  | Kemijoki Oy | Finnish Energy Authority | http://www.energiavirasto.fi/en/voimalaitosrekisteri | CARMA | 1020683 | [9 empty] | 78.02 | 80.31 | 69.65 | 75.17 | 79.94 | NO-ESTIMATION | NO-ESTIMATION | NO-ESTIMATION | NO-ESTIMATION | CAPACITY-FACTOR-V1
FIN | Finland | Kurkiaska |  | WRI1002424 | 27 | 67.4167 | 26.6000 | Hydro |  |  |  |  | Kemijoki Oy | Finnish Energy Authority | http://www.energiavirasto.fi/en/voimalaitosrekisteri | CARMA | 1020684 | [9 empty] | 117.31 | 121.43 | 102.54 | 115.84 | 121.43 | SOLAR-V1-NO-AGE | SOLAR-V1-NO-AGE | SOLAR-V1-NO-AGE | SOLAR-V1-NO-AGE | SOLAR-V1-NO-AGE
FIN | Finland | Matarakoski |  | WRI1002451 | 11 | 67.4167 | 26.6000 | Hydro |  |  |  |  | Kemijoki Oy | Finnish Energy Authority | http://www.energiavirasto.fi/en/voimalaitosrekisteri | CARMA | 1043495 | [9 empty] | 56.58 | 58.26 | 50.44 | 54.48 | 57.99 | SOLAR-V1-NO-AGE | SOLAR-V1-NO-AGE | SOLAR-V1-NO-AGE | SOLAR-V1-NO-AGE | SOLAR-V1-NO-AGE
FIN | Finland | Porttipahta |  | WRI1002499 | 35 | 67.4167 | 26.6000 | Hydro |  |  |  |  | Kemijoki Oy | Finnish Energy Authority | http://www.energiavirasto.fi/en/voimalaitosrekisteri | CARMA | 1020690 | [9 empty] | 152.07 | 157.41 | 132.92 | 150.17 | 157.41 | NO-ESTIMATION | NO-ESTIMATION | NO-ESTIMATION | NO-ESTIMATION | CAPACITY-FACTOR-V1
FIN | Finland | Vajukoski |  | WRI1002572 | 21 | 67.4167 | 26.6000 | Hydro |  |  |  |  | Kemijoki Oy | Finnish Energy Authority | http://www.energiavirasto.fi/en/voimalaitosrekisteri | CARMA | 1020693 | [9 empty] | 98.43 | 101.64 | 86.94 | 97.38 | 101.64 | NO-ESTIMATION | NO-ESTIMATION | NO-ESTIMATION | NO-ESTIMATION | CAPACITY-FACTOR-V1
FIN | Finland | Isohaara |  | WRI1002354 | 106 | 67.5167 | 24.7833 | Hydro |  |  |  |  | PVO Vesivoima Oy | Finnish Energy Authority | http://www.energiavirasto.fi/en/voimalaitosrekisteri | CARMA | 1025602 | [9 empty] | 414.88 | 429.34 | 280.40 | 281.17 | 404.72 | NO-ESTIMATION | NO-ESTIMATION | NO-ESTIMATION | NO-ESTIMATION | NO-ESTIMATION
FJI | Fiji | Nadarivatu |  | WRI1061476 | 40 | -17.6671 | 177.9413 | Hydro |  |  |  | 2012.0 | Fiji Electricity Authority | Fiji Electricity Authority | http://www.energyandinfrastructure.com/sections/profiles1/408-fiji-electricity-authority | WRI | 1066591 | [9 empty] | 154.91 | 86.53 | 86.53 | 100.53 | 100.26 | NO-ESTIMATION | NO-ESTIMATION | NO-ESTIMATION | NO-ESTIMATION | CAPACITY-FACTOR-V1
FJI | Fiji | Vaturu |  | WRI1061465 | 3 | -17.7401 | 177.5469 | Hydro |  |  |  | 2005.0 | Fiji Electricity Authority | Fiji Electricity Authority | http://www.energyandinfrastructure.com/sections/profiles1/408-fiji-electricity-authority | WRI | 1057396 | [9 empty] | 8.94 | 4.89 | 4.89 | 5.24 | 5.22 | SOLAR-V1-NO-AGE | SOLAR-V1-NO-AGE | SOLAR-V1-NO-AGE | SOLAR-V1-NO-AGE | SOLAR-V1-NO-AGE
FJI | Fiji | Wailoa |  | WRI1061469 | 160 | -17.7569 | 178.0498 | Hydro |  |  |  | 1983.0 | Fiji Electricity Authority | Fiji Electricity Authority | http://www.energyandinfrastructure.com/sections/profiles1/408-fiji-electricity-authority | WRI | 1017016 | [9 empty] | 599.41 | 377.45 | 377.45 | 352.82 | 351.86 | NO-ESTIMATION | NO-ESTIMATION | NO-ESTIMATION | NO-ESTIMATION | CAPACITY-FACTOR-V1
FJI | Fiji | Wainikasaou |  | WRI1061468 | 6 | -17.8331 | 178.0270 | Hydro |  |  |  | 2004.0 | Fiji Electricity Authority | Fiji Electricity Authority | http://www.energyandinfrastructure.com/sections/profiles1/408-fiji-electricity-authority | WRI | 1057397 | [9 empty] | 19.08 | 12.27 | 12.27 | 11.55 | 11.52 | SOLAR-V1-NO-AGE | SOLAR-V1-NO-AGE | SOLAR-V1-NO-AGE | SOLAR-V1-NO-AGE | SOLAR-V1-NO-AGE
FRA | France | Mana |  | WRI1024966 | 4.48 | 4.9917 | -53.6455 | Hydro | [5 empty] | Open Power System Data | http://data.open-power-system-data.org/renewable_power_plants/2016-10-21/ | Open Power System Data | [10 empty] | 13.47 | 15.08 | 17.74 | 14.87 | 18.03 | SOLAR-V1-NO-AGE | SOLAR-V1-NO-AGE | SOLAR-V1-NO-AGE | SOLAR-V1-NO-AGE | SOLAR-V1-NO-AGE
FRA | France | Cargiaca |  | WRI1025059 | 3.49 | 41.7322 | 9.0412 | Hydro | [5 empty] | Open Power System Data | http://data.open-power-system-data.org/renewable_power_plants/2016-10-21/ | Open Power System Data | 1058372 | [9 empty] | 6.25 | 8.01 | 9.68 | 8.03 | 9.64 | SOLAR-V1-NO-AGE | SOLAR-V1-NO-AGE | SOLAR-V1-NO-AGE | SOLAR-V1-NO-AGE | SOLAR-V1-NO-AGE
FRA | France | Olivese |  | WRI1025491 | 1.4 | 41.8407 | 9.0690 | Hydro | [5 empty] | Open Power System Data | http://data.open-power-system-data.org/renewable_power_plants/2016-10-21/ | Open Power System Data | 1074573 | [9 empty] | 4.47 | 4.82 | 4.75 | 3.50 | 4.78 | SOLAR-V1-NO-AGE | SOLAR-V1-NO-AGE | SOLAR-V1-NO-AGE | SOLAR-V1-NO-AGE | SOLAR-V1-NO-AGE
FRA | France | Zicavo |  | WRI1025062 | 3.4 | 41.8845 | 9.1670 | Hydro | [5 empty] | Open Power System Data | http://data.open-power-system-data.org/renewable_power_plants/2016-10-21/ | Open Power System Data | 1112791 | [9 empty] | 9.65 | 10.49 | 10.39 | 9.60 | 10.46 | SOLAR-V1-NO-AGE | SOLAR-V1-NO-AGE | SOLAR-V1-NO-AGE | SOLAR-V1-NO-AGE | SOLAR-V1-NO-AGE
FRA | France | Ocana |  | WRI1026711 | 42.5 | 41.9460 | 8.9350 | Hydro |  |  |  | 1961.0 | EDF | EDF | https://www.edf.fr/en/the-edf-group/industrial-provider/renewable-energies/hydropower | GEODB | [10 empty] | 91.94 | 114.02 | 134.77 | 114.33 | 134.77 | NO-ESTIMATION | NO-ESTIMATION | NO-ESTIMATION | NO-ESTIMATION | CAPACITY-FACTOR-V1
FRA | France | Lugo Di Nazza |  | WRI1026704 | 39 | 42.0910 | 9.3160 | Hydro |  |  |  | 1991.0 | EDF | EDF | https://www.edf.fr/en/the-edf-group/industrial-provider/renewable-energies/hydropower | GEODB | 1015146 | [9 empty] | 84.37 | 104.63 | 123.67 | 104.91 | 123.67 | SOLAR-V1-NO-AGE | SOLAR-V1-NO-AGE | SOLAR-V1-NO-AGE | SOLAR-V1-NO-AGE | SOLAR-V1-NO-AGE
FRA | France | Giuncaggio |  | WRI1025268 | 2.1 | 42.1921 | 9.3824 | Hydro | [5 empty] | Open Power System Data | http://data.open-power-system-data.org/renewable_power_plants/2016-10-21/ | Open Power System Data | 1074569 | [9 empty] | 5.98 | 7.91 | 7.39 | 6.87 | 7.43 | NO-ESTIMATION | NO-ESTIMATION | NO-ESTIMATION | NO-ESTIMATION | NO-ESTIMATION
FRA | France | Castirla |  | WRI1026723 | 54.5 | 42.3800 | 9.1340 | Hydro |  |  |  | 1968.0 | EDF | EDF | https://www.edf.fr/en/the-edf-group/industrial-provider/renewable-energies/hydropower | GEODB | 1015147 | [9 empty] | 121.08 | 112.69 | 115.25 | 98.38 | 140.9 | SOLAR-V1-NO-AGE | SOLAR-V1-NO-AGE | SOLAR-V1-NO-AGE | SOLAR-V1-NO-AGE | SOLAR-V1-NO-AGE
FRA | France | Prats-de-Mollo-la-Preste |  | WRI1025637 | 1.16 | 42.4199 | 2.4409 | Hydro | [5 empty] | Open Power System Data | http://data.open-power-system-data.org/renewable_power_plants/2016-10-21/ | Open Power System Data | 1088918 | [9 empty] | 2.03 | 2.61 | 3.17 | 2.62 | 3.16 | NO-ESTIMATION | NO-ESTIMATION | NO-ESTIMATION | NO-ESTIMATION | NO-ESTIMATION
FRA | France | Le Tech |  | WRI1024641 | 8.7 | 42.4418 | 2.5130 | Hydro | [5 empty] | Open Power System Data | http://data.open-power-system-data.org/renewable_power_plants/2016-10-21/ | Open Power System Data | 1014888 | [9 empty] | 17.58 | 21.97 | 26.14 | 22.03 | 26.04 | NO-ESTIMATION | NO-ESTIMATION | NO-ESTIMATION | NO-ESTIMATION | CAPACITY-FACTOR-V1
FRA | France | FontpÃ©drouse |  | WRI1024536 | 10 | 42.4630 | 2.1949 | Hydro | [5 empty] | Open Power System Data | http://data.open-power-system-data.org/renewable_power_plants/2016-10-21/ | Open Power System Data | 1029243 | [9 empty] | 19.40 | 24.45 | 29.24 | 24.51 | 29.12 | SOLAR-V1-NO-AGE | SOLAR-V1-NO-AGE | SOLAR-V1-NO-AGE | SOLAR-V1-NO-AGE | SOLAR-V1-NO-AGE
FRA | France | Nyer |  | WRI1024870 | 5.658 | 42.5014 | 2.2744 | Hydro | [5 empty] | Open Power System Data | http://data.open-power-system-data.org/renewable_power_plants/2016-10-21/ | Open Power System Data | 1111674 | [9 empty] | 9.07 | 11.93 | 14.64 | 11.96 | 14.57 | NO-ESTIMATION | NO-ESTIMATION | NO-ESTIMATION | NO-ESTIMATION | NO-ESTIMATION
FRA | France | ThuÃ¨s-Entre-Valls |  | WRI1024740 | 7.83 | 42.5036 | 2.2300 | Hydro | [5 empty] | Open Power System Data | http://data.open-power-system-data.org/renewable_power_plants/2016-10-21/ | Open Power System Data | [10 empty] | 15.82 | 19.77 | 23.53 | 19.82 | 23.43 | SOLAR-V1-NO-AGE | SOLAR-V1-NO-AGE | SOLAR-V1-NO-AGE | SOLAR-V1-NO-AGE | SOLAR-V1-NO-AGE
FRA | France | Sauto |  | WRI1024138 | 14.528 | 42.5155 | 2.1488 | Hydro | [5 empty] | Open Power System Data | http://data.open-power-system-data.org/renewable_power_plants/2016-10-21/ | Open Power System Data | [10 empty] | 27.91 | 35.24 | 42.21 | 35.34 | 42.03 | NO-ESTIMATION | NO-ESTIMATION | NO-ESTIMATION | NO-ESTIMATION | CAPACITY-FACTOR-V1
FRA | France | Porta |  | WRI1025599 | 1.208 | 42.5158 | 1.7918 | Hydro | [5 empty] | Open Power System Data | http://data.open-power-system-data.org/renewable_power_plants/2016-10-21/ | Open Power System Data | [10 empty] | 2.68 | 2.91 | 3.49 | 2.92 | 3.48 | NO-ESTIMATION | NO-ESTIMATION | NO-ESTIMATION | NO-ESTIMATION | CAPACITY-FACTOR-V1
FRA | France | La Llagonne |  | WRI1024607 | 9.07 | 42.5377 | 2.0940 | Hydro | [5 empty] | Open Power System Data | http://data.open-power-system-data.org/renewable_power_plants/2016-10-21/ | Open Power System Data | [10 empty] | 22.81 | 27.38 | 31.98 | 24.59 | 28.82 | NO-ESTIMATION | NO-ESTIMATION | NO-ESTIMATION | NO-ESTIMATION | CAPACITY-FACTOR-V1
FRA | France | Tet (La) |  | WRI1026709 | 41.1 | 42.5530 | 2.2670 | Hydro |  |  |  | 1910.0 | GDF-SUEZ | GDF Suez | https://www.google.com/url?sa=t&rct=j&q=&esrc=s&source=web&cd=1&ved=0ahUKEwjEnZCx08nRAhWg0YMKHTOPA44QFggaMAA&url=https%3A%2F%2Fwww.engie.com%2Fwp-content%2Fuploads%2F2014%2F08%2Fgdf-suez-analyst-pack-h1-2014-vdef.xlsx&usg=AFQjCNGc2ScgE-1yvO4z_L-JlmOchrj8JA&sig2=xPDWHDRk2KIN7MmJspH6Bg&bvm=bv.144224172 d.amc&cad=rja | GEODB | [10 empty] | 88.91 | 110.26 | 130.33 | 110.56 | 130.33 | HYDRO-V1 | HYDRO-V1 | HYDRO-V1 | HYDRO-V1 | HYDRO-V1
FRA | France | Serdinya |  | WRI1024968 | 4.447 | 42.5763 | 2.3226 | Hydro | [5 empty] | Open Power System Data | http://data.open-power-system-data.org/renewable_power_plants/2016-10-21/ | Open Power System Data | [10 empty] | 7.66 | 9.90 | 12.04 | 9.93 | 11.98 | NO-ESTIMATION | NO-ESTIMATION | NO-ESTIMATION | NO-ESTIMATION | NO-ESTIMATION
FRA | France | Hospitalet (L') |  | WRI1026745 | 93.3 | 42.5880 | 1.7970 | Hydro |  |  |  | 1960.0 | EDF | EDF | https://www.edf.fr/en/the-edf-group/industrial-provider/renewable-energies/hydropower | GEODB | 1014819 | [9 empty] | 256.98 | 265.38 | 280.07 | 210.13 | 262.24 | SOLAR-V1-NO-AGE | SOLAR-V1-NO-AGE | SOLAR-V1-NO-AGE | SOLAR-V1-NO-AGE | SOLAR-V1-NO-AGE
FRA | France | Olette |  | WRI1024427 | 10.86 | 42.5962 | 2.2423 | Hydro | [5 empty] | Open Power System Data | http://data.open-power-system-data.org/renewable_power_plants/2016-10-21/ | Open Power System Data | 1029256 | [9 empty] | 25.46 | 27.52 | 32.73 | 27.60 | 32.6 | SOLAR-V1-NO-AGE | SOLAR-V1-NO-AGE | SOLAR-V1-NO-AGE | SOLAR-V1-NO-AGE | SOLAR-V1-NO-AGE
FRA | France | Orgeix |  | WRI1024895 | 5.2 | 42.6757 | 1.8767 | Hydro | [5 empty] | Open Power System Data | http://data.open-power-system-data.org/renewable_power_plants/2016-10-21/ | Open Power System Data | 1014970 | [9 empty] | 15.33 | 16.19 | 17.75 | 13.98 | 16.77 | NO-ESTIMATION | NO-ESTIMATION | NO-ESTIMATION | NO-ESTIMATION | CAPACITY-FACTOR-V1
FRA | France | Orlu |  | WRI1026742 | 88.8 | 42.6890 | 1.9120 | Hydro |  |  |  | 1959.0 | EDF | EDF | https://www.edf.fr/en/the-edf-group/industrial-provider/renewable-energies/hydropower | GEODB | 1014971 | [9 empty] | 244.59 | 252.58 | 266.56 | 200.00 | 249.59 | NO-ESTIMATION | NO-ESTIMATION | NO-ESTIMATION | NO-ESTIMATION | CAPACITY-FACTOR-V1
FRA | France | Auzat |  | WRI1025083 | 3.2 | 42.7019 | 1.4432 | Hydro | [5 empty] | Open Power System Data | http://data.open-power-system-data.org/renewable_power_plants/2016-10-21/ | Open Power System Data | 1014634 | [9 empty] | 7.05 | 7.49 | 9.03 | 7.51 | 8.99 | SOLAR-V1-NO-AGE | SOLAR-V1-NO-AGE | SOLAR-V1-NO-AGE | SOLAR-V1-NO-AGE | SOLAR-V1-NO-AGE
FRA | France | Perles-et-Castelet |  | WRI1025226 | 2.24 | 42.7179 | 1.7740 | Hydro | [5 empty] | Open Power System Data | http://data.open-power-system-data.org/renewable_power_plants/2016-10-21/ | Open Power System Data | [10 empty] | 7.81 | 8.18 | 8.91 | 7.46 | 8.66 | SOLAR-V1-NO-AGE | SOLAR-V1-NO-AGE | SOLAR-V1-NO-AGE | SOLAR-V1-NO-AGE | SOLAR-V1-NO-AGE
FRA | France | Luzenac |  | WRI1025272 | 2.06 | 42.7199 | 1.7426 | Hydro | [5 empty] | Open Power System Data | http://data.open-power-system-data.org/renewable_power_plants/2016-10-21/ | Open Power System Data | 1030914 | [9 empty] | 7.18 | 7.52 | 8.19 | 6.86 | 7.97 | NO-ESTIMATION | NO-ESTIMATION | NO-ESTIMATION | NO-ESTIMATION | CAPACITY-FACTOR-V1
FRA | France | Loudenvielle |  | WRI1024746 | 7.7 | 42.7302 | 0.4323 | Hydro | [5 empty] | Open Power System Data | http://data.open-power-system-data.org/renewable_power_plants/2016-10-21/ | Open Power System Data | 1014914 | [9 empty] | 25.00 | 25.83 | 28.53 | 26.53 | 28.34 | NO-ESTIMATION | NO-ESTIMATION | NO-ESTIMATION | NO-ESTIMATION | CAPACITY-FACTOR-V1
FRA | France | Portillon (Le) |  | WRI1026746 | 95 | 42.7330 | 0.5530 | Hydro |  |  |  | 1950.0 | EDF | EDF | https://www.edf.fr/en/the-edf-group/industrial-provider/renewable-energies/hydropower | GEODB | 1015014 | [9 empty] | 263.15 | 268.38 | 314.76 | 269.11 | 314.76 | NO-ESTIMATION | NO-ESTIMATION | NO-ESTIMATION | NO-ESTIMATION | CAPACITY-FACTOR-V1
FRA | France | GÃ©nos |  | WRI1025533 | 1.312 | 42.7522 | 0.3912 | Hydro | [5 empty] | Open Power System Data | http://data.open-power-system-data.org/renewable_power_plants/2016-10-21/ | Open Power System Data | [10 empty] | 5.01 | 5.23 | 5.67 | 5.36 | 5.64 | SOLAR-V1-NO-AGE | SOLAR-V1-NO-AGE | SOLAR-V1-NO-AGE | SOLAR-V1-NO-AGE | SOLAR-V1-NO-AGE
FRA | France | Saint-Aventin |  | WRI1025480 | 1.43 | 42.7599 | 0.5761 | Hydro | [5 empty] | Open Power System Data | http://data.open-power-system-data.org/renewable_power_plants/2016-10-21/ | Open Power System Data | 1088853 | [9 empty] | 3.18 | 3.38 | 4.07 | 3.39 | 4.05 | SOLAR-V1-NO-AGE | SOLAR-V1-NO-AGE | SOLAR-V1-NO-AGE | SOLAR-V1-NO-AGE | SOLAR-V1-NO-AGE
FRA | France | Nentilla |  | WRI1026748 | 97 | 42.7720 | 2.2130 | Hydro |  |  |  | 1932.0 | EDF | EDF | https://www.edf.fr/en/the-edf-group/industrial-provider/renewable-energies/hydropower | GEODB | 1014960 | [9 empty] | 225.74 | 266.70 | 306.95 | 219.48 | 266.86 | SOLAR-V1-NO-AGE | SOLAR-V1-NO-AGE | SOLAR-V1-NO-AGE | SOLAR-V1-NO-AGE | SOLAR-V1-NO-AGE
FRA | France | Germ |  | WRI1025095 | 3.1 | 42.7767 | 0.4407 | Hydro | [5 empty] | Open Power System Data | http://data.open-power-system-data.org/renewable_power_plants/2016-10-21/ | Open Power System Data | [10 empty] | 10.49 | 10.84 | 11.77 | 11.01 | 11.69 | NO-ESTIMATION | NO-ESTIMATION | NO-ESTIMATION | NO-ESTIMATION | CAPACITY-FACTOR-V1
FRA | France | ASTON |  | WRI1002688 | 104 | 42.7770 | 1.6770 | Hydro | [5 empty] | RTE Transmission Operator | http://clients.rte-france.com/lang/an/visiteurs/vie/prod/parc_reference.jsp | GEODB | 1014631 | [9 empty] | 295.74 | 301.46 | 352.24 | 302.29 | 352.24 | NO-ESTIMATION | NO-ESTIMATION | NO-ESTIMATION | NO-ESTIMATION | CAPACITY-FACTOR-V1
FRA | France | Aragnouet |  | WRI1024461 | 10.255 | 42.7845 | 0.1782 | Hydro | [5 empty] | Open Power System Data | http://data.open-power-system-data.org/renewable_power_plants/2016-10-21/ | Open Power System Data | [10 empty] | 23.47 | 25.28 | 30.20 | 25.35 | 30.08 | NO-ESTIMATION | NO-ESTIMATION | NO-ESTIMATION | NO-ESTIMATION | NO-ESTIMATION
FRA | France | BessÃ¨de-de-Sault |  | WRI1024190 | 12.4 | 42.7854 | 2.1372 | Hydro | [5 empty] | Open Power System Data | http://data.open-power-system-data.org/renewable_power_plants/2016-10-21/ | Open Power System Data | [10 empty] | 29.84 | 36.10 | 42.38 | 32.07 | 37.86 | NO-ESTIMATION | NO-ESTIMATION | NO-ESTIMATION | NO-ESTIMATION | NO-ESTIMATION
FRA | France | Louron |  | WRI1026720 | 49.3 | 42.7900 | 0.4100 | Hydro |  |  |  | 1940.0 | GDF-SUEZ | GDF Suez | https://www.google.com/url?sa=t&rct=j&q=&esrc=s&source=web&cd=1&ved=0ahUKEwjEnZCx08nRAhWg0YMKHTOPA44QFggaMAA&url=https%3A%2F%2Fwww.engie.com%2Fwp-content%2Fuploads%2F2014%2F08%2Fgdf-suez-analyst-pack-h1-2014-vdef.xlsx&usg=AFQjCNGc2ScgE-1yvO4z_L-JlmOchrj8JA&sig2=xPDWHDRk2KIN7MmJspH6Bg&bvm=bv.144224172 d.amc&cad=rja | GEODB | [10 empty] | 137.12 | 143.20 | 168.62 | 146.92 | 168.36 | NO-ESTIMATION | NO-ESTIMATION | NO-ESTIMATION | NO-ESTIMATION | CAPACITY-FACTOR-V1
FRA | France | Oo |  | WRI1026696 | 30 | 42.8040 | 0.5600 | Hydro |  |  |  | 1921.0 | EDF | EDF | https://www.edf.fr/en/the-edf-group/industrial-provider/renewable-energies/hydropower | GEODB | 1014917 | [9 empty] | 75.79 | 81.56 | 96.21 | 81.79 | 96.21 | NO-ESTIMATION | NO-ESTIMATION | NO-ESTIMATION | NO-ESTIMATION | CAPACITY-FACTOR-V1
FRA | France | PRAGNERES |  | WRI1002759 | 189.2 | 42.8210 | 0.0100 | Hydro | [5 empty] | RTE Transmission Operator | http://clients.rte-france.com/lang/an/visiteurs/vie/prod/parc_reference.jsp | GEODB | 1015017 | [9 empty] | 446.33 | 466.83 | 562.87 | 468.11 | 562.87 | NO-ESTIMATION | NO-ESTIMATION | NO-ESTIMATION | NO-ESTIMATION | CAPACITY-FACTOR-V1
FRA | France | Luz-Saint-Sauveur |  | WRI1025101 | 3.071 | 42.8322 | 0.0177 | Hydro | [5 empty] | Open Power System Data | http://data.open-power-system-data.org/renewable_power_plants/2016-10-21/ | Open Power System Data | [10 empty] | 6.29 | 6.88 | 8.35 | 6.90 | 8.32 | NO-ESTIMATION | NO-ESTIMATION | NO-ESTIMATION | NO-ESTIMATION | CAPACITY-FACTOR-V1
FRA | France | Tarascon-sur-AriÃ¨ge |  | WRI1025372 | 1.7 | 42.8470 | 1.5950 | Hydro | [5 empty] | Open Power System Data | http://data.open-power-system-data.org/renewable_power_plants/2016-10-21/ | Open Power System Data | [10 empty] | 5.94 | 6.22 | 6.77 | 5.68 | 6.59 | NO-ESTIMATION | NO-ESTIMATION | NO-ESTIMATION | NO-ESTIMATION | CAPACITY-FACTOR-V1
FRA | France | Guchen |  | WRI1024800 | 6.5 | 42.8567 | 0.3213 | Hydro | [5 empty] | Open Power System Data | http://data.open-power-system-data.org/renewable_power_plants/2016-10-21/ | Open Power System Data | 1014803 | [9 empty] | 13.47 | 14.63 | 17.74 | 14.67 | 17.66 | NO-ESTIMATION | NO-ESTIMATION | NO-ESTIMATION | NO-ESTIMATION | CAPACITY-FACTOR-V1
FRA | France | Fos |  | WRI1024442 | 10.6 | 42.8607 | 0.7473 | Hydro | [5 empty] | Open Power System Data | http://data.open-power-system-data.org/renewable_power_plants/2016-10-21/ | Open Power System Data | 1014786 | [9 empty] | 30.12 | 32.02 | 36.26 | 31.83 | 40.15 | NO-ESTIMATION | NO-ESTIMATION | NO-ESTIMATION | NO-ESTIMATION | CAPACITY-FACTOR-V1
FRA | France | Montferrier |  | WRI1025415 | 1.585 | 42.8658 | 1.7708 | Hydro | [5 empty] | Open Power System Data | http://data.open-power-system-data.org/renewable_power_plants/2016-10-21/ | Open Power System Data | [10 empty] | 4.57 | 4.69 | 5.34 | 4.70 | 5.32 | NO-ESTIMATION | NO-ESTIMATION | NO-ESTIMATION | NO-ESTIMATION | CAPACITY-FACTOR-V1
FRA | France | Arlos |  | WRI1024887 | 5.3 | 42.8744 | 0.6955 | Hydro | [5 empty] | Open Power System Data | http://data.open-power-system-data.org/renewable_power_plants/2016-10-21/ | Open Power System Data | 1014619 | [9 empty] | 15.56 | 16.50 | 18.49 | 16.41 | 20.44 | NO-ESTIMATION | NO-ESTIMATION | NO-ESTIMATION | NO-ESTIMATION | CAPACITY-FACTOR-V1
FRA | France | Artouste |  | WRI1026741 | 88 | 42.8870 | -0.4110 | Hydro |  |  |  | 1947.0 | GDF-SUEZ | GDF Suez | https://www.google.com/url?sa=t&rct=j&q=&esrc=s&source=web&cd=1&ved=0ahUKEwjEnZCx08nRAhWg0YMKHTOPA44QFggaMAA&url=https%3A%2F%2Fwww.engie.com%2Fwp-content%2Fuploads%2F2014%2F08%2Fgdf-suez-analyst-pack-h1-2014-vdef.xlsx&usg=AFQjCNGc2ScgE-1yvO4z_L-JlmOchrj8JA&sig2=xPDWHDRk2KIN7MmJspH6Bg&bvm=bv.144224172 d.amc&cad=rja | GEODB | 1029234 | [9 empty] | 245.47 | 266.07 | 305.00 | 256.15 | 305 | NO-ESTIMATION | NO-ESTIMATION | NO-ESTIMATION | NO-ESTIMATION | NO-ESTIMATION
FRA | France | Laruns |  | WRI1024063 | 19.739 | 42.8923 | -0.4198 | Hydro | [5 empty] | Open Power System Data | http://data.open-power-system-data.org/renewable_power_plants/2016-10-21/ | Open Power System Data | [10 empty] | 59.19 | 65.70 | 74.43 | 63.49 | 74.19 | NO-ESTIMATION | NO-ESTIMATION | NO-ESTIMATION | NO-ESTIMATION | CAPACITY-FACTOR-V1
FRA | France | Cierp-Gaud |  | WRI1024423 | 11 | 42.9129 | 0.6341 | Hydro | [5 empty] | Open Power System Data | http://data.open-power-system-data.org/renewable_power_plants/2016-10-21/ | Open Power System Data | 1014735 | [9 empty] | 33.52 | 37.74 | 42.25 | 36.50 | 38.95 | NO-ESTIMATION | NO-ESTIMATION | NO-ESTIMATION | NO-ESTIMATION | CAPACITY-FACTOR-V1
FRA | France | Arreau |  | WRI1024447 | 10.495 | 42.9143 | 0.3356 | Hydro | [5 empty] | Open Power System Data | http://data.open-power-system-data.org/renewable_power_plants/2016-10-21/ | Open Power System Data | [10 empty] | 24.02 | 25.88 | 30.91 | 25.95 | 30.78 | NO-ESTIMATION | NO-ESTIMATION | NO-ESTIMATION | NO-ESTIMATION | CAPACITY-FACTOR-V1
FRA | France | Castillon-en-Couserans |  | WRI1024172 | 13.29 | 42.9166 | 1.0552 | Hydro | [5 empty] | Open Power System Data | http://data.open-power-system-data.org/renewable_power_plants/2016-10-21/ | Open Power System Data | [10 empty] | 31.92 | 33.74 | 40.12 | 33.83 | 39.95 | NO-ESTIMATION | NO-ESTIMATION | NO-ESTIMATION | NO-ESTIMATION | CAPACITY-FACTOR-V1
FRA | France | Lacourt |  | WRI1025047 | 3.6 | 42.9332 | 1.1708 | Hydro | [5 empty] | Open Power System Data | http://data.open-power-system-data.org/renewable_power_plants/2016-10-21/ | Open Power System Data | 1014856 | [9 empty] | 11.73 | 11.38 | 15.32 | 13.61 | 14.64 | NO-ESTIMATION | NO-ESTIMATION | NO-ESTIMATION | NO-ESTIMATION | CAPACITY-FACTOR-V1
FRA | France | Villelongue |  | WRI1024685 | 8.2 | 42.9429 | -0.0167 | Hydro | [5 empty] | Open Power System Data | http://data.open-power-system-data.org/renewable_power_plants/2016-10-21/ | Open Power System Data | 1029333 | [9 empty] | 25.92 | 27.25 | 31.90 | 27.47 | 32.05 | SOLAR-V1-NO-AGE | SOLAR-V1-NO-AGE | SOLAR-V1-NO-AGE | SOLAR-V1-NO-AGE | SOLAR-V1-NO-AGE
FRA | France | Soulom |  | WRI1025743 | 1.05 | 42.9494 | -0.0718 | Hydro | [5 empty] | Open Power System Data | http://data.open-power-system-data.org/renewable_power_plants/2016-10-21/ | Open Power System Data | [10 empty] | 3.96 | 4.32 | 4.95 | 4.34 | 4.96 | SOLAR-V1-NO-AGE | SOLAR-V1-NO-AGE | SOLAR-V1-NO-AGE | SOLAR-V1-NO-AGE | SOLAR-V1-NO-AGE
FRA | France | Beaucens |  | WRI1025103 | 3.014 | 42.9519 | 0.0232 | Hydro | [5 empty] | Open Power System Data | http://data.open-power-system-data.org/renewable_power_plants/2016-10-21/ | Open Power System Data | 1082843 | [9 empty] | 9.64 | 10.13 | 11.85 | 10.21 | 11.91 | SOLAR-V1-NO-AGE | SOLAR-V1-NO-AGE | SOLAR-V1-NO-AGE | SOLAR-V1-NO-AGE | SOLAR-V1-NO-AGE
FRA | France | Soulom |  | WRI1026726 | 57 | 42.9530 | -0.0690 | Hydro |  |  |  |  | GDF-SUEZ | GDF Suez | https://www.google.com/url?sa=t&rct=j&q=&esrc=s&source=web&cd=1&ved=0ahUKEwjEnZCx08nRAhWg0YMKHTOPA44QFggaMAA&url=https%3A%2F%2Fwww.engie.com%2Fwp-content%2Fuploads%2F2014%2F08%2Fgdf-suez-analyst-pack-h1-2014-vdef.xlsx&usg=AFQjCNGc2ScgE-1yvO4z_L-JlmOchrj8JA&sig2=xPDWHDRk2KIN7MmJspH6Bg&bvm=bv.144224172 d.amc&cad=rja | GEODB | 1029262 | [9 empty] | 154.69 | 163.75 | 195.32 | 165.20 | 197.07 | HYDRO-V1 | HYDRO-V1 | HYDRO-V1 | HYDRO-V1 | HYDRO-V1
FRA | France | Eget |  | WRI1026702 | 37.3 | 42.9550 | 0.5650 | Hydro |  |  |  | 1924.0 | GDF-SUEZ | GDF Suez | https://www.google.com/url?sa=t&rct=j&q=&esrc=s&source=web&cd=1&ved=0ahUKEwjEnZCx08nRAhWg0YMKHTOPA44QFggaMAA&url=https%3A%2F%2Fwww.engie.com%2Fwp-content%2Fuploads%2F2014%2F08%2Fgdf-suez-analyst-pack-h1-2014-vdef.xlsx&usg=AFQjCNGc2ScgE-1yvO4z_L-JlmOchrj8JA&sig2=xPDWHDRk2KIN7MmJspH6Bg&bvm=bv.144224172 d.amc&cad=rja | GEODB | 1029241 | [9 empty] | 93.67 | 100.84 | 119.05 | 101.12 | 119.05 | NO-ESTIMATION | NO-ESTIMATION | NO-ESTIMATION | NO-ESTIMATION | CAPACITY-FACTOR-V1
FRA | France | BeyrÃ¨de-Jumet |  | WRI1024567 | 9.5 | 42.9554 | 0.3380 | Hydro | [5 empty] | Open Power System Data | http://data.open-power-system-data.org/renewable_power_plants/2016-10-21/ | Open Power System Data | [10 empty] | 30.02 | 31.43 | 34.75 | 32.28 | 34.53 | NO-ESTIMATION | NO-ESTIMATION | NO-ESTIMATION | NO-ESTIMATION | CAPACITY-FACTOR-V1
FRA | France | Campan |  | WRI1024554 | 9.91 | 42.9617 | 0.2164 | Hydro | [5 empty] | Open Power System Data | http://data.open-power-system-data.org/renewable_power_plants/2016-10-21/ | Open Power System Data | 1014698 | [9 empty] | 19.23 | 24.23 | 28.98 | 24.29 | 28.86 | NO-ESTIMATION | NO-ESTIMATION | NO-ESTIMATION | NO-ESTIMATION | CAPACITY-FACTOR-V1
FRA | France | Foix |  | WRI1024818 | 6.24 | 42.9654 | 1.6102 | Hydro | [5 empty] | Open Power System Data | http://data.open-power-system-data.org/renewable_power_plants/2016-10-21/ | Open Power System Data | [10 empty] | 19.45 | 20.31 | 24.10 | 19.05 | 23.89 | NO-ESTIMATION | NO-ESTIMATION | NO-ESTIMATION | NO-ESTIMATION | CAPACITY-FACTOR-V1
FRA | France | BagnÃ¨res-de-Bigorre |  | WRI1025251 | 2.13 | 42.9745 | 0.1329 | Hydro | [5 empty] | Open Power System Data | http://data.open-power-system-data.org/renewable_power_plants/2016-10-21/ | Open Power System Data | [10 empty] | 4.66 | 5.74 | 6.76 | 5.75 | 6.73 | NO-ESTIMATION | NO-ESTIMATION | NO-ESTIMATION | NO-ESTIMATION | CAPACITY-FACTOR-V1
FRA | France | Saint-Girons |  | WRI1024929 | 4.79 | 42.9756 | 1.1531 | Hydro | [5 empty] | Open Power System Data | http://data.open-power-system-data.org/renewable_power_plants/2016-10-21/ | Open Power System Data | 1015054 | [9 empty] | 15.21 | 14.65 | 19.81 | 17.54 | 18.91 | SOLAR-V1-NO-AGE | SOLAR-V1-NO-AGE | SOLAR-V1-NO-AGE | SOLAR-V1-NO-AGE | SOLAR-V1-NO-AGE
FRA | France | ArbÃ©ost |  | WRI1025289 | 2 | 42.9795 | -0.2738 | Hydro | [5 empty] | Open Power System Data | http://data.open-power-system-data.org/renewable_power_plants/2016-10-21/ | Open Power System Data | [10 empty] | 5.23 | 5.58 | 6.54 | 5.60 | 6.52 | SOLAR-V1-NO-AGE | SOLAR-V1-NO-AGE | SOLAR-V1-NO-AGE | SOLAR-V1-NO-AGE | SOLAR-V1-NO-AGE
FRA | France | Saint-Lizier |  | WRI1025094 | 3.107 | 43.0002 | 1.1292 | Hydro | [5 empty] | Open Power System Data | http://data.open-power-system-data.org/renewable_power_plants/2016-10-21/ | Open Power System Data | [10 empty] | 9.49 | 9.85 | 11.94 | 9.40 | 11.79 | NO-ESTIMATION | NO-ESTIMATION | NO-ESTIMATION | NO-ESTIMATION | CAPACITY-FACTOR-V1
FRA | France | Larrau |  | WRI1024439 | 10.673 | 43.0100 | -0.9730 | Hydro | [5 empty] | Open Power System Data | http://data.open-power-system-data.org/renewable_power_plants/2016-10-21/ | Open Power System Data | 1029248 | [9 empty] | 25.79 | 26.57 | 30.96 | 26.64 | 30.83 | SOLAR-V1-NO-AGE | SOLAR-V1-NO-AGE | SOLAR-V1-NO-AGE | SOLAR-V1-NO-AGE | SOLAR-V1-NO-AGE
FRA | France | Crampagna |  | WRI1025629 | 1.18 | 43.0287 | 1.5890 | Hydro | [5 empty] | Open Power System Data | http://data.open-power-system-data.org/renewable_power_plants/2016-10-21/ | Open Power System Data | 1028612 | [9 empty] | 3.66 | 3.75 | 5.16 | 4.20 | 5.14 | SOLAR-V1-NO-AGE | SOLAR-V1-NO-AGE | SOLAR-V1-NO-AGE | SOLAR-V1-NO-AGE | SOLAR-V1-NO-AGE
FRA | France | Aste-BÃ©on |  | WRI1025671 | 1.12 | 43.0303 | -0.3973 | Hydro | [5 empty] | Open Power System Data | http://data.open-power-system-data.org/renewable_power_plants/2016-10-21/ | Open Power System Data | [10 empty] | 4.40 | 4.70 | 5.23 | 4.61 | 5.21 | SOLAR-V1-NO-AGE | SOLAR-V1-NO-AGE | SOLAR-V1-NO-AGE | SOLAR-V1-NO-AGE | SOLAR-V1-NO-AGE
FRA | France | Agos-Vidalos |  | WRI1025409 | 1.6 | 43.0398 | -0.0753 | Hydro | [5 empty] | Open Power System Data | http://data.open-power-system-data.org/renewable_power_plants/2016-10-21/ | Open Power System Data | 1029232 | [9 empty] | 4.54 | 4.70 | 5.95 | 4.83 | 5.91 | NO-ESTIMATION | NO-ESTIMATION | NO-ESTIMATION | NO-ESTIMATION | CAPACITY-FACTOR-V1
FRA | France | Arette |  | WRI1025588 | 1.228 | 43.0403 | -0.7361 | Hydro | [5 empty] | Open Power System Data | http://data.open-power-system-data.org/renewable_power_plants/2016-10-21/ | Open Power System Data | 1113550 | [9 empty] | 2.91 | 3.07 | 3.66 | 3.08 | 3.65 | SOLAR-V1-NO-AGE | SOLAR-V1-NO-AGE | SOLAR-V1-NO-AGE | SOLAR-V1-NO-AGE | SOLAR-V1-NO-AGE
FRA | France | Lourdios-IchÃ¨re |  | WRI1025684 | 1.105 | 43.0418 | -0.6556 | Hydro | [5 empty] | Open Power System Data | http://data.open-power-system-data.org/renewable_power_plants/2016-10-21/ | Open Power System Data | [10 empty] | 4.06 | 4.67 | 5.14 | 4.58 | 5.32 | NO-ESTIMATION | NO-ESTIMATION | NO-ESTIMATION | NO-ESTIMATION | CAPACITY-FACTOR-V1
FRA | France | Licq-Atherey |  | WRI1026689 | 27.4 | 43.0480 | -0.8860 | Hydro |  |  |  | 1956.0 | GDF-SUEZ | GDF Suez | https://www.google.com/url?sa=t&rct=j&q=&esrc=s&source=web&cd=1&ved=0ahUKEwjEnZCx08nRAhWg0YMKHTOPA44QFggaMAA&url=https%3A%2F%2Fwww.engie.com%2Fwp-content%2Fuploads%2F2014%2F08%2Fgdf-suez-analyst-pack-h1-2014-vdef.xlsx&usg=AFQjCNGc2ScgE-1yvO4z_L-JlmOchrj8JA&sig2=xPDWHDRk2KIN7MmJspH6Bg&bvm=bv.144224172 d.amc&cad=rja | GEODB | 1029253 | [9 empty] | 78.01 | 81.23 | 92.60 | 77.99 | 88.35 | NO-ESTIMATION | NO-ESTIMATION | NO-ESTIMATION | NO-ESTIMATION | CAPACITY-FACTOR-V1
FRA | France | Limoux |  | WRI1025636 | 1.16 | 43.0496 | 2.2393 | Hydro | [5 empty] | Open Power System Data | http://data.open-power-system-data.org/renewable_power_plants/2016-10-21/ | Open Power System Data | [10 empty] | 2.69 | 3.21 | 4.12 | 3.54 | 3.77 | NO-ESTIMATION | NO-ESTIMATION | NO-ESTIMATION | NO-ESTIMATION | CAPACITY-FACTOR-V1
FRA | France | Castet |  | WRI1025400 | 1.62 | 43.0546 | -0.3726 | Hydro | [5 empty] | Open Power System Data | http://data.open-power-system-data.org/renewable_power_plants/2016-10-21/ | Open Power System Data | 1014706 | [9 empty] | 5.95 | 6.51 | 7.28 | 6.38 | 7.26 | NO-ESTIMATION | NO-ESTIMATION | NO-ESTIMATION | NO-ESTIMATION | CAPACITY-FACTOR-V1
FRA | France | Varilhes |  | WRI1025266 | 2.1 | 43.0551 | 1.6343 | Hydro | [5 empty] | Open Power System Data | http://data.open-power-system-data.org/renewable_power_plants/2016-10-21/ | Open Power System Data | [10 empty] | 7.58 | 7.75 | 9.28 | 7.55 | 9.21 | SOLAR-V1-NO-AGE | SOLAR-V1-NO-AGE | SOLAR-V1-NO-AGE | SOLAR-V1-NO-AGE | SOLAR-V1-NO-AGE
FRA | France | Licq-AthÃ©rey |  | WRI1024122 | 15.909 | 43.0554 | -0.8787 | Hydro | [5 empty] | Open Power System Data | http://data.open-power-system-data.org/renewable_power_plants/2016-10-21/ | Open Power System Data | 1029253 | [9 empty] | 51.80 | 53.08 | 61.15 | 52.82 | 56.15 | SOLAR-V1-NO-AGE | SOLAR-V1-NO-AGE | SOLAR-V1-NO-AGE | SOLAR-V1-NO-AGE | SOLAR-V1-NO-AGE
FRA | France | Rieux-de-Pelleport |  | WRI1025441 | 1.5 | 43.0584 | 1.6007 | Hydro | [5 empty] | Open Power System Data | http://data.open-power-system-data.org/renewable_power_plants/2016-10-21/ | Open Power System Data | [10 empty] | 4.67 | 4.78 | 6.58 | 5.36 | 6.54 | NO-ESTIMATION | NO-ESTIMATION | NO-ESTIMATION | NO-ESTIMATION | CAPACITY-FACTOR-V1
FRA | France | La Bastide-du-Salat |  | WRI1025576 | 1.24 | 43.0609 | 0.9998 | Hydro | [5 empty] | Open Power System Data | http://data.open-power-system-data.org/renewable_power_plants/2016-10-21/ | Open Power System Data | [10 empty] | 3.44 | 3.58 | 4.46 | 3.51 | 4.56 | SOLAR-V1-NO-AGE | SOLAR-V1-NO-AGE | SOLAR-V1-NO-AGE | SOLAR-V1-NO-AGE | SOLAR-V1-NO-AGE
FRA | France | Benagues |  | WRI1025168 | 2.49 | 43.0775 | 1.6098 | Hydro | [5 empty] | Open Power System Data | http://data.open-power-system-data.org/renewable_power_plants/2016-10-21/ | Open Power System Data | [10 empty] | 8.88 | 9.08 | 11.00 | 8.95 | 10.92 | SOLAR-V1-NO-AGE | SOLAR-V1-NO-AGE | SOLAR-V1-NO-AGE | SOLAR-V1-NO-AGE | SOLAR-V1-NO-AGE
FRA | France | Touille |  | WRI1025304 | 1.925 | 43.0833 | 0.9816 | Hydro | [5 empty] | Open Power System Data | http://data.open-power-system-data.org/renewable_power_plants/2016-10-21/ | Open Power System Data | [10 empty] | 6.34 | 6.57 | 7.94 | 6.45 | 8.09 | NO-ESTIMATION | NO-ESTIMATION | NO-ESTIMATION | NO-ESTIMATION | CAPACITY-FACTOR-V1
FRA | France | Pointis-Inard |  | WRI1024952 | 4.55 | 43.0837 | 0.7971 | Hydro | [5 empty] | Open Power System Data | http://data.open-power-system-data.org/renewable_power_plants/2016-10-21/ | Open Power System Data | [10 empty] | 9.73 | 10.54 | 12.72 | 10.57 | 12.67 | SOLAR-V1-NO-AGE | SOLAR-V1-NO-AGE | SOLAR-V1-NO-AGE | SOLAR-V1-NO-AGE | SOLAR-V1-NO-AGE
FRA | France | Valentine |  | WRI1024677 | 8.2 | 43.0886 | 0.7013 | Hydro | [5 empty] | Open Power System Data | http://data.open-power-system-data.org/renewable_power_plants/2016-10-21/ | Open Power System Data | 1015117 | [9 empty] | 27.95 | 28.78 | 31.40 | 27.06 | 30.92 | NO-ESTIMATION | NO-ESTIMATION | NO-ESTIMATION | NO-ESTIMATION | CAPACITY-FACTOR-V1
FRA | France | Pointis-de-RiviÃ¨re |  | WRI1024770 | 7.015 | 43.0911 | 0.6255 | Hydro | [5 empty] | Open Power System Data | http://data.open-power-system-data.org/renewable_power_plants/2016-10-21/ | Open Power System Data | 1014996 | [9 empty] | 23.91 | 24.62 | 26.86 | 23.15 | 26.45 | NO-ESTIMATION | NO-ESTIMATION | NO-ESTIMATION | NO-ESTIMATION | CAPACITY-FACTOR-V1
FRA | France | Miramont-de-Comminges |  | WRI1024936 | 4.7 | 43.0912 | 0.7558 | Hydro | [5 empty] | Open Power System Data | http://data.open-power-system-data.org/renewable_power_plants/2016-10-21/ | Open Power System Data | 1104832 | [9 empty] | 16.73 | 17.20 | 18.29 | 15.81 | 18.02 | SOLAR-V1-NO-AGE | SOLAR-V1-NO-AGE | SOLAR-V1-NO-AGE | SOLAR-V1-NO-AGE | SOLAR-V1-NO-AGE
FRA | France | Banca |  | WRI1025034 | 3.78 | 43.1001 | -1.3716 | Hydro | [5 empty] | Open Power System Data | http://data.open-power-system-data.org/renewable_power_plants/2016-10-21/ | Open Power System Data | 1014638 | [9 empty] | 12.85 | 13.01 | 13.92 | 13.04 | 13.99 | NO-ESTIMATION | NO-ESTIMATION | NO-ESTIMATION | NO-ESTIMATION | NO-ESTIMATION
FRA | France | Arudy |  | WRI1025651 | 1.148 | 43.1005 | -0.4746 | Hydro | [5 empty] | Open Power System Data | http://data.open-power-system-data.org/renewable_power_plants/2016-10-21/ | Open Power System Data | [10 empty] | 4.51 | 4.81 | 5.36 | 4.73 | 5.35 | NO-ESTIMATION | NO-ESTIMATION | NO-ESTIMATION | NO-ESTIMATION | CAPACITY-FACTOR-V1
FRA | France | Lourdes |  | WRI1025619 | 1.2 | 43.1074 | -0.0770 | Hydro | [5 empty] | Open Power System Data | http://data.open-power-system-data.org/renewable_power_plants/2016-10-21/ | Open Power System Data | [10 empty] | 3.67 | 3.72 | 4.11 | 3.57 | 4.1 | NO-ESTIMATION | NO-ESTIMATION | NO-ESTIMATION | NO-ESTIMATION | CAPACITY-FACTOR-V1
FRA | France | Castillon-de-Saint-Martory |  | WRI1025312 | 1.9 | 43.1371 | 0.8510 | Hydro | [5 empty] | Open Power System Data | http://data.open-power-system-data.org/renewable_power_plants/2016-10-21/ | Open Power System Data | [10 empty] | 7.00 | 7.31 | 7.54 | 6.88 | 7.53 | NO-ESTIMATION | NO-ESTIMATION | NO-ESTIMATION | NO-ESTIMATION | NO-ESTIMATION
FRA | France | Buzy |  | WRI1024558 | 9.8 | 43.1411 | -0.4466 | Hydro | [5 empty] | Open Power System Data | http://data.open-power-system-data.org/renewable_power_plants/2016-10-21/ | Open Power System Data | [10 empty] | 35.32 | 33.54 | 38.57 | 33.19 | 39.21 | SOLAR-V1-NO-AGE | SOLAR-V1-NO-AGE | SOLAR-V1-NO-AGE | SOLAR-V1-NO-AGE | SOLAR-V1-NO-AGE
FRA | France | Oloron-Sainte-Marie |  | WRI1024869 | 5.7 | 43.1560 | -0.5869 | Hydro | [5 empty] | Open Power System Data | http://data.open-power-system-data.org/renewable_power_plants/2016-10-21/ | Open Power System Data | [10 empty] | 19.51 | 21.40 | 22.48 | 19.62 | 22.9 | NO-ESTIMATION | NO-ESTIMATION | NO-ESTIMATION | NO-ESTIMATION | CAPACITY-FACTOR-V1
FRA | France | Mancioux |  | WRI1025339 | 1.8 | 43.1670 | 0.9413 | Hydro | [5 empty] | Open Power System Data | http://data.open-power-system-data.org/renewable_power_plants/2016-10-21/ | Open Power System Data | 1014928 | [9 empty] | 4.75 | 5.07 | 5.93 | 5.08 | 5.91 | SOLAR-V1-NO-AGE | SOLAR-V1-NO-AGE | SOLAR-V1-NO-AGE | SOLAR-V1-NO-AGE | SOLAR-V1-NO-AGE
FRA | France | Bonnac |  | WRI1024697 | 8 | 43.1723 | 1.5878 | Hydro | [5 empty] | Open Power System Data | http://data.open-power-system-data.org/renewable_power_plants/2016-10-21/ | Open Power System Data | [10 empty] | 25.49 | 27.80 | 33.75 | 26.56 | 30.69 | SOLAR-V1-NO-AGE | SOLAR-V1-NO-AGE | SOLAR-V1-NO-AGE | SOLAR-V1-NO-AGE | SOLAR-V1-NO-AGE
FRA | France | Mirepeix |  | WRI1025493 | 1.4 | 43.1932 | -0.2510 | Hydro | [5 empty] | Open Power System Data | http://data.open-power-system-data.org/renewable_power_plants/2016-10-21/ | Open Power System Data | [10 empty] | 4.38 | 4.66 | 5.06 | 4.62 | 5.05 | NO-ESTIMATION | NO-ESTIMATION | NO-ESTIMATION | NO-ESTIMATION | NO-ESTIMATION
FRA | France | Saverdun |  | WRI1025742 | 1.05 | 43.2269 | 1.5735 | Hydro | [5 empty] | Open Power System Data | http://data.open-power-system-data.org/renewable_power_plants/2016-10-21/ | Open Power System Data | [10 empty] | 3.61 | 3.91 | 5.06 | 4.12 | 4.66 | NO-ESTIMATION | NO-ESTIMATION | NO-ESTIMATION | NO-ESTIMATION | CAPACITY-FACTOR-V1
FRA | France | Poey-d'Oloron |  | WRI1025582 | 1.236 | 43.2471 | -0.6633 | Hydro | [5 empty] | Open Power System Data | http://data.open-power-system-data.org/renewable_power_plants/2016-10-21/ | Open Power System Data | [10 empty] | 3.71 | 3.71 | 4.37 | 3.69 | 4.46 | SOLAR-V1-NO-AGE | SOLAR-V1-NO-AGE | SOLAR-V1-NO-AGE | SOLAR-V1-NO-AGE | SOLAR-V1-NO-AGE
FRA | France | JuranÃ§on |  | WRI1025663 | 1.129 | 43.2701 | -0.4069 | Hydro | [5 empty] | Open Power System Data | http://data.open-power-system-data.org/renewable_power_plants/2016-10-21/ | Open Power System Data | [10 empty] | 4.19 | 4.40 | 4.72 | 4.37 | 4.71 | SOLAR-V1-NO-AGE | SOLAR-V1-NO-AGE | SOLAR-V1-NO-AGE | SOLAR-V1-NO-AGE | SOLAR-V1-NO-AGE
FRA | France | Charritte-de-Bas |  | WRI1024569 | 9.4 | 43.2951 | -0.8970 | Hydro | [5 empty] | Open Power System Data | http://data.open-power-system-data.org/renewable_power_plants/2016-10-21/ | Open Power System Data | [10 empty] | 31.54 | 32.30 | 37.06 | 32.15 | 34.24 | NO-ESTIMATION | NO-ESTIMATION | NO-ESTIMATION | NO-ESTIMATION | CAPACITY-FACTOR-V1
FRA | France | Auterive |  | WRI1025217 | 2.273 | 43.3594 | 1.4775 | Hydro | [5 empty] | Open Power System Data | http://data.open-power-system-data.org/renewable_power_plants/2016-10-21/ | Open Power System Data | 1034290 | [9 empty] | 8.37 | 8.82 | 9.19 | 8.00 | 9.14 | NO-ESTIMATION | NO-ESTIMATION | NO-ESTIMATION | NO-ESTIMATION | CAPACITY-FACTOR-V1
FRA | France | Pardies |  | WRI1025191 | 2.4 | 43.3667 | -0.5868 | Hydro | [5 empty] | Open Power System Data | http://data.open-power-system-data.org/renewable_power_plants/2016-10-21/ | Open Power System Data | 1088925 | [9 empty] | 8.77 | 9.25 | 9.82 | 9.18 | 9.76 | NO-ESTIMATION | NO-ESTIMATION | NO-ESTIMATION | NO-ESTIMATION | CAPACITY-FACTOR-V1
FRA | France | Le Cannet-des-Maures |  | WRI1025121 | 2.8 | 43.3739 | 6.3755 | Hydro | [5 empty] | Open Power System Data | http://data.open-power-system-data.org/renewable_power_plants/2016-10-21/ | Open Power System Data | [10 empty] | 7.96 | 8.67 | 9.82 | 8.45 | 9.17 | NO-ESTIMATION | NO-ESTIMATION | NO-ESTIMATION | NO-ESTIMATION | CAPACITY-FACTOR-V1
FRA | France | Cabrespine |  | WRI1025678 | 1.11 | 43.3763 | 2.4714 | Hydro | [5 empty] | Open Power System Data | http://data.open-power-system-data.org/renewable_power_plants/2016-10-21/ | Open Power System Data | 1057185 | [9 empty] | 3.41 | 3.62 | 4.06 | 3.01 | 3.52 | NO-ESTIMATION | NO-ESTIMATION | NO-ESTIMATION | NO-ESTIMATION | CAPACITY-FACTOR-V1
FRA | France | Cuxac-CabardÃ¨s |  | WRI1025364 | 1.725 | 43.3905 | 2.2790 | Hydro | [5 empty] | Open Power System Data | http://data.open-power-system-data.org/renewable_power_plants/2016-10-21/ | Open Power System Data | [10 empty] | 4.55 | 4.86 | 5.69 | 4.87 | 5.66 | NO-ESTIMATION | NO-ESTIMATION | NO-ESTIMATION | NO-ESTIMATION | CAPACITY-FACTOR-V1
FRA | France | Sauveterre |  | WRI1025512 | 1.35 | 43.4532 | 2.5599 | Hydro | [5 empty] | Open Power System Data | http://data.open-power-system-data.org/renewable_power_plants/2016-10-21/ | Open Power System Data | [10 empty] | 3.01 | 3.19 | 3.84 | 3.20 | 3.82 | NO-ESTIMATION | NO-ESTIMATION | NO-ESTIMATION | NO-ESTIMATION | CAPACITY-FACTOR-V1
FRA | France | Mazamet |  | WRI1025071 | 3.317 | 43.4580 | 2.3893 | Hydro | [5 empty] | Open Power System Data | http://data.open-power-system-data.org/renewable_power_plants/2016-10-21/ | Open Power System Data | 1113784 | [9 empty] | 6.84 | 7.43 | 9.02 | 7.45 | 8.98 | NO-ESTIMATION | NO-ESTIMATION | NO-ESTIMATION | NO-ESTIMATION | CAPACITY-FACTOR-V1
FRA | France | Orthez |  | WRI1025408 | 1.6 | 43.4940 | -0.7801 | Hydro | [5 empty] | Open Power System Data | http://data.open-power-system-data.org/renewable_power_plants/2016-10-21/ | Open Power System Data | [10 empty] | 5.00 | 5.33 | 5.70 | 5.35 | 5.68 | NO-ESTIMATION | NO-ESTIMATION | NO-ESTIMATION | NO-ESTIMATION | CAPACITY-FACTOR-V1
FRA | France | Saint-Amans-Valtoret |  | WRI1025702 | 1.094 | 43.5066 | 2.5008 | Hydro | [5 empty] | Open Power System Data | http://data.open-power-system-data.org/renewable_power_plants/2016-10-21/ | Open Power System Data | [10 empty] | 2.73 | 2.87 | 3.40 | 2.88 | 3.38 | SOLAR-V1-NO-AGE | SOLAR-V1-NO-AGE | SOLAR-V1-NO-AGE | SOLAR-V1-NO-AGE | SOLAR-V1-NO-AGE
FRA | France | Baigts-de-BÃ©arn |  | WRI1024738 | 7.905 | 43.5244 | -0.8463 | Hydro | [5 empty] | Open Power System Data | http://data.open-power-system-data.org/renewable_power_plants/2016-10-21/ | Open Power System Data | [10 empty] | 28.51 | 30.17 | 31.99 | 30.30 | 31.9 | SOLAR-V1-NO-AGE | SOLAR-V1-NO-AGE | SOLAR-V1-NO-AGE | SOLAR-V1-NO-AGE | SOLAR-V1-NO-AGE
FRA | France | SAINT CHAMAS |  | WRI1002765 | 159 | 43.5270 | 5.0730 | Hydro | [5 empty] | RTE Transmission Operator | http://clients.rte-france.com/lang/an/visiteurs/vie/prod/parc_reference.jsp | GEODB | 1015044 | [9 empty] | 254.11 | 322.60 | 359.67 | 375.88 | 482.96 | NO-ESTIMATION | NO-ESTIMATION | NO-ESTIMATION | NO-ESTIMATION | CAPACITY-FACTOR-V1
FRA | France | Pont-de-Larn |  | WRI1025419 | 1.573 | 43.5311 | 2.4094 | Hydro | [5 empty] | Open Power System Data | http://data.open-power-system-data.org/renewable_power_plants/2016-10-21/ | Open Power System Data | [10 empty] | 4.15 | 4.43 | 5.18 | 4.44 | 5.16 | NO-ESTIMATION | NO-ESTIMATION | NO-ESTIMATION | NO-ESTIMATION | CAPACITY-FACTOR-V1
FRA | France | Olargues |  | WRI1024805 | 6.4 | 43.5411 | 2.9176 | Hydro | [5 empty] | Open Power System Data | http://data.open-power-system-data.org/renewable_power_plants/2016-10-21/ | Open Power System Data | [10 empty] | 13.18 | 14.40 | 17.47 | 14.44 | 17.39 | NO-ESTIMATION | NO-ESTIMATION | NO-ESTIMATION | NO-ESTIMATION | CAPACITY-FACTOR-V1
FRA | France | Saint-Marc-Jaumegarde |  | WRI1025452 | 1.49 | 43.5567 | 5.5224 | Hydro | [5 empty] | Open Power System Data | http://data.open-power-system-data.org/renewable_power_plants/2016-10-21/ | Open Power System Data | [10 empty] | 2.58 | 3.34 | 4.05 | 3.35 | 4.03 | SOLAR-V1-NO-AGE | SOLAR-V1-NO-AGE | SOLAR-V1-NO-AGE | SOLAR-V1-NO-AGE | SOLAR-V1-NO-AGE
FRA | France | Montahut |  | WRI1026749 | 99 | 43.5710 | 2.9400 | Hydro |  |  |  | 1965.0 | EDF | EDF | https://www.edf.fr/en/the-edf-group/industrial-provider/renewable-energies/hydropower | GEODB | 1014944 | [9 empty] | 265.37 | 276.10 | 324.43 | 276.85 | 324.43 | SOLAR-V1-NO-AGE | SOLAR-V1-NO-AGE | SOLAR-V1-NO-AGE | SOLAR-V1-NO-AGE | SOLAR-V1-NO-AGE
FRA | France | SaÃ¯x |  | WRI1025749 | 1.042 | 43.5842 | 2.1714 | Hydro | [5 empty] | Open Power System Data | http://data.open-power-system-data.org/renewable_power_plants/2016-10-21/ | Open Power System Data | [10 empty] | 4.08 | 4.22 | 5.06 | 4.39 | 4.92 | SOLAR-V1-NO-AGE | SOLAR-V1-NO-AGE | SOLAR-V1-NO-AGE | SOLAR-V1-NO-AGE | SOLAR-V1-NO-AGE
FRA | France | Toulouse |  | WRI1024610 | 9.01 | 43.5960 | 1.4323 | Hydro | [5 empty] | Open Power System Data | http://data.open-power-system-data.org/renewable_power_plants/2016-10-21/ | Open Power System Data | [10 empty] | 34.64 | 36.58 | 39.74 | 35.97 | 37.83 | NO-ESTIMATION | NO-ESTIMATION | NO-ESTIMATION | NO-ESTIMATION | CAPACITY-FACTOR-V1
FRA | France | Saint Cassien |  | WRI1026682 | 21.7 | 43.6020 | 6.8410 | Hydro |  |  |  | 1966.0 | EDF | EDF | https://www.edf.fr/en/the-edf-group/industrial-provider/renewable-energies/hydropower | GEODB | 1015043 | [9 empty] | 57.11 | 61.57 | 72.16 | 61.74 | 72.16 | SOLAR-V1-NO-AGE | SOLAR-V1-NO-AGE | SOLAR-V1-NO-AGE | SOLAR-V1-NO-AGE | SOLAR-V1-NO-AGE
FRA | France | Brassac |  | WRI1024999 | 4.1 | 43.6120 | 2.5118 | Hydro | [5 empty] | Open Power System Data | http://data.open-power-system-data.org/renewable_power_plants/2016-10-21/ | Open Power System Data | 1014681 | [9 empty] | 13.54 | 14.53 | 16.29 | 12.49 | 16.46 | SOLAR-V1-NO-AGE | SOLAR-V1-NO-AGE | SOLAR-V1-NO-AGE | SOLAR-V1-NO-AGE | SOLAR-V1-NO-AGE
FRA | France | Auribeau-sur-Siagne |  | WRI1025182 | 2.4 | 43.6121 | 6.9118 | Hydro | [5 empty] | Open Power System Data | http://data.open-power-system-data.org/renewable_power_plants/2016-10-21/ | Open Power System Data | [10 empty] | 8.07 | 9.10 | 9.13 | 7.78 | 7 | NO-ESTIMATION | NO-ESTIMATION | NO-ESTIMATION | NO-ESTIMATION | NO-ESTIMATION
FRA | France | Castres |  | WRI1025530 | 1.315 | 43.6156 | 2.2382 | Hydro | [5 empty] | Open Power System Data | http://data.open-power-system-data.org/renewable_power_plants/2016-10-21/ | Open Power System Data | [10 empty] | 4.83 | 5.08 | 5.85 | 5.22 | 5.89 | SOLAR-V1-NO-AGE | SOLAR-V1-NO-AGE | SOLAR-V1-NO-AGE | SOLAR-V1-NO-AGE | SOLAR-V1-NO-AGE
FRA | France | Gignac |  | WRI1025085 | 3.2 | 43.6395 | 3.5736 | Hydro | [5 empty] | Open Power System Data | http://data.open-power-system-data.org/renewable_power_plants/2016-10-21/ | Open Power System Data | [10 empty] | 9.05 | 10.97 | 12.37 | 10.73 | 12.12 | NO-ESTIMATION | NO-ESTIMATION | NO-ESTIMATION | NO-ESTIMATION | CAPACITY-FACTOR-V1
FRA | France | Teyssode |  | WRI1025427 | 1.55 | 43.6459 | 1.9251 | Hydro | [5 empty] | Open Power System Data | http://data.open-power-system-data.org/renewable_power_plants/2016-10-21/ | Open Power System Data | [10 empty] | 5.69 | 5.91 | 7.15 | 6.15 | 6.94 | NO-ESTIMATION | NO-ESTIMATION | NO-ESTIMATION | NO-ESTIMATION | CAPACITY-FACTOR-V1
FRA | France | Saint-CÃ©zaire-sur-Siagne |  | WRI1024563 | 9.6 | 43.6597 | 6.8033 | Hydro | [5 empty] | Open Power System Data | http://data.open-power-system-data.org/renewable_power_plants/2016-10-21/ | Open Power System Data | [10 empty] | 19.40 | 24.24 | 28.85 | 24.31 | 28.73 | NO-ESTIMATION | NO-ESTIMATION | NO-ESTIMATION | NO-ESTIMATION | CAPACITY-FACTOR-V1
FRA | France | Jouques |  | WRI1026737 | 78 | 43.6810 | 5.6560 | Hydro |  |  |  | 1959.0 | EDF | EDF | https://www.edf.fr/en/the-edf-group/industrial-provider/renewable-energies/hydropower | GEODB | 1014812 | [9 empty] | 242.66 | 253.06 | 275.23 | 230.25 | 276.08 | SOLAR-V1-NO-AGE | SOLAR-V1-NO-AGE | SOLAR-V1-NO-AGE | SOLAR-V1-NO-AGE | SOLAR-V1-NO-AGE
FRA | France | Saint-Laurent-du-Var |  | WRI1025118 | 2.8 | 43.6865 | 7.1823 | Hydro | [5 empty] | Open Power System Data | http://data.open-power-system-data.org/renewable_power_plants/2016-10-21/ | Open Power System Data | [10 empty] | 7.69 | 9.14 | 12.09 | 9.96 | 11.42 | NO-ESTIMATION | NO-ESTIMATION | NO-ESTIMATION | NO-ESTIMATION | NO-ESTIMATION
FRA | France | SAINT ESTEVE |  | WRI1002766 | 141 | 43.6920 | 5.3850 | Hydro | [5 empty] | RTE Transmission Operator | http://clients.rte-france.com/lang/an/visiteurs/vie/prod/parc_reference.jsp | GEODB | 1015049 | [9 empty] | 401.59 | 420.40 | 464.55 | 389.26 | 466.42 | SOLAR-V1-NO-AGE | SOLAR-V1-NO-AGE | SOLAR-V1-NO-AGE | SOLAR-V1-NO-AGE | SOLAR-V1-NO-AGE
FRA | France | Quinson |  | WRI1026708 | 41 | 43.6990 | 6.0510 | Hydro |  |  |  | 1974.0 | EDF | EDF | https://www.edf.fr/en/the-edf-group/industrial-provider/renewable-energies/hydropower | GEODB | 1015024 | [9 empty] | 108.39 | 116.27 | 125.41 | 101.53 | 106.91 | NO-ESTIMATION | NO-ESTIMATION | NO-ESTIMATION | NO-ESTIMATION | CAPACITY-FACTOR-V1
FRA | France | Le Bousquet-d'Orb |  | WRI1025385 | 1.67 | 43.7033 | 3.1508 | Hydro | [5 empty] | Open Power System Data | http://data.open-power-system-data.org/renewable_power_plants/2016-10-21/ | Open Power System Data | [10 empty] | 3.60 | 4.44 | 5.24 | 4.45 | 5.22 | SOLAR-V1-NO-AGE | SOLAR-V1-NO-AGE | SOLAR-V1-NO-AGE | SOLAR-V1-NO-AGE | SOLAR-V1-NO-AGE
FRA | France | Lamanon |  | WRI1025404 | 1.6 | 43.7049 | 5.0886 | Hydro | [5 empty] | Open Power System Data | http://data.open-power-system-data.org/renewable_power_plants/2016-10-21/ | Open Power System Data | 1014859 | [9 empty] | 5.23 | 5.57 | 5.72 | 4.97 | 5.75 | SOLAR-V1-NO-AGE | SOLAR-V1-NO-AGE | SOLAR-V1-NO-AGE | SOLAR-V1-NO-AGE | SOLAR-V1-NO-AGE
FRA | France | Montredon-LabessonniÃ© |  | WRI1025472 | 1.45 | 43.7241 | 2.3217 | Hydro | [5 empty] | Open Power System Data | http://data.open-power-system-data.org/renewable_power_plants/2016-10-21/ | Open Power System Data | [10 empty] | 3.02 | 3.28 | 3.98 | 3.29 | 3.96 | SOLAR-V1-NO-AGE | SOLAR-V1-NO-AGE | SOLAR-V1-NO-AGE | SOLAR-V1-NO-AGE | SOLAR-V1-NO-AGE
FRA | France | Vinon |  | WRI1026699 | 32.5 | 43.7250 | 5.8270 | Hydro |  |  |  | 1967.0 | EDF | EDF | https://www.edf.fr/en/the-edf-group/industrial-provider/renewable-energies/hydropower | GEODB | 1015134 | [9 empty] | 85.68 | 91.93 | 99.17 | 86.59 | 84.51 | SOLAR-V1-NO-AGE | SOLAR-V1-NO-AGE | SOLAR-V1-NO-AGE | SOLAR-V1-NO-AGE | SOLAR-V1-NO-AGE
FRA | France | Beaumont |  | WRI1026713 | 44 | 43.7350 | 5.7530 | Hydro |  |  |  | 1969.0 | EDF | EDF | https://www.edf.fr/en/the-edf-group/industrial-provider/renewable-energies/hydropower | GEODB | [10 empty] | 132.61 | 142.38 | 155.25 | 129.88 | 155.74 | SOLAR-V1-NO-AGE | SOLAR-V1-NO-AGE | SOLAR-V1-NO-AGE | SOLAR-V1-NO-AGE | SOLAR-V1-NO-AGE
FRA | France | SAINTE CROIX |  | WRI1002770 | 132.3 | 43.7370 | 6.1340 | Hydro | [5 empty] | RTE Transmission Operator | http://clients.rte-france.com/lang/an/visiteurs/vie/prod/parc_reference.jsp | GEODB | 1015076 | [9 empty] | 317.22 | 329.80 | 360.16 | 282.21 | 305.03 | NO-ESTIMATION | NO-ESTIMATION | NO-ESTIMATION | NO-ESTIMATION | CAPACITY-FACTOR-V1
FRA | France | AvÃ¨ne |  | WRI1025541 | 1.3 | 43.7488 | 3.1047 | Hydro | [5 empty] | Open Power System Data | http://data.open-power-system-data.org/renewable_power_plants/2016-10-21/ | Open Power System Data | [10 empty] | 2.28 | 2.93 | 3.55 | 2.94 | 3.54 | NO-ESTIMATION | NO-ESTIMATION | NO-ESTIMATION | NO-ESTIMATION | CAPACITY-FACTOR-V1
FRA | France | MONTPEZAT |  | WRI1002748 | 131.8 | 43.7514 | 6.0888 | Hydro | [5 empty] | RTE Transmission Operator | http://clients.rte-france.com/lang/an/visiteurs/vie/prod/parc_reference.jsp | CARMA | 1014949 | [9 empty] | 316.02 | 328.55 | 358.80 | 281.14 | 303.87 | NO-ESTIMATION | NO-ESTIMATION | NO-ESTIMATION | NO-ESTIMATION | CAPACITY-FACTOR-V1
FRA | France | Saint-Sulpice |  | WRI1025414 | 1.586 | 43.7594 | 1.6866 | Hydro | [5 empty] | Open Power System Data | http://data.open-power-system-data.org/renewable_power_plants/2016-10-21/ | Open Power System Data | [10 empty] | 5.86 | 6.08 | 7.04 | 6.32 | 7.24 | SOLAR-V1-NO-AGE | SOLAR-V1-NO-AGE | SOLAR-V1-NO-AGE | SOLAR-V1-NO-AGE | SOLAR-V1-NO-AGE
FRA | France | Sainte Tulle I&II |  | WRI1026747 | 97 | 43.7870 | 5.7740 | Hydro |  |  |  | 1965.0 | EDF | EDF | https://www.edf.fr/en/the-edf-group/industrial-provider/renewable-energies/hydropower | GEODB | 1015078 | [9 empty] | 287.34 | 299.73 | 343.33 | 288.80 | 348.86 | SOLAR-V1-NO-AGE | SOLAR-V1-NO-AGE | SOLAR-V1-NO-AGE | SOLAR-V1-NO-AGE | SOLAR-V1-NO-AGE
FRA | France | Saint-Maurice-sur-Adour |  | WRI1025453 | 1.49 | 43.7915 | -0.4666 | Hydro | [5 empty] | Open Power System Data | http://data.open-power-system-data.org/renewable_power_plants/2016-10-21/ | Open Power System Data | [10 empty] | 3.77 | 4.53 | 5.13 | 4.44 | 5.04 | NO-ESTIMATION | NO-ESTIMATION | NO-ESTIMATION | NO-ESTIMATION | CAPACITY-FACTOR-V1
FRA | France | Causse-de-la-Selle |  | WRI1025108 | 3 | 43.7932 | 3.6295 | Hydro | [5 empty] | Open Power System Data | http://data.open-power-system-data.org/renewable_power_plants/2016-10-21/ | Open Power System Data | [10 empty] | 8.48 | 10.29 | 11.59 | 10.06 | 11.36 | NO-ESTIMATION | NO-ESTIMATION | NO-ESTIMATION | NO-ESTIMATION | CAPACITY-FACTOR-V1
FRA | France | BessiÃ¨res |  | WRI1024946 | 4.6 | 43.7970 | 1.5859 | Hydro | [5 empty] | Open Power System Data | http://data.open-power-system-data.org/renewable_power_plants/2016-10-21/ | Open Power System Data | 1014657 | [9 empty] | 14.71 | 17.54 | 18.41 | 17.14 | 18.36 | NO-ESTIMATION | NO-ESTIMATION | NO-ESTIMATION | NO-ESTIMATION | CAPACITY-FACTOR-V1
FRA | France | Le Travet |  | WRI1025568 | 1.25 | 43.8103 | 2.3271 | Hydro | [5 empty] | Open Power System Data | http://data.open-power-system-data.org/renewable_power_plants/2016-10-21/ | Open Power System Data | [10 empty] | 2.78 | 3.00 | 3.60 | 3.01 | 3.59 | NO-ESTIMATION | NO-ESTIMATION | NO-ESTIMATION | NO-ESTIMATION | CAPACITY-FACTOR-V1
FRA | France | Saint-Martin-du-Var |  | WRI1024688 | 8.1 | 43.8162 | 7.1996 | Hydro | [5 empty] | Open Power System Data | http://data.open-power-system-data.org/renewable_power_plants/2016-10-21/ | Open Power System Data | [10 empty] | 21.61 | 25.81 | 30.49 | 25.77 | 28.67 | SOLAR-V1-NO-AGE | SOLAR-V1-NO-AGE | SOLAR-V1-NO-AGE | SOLAR-V1-NO-AGE | SOLAR-V1-NO-AGE
FRA | France | Saint-Maurice-Navacelles |  | WRI1024947 | 4.6 | 43.8448 | 3.5064 | Hydro | [5 empty] | Open Power System Data | http://data.open-power-system-data.org/renewable_power_plants/2016-10-21/ | Open Power System Data | [10 empty] | 10.65 | 14.91 | 13.90 | 13.70 | 17.3 | SOLAR-V1-NO-AGE | SOLAR-V1-NO-AGE | SOLAR-V1-NO-AGE | SOLAR-V1-NO-AGE | SOLAR-V1-NO-AGE
FRA | France | Castellane |  | WRI1025540 | 1.3 | 43.8450 | 6.4904 | Hydro | [5 empty] | Open Power System Data | http://data.open-power-system-data.org/renewable_power_plants/2016-10-21/ | Open Power System Data | [10 empty] | 4.54 | 4.77 | 5.38 | 3.80 | 4.03 | SOLAR-V1-NO-AGE | SOLAR-V1-NO-AGE | SOLAR-V1-NO-AGE | SOLAR-V1-NO-AGE | SOLAR-V1-NO-AGE
FRA | France | Chaudanne |  | WRI1026685 | 24.3 | 43.8480 | 6.5440 | Hydro |  |  |  | 1952.0 | EDF | EDF | https://www.edf.fr/en/the-edf-group/industrial-provider/renewable-energies/hydropower | GEODB | 1014828 | [9 empty] | 64.59 | 69.26 | 74.60 | 60.89 | 64 | NO-ESTIMATION | NO-ESTIMATION | NO-ESTIMATION | NO-ESTIMATION | CAPACITY-FACTOR-V1
FRA | France | Rabastens |  | WRI1025523 | 1.325 | 43.8484 | 1.7151 | Hydro | [5 empty] | Open Power System Data | http://data.open-power-system-data.org/renewable_power_plants/2016-10-21/ | Open Power System Data | 1015025 | [9 empty] | 3.41 | 4.25 | 4.48 | 4.11 | 4.46 | NO-ESTIMATION | NO-ESTIMATION | NO-ESTIMATION | NO-ESTIMATION | CAPACITY-FACTOR-V1
FRA | France | Manosque-Voix |  | WRI1026724 | 55 | 43.8770 | 5.8630 | Hydro |  |  |  | 1969.0 | EDF | EDF | https://www.edf.fr/en/the-edf-group/industrial-provider/renewable-energies/hydropower | GEODB | [10 empty] | 157.58 | 164.03 | 194.20 | 163.75 | 197.81 | NO-ESTIMATION | NO-ESTIMATION | NO-ESTIMATION | NO-ESTIMATION | CAPACITY-FACTOR-V1
FRA | France | Castillon |  | WRI1026731 | 68 | 43.8780 | 6.5380 | Hydro |  |  |  | 1948.0 | EDF | EDF | https://www.edf.fr/en/the-edf-group/industrial-provider/renewable-energies/hydropower | GEODB | 1014707 | [9 empty] | 186.95 | 193.42 | 208.57 | 168.96 | 179.3 | SOLAR-V1-NO-AGE | SOLAR-V1-NO-AGE | SOLAR-V1-NO-AGE | SOLAR-V1-NO-AGE | SOLAR-V1-NO-AGE
FRA | France | Gaillac |  | WRI1024822 | 6.2 | 43.9165 | 1.8862 | Hydro | [5 empty] | Open Power System Data | http://data.open-power-system-data.org/renewable_power_plants/2016-10-21/ | Open Power System Data | [10 empty] | 18.48 | 22.16 | 24.76 | 21.04 | 23.84 | SOLAR-V1-NO-AGE | SOLAR-V1-NO-AGE | SOLAR-V1-NO-AGE | SOLAR-V1-NO-AGE | SOLAR-V1-NO-AGE
FRA | France | Brillanne I & II |  | WRI1026693 | 30 | 43.9210 | 5.9250 | Hydro |  |  |  | 1953.0 | EDF | EDF | https://www.edf.fr/en/the-edf-group/industrial-provider/renewable-energies/hydropower | GEODB | [10 empty] | 85.73 | 89.25 | 105.70 | 89.10 | 107.67 | SOLAR-V1-NO-AGE | SOLAR-V1-NO-AGE | SOLAR-V1-NO-AGE | SOLAR-V1-NO-AGE | SOLAR-V1-NO-AGE
FRA | France | ORAISON |  | WRI1002750 | 187 | 43.9210 | 5.9250 | Hydro | [5 empty] | RTE Transmission Operator | http://clients.rte-france.com/lang/an/visiteurs/vie/prod/parc_reference.jsp | GEODB | 1014968 | [9 empty] | 500.61 | 504.38 | 618.59 | 521.00 | 611.85 | SOLAR-V1-NO-AGE | SOLAR-V1-NO-AGE | SOLAR-V1-NO-AGE | SOLAR-V1-NO-AGE | SOLAR-V1-NO-AGE
FRA | France | Lantosque |  | WRI1024750 | 7.6 | 43.9706 | 7.3049 | Hydro | [5 empty] | Open Power System Data | http://data.open-power-system-data.org/renewable_power_plants/2016-10-21/ | Open Power System Data | [10 empty] | 18.42 | 19.87 | 23.52 | 19.93 | 23.42 | SOLAR-V1-NO-AGE | SOLAR-V1-NO-AGE | SOLAR-V1-NO-AGE | SOLAR-V1-NO-AGE | SOLAR-V1-NO-AGE
FRA | France | AVIGNON |  | WRI1002689 | 126 | 43.9760 | 4.8170 | Hydro | [5 empty] | RTE Transmission Operator | http://clients.rte-france.com/lang/an/visiteurs/vie/prod/parc_reference.jsp | GEODB | 1013202 | [9 empty] | 546.92 | 587.61 | 374.82 | 379.85 | 459.52 | SOLAR-V1-NO-AGE | SOLAR-V1-NO-AGE | SOLAR-V1-NO-AGE | SOLAR-V1-NO-AGE | SOLAR-V1-NO-AGE
FRA | France | Bancairon |  | WRI1026721 | 50 | 44.0030 | 7.1370 | Hydro |  |  |  | 1933.0 | EDF | EDF | https://www.edf.fr/en/the-edf-group/industrial-provider/renewable-energies/hydropower | GEODB | 1014639 | [9 empty] | 131.52 | 135.50 | 135.31 | 142.63 | 127.09 | SOLAR-V1-NO-AGE | SOLAR-V1-NO-AGE | SOLAR-V1-NO-AGE | SOLAR-V1-NO-AGE | SOLAR-V1-NO-AGE
FRA | France | Brousse-le-ChÃ¢teau |  | WRI1025209 | 2.3 | 44.0062 | 2.6383 | Hydro | [5 empty] | Open Power System Data | http://data.open-power-system-data.org/renewable_power_plants/2016-10-21/ | Open Power System Data | [10 empty] | 7.53 | 7.91 | 9.81 | 8.57 | 9.86 | SOLAR-V1-NO-AGE | SOLAR-V1-NO-AGE | SOLAR-V1-NO-AGE | SOLAR-V1-NO-AGE | SOLAR-V1-NO-AGE
FRA | France | Fontan |  | WRI1024647 | 8.5 | 44.0215 | 7.5448 | Hydro | [5 empty] | Open Power System Data | http://data.open-power-system-data.org/renewable_power_plants/2016-10-21/ | Open Power System Data | 1014784 | [9 empty] | 21.12 | 25.66 | 31.64 | 28.61 | 25.79 | SOLAR-V1-NO-AGE | SOLAR-V1-NO-AGE | SOLAR-V1-NO-AGE | SOLAR-V1-NO-AGE | SOLAR-V1-NO-AGE
FRA | France | Montauban |  | WRI1025201 | 2.35 | 44.0226 | 1.3638 | Hydro | [5 empty] | Open Power System Data | http://data.open-power-system-data.org/renewable_power_plants/2016-10-21/ | Open Power System Data | [10 empty] | 7.49 | 8.99 | 9.38 | 8.73 | 9.35 | SOLAR-V1-NO-AGE | SOLAR-V1-NO-AGE | SOLAR-V1-NO-AGE | SOLAR-V1-NO-AGE | SOLAR-V1-NO-AGE
FRA | France | RoquebilliÃ¨re |  | WRI1025277 | 2.008 | 44.0273 | 7.2923 | Hydro | [5 empty] | Open Power System Data | http://data.open-power-system-data.org/renewable_power_plants/2016-10-21/ | Open Power System Data | 1015036 | [9 empty] | 5.22 | 5.60 | 6.57 | 5.62 | 6.54 | SOLAR-V1-NO-AGE | SOLAR-V1-NO-AGE | SOLAR-V1-NO-AGE | SOLAR-V1-NO-AGE | SOLAR-V1-NO-AGE
FRA | France | Saint Dalmas |  | WRI1026722 | 50 | 44.0470 | 7.5860 | Hydro |  |  |  | 1917.0 | EDF | EDF | https://www.edf.fr/en/the-edf-group/industrial-provider/renewable-energies/hydropower | GEODB | 1015046 | [9 empty] | 109.55 | 137.05 | 163.82 | 153.60 | 129.27 | SOLAR-V1-NO-AGE | SOLAR-V1-NO-AGE | SOLAR-V1-NO-AGE | SOLAR-V1-NO-AGE | SOLAR-V1-NO-AGE
FRA | France | Bruniquel |  | WRI1025737 | 1.061 | 44.0521 | 1.6600 | Hydro | [5 empty] | Open Power System Data | http://data.open-power-system-data.org/renewable_power_plants/2016-10-21/ | Open Power System Data | [10 empty] | 4.09 | 4.38 | 4.79 | 4.41 | 4.79 | NO-ESTIMATION | NO-ESTIMATION | NO-ESTIMATION | NO-ESTIMATION | CAPACITY-FACTOR-V1
FRA | France | POUGET |  | WRI1002758 | 446.9 | 44.0600 | 2.7690 | Hydro | [5 empty] | RTE Transmission Operator | http://clients.rte-france.com/lang/an/visiteurs/vie/prod/parc_reference.jsp | GEODB | 1014881 |  |  |  | 167.352 | 163.307 | 111.916 |  |  | JRC-PPDB-OPEN | 660.56 | 901.12 | 1031.67 | 920.24 | 962.96 | SOLAR-V1-NO-AGE | SOLAR-V1-NO-AGE | SOLAR-V1-NO-AGE | SOLAR-V1-NO-AGE | SOLAR-V1-NO-AGE
FRA | France | Truel |  | WRI1026688 | 27 | 44.0600 | 2.7690 | Hydro |  |  |  | 1958.0 | EDF | EDF | https://www.edf.fr/en/the-edf-group/industrial-provider/renewable-energies/hydropower | GEODB | 1014891 | [9 empty] | 58.68 | 77.83 | 82.12 | 76.69 | 81.53 | SOLAR-V1-NO-AGE | SOLAR-V1-NO-AGE | SOLAR-V1-NO-AGE | SOLAR-V1-NO-AGE | SOLAR-V1-NO-AGE
FRA | France | Pinet |  | WRI1026730 | 66.5 | 44.0700 | 2.8050 | Hydro |  |  |  | 1929.0 | EDF | EDF | https://www.edf.fr/en/the-edf-group/industrial-provider/renewable-energies/hydropower | GEODB | 1014989 | [9 empty] | 152.05 | 192.18 | 203.32 | 189.94 | 201.29 | SOLAR-V1-NO-AGE | SOLAR-V1-NO-AGE | SOLAR-V1-NO-AGE | SOLAR-V1-NO-AGE | SOLAR-V1-NO-AGE
FRA | France | Villemade |  | WRI1025466 | 1.468 | 44.0797 | 1.2896 | Hydro | [5 empty] | Open Power System Data | http://data.open-power-system-data.org/renewable_power_plants/2016-10-21/ | Open Power System Data | [10 empty] | 5.39 | 5.93 | 6.38 | 5.84 | 6.36 | NO-ESTIMATION | NO-ESTIMATION | NO-ESTIMATION | NO-ESTIMATION | NO-ESTIMATION
FRA | France | CADEROUSSE |  | WRI1002702 | 156 | 44.0960 | 4.7240 | Hydro | [5 empty] | RTE Transmission Operator | http://clients.rte-france.com/lang/an/visiteurs/vie/prod/parc_reference.jsp | GEODB | 1013209 | [9 empty] | 677.14 | 727.52 | 445.80 | 451.98 | 568.93 | SOLAR-V1-NO-AGE | SOLAR-V1-NO-AGE | SOLAR-V1-NO-AGE | SOLAR-V1-NO-AGE | SOLAR-V1-NO-AGE
FRA | France | Villefranche-de-Panat |  | WRI1024415 | 11.26 | 44.0976 | 2.7161 | Hydro | [5 empty] | Open Power System Data | http://data.open-power-system-data.org/renewable_power_plants/2016-10-21/ | Open Power System Data | [10 empty] | 33.54 | 37.15 | 43.30 | 39.98 | 44.69 | SOLAR-V1-NO-AGE | SOLAR-V1-NO-AGE | SOLAR-V1-NO-AGE | SOLAR-V1-NO-AGE | SOLAR-V1-NO-AGE
FRA | France | Tende |  | WRI1025082 | 3.2 | 44.0996 | 7.5403 | Hydro | [5 empty] | Open Power System Data | http://data.open-power-system-data.org/renewable_power_plants/2016-10-21/ | Open Power System Data | [10 empty] | 9.34 | 10.05 | 12.42 | 11.14 | 10.22 | SOLAR-V1-NO-AGE | SOLAR-V1-NO-AGE | SOLAR-V1-NO-AGE | SOLAR-V1-NO-AGE | SOLAR-V1-NO-AGE
FRA | France | Salignac |  | WRI1026740 | 88 | 44.1380 | 5.9790 | Hydro |  |  |  | 1976.0 | EDF | EDF | https://www.edf.fr/en/the-edf-group/industrial-provider/renewable-energies/hydropower | GEODB | 1015080 | [9 empty] | 260.68 | 271.03 | 315.74 | 260.48 | 316.49 | NO-ESTIMATION | NO-ESTIMATION | NO-ESTIMATION | NO-ESTIMATION | CAPACITY-FACTOR-V1
FRA | France | Mirandol-Bourgnounac |  | WRI1024975 | 4.4 | 44.1468 | 2.1715 | Hydro | [5 empty] | Open Power System Data | http://data.open-power-system-data.org/renewable_power_plants/2016-10-21/ | Open Power System Data | [10 empty] | 11.99 | 14.46 | 13.20 | 14.69 | 15.06 | NO-ESTIMATION | NO-ESTIMATION | NO-ESTIMATION | NO-ESTIMATION | CAPACITY-FACTOR-V1
FRA | France | Caussade |  | WRI1025229 | 2.218 | 44.1570 | 1.5439 | Hydro | [5 empty] | Open Power System Data | http://data.open-power-system-data.org/renewable_power_plants/2016-10-21/ | Open Power System Data | [10 empty] | 5.78 | 6.17 | 7.24 | 6.19 | 7.21 | NO-ESTIMATION | NO-ESTIMATION | NO-ESTIMATION | NO-ESTIMATION | CAPACITY-FACTOR-V1
FRA | France | SISTERON |  | WRI1002774 | 214 | 44.2100 | 5.9210 | Hydro | [5 empty] | RTE Transmission Operator | http://clients.rte-france.com/lang/an/visiteurs/vie/prod/parc_reference.jsp | GEODB | 1015092 |  |  |  | 644.122 | 642.405 | 674.833 |  |  | JRC-PPDB-OPEN | 464.59 | 465.71 | 546.04 | 393.61 | 527.94 | NO-ESTIMATION | NO-ESTIMATION | NO-ESTIMATION | NO-ESTIMATION | CAPACITY-FACTOR-V1
FRA | France | Lescure-Jaoul |  | WRI1025611 | 1.2 | 44.2255 | 2.1472 | Hydro | [5 empty] | Open Power System Data | http://data.open-power-system-data.org/renewable_power_plants/2016-10-21/ | Open Power System Data | [10 empty] | 3.85 | 4.54 | 4.70 | 4.55 | 4.68 | NO-ESTIMATION | NO-ESTIMATION | NO-ESTIMATION | NO-ESTIMATION | CAPACITY-FACTOR-V1
FRA | France | Saint-Dalmas-le-Selvage |  | WRI1025155 | 2.56 | 44.2894 | 6.8410 | Hydro | [5 empty] | Open Power System Data | http://data.open-power-system-data.org/renewable_power_plants/2016-10-21/ | Open Power System Data | [10 empty] | 6.64 | 7.13 | 8.35 | 7.14 | 8.32 | NO-ESTIMATION | NO-ESTIMATION | NO-ESTIMATION | NO-ESTIMATION | CAPACITY-FACTOR-V1
FRA | France | Aiguillon |  | WRI1025631 | 1.177 | 44.3009 | 0.3577 | Hydro | [5 empty] | Open Power System Data | http://data.open-power-system-data.org/renewable_power_plants/2016-10-21/ | Open Power System Data | [10 empty] | 3.58 | 3.85 | 4.68 | 3.82 | 4.24 | NO-ESTIMATION | NO-ESTIMATION | NO-ESTIMATION | NO-ESTIMATION | CAPACITY-FACTOR-V1
FRA | France | DONZERE MONDRAGON |  | WRI1002723 | 348 | 44.3037 | 4.7423 | Hydro | [5 empty] | RTE Transmission Operator | http://clients.rte-france.com/lang/an/visiteurs/vie/prod/parc_reference.jsp | WRI | 1013205 | [9 empty] | 570.40 | 542.09 | 767.22 | 554.81 | 1013.1 | NO-ESTIMATION | NO-ESTIMATION | NO-ESTIMATION | NO-ESTIMATION | CAPACITY-FACTOR-V1
FRA | France | Villefranche-de-Rouergue |  | WRI1025659 | 1.134 | 44.3499 | 2.0311 | Hydro | [5 empty] | Open Power System Data | http://data.open-power-system-data.org/renewable_power_plants/2016-10-21/ | Open Power System Data | [10 empty] | 4.34 | 4.59 | 5.04 | 4.60 | 5.11 | NO-ESTIMATION | NO-ESTIMATION | NO-ESTIMATION | NO-ESTIMATION | CAPACITY-FACTOR-V1
FRA | France | MÃ©olans-Revel |  | WRI1025046 | 3.6 | 44.3710 | 6.4980 | Hydro | [5 empty] | Open Power System Data | http://data.open-power-system-data.org/renewable_power_plants/2016-10-21/ | Open Power System Data | [10 empty] | 11.96 | 12.28 | 14.69 | 11.27 | 14.56 | NO-ESTIMATION | NO-ESTIMATION | NO-ESTIMATION | NO-ESTIMATION | CAPACITY-FACTOR-V1
FRA | France | Clairac |  | WRI1025444 | 1.5 | 44.3711 | 0.3866 | Hydro | [5 empty] | Open Power System Data | http://data.open-power-system-data.org/renewable_power_plants/2016-10-21/ | Open Power System Data | 1066034 | [9 empty] | 4.58 | 4.92 | 5.98 | 4.89 | 5.42 | NO-ESTIMATION | NO-ESTIMATION | NO-ESTIMATION | NO-ESTIMATION | CAPACITY-FACTOR-V1
FRA | France | Vallon-Pont-d'Arc |  | WRI1025609 | 1.2 | 44.4003 | 4.4055 | Hydro | [5 empty] | Open Power System Data | http://data.open-power-system-data.org/renewable_power_plants/2016-10-21/ | Open Power System Data | [10 empty] | 2.67 | 2.88 | 3.46 | 2.89 | 3.44 | NO-ESTIMATION | NO-ESTIMATION | NO-ESTIMATION | NO-ESTIMATION | CAPACITY-FACTOR-V1
FRA | France | Sampzon |  | WRI1025670 | 1.12 | 44.4131 | 4.3317 | Hydro | [5 empty] | Open Power System Data | http://data.open-power-system-data.org/renewable_power_plants/2016-10-21/ | Open Power System Data | [10 empty] | 4.21 | 4.27 | 4.97 | 4.42 | 5.16 | NO-ESTIMATION | NO-ESTIMATION | NO-ESTIMATION | NO-ESTIMATION | CAPACITY-FACTOR-V1
FRA | France | CURBANS |  | WRI1002717 | 139 | 44.4476 | 6.0616 | Hydro | [5 empty] | RTE Transmission Operator | http://clients.rte-france.com/lang/an/visiteurs/vie/prod/parc_reference.jsp | GEODB | 1014747 | [9 empty] | 369.28 | 376.92 | 448.70 | 393.60 | 444.35 | SOLAR-V1-NO-AGE | SOLAR-V1-NO-AGE | SOLAR-V1-NO-AGE | SOLAR-V1-NO-AGE | SOLAR-V1-NO-AGE
FRA | France | Arcambal |  | WRI1025185 | 2.4 | 44.4548 | 1.5482 | Hydro | [5 empty] | Open Power System Data | http://data.open-power-system-data.org/renewable_power_plants/2016-10-21/ | Open Power System Data | [10 empty] | 8.73 | 9.19 | 10.81 | 9.23 | 10.62 | SOLAR-V1-NO-AGE | SOLAR-V1-NO-AGE | SOLAR-V1-NO-AGE | SOLAR-V1-NO-AGE | SOLAR-V1-NO-AGE
FRA | France | Albas |  | WRI1025341 | 1.8 | 44.4614 | 1.2406 | Hydro | [5 empty] | Open Power System Data | http://data.open-power-system-data.org/renewable_power_plants/2016-10-21/ | Open Power System Data | 1033916 | [9 empty] | 5.57 | 5.92 | 7.48 | 5.94 | 6.52 | SOLAR-V1-NO-AGE | SOLAR-V1-NO-AGE | SOLAR-V1-NO-AGE | SOLAR-V1-NO-AGE | SOLAR-V1-NO-AGE
FRA | France | SERRE PONCON |  | WRI1002773 | 384 | 44.4700 | 6.2690 | Hydro | [5 empty] | RTE Transmission Operator | http://clients.rte-france.com/lang/an/visiteurs/vie/prod/parc_reference.jsp | GEODB | 1015090 | [9 empty] | 956.38 | 982.22 | 1321.56 | 1307.97 | 1208.77 | NO-ESTIMATION | NO-ESTIMATION | NO-ESTIMATION | NO-ESTIMATION | CAPACITY-FACTOR-V1
FRA | France | Saint-Geniez-d'Olt |  | WRI1025431 | 1.544 | 44.4734 | 2.9816 | Hydro | [5 empty] | Open Power System Data | http://data.open-power-system-data.org/renewable_power_plants/2016-10-21/ | Open Power System Data | [10 empty] | 5.40 | 5.23 | 5.36 | 4.81 | 5.47 | NO-ESTIMATION | NO-ESTIMATION | NO-ESTIMATION | NO-ESTIMATION | CAPACITY-FACTOR-V1
FRA | France | PIED DE BORNE |  | WRI1002755 | 109.4 | 44.4790 | 3.9860 | Hydro | [5 empty] | RTE Transmission Operator | http://clients.rte-france.com/lang/an/visiteurs/vie/prod/parc_reference.jsp | GEODB | 1014986 | [9 empty] | 296.62 | 307.02 | 360.44 | 307.87 | 360.44 | NO-ESTIMATION | NO-ESTIMATION | NO-ESTIMATION | NO-ESTIMATION | CAPACITY-FACTOR-V1
FRA | France | Cajarc |  | WRI1024649 | 8.5 | 44.4939 | 1.8384 | Hydro | [5 empty] | Open Power System Data | http://data.open-power-system-data.org/renewable_power_plants/2016-10-21/ | Open Power System Data | 1014694 | [9 empty] | 30.91 | 32.75 | 34.59 | 32.64 | 34.68 | SOLAR-V1-NO-AGE | SOLAR-V1-NO-AGE | SOLAR-V1-NO-AGE | SOLAR-V1-NO-AGE | SOLAR-V1-NO-AGE
FRA | France | MercuÃ¨s |  | WRI1025298 | 1.96 | 44.4975 | 1.3894 | Hydro | [5 empty] | Open Power System Data | http://data.open-power-system-data.org/renewable_power_plants/2016-10-21/ | Open Power System Data | 1034516 | [9 empty] | 7.21 | 7.60 | 8.58 | 7.62 | 8.06 | NO-ESTIMATION | NO-ESTIMATION | NO-ESTIMATION | NO-ESTIMATION | NO-ESTIMATION
FRA | France | MONTELIMAR |  | WRI1002744 | 295 | 44.4990 | 4.7080 | Hydro | [5 empty] | RTE Transmission Operator | http://clients.rte-france.com/lang/an/visiteurs/vie/prod/parc_reference.jsp | WRI | [10 empty] | 1225.58 | 1342.91 | 681.89 | 745.93 | 985.38 | NO-ESTIMATION | NO-ESTIMATION | NO-ESTIMATION | NO-ESTIMATION | NO-ESTIMATION
FRA | France | Castelnau-Lassouts |  | WRI1026710 | 42 | 44.5050 | 2.8740 | Hydro |  |  |  | 1949.0 | EDF | EDF | https://www.edf.fr/en/the-edf-group/industrial-provider/renewable-energies/hydropower | GEODB | [10 empty] | 104.03 | 99.94 | 103.93 | 87.88 | 106.73 | NO-ESTIMATION | NO-ESTIMATION | NO-ESTIMATION | NO-ESTIMATION | CAPACITY-FACTOR-V1
FRA | France | Fumel |  | WRI1024773 | 7 | 44.5079 | 0.9804 | Hydro | [5 empty] | Open Power System Data | http://data.open-power-system-data.org/renewable_power_plants/2016-10-21/ | Open Power System Data | 1010274 | [9 empty] | 25.09 | 26.48 | 29.04 | 26.55 | 27.98 | NO-ESTIMATION | NO-ESTIMATION | NO-ESTIMATION | NO-ESTIMATION | CAPACITY-FACTOR-V1
FRA | France | Montbrun |  | WRI1025224 | 2.25 | 44.5114 | 1.9032 | Hydro | [5 empty] | Open Power System Data | http://data.open-power-system-data.org/renewable_power_plants/2016-10-21/ | Open Power System Data | 1082848 | [9 empty] | 8.24 | 8.72 | 9.70 | 8.66 | 9.73 | SOLAR-V1-NO-AGE | SOLAR-V1-NO-AGE | SOLAR-V1-NO-AGE | SOLAR-V1-NO-AGE | SOLAR-V1-NO-AGE
FRA | France | Prayssac |  | WRI1024937 | 4.7 | 44.5140 | 1.1878 | Hydro | [5 empty] | Open Power System Data | http://data.open-power-system-data.org/renewable_power_plants/2016-10-21/ | Open Power System Data | [10 empty] | 17.14 | 18.07 | 19.79 | 18.12 | 19.08 | NO-ESTIMATION | NO-ESTIMATION | NO-ESTIMATION | NO-ESTIMATION | CAPACITY-FACTOR-V1
FRA | France | SÃ©brazac |  | WRI1025572 | 1.246 | 44.5370 | 2.6555 | Hydro | [5 empty] | Open Power System Data | http://data.open-power-system-data.org/renewable_power_plants/2016-10-21/ | Open Power System Data | 1104749 | [9 empty] | 4.56 | 4.80 | 5.43 | 4.77 | 5.46 | SOLAR-V1-NO-AGE | SOLAR-V1-NO-AGE | SOLAR-V1-NO-AGE | SOLAR-V1-NO-AGE | SOLAR-V1-NO-AGE
FRA | France | Saint-Paul-sur-Ubaye |  | WRI1025043 | 3.61 | 44.5590 | 6.8207 | Hydro | [5 empty] | Open Power System Data | http://data.open-power-system-data.org/renewable_power_plants/2016-10-21/ | Open Power System Data | [10 empty] | 12.27 | 11.85 | 12.47 | 10.37 | 12.85 | NO-ESTIMATION | NO-ESTIMATION | NO-ESTIMATION | NO-ESTIMATION | CAPACITY-FACTOR-V1
FRA | France | La Bastide-Puylaurent |  | WRI1025035 | 3.7 | 44.5658 | 3.8880 | Hydro | [5 empty] | Open Power System Data | http://data.open-power-system-data.org/renewable_power_plants/2016-10-21/ | Open Power System Data | [10 empty] | 10.94 | 12.89 | 14.25 | 12.93 | 13.2 | SOLAR-V1-NO-AGE | SOLAR-V1-NO-AGE | SOLAR-V1-NO-AGE | SOLAR-V1-NO-AGE | SOLAR-V1-NO-AGE
FRA | France | Capdenac |  | WRI1024889 | 5.3 | 44.5849 | 2.0660 | Hydro | [5 empty] | Open Power System Data | http://data.open-power-system-data.org/renewable_power_plants/2016-10-21/ | Open Power System Data | 1033013 | [9 empty] | 19.04 | 20.18 | 21.56 | 20.11 | 21.62 | SOLAR-V1-NO-AGE | SOLAR-V1-NO-AGE | SOLAR-V1-NO-AGE | SOLAR-V1-NO-AGE | SOLAR-V1-NO-AGE
FRA | France | Livinhac-le-Haut |  | WRI1024689 | 8.1 | 44.5968 | 2.2161 | Hydro | [5 empty] | Open Power System Data | http://data.open-power-system-data.org/renewable_power_plants/2016-10-21/ | Open Power System Data | [10 empty] | 29.46 | 31.21 | 32.96 | 31.10 | 33.05 | SOLAR-V1-NO-AGE | SOLAR-V1-NO-AGE | SOLAR-V1-NO-AGE | SOLAR-V1-NO-AGE | SOLAR-V1-NO-AGE
FRA | France | Golinhac |  | WRI1026716 | 45 | 44.6060 | 2.6050 | Hydro |  |  |  | 1960.0 | EDF | EDF | https://www.edf.fr/en/the-edf-group/industrial-provider/renewable-energies/hydropower | GEODB | 1014797 | [9 empty] | 108.29 | 121.95 | 139.25 | 120.51 | 139.25 | SOLAR-V1-NO-AGE | SOLAR-V1-NO-AGE | SOLAR-V1-NO-AGE | SOLAR-V1-NO-AGE | SOLAR-V1-NO-AGE
FRA | France | Espeyrac |  | WRI1025300 | 1.95 | 44.6192 | 2.5196 | Hydro | [5 empty] | Open Power System Data | http://data.open-power-system-data.org/renewable_power_plants/2016-10-21/ | Open Power System Data | [10 empty] | 7.14 | 7.82 | 8.46 | 7.53 | 8.57 | SOLAR-V1-NO-AGE | SOLAR-V1-NO-AGE | SOLAR-V1-NO-AGE | SOLAR-V1-NO-AGE | SOLAR-V1-NO-AGE
FRA | France | Entraygues-sur-TruyÃ¨re |  | WRI1024218 | 12.1 | 44.6548 | 2.5787 | Hydro | [5 empty] | Open Power System Data | http://data.open-power-system-data.org/renewable_power_plants/2016-10-21/ | Open Power System Data | [10 empty] | 39.68 | 41.82 | 41.77 | 43.03 | 46.13 | SOLAR-V1-NO-AGE | SOLAR-V1-NO-AGE | SOLAR-V1-NO-AGE | SOLAR-V1-NO-AGE | SOLAR-V1-NO-AGE
FRA | France | Lardy |  | WRI1026717 | 45 | 44.6620 | 2.5830 | Hydro |  |  |  | 1947.0 | EDF | EDF | https://www.edf.fr/en/the-edf-group/industrial-provider/renewable-energies/hydropower | GEODB | [10 empty] | 125.83 | 134.48 | 130.11 | 138.91 | 153.86 | SOLAR-V1-NO-AGE | SOLAR-V1-NO-AGE | SOLAR-V1-NO-AGE | SOLAR-V1-NO-AGE | SOLAR-V1-NO-AGE
FRA | France | Lot |  | WRI1026691 | 28.6 | 44.6630 | 2.6640 | Hydro |  |  |  |  | GDF-SUEZ | GDF Suez | https://www.google.com/url?sa=t&rct=j&q=&esrc=s&source=web&cd=1&ved=0ahUKEwjEnZCx08nRAhWg0YMKHTOPA44QFggaMAA&url=https%3A%2F%2Fwww.engie.com%2Fwp-content%2Fuploads%2F2014%2F08%2Fgdf-suez-analyst-pack-h1-2014-vdef.xlsx&usg=AFQjCNGc2ScgE-1yvO4z_L-JlmOchrj8JA&sig2=xPDWHDRk2KIN7MmJspH6Bg&bvm=bv.144224172 d.amc&cad=rja | GEODB | [10 empty] | 76.04 | 80.39 | 94.36 | 80.61 | 94.36 | SOLAR-V1-NO-AGE | SOLAR-V1-NO-AGE | SOLAR-V1-NO-AGE | SOLAR-V1-NO-AGE | SOLAR-V1-NO-AGE
FRA | France | Eygliers |  | WRI1026687 | 25 | 44.6720 | 6.6500 | Hydro |  |  |  | 1982.0 | EDF | EDF | https://www.edf.fr/en/the-edf-group/industrial-provider/renewable-energies/hydropower | GEODB | 1014772 | [9 empty] | 63.16 | 67.97 | 80.17 | 68.15 | 80.17 | SOLAR-V1-NO-AGE | SOLAR-V1-NO-AGE | SOLAR-V1-NO-AGE | SOLAR-V1-NO-AGE | SOLAR-V1-NO-AGE
FRA | France | BAIX LOGIS NEUF 1 |  | WRI1002690 | 140 | 44.6760 | 4.7870 | Hydro | [5 empty] | RTE Transmission Operator | http://clients.rte-france.com/lang/an/visiteurs/vie/prod/parc_reference.jsp | GEODB | 1013215 | [9 empty] | 397.67 | 667.49 | 365.01 | 405.62 | 510.58 | NO-ESTIMATION | NO-ESTIMATION | NO-ESTIMATION | NO-ESTIMATION | CAPACITY-FACTOR-V1
FRA | France | Meyras |  | WRI1025025 | 3.9 | 44.6766 | 4.2604 | Hydro | [5 empty] | Open Power System Data | http://data.open-power-system-data.org/renewable_power_plants/2016-10-21/ | Open Power System Data | [10 empty] | 12.67 | 13.82 | 14.35 | 12.32 | 13.66 | SOLAR-V1-NO-AGE | SOLAR-V1-NO-AGE | SOLAR-V1-NO-AGE | SOLAR-V1-NO-AGE | SOLAR-V1-NO-AGE
FRA | France | Laguiole |  | WRI1024565 | 9.5 | 44.6943 | 2.8677 | Hydro | [5 empty] | Open Power System Data | http://data.open-power-system-data.org/renewable_power_plants/2016-10-21/ | Open Power System Data | [10 empty] | 23.76 | 25.06 | 29.62 | 25.13 | 29.5 | SOLAR-V1-NO-AGE | SOLAR-V1-NO-AGE | SOLAR-V1-NO-AGE | SOLAR-V1-NO-AGE | SOLAR-V1-NO-AGE
FRA | France | COUESQUE |  | WRI1002714 | 119 | 44.6960 | 2.5850 | Hydro | [5 empty] | RTE Transmission Operator | http://clients.rte-france.com/lang/an/visiteurs/vie/prod/parc_reference.jsp | GEODB | 1014743 | [9 empty] | 291.37 | 302.69 | 336.20 | 316.38 | 357.2 | SOLAR-V1-NO-AGE | SOLAR-V1-NO-AGE | SOLAR-V1-NO-AGE | SOLAR-V1-NO-AGE | SOLAR-V1-NO-AGE
FRA | France | SÃ©nezergues |  | WRI1025712 | 1.08 | 44.7187 | 2.4077 | Hydro | [5 empty] | Open Power System Data | http://data.open-power-system-data.org/renewable_power_plants/2016-10-21/ | Open Power System Data | [10 empty] | 4.02 | 4.40 | 4.88 | 4.17 | 4.95 | NO-ESTIMATION | NO-ESTIMATION | NO-ESTIMATION | NO-ESTIMATION | CAPACITY-FACTOR-V1
FRA | France | Langogne |  | WRI1024710 | 8 | 44.7238 | 3.8338 | Hydro | [5 empty] | Open Power System Data | http://data.open-power-system-data.org/renewable_power_plants/2016-10-21/ | Open Power System Data | [10 empty] | 22.26 | 26.06 | 29.51 | 26.27 | 27.24 | SOLAR-V1-NO-AGE | SOLAR-V1-NO-AGE | SOLAR-V1-NO-AGE | SOLAR-V1-NO-AGE | SOLAR-V1-NO-AGE
FRA | France | MONTEZIC |  | WRI1002747 | 910 | 44.7340 | 2.6410 | Hydro | [5 empty] | RTE Transmission Operator | http://clients.rte-france.com/lang/an/visiteurs/vie/prod/parc_reference.jsp | GEODB | 1014947 |  |  |  | 1156.661 | 1097.475 | 1542.054 |  |  | JRC-PPDB-OPEN | 2004.99 | 2334.89 | 3055.27 | 2467.42 | 3233.16 | SOLAR-V1-NO-AGE | SOLAR-V1-NO-AGE | SOLAR-V1-NO-AGE | SOLAR-V1-NO-AGE | SOLAR-V1-NO-AGE
FRA | France | La Roche-de-Rame |  | WRI1025270 | 2.095 | 44.7659 | 6.6170 | Hydro | [5 empty] | Open Power System Data | http://data.open-power-system-data.org/renewable_power_plants/2016-10-21/ | Open Power System Data | [10 empty] | 7.31 | 8.37 | 8.66 | 7.64 | 9.18 | NO-ESTIMATION | NO-ESTIMATION | NO-ESTIMATION | NO-ESTIMATION | CAPACITY-FACTOR-V1
FRA | France | BROMMAT |  | WRI1002700 | 406 | 44.7680 | 2.6840 | Hydro | [5 empty] | RTE Transmission Operator | http://clients.rte-france.com/lang/an/visiteurs/vie/prod/parc_reference.jsp | GEODB | 1014689 |  |  |  | 282.329 | 455.746 | 286.183 |  |  | JRC-PPDB-OPEN | 830.44 | 856.71 | 1002.75 | 915.33 | 1082.12 | NO-ESTIMATION | NO-ESTIMATION | NO-ESTIMATION | NO-ESTIMATION | CAPACITY-FACTOR-V1
FRA | France | Argentiere-La Bessee |  | WRI1026703 | 38 | 44.7830 | 6.5480 | Hydro |  |  |  | 1977.0 | EDF | EDF | https://www.edf.fr/en/the-edf-group/industrial-provider/renewable-energies/hydropower | GEODB | 1014818 | [9 empty] | 103.06 | 121.54 | 126.39 | 107.87 | 128.55 | NO-ESTIMATION | NO-ESTIMATION | NO-ESTIMATION | NO-ESTIMATION | CAPACITY-FACTOR-V1
FRA | France | Romeyer |  | WRI1025614 | 1.2 | 44.7926 | 5.4359 | Hydro | [5 empty] | Open Power System Data | http://data.open-power-system-data.org/renewable_power_plants/2016-10-21/ | Open Power System Data | [10 empty] | 3.91 | 4.10 | 4.16 | 3.09 | 4.15 | SOLAR-V1-NO-AGE | SOLAR-V1-NO-AGE | SOLAR-V1-NO-AGE | SOLAR-V1-NO-AGE | SOLAR-V1-NO-AGE
FRA | France | Saint-Firmin |  | WRI1025002 | 4.08 | 44.7936 | 6.0261 | Hydro | [5 empty] | Open Power System Data | http://data.open-power-system-data.org/renewable_power_plants/2016-10-21/ | Open Power System Data | [10 empty] | 9.58 | 10.14 | 12.10 | 10.17 | 12.05 | NO-ESTIMATION | NO-ESTIMATION | NO-ESTIMATION | NO-ESTIMATION | CAPACITY-FACTOR-V1
FRA | France | Saint-Maurice-en-Valgodemard |  | WRI1024487 | 10 | 44.7984 | 6.1126 | Hydro | [5 empty] | Open Power System Data | http://data.open-power-system-data.org/renewable_power_plants/2016-10-21/ | Open Power System Data | 1015068 | [9 empty] | 24.21 | 25.58 | 30.38 | 25.65 | 30.25 | NO-ESTIMATION | NO-ESTIMATION | NO-ESTIMATION | NO-ESTIMATION | CAPACITY-FACTOR-V1
FRA | France | Sainte-GeneviÃ¨ve-sur-Arg |  | WRI1025310 | 1.9 | 44.7999 | 2.7431 | Hydro | [5 empty] | Open Power System Data | http://data.open-power-system-data.org/renewable_power_plants/2016-10-21/ | Open Power System Data | [10 empty] | 6.99 | 7.33 | 8.45 | 7.35 | 8.49 | NO-ESTIMATION | NO-ESTIMATION | NO-ESTIMATION | NO-ESTIMATION | CAPACITY-FACTOR-V1
FRA | France | Sautet (Le) |  | WRI1026736 | 76 | 44.8170 | 5.9080 | Hydro |  |  |  | 1934.0 | EDF | EDF | https://www.edf.fr/en/the-edf-group/industrial-provider/renewable-energies/hydropower | GEODB | 1014887 | [9 empty] | 205.22 | 216.17 | 247.71 | 194.67 | 220.3 | NO-ESTIMATION | NO-ESTIMATION | NO-ESTIMATION | NO-ESTIMATION | CAPACITY-FACTOR-V1
FRA | France | Saint-Sauveur-de-Montagut |  | WRI1025450 | 1.496 | 44.8210 | 4.5719 | Hydro | [5 empty] | Open Power System Data | http://data.open-power-system-data.org/renewable_power_plants/2016-10-21/ | Open Power System Data | [10 empty] | 5.06 | 5.84 | 5.91 | 4.89 | 5.17 | SOLAR-V1-NO-AGE | SOLAR-V1-NO-AGE | SOLAR-V1-NO-AGE | SOLAR-V1-NO-AGE | SOLAR-V1-NO-AGE
FRA | France | BEAUCHASTEL |  | WRI1002692 | 198 | 44.8240 | 4.8110 | Hydro | [5 empty] | RTE Transmission Operator | http://clients.rte-france.com/lang/an/visiteurs/vie/prod/parc_reference.jsp | GEODB | 1013204 | [9 empty] | 562.42 | 654.14 | 640.04 | 576.80 | 722.11 | SOLAR-V1-NO-AGE | SOLAR-V1-NO-AGE | SOLAR-V1-NO-AGE | SOLAR-V1-NO-AGE | SOLAR-V1-NO-AGE
FRA | France | SARRANS |  | WRI1002771 | 183 | 44.8300 | 2.7400 | Hydro | [5 empty] | RTE Transmission Operator | http://clients.rte-france.com/lang/an/visiteurs/vie/prod/parc_reference.jsp | GEODB | 1015083 | [9 empty] | 445.43 | 462.83 | 519.19 | 483.88 | 551.47 | NO-ESTIMATION | NO-ESTIMATION | NO-ESTIMATION | NO-ESTIMATION | NO-ESTIMATION
FRA | France | Tuilieres |  | WRI1026698 | 32 | 44.8450 | 0.6330 | Hydro |  |  |  | 1908.0 | EDF | EDF | https://www.edf.fr/en/the-edf-group/industrial-provider/renewable-energies/hydropower | GEODB | 1015111 | [9 empty] | 78.59 | 98.75 | 104.20 | 97.54 | 102.57 | NO-ESTIMATION | NO-ESTIMATION | NO-ESTIMATION | NO-ESTIMATION | NO-ESTIMATION
FRA | France | Latouille-Lentillac |  | WRI1025246 | 2.155 | 44.8504 | 1.9809 | Hydro | [5 empty] | Open Power System Data | http://data.open-power-system-data.org/renewable_power_plants/2016-10-21/ | Open Power System Data | [10 empty] | 5.59 | 6.00 | 7.03 | 6.01 | 7 | SOLAR-V1-NO-AGE | SOLAR-V1-NO-AGE | SOLAR-V1-NO-AGE | SOLAR-V1-NO-AGE | SOLAR-V1-NO-AGE
FRA | France | Bergerac |  | WRI1025490 | 1.4 | 44.8542 | 0.4864 | Hydro | [5 empty] | Open Power System Data | http://data.open-power-system-data.org/renewable_power_plants/2016-10-21/ | Open Power System Data | 1014656 | [9 empty] | 3.22 | 4.10 | 4.99 | 4.14 | 4.66 | NO-ESTIMATION | NO-ESTIMATION | NO-ESTIMATION | NO-ESTIMATION | CAPACITY-FACTOR-V1
FRA | France | Saint-Mamet-la-Salvetat |  | WRI1025151 | 2.61 | 44.8566 | 2.3054 | Hydro | [5 empty] | Open Power System Data | http://data.open-power-system-data.org/renewable_power_plants/2016-10-21/ | Open Power System Data | [10 empty] | 6.80 | 7.26 | 8.52 | 7.28 | 8.48 | NO-ESTIMATION | NO-ESTIMATION | NO-ESTIMATION | NO-ESTIMATION | CAPACITY-FACTOR-V1
FRA | France | Albaret-le-Comtal |  | WRI1024376 | 11.68 | 44.8674 | 3.1442 | Hydro | [5 empty] | Open Power System Data | http://data.open-power-system-data.org/renewable_power_plants/2016-10-21/ | Open Power System Data | [10 empty] | 36.17 | 37.65 | 40.39 | 38.79 | 40.38 | SOLAR-V1-NO-AGE | SOLAR-V1-NO-AGE | SOLAR-V1-NO-AGE | SOLAR-V1-NO-AGE | SOLAR-V1-NO-AGE
FRA | France | MONTEYNARD |  | WRI1002746 | 366 | 44.8722 | 5.7726 | Hydro | [5 empty] | RTE Transmission Operator | http://clients.rte-france.com/lang/an/visiteurs/vie/prod/parc_reference.jsp | WRI | 1014946 | [9 empty] | 865.56 | 903.95 | 1038.73 | 951.00 | 1049.97 | SOLAR-V1-NO-AGE | SOLAR-V1-NO-AGE | SOLAR-V1-NO-AGE | SOLAR-V1-NO-AGE | SOLAR-V1-NO-AGE
FRA | France | Saint-Laurent-en-Beaumon |  | WRI1025234 | 2.2 | 44.8849 | 5.8450 | Hydro | [5 empty] | Open Power System Data | http://data.open-power-system-data.org/renewable_power_plants/2016-10-21/ | Open Power System Data | [10 empty] | 8.46 | 8.28 | 8.47 | 7.33 | 9.28 | SOLAR-V1-NO-AGE | SOLAR-V1-NO-AGE | SOLAR-V1-NO-AGE | SOLAR-V1-NO-AGE | SOLAR-V1-NO-AGE
FRA | France | Lanau |  | WRI1026681 | 21 | 44.8910 | 3.0030 | Hydro |  |  |  | 1962.0 | EDF | EDF | https://www.edf.fr/en/the-edf-group/industrial-provider/renewable-energies/hydropower | GEODB | 1014861 | [9 empty] | 61.07 | 62.68 | 70.23 | 65.29 | 70.66 | NO-ESTIMATION | NO-ESTIMATION | NO-ESTIMATION | NO-ESTIMATION | CAPACITY-FACTOR-V1
FRA | France | BrianÃ§on |  | WRI1024426 | 10.875 | 44.8996 | 6.6490 | Hydro | [5 empty] | Open Power System Data | http://data.open-power-system-data.org/renewable_power_plants/2016-10-21/ | Open Power System Data | 1026912 | [9 empty] | 25.49 | 27.56 | 32.78 | 27.64 | 32.65 | SOLAR-V1-NO-AGE | SOLAR-V1-NO-AGE | SOLAR-V1-NO-AGE | SOLAR-V1-NO-AGE | SOLAR-V1-NO-AGE
FRA | France | SAINT PIERRE COGNET |  | WRI1002768 | 101 | 44.9026 | 5.7866 | Hydro | [5 empty] | RTE Transmission Operator | http://clients.rte-france.com/lang/an/visiteurs/vie/prod/parc_reference.jsp | CARMA | 1015072 |  |  |  | 112.212 |  | 113.264 |  |  | JRC-PPDB-OPEN | 285.26 | 295.86 | 338.46 | 316.10 | 341.57 | NO-ESTIMATION | NO-ESTIMATION | NO-ESTIMATION | NO-ESTIMATION | CAPACITY-FACTOR-V1
FRA | France | SAINT-PIERRE |  | WRI1002769 | 122 | 44.9026 | 5.7866 | Hydro | [5 empty] | RTE Transmission Operator | http://clients.rte-france.com/lang/an/visiteurs/vie/prod/parc_reference.jsp | CARMA | [10 empty] | 313.99 | 326.78 | 380.05 | 351.93 | 383.8 | NO-ESTIMATION | NO-ESTIMATION | NO-ESTIMATION | NO-ESTIMATION | CAPACITY-FACTOR-V1
FRA | France | Grandval |  | WRI1026735 | 74 | 44.9219 | 3.0745 | Hydro |  |  |  | 1959.0 | EDF | EDF | https://www.edf.fr/en/the-edf-group/industrial-provider/renewable-energies/hydropower | GEODB | 1014800 | [9 empty] | 210.04 | 207.76 | 232.86 | 217.67 | 234.36 | SOLAR-V1-NO-AGE | SOLAR-V1-NO-AGE | SOLAR-V1-NO-AGE | SOLAR-V1-NO-AGE | SOLAR-V1-NO-AGE
FRA | France | Nantes-en-Ratier |  | WRI1024772 | 7 | 44.9279 | 5.8283 | Hydro | [5 empty] | Open Power System Data | http://data.open-power-system-data.org/renewable_power_plants/2016-10-21/ | Open Power System Data | [10 empty] | 22.70 | 22.13 | 22.31 | 19.49 | 24.78 | SOLAR-V1-NO-AGE | SOLAR-V1-NO-AGE | SOLAR-V1-NO-AGE | SOLAR-V1-NO-AGE | SOLAR-V1-NO-AGE
FRA | France | Saint-Christophe-en-Oisans |  | WRI1024972 | 4.405 | 44.9289 | 6.2441 | Hydro | [5 empty] | Open Power System Data | http://data.open-power-system-data.org/renewable_power_plants/2016-10-21/ | Open Power System Data | [10 empty] | 9.99 | 10.31 | 12.12 | 10.34 | 12.07 | SOLAR-V1-NO-AGE | SOLAR-V1-NO-AGE | SOLAR-V1-NO-AGE | SOLAR-V1-NO-AGE | SOLAR-V1-NO-AGE
FRA | France | Bouvante |  | WRI1024557 | 9.8 | 44.9354 | 5.3043 | Hydro | [5 empty] | Open Power System Data | http://data.open-power-system-data.org/renewable_power_plants/2016-10-21/ | Open Power System Data | 1014679 | [9 empty] | 24.51 | 25.85 | 30.56 | 25.93 | 30.44 | SOLAR-V1-NO-AGE | SOLAR-V1-NO-AGE | SOLAR-V1-NO-AGE | SOLAR-V1-NO-AGE | SOLAR-V1-NO-AGE
FRA | France | Laval-de-CÃ¨re |  | WRI1024899 | 5.1 | 44.9443 | 1.9359 | Hydro | [5 empty] | Open Power System Data | http://data.open-power-system-data.org/renewable_power_plants/2016-10-21/ | Open Power System Data | [10 empty] | 14.73 | 15.79 | 19.15 | 16.82 | 19.08 | SOLAR-V1-NO-AGE | SOLAR-V1-NO-AGE | SOLAR-V1-NO-AGE | SOLAR-V1-NO-AGE | SOLAR-V1-NO-AGE
FRA | France | ST ETIENNE CANTALES |  | WRI1002778 | 106.5 | 44.9450 | 2.2190 | Hydro | [5 empty] | RTE Transmission Operator | http://clients.rte-france.com/lang/an/visiteurs/vie/prod/parc_reference.jsp | GEODB | 1015050 | [9 empty] | 280.15 | 286.12 | 325.87 | 280.24 | 320.74 | SOLAR-V1-NO-AGE | SOLAR-V1-NO-AGE | SOLAR-V1-NO-AGE | SOLAR-V1-NO-AGE | SOLAR-V1-NO-AGE
FRA | France | Miribel-LanchÃ¢tre |  | WRI1025617 | 1.2 | 44.9731 | 5.6106 | Hydro | [5 empty] | Open Power System Data | http://data.open-power-system-data.org/renewable_power_plants/2016-10-21/ | Open Power System Data | 1059688 | [9 empty] | 2.84 | 3.00 | 3.58 | 3.01 | 3.56 | SOLAR-V1-NO-AGE | SOLAR-V1-NO-AGE | SOLAR-V1-NO-AGE | SOLAR-V1-NO-AGE | SOLAR-V1-NO-AGE
FRA | France | Laroquebrou |  | WRI1025119 | 2.8 | 44.9744 | 2.1934 | Hydro | [5 empty] | Open Power System Data | http://data.open-power-system-data.org/renewable_power_plants/2016-10-21/ | Open Power System Data | [10 empty] | 10.31 | 10.70 | 11.03 | 10.55 | 10.86 | NO-ESTIMATION | NO-ESTIMATION | NO-ESTIMATION | NO-ESTIMATION | CAPACITY-FACTOR-V1
FRA | France | Cubelles |  | WRI1025367 | 1.72 | 44.9969 | 3.5640 | Hydro | [5 empty] | Open Power System Data | http://data.open-power-system-data.org/renewable_power_plants/2016-10-21/ | Open Power System Data | [10 empty] | 6.47 | 6.59 | 7.53 | 6.82 | 7.51 | NO-ESTIMATION | NO-ESTIMATION | NO-ESTIMATION | NO-ESTIMATION | NO-ESTIMATION
FRA | France | Villar-d'ArÃªne |  | WRI1024941 | 4.659 | 45.0001 | 6.3639 | Hydro | [5 empty] | Open Power System Data | http://data.open-power-system-data.org/renewable_power_plants/2016-10-21/ | Open Power System Data | 1096872 | [9 empty] | 10.58 | 11.22 | 13.46 | 11.25 | 13.4 | NO-ESTIMATION | NO-ESTIMATION | NO-ESTIMATION | NO-ESTIMATION | CAPACITY-FACTOR-V1
FRA | France | Saint Georges de Commiers |  | WRI1026729 | 60 | 45.0060 | 5.6870 | Hydro |  |  |  | 1964.0 | EDF | EDF | https://www.edf.fr/en/the-edf-group/industrial-provider/renewable-energies/hydropower | GEODB | 1015097 | [9 empty] | 160.92 | 173.64 | 207.90 | 170.58 | 207.9 | NO-ESTIMATION | NO-ESTIMATION | NO-ESTIMATION | NO-ESTIMATION | NO-ESTIMATION
FRA | France | Saint-Laurent-en-Royans |  | WRI1025183 | 2.4 | 45.0098 | 5.3463 | Hydro | [5 empty] | Open Power System Data | http://data.open-power-system-data.org/renewable_power_plants/2016-10-21/ | Open Power System Data | [10 empty] | 6.59 | 6.92 | 8.07 | 6.94 | 8.04 | SOLAR-V1-NO-AGE | SOLAR-V1-NO-AGE | SOLAR-V1-NO-AGE | SOLAR-V1-NO-AGE | SOLAR-V1-NO-AGE
FRA | France | BOURG les VALENCE |  | WRI1002698 | 180 | 45.0110 | 4.8390 | Hydro | [5 empty] | RTE Transmission Operator | http://clients.rte-france.com/lang/an/visiteurs/vie/prod/parc_reference.jsp | GEODB | 1013206 | [9 empty] | 623.61 | 670.96 | 656.46 | 512.38 | 656.46 | NO-ESTIMATION | NO-ESTIMATION | NO-ESTIMATION | NO-ESTIMATION | CAPACITY-FACTOR-V1
FRA | France | SAINT GUILLERME |  | WRI1002767 | 116 | 45.0310 | 6.0790 | Hydro | [5 empty] | RTE Transmission Operator | http://clients.rte-france.com/lang/an/visiteurs/vie/prod/parc_reference.jsp | GEODB | 1015055 | [9 empty] | 330.25 | 336.63 | 393.27 | 337.55 | 393.27 | NO-ESTIMATION | NO-ESTIMATION | NO-ESTIMATION | NO-ESTIMATION | CAPACITY-FACTOR-V1
FRA | France | Saint-BarthÃ©lemy-de-SÃ©chilienne |  | WRI1024407 | 11.499 | 45.0397 | 5.8221 | Hydro | [5 empty] | Open Power System Data | http://data.open-power-system-data.org/renewable_power_plants/2016-10-21/ | Open Power System Data | [10 empty] | 37.49 | 39.16 | 41.39 | 36.41 | 40.96 | NO-ESTIMATION | NO-ESTIMATION | NO-ESTIMATION | NO-ESTIMATION | NO-ESTIMATION
FRA | France | Ornon |  | WRI1025542 | 1.3 | 45.0405 | 5.9651 | Hydro | [5 empty] | Open Power System Data | http://data.open-power-system-data.org/renewable_power_plants/2016-10-21/ | Open Power System Data | [10 empty] | 3.08 | 3.25 | 3.88 | 3.26 | 3.86 | NO-ESTIMATION | NO-ESTIMATION | NO-ESTIMATION | NO-ESTIMATION | NO-ESTIMATION
FRA | France | MizoÃ«n |  | WRI1024881 | 5.38 | 45.0431 | 6.1821 | Hydro | [5 empty] | Open Power System Data | http://data.open-power-system-data.org/renewable_power_plants/2016-10-21/ | Open Power System Data | [10 empty] | 11.58 | 12.32 | 14.90 | 12.35 | 14.83 | NO-ESTIMATION | NO-ESTIMATION | NO-ESTIMATION | NO-ESTIMATION | NO-ESTIMATION
FRA | France | Saint-BarthÃ©lemy-le-Plain |  | WRI1025106 | 3 | 45.0453 | 4.7436 | Hydro | [5 empty] | Open Power System Data | http://data.open-power-system-data.org/renewable_power_plants/2016-10-21/ | Open Power System Data | [10 empty] | 6.19 | 6.72 | 8.16 | 6.74 | 8.12 | NO-ESTIMATION | NO-ESTIMATION | NO-ESTIMATION | NO-ESTIMATION | CAPACITY-FACTOR-V1
FRA | France | Hautefage |  | WRI1026686 | 25 | 45.0600 | 1.9940 | Hydro |  |  |  | 1958.0 | EDF | EDF | https://www.edf.fr/en/the-edf-group/industrial-provider/renewable-energies/hydropower | GEODB | 1014806 | [9 empty] | 70.49 | 75.41 | 86.07 | 78.23 | 81.07 | NO-ESTIMATION | NO-ESTIMATION | NO-ESTIMATION | NO-ESTIMATION | CAPACITY-FACTOR-V1
FRA | France | La Grave |  | WRI1024894 | 5.2 | 45.0601 | 6.2836 | Hydro | [5 empty] | Open Power System Data | http://data.open-power-system-data.org/renewable_power_plants/2016-10-21/ | Open Power System Data | 1059651 | [9 empty] | 11.19 | 11.91 | 14.40 | 11.94 | 14.34 | NO-ESTIMATION | NO-ESTIMATION | NO-ESTIMATION | NO-ESTIMATION | CAPACITY-FACTOR-V1
FRA | France | Gour Noir (Le) |  | WRI1026706 | 40 | 45.0710 | 2.0670 | Hydro |  |  |  | 1947.0 | EDF | EDF | https://www.edf.fr/en/the-edf-group/industrial-provider/renewable-energies/hydropower | GEODB | [10 empty] | 101.59 | 112.92 | 120.17 | 112.89 | 123.49 | NO-ESTIMATION | NO-ESTIMATION | NO-ESTIMATION | NO-ESTIMATION | NO-ESTIMATION
FRA | France | Aubas |  | WRI1025665 | 1.126 | 45.0792 | 1.1985 | Hydro | [5 empty] | Open Power System Data | http://data.open-power-system-data.org/renewable_power_plants/2016-10-21/ | Open Power System Data | 1056255 | [9 empty] | 4.36 | 4.61 | 5.14 | 4.45 | 5.1 | HYDRO-V1 | HYDRO-V1 | HYDRO-V1 | HYDRO-V1 | HYDRO-V1
FRA | France | Enchanet |  | WRI1026700 | 35 | 45.0820 | 2.1940 | Hydro |  |  |  | 1951.0 | EDF | EDF | https://www.edf.fr/en/the-edf-group/industrial-provider/renewable-energies/hydropower | GEODB | 1014765 | [9 empty] | 88.89 | 98.81 | 105.14 | 98.78 | 108.05 | HYDRO-V1 | HYDRO-V1 | HYDRO-V1 | HYDRO-V1 | HYDRO-V1
FRA | France | Livet-et-Gavet |  | WRI1024123 | 15.9 | 45.0905 | 5.9188 | Hydro | [5 empty] | Open Power System Data | http://data.open-power-system-data.org/renewable_power_plants/2016-10-21/ | Open Power System Data | [10 empty] | 51.63 | 53.94 | 56.93 | 50.04 | 56.33 | HYDRO-V1 | HYDRO-V1 | HYDRO-V1 | HYDRO-V1 | HYDRO-V1
FRA | France | Argentat |  | WRI1026718 | 47.5 | 45.1040 | 1.9540 | Hydro |  |  |  | 1957.0 | EDF | EDF | https://www.edf.fr/en/the-edf-group/industrial-provider/renewable-energies/hydropower | GEODB | 1014617 | [9 empty] | 119.49 | 145.40 | 144.19 | 144.56 | 160.98 | HYDRO-V1 | HYDRO-V1 | HYDRO-V1 | HYDRO-V1 | HYDRO-V1
FRA | France | Vaulnaveys-le-Haut |  | WRI1025716 | 1.079 | 45.1153 | 5.8407 | Hydro | [5 empty] | Open Power System Data | http://data.open-power-system-data.org/renewable_power_plants/2016-10-21/ | Open Power System Data | 1059684 | [9 empty] | 4.32 | 4.47 | 4.83 | 4.33 | 4.81 | NO-ESTIMATION | NO-ESTIMATION | NO-ESTIMATION | NO-ESTIMATION | CAPACITY-FACTOR-V1
FRA | France | Beauvoir |  | WRI1026705 | 39 | 45.1210 | 5.3190 | Hydro |  |  |  | 1963.0 | EDF | EDF | https://www.edf.fr/en/the-edf-group/industrial-provider/renewable-energies/hydropower | GEODB | 1014653 | [9 empty] | 142.76 | 150.75 | 135.85 | 136.07 | 135.55 | HYDRO-V1 | HYDRO-V1 | HYDRO-V1 | HYDRO-V1 | HYDRO-V1
FRA | France | Valloire |  | WRI1025322 | 1.88 | 45.1232 | 6.4235 | Hydro | [5 empty] | Open Power System Data | http://data.open-power-system-data.org/renewable_power_plants/2016-10-21/ | Open Power System Data | [10 empty] | 6.98 | 7.32 | 7.88 | 6.90 | 7.86 | HYDRO-V1 | HYDRO-V1 | HYDRO-V1 | HYDRO-V1 | HYDRO-V1
FRA | France | ServiÃ¨res-le-ChÃ¢teau |  | WRI1024945 | 4.6 | 45.1402 | 2.0225 | Hydro | [5 empty] | Open Power System Data | http://data.open-power-system-data.org/renewable_power_plants/2016-10-21/ | Open Power System Data | [10 empty] | 15.39 | 17.83 | 18.12 | 17.76 | 18.87 | NO-ESTIMATION | NO-ESTIMATION | NO-ESTIMATION | NO-ESTIMATION | NO-ESTIMATION
FRA | France | GRAND MAISON |  | WRI1002734 | 1690 | 45.1460 | 6.0510 | Hydro | [5 empty] | RTE Transmission Operator | http://clients.rte-france.com/lang/an/visiteurs/vie/prod/parc_reference.jsp | GEODB | 1014798 |  |  |  | 2027.756 | 2014.381 | 2085.343 |  |  | JRC-PPDB-OPEN | 5352.55 | 5853.59 | 6867.62 | 5676.18 | 6653.95 | HYDRO-V1 | HYDRO-V1 | HYDRO-V1 | HYDRO-V1 | HYDRO-V1
FRA | France | CHASTANG |  | WRI1002704 | 293 | 45.1510 | 2.0100 | Hydro | [5 empty] | RTE Transmission Operator | http://clients.rte-france.com/lang/an/visiteurs/vie/prod/parc_reference.jsp | GEODB | 1014872 | [9 empty] | 446.06 | 577.41 | 589.25 | 571.34 | 706.1 | HYDRO-V1 | HYDRO-V1 | HYDRO-V1 | HYDRO-V1 | HYDRO-V1
FRA | France | Allemond |  | WRI1024888 | 5.3 | 45.1704 | 6.0178 | Hydro | [5 empty] | Open Power System Data | http://data.open-power-system-data.org/renewable_power_plants/2016-10-21/ | Open Power System Data | [10 empty] | 20.21 | 20.63 | 20.98 | 18.90 | 20.8 | NO-ESTIMATION | NO-ESTIMATION | NO-ESTIMATION | NO-ESTIMATION | NO-ESTIMATION
FRA | France | Avrieux |  | WRI1024378 | 11.6 | 45.1776 | 6.7466 | Hydro | [5 empty] | Open Power System Data | http://data.open-power-system-data.org/renewable_power_plants/2016-10-21/ | Open Power System Data | [10 empty] | 37.12 | 38.02 | 43.13 | 39.53 | 44.22 | SOLAR-V1-NO-AGE | SOLAR-V1-NO-AGE | SOLAR-V1-NO-AGE | SOLAR-V1-NO-AGE | SOLAR-V1-NO-AGE
FRA | France | SUPER BISSORTE |  | WRI1002781 | 742.3 | 45.2020 | 6.5760 | Hydro | [5 empty] | RTE Transmission Operator | http://clients.rte-france.com/lang/an/visiteurs/vie/prod/parc_reference.jsp | GEODB | 1014663 |  |  |  | 577.763 | 717.666 | 650.982 |  |  | JRC-PPDB-OPEN | 2097.29 | 2303.86 | 2955.26 | 2166.78 | 2952.59 | SOLAR-V1-NO-AGE | SOLAR-V1-NO-AGE | SOLAR-V1-NO-AGE | SOLAR-V1-NO-AGE | SOLAR-V1-NO-AGE
FRA | France | DomÃ¨ne |  | WRI1025086 | 3.2 | 45.2044 | 5.8371 | Hydro | [5 empty] | Open Power System Data | http://data.open-power-system-data.org/renewable_power_plants/2016-10-21/ | Open Power System Data | 1059682 | [9 empty] | 12.49 | 13.33 | 13.04 | 12.34 | 12.51 | NO-ESTIMATION | NO-ESTIMATION | NO-ESTIMATION | NO-ESTIMATION | NO-ESTIMATION
FRA | France | Sainte-AgnÃ¨s |  | WRI1025114 | 2.875 | 45.2106 | 5.9600 | Hydro | [5 empty] | Open Power System Data | http://data.open-power-system-data.org/renewable_power_plants/2016-10-21/ | Open Power System Data | [10 empty] | 11.73 | 12.49 | 12.17 | 11.54 | 11.75 | NO-ESTIMATION | NO-ESTIMATION | NO-ESTIMATION | NO-ESTIMATION | CAPACITY-FACTOR-V1
FRA | France | Sassenage |  | WRI1024479 | 10.1 | 45.2129 | 5.6513 | Hydro | [5 empty] | Open Power System Data | http://data.open-power-system-data.org/renewable_power_plants/2016-10-21/ | Open Power System Data | 1015084 | [9 empty] | 38.98 | 41.10 | 41.88 | 41.65 | 41.61 | NO-ESTIMATION | NO-ESTIMATION | NO-ESTIMATION | NO-ESTIMATION | CAPACITY-FACTOR-V1
FRA | France | VILLARODIN |  | WRI1002784 | 357 | 45.2130 | 6.7210 | Hydro | [5 empty] | RTE Transmission Operator | http://clients.rte-france.com/lang/an/visiteurs/vie/prod/parc_reference.jsp | GEODB | 1015127 |  |  |  | 849.309 | 532.471 | 729.207 |  |  | JRC-PPDB-OPEN | 775.79 | 817.84 | 1019.23 | 867.32 | 1030.69 | SOLAR-V1-NO-AGE | SOLAR-V1-NO-AGE | SOLAR-V1-NO-AGE | SOLAR-V1-NO-AGE | SOLAR-V1-NO-AGE
FRA | France | Marcillac |  | WRI1026695 | 30 | 45.2150 | 2.0380 | Hydro |  |  |  | 1949.0 | EDF | EDF | https://www.edf.fr/en/the-edf-group/industrial-provider/renewable-energies/hydropower | GEODB | 1014930 | [9 empty] | 75.25 | 91.61 | 90.85 | 91.08 | 101.45 | NO-ESTIMATION | NO-ESTIMATION | NO-ESTIMATION | NO-ESTIMATION | CAPACITY-FACTOR-V1
FRA | France | COMBE D'AVRIEUX |  | WRI1002710 | 123 | 45.2150 | 6.7120 | Hydro | [5 empty] | RTE Transmission Operator | http://clients.rte-france.com/lang/an/visiteurs/vie/prod/parc_reference.jsp | GEODB | 1014636 | [9 empty] | 313.62 | 325.11 | 383.03 | 342.06 | 392.18 | NO-ESTIMATION | NO-ESTIMATION | NO-ESTIMATION | NO-ESTIMATION | CAPACITY-FACTOR-V1
FRA | France | SAUSSAZ |  | WRI1002772 | 145.4 | 45.2184 | 6.4726 | Hydro | [5 empty] | RTE Transmission Operator | http://clients.rte-france.com/lang/an/visiteurs/vie/prod/parc_reference.jsp | CARMA | 1014847 | [9 empty] | 382.03 | 379.04 | 467.36 | 376.25 | 466.84 | SOLAR-V1-NO-AGE | SOLAR-V1-NO-AGE | SOLAR-V1-NO-AGE | SOLAR-V1-NO-AGE | SOLAR-V1-NO-AGE
FRA | France | Saint-Maurice-de-Lignon |  | WRI1024199 | 12.3 | 45.2201 | 4.1348 | Hydro | [5 empty] | Open Power System Data | http://data.open-power-system-data.org/renewable_power_plants/2016-10-21/ | Open Power System Data | [10 empty] | 36.44 | 39.82 | 40.48 | 31.94 | 39.92 | SOLAR-V1-NO-AGE | SOLAR-V1-NO-AGE | SOLAR-V1-NO-AGE | SOLAR-V1-NO-AGE | SOLAR-V1-NO-AGE
FRA | France | Laval |  | WRI1025019 | 3.96 | 45.2362 | 5.9815 | Hydro | [5 empty] | Open Power System Data | http://data.open-power-system-data.org/renewable_power_plants/2016-10-21/ | Open Power System Data | [10 empty] | 16.10 | 17.15 | 16.79 | 15.92 | 16.13 | NO-ESTIMATION | NO-ESTIMATION | NO-ESTIMATION | NO-ESTIMATION | CAPACITY-FACTOR-V1
FRA | France | Villard-Bonnot |  | WRI1025323 | 1.875 | 45.2454 | 5.8890 | Hydro | [5 empty] | Open Power System Data | http://data.open-power-system-data.org/renewable_power_plants/2016-10-21/ | Open Power System Data | [10 empty] | 7.27 | 7.77 | 8.02 | 7.60 | 7.74 | NO-ESTIMATION | NO-ESTIMATION | NO-ESTIMATION | NO-ESTIMATION | CAPACITY-FACTOR-V1
FRA | France | Saint-Jean-de-Maurienne |  | WRI1025026 | 3.9 | 45.2719 | 6.3455 | Hydro | [5 empty] | Open Power System Data | http://data.open-power-system-data.org/renewable_power_plants/2016-10-21/ | Open Power System Data | [10 empty] | 8.61 | 9.30 | 11.17 | 9.33 | 11.12 | NO-ESTIMATION | NO-ESTIMATION | NO-ESTIMATION | NO-ESTIMATION | CAPACITY-FACTOR-V1
FRA | France | VÃ¨ze |  | WRI1025574 | 1.241 | 45.2787 | 2.9771 | Hydro | [5 empty] | Open Power System Data | http://data.open-power-system-data.org/renewable_power_plants/2016-10-21/ | Open Power System Data | [10 empty] | 2.94 | 3.11 | 3.70 | 3.11 | 3.69 | NO-ESTIMATION | NO-ESTIMATION | NO-ESTIMATION | NO-ESTIMATION | CAPACITY-FACTOR-V1
FRA | France | Saint-Julien-Mont-Denis |  | WRI1025092 | 3.15 | 45.2803 | 6.4175 | Hydro | [5 empty] | Open Power System Data | http://data.open-power-system-data.org/renewable_power_plants/2016-10-21/ | Open Power System Data | 1094721 | [9 empty] | 10.31 | 10.63 | 11.68 | 10.46 | 11.79 | NO-ESTIMATION | NO-ESTIMATION | NO-ESTIMATION | NO-ESTIMATION | CAPACITY-FACTOR-V1
FRA | France | Voutezac |  | WRI1025117 | 2.82 | 45.2928 | 1.4406 | Hydro | [5 empty] | Open Power System Data | http://data.open-power-system-data.org/renewable_power_plants/2016-10-21/ | Open Power System Data | [10 empty] | 8.93 | 9.52 | 9.88 | 9.53 | 9.84 | SOLAR-V1-NO-AGE | SOLAR-V1-NO-AGE | SOLAR-V1-NO-AGE | SOLAR-V1-NO-AGE | SOLAR-V1-NO-AGE
FRA | France | Saint-Alban-des-Villards |  | WRI1024643 | 8.6 | 45.3146 | 6.2362 | Hydro | [5 empty] | Open Power System Data | http://data.open-power-system-data.org/renewable_power_plants/2016-10-21/ | Open Power System Data | [10 empty] | 20.37 | 21.89 | 26.02 | 21.95 | 25.91 | NO-ESTIMATION | NO-ESTIMATION | NO-ESTIMATION | NO-ESTIMATION | CAPACITY-FACTOR-V1
FRA | France | Sainte-Marie-de-Cuines |  | WRI1024369 | 11.8 | 45.3191 | 6.2942 | Hydro | [5 empty] | Open Power System Data | http://data.open-power-system-data.org/renewable_power_plants/2016-10-21/ | Open Power System Data | [10 empty] | 27.00 | 29.09 | 34.75 | 29.17 | 34.61 | NO-ESTIMATION | NO-ESTIMATION | NO-ESTIMATION | NO-ESTIMATION | CAPACITY-FACTOR-V1
FRA | France | Saint-Hilaire-Foissac |  | WRI1025789 | 1 | 45.3235 | 2.1151 | Hydro | [5 empty] | Open Power System Data | http://data.open-power-system-data.org/renewable_power_plants/2016-10-21/ | Open Power System Data | [10 empty] | 3.84 | 4.02 | 4.61 | 4.04 | 4.15 | NO-ESTIMATION | NO-ESTIMATION | NO-ESTIMATION | NO-ESTIMATION | CAPACITY-FACTOR-V1
FRA | France | Bar |  | WRI1024702 | 8 | 45.3429 | 1.8153 | Hydro | [5 empty] | Open Power System Data | http://data.open-power-system-data.org/renewable_power_plants/2016-10-21/ | Open Power System Data | [10 empty] | 24.12 | 25.89 | 26.73 | 25.69 | 29.06 | NO-ESTIMATION | NO-ESTIMATION | NO-ESTIMATION | NO-ESTIMATION | CAPACITY-FACTOR-V1
FRA | France | Saint-Ã‰tienne-de-Cuines |  | WRI1024979 | 4.326 | 45.3454 | 6.2602 | Hydro | [5 empty] | Open Power System Data | http://data.open-power-system-data.org/renewable_power_plants/2016-10-21/ | Open Power System Data | [10 empty] | 9.55 | 10.32 | 12.39 | 10.34 | 12.34 | NO-ESTIMATION | NO-ESTIMATION | NO-ESTIMATION | NO-ESTIMATION | CAPACITY-FACTOR-V1
FRA | France | Triouzoune |  | WRI1026683 | 22 | 45.3470 | 2.3490 | Hydro |  |  |  | 1945.0 | EDF | EDF | https://www.edf.fr/en/the-edf-group/industrial-provider/renewable-energies/hydropower | GEODB | [10 empty] | 59.59 | 70.16 | 76.92 | 74.04 | 74.57 | SOLAR-V1-NO-AGE | SOLAR-V1-NO-AGE | SOLAR-V1-NO-AGE | SOLAR-V1-NO-AGE | SOLAR-V1-NO-AGE
FRA | France | Pralognan-la-Vanoise |  | WRI1024914 | 4.932 | 45.3501 | 6.7208 | Hydro | [5 empty] | Open Power System Data | http://data.open-power-system-data.org/renewable_power_plants/2016-10-21/ | Open Power System Data | [10 empty] | 10.62 | 11.29 | 13.66 | 11.32 | 13.6 | NO-ESTIMATION | NO-ESTIMATION | NO-ESTIMATION | NO-ESTIMATION | CAPACITY-FACTOR-V1
FRA | France | Auzerette |  | WRI1026692 | 29 | 45.3650 | 2.6460 | Hydro |  |  |  | 1970.0 | EDF | EDF | https://www.edf.fr/en/the-edf-group/industrial-provider/renewable-energies/hydropower | GEODB | 1014635 | [9 empty] | 75.91 | 74.29 | 89.91 | 76.10 | 89.53 | HYDRO-V1 | HYDRO-V1 | HYDRO-V1 | HYDRO-V1 | HYDRO-V1
FRA | France | CHEYLAS |  | WRI1002705 | 485 | 45.3846 | 6.0021 | Hydro | [5 empty] | RTE Transmission Operator | http://clients.rte-france.com/lang/an/visiteurs/vie/prod/parc_reference.jsp | GEODB |  |  |  |  | 864.696 |  | 713.225 |  |  | JRC-PPDB-OPEN | 1351.19 | 1438.94 | 1704.75 | 1357.28 | 1622.56 | SOLAR-V1-NO-AGE | SOLAR-V1-NO-AGE | SOLAR-V1-NO-AGE | SOLAR-V1-NO-AGE | SOLAR-V1-NO-AGE
FRA | France | Saint-RÃ©my-de-Maurienne |  | WRI1025514 | 1.348 | 45.3876 | 6.2382 | Hydro | [5 empty] | Open Power System Data | http://data.open-power-system-data.org/renewable_power_plants/2016-10-21/ | Open Power System Data | [10 empty] | 4.08 | 4.48 | 5.02 | 4.35 | 4.65 | SOLAR-V1-NO-AGE | SOLAR-V1-NO-AGE | SOLAR-V1-NO-AGE | SOLAR-V1-NO-AGE | SOLAR-V1-NO-AGE
FRA | France | MAREGES |  | WRI1002742 | 150 | 45.3920 | 2.3640 | Hydro | [5 empty] | RTE Transmission Operator | http://clients.rte-france.com/lang/an/visiteurs/vie/prod/parc_reference.jsp | GEODB | [10 empty] | 292.39 | 349.38 | 415.26 | 377.40 | 400.51 | HYDRO-V1 | HYDRO-V1 | HYDRO-V1 | HYDRO-V1 | HYDRO-V1
FRA | France | Arvillard |  | WRI1024651 | 8.5 | 45.4095 | 6.1709 | Hydro | [5 empty] | Open Power System Data | http://data.open-power-system-data.org/renewable_power_plants/2016-10-21/ | Open Power System Data | 1021845 | [9 empty] | 26.05 | 27.52 | 31.13 | 28.64 | 30.89 | SOLAR-V1-NO-AGE | SOLAR-V1-NO-AGE | SOLAR-V1-NO-AGE | SOLAR-V1-NO-AGE | SOLAR-V1-NO-AGE
FRA | France | BORT |  | WRI1002696 | 235 | 45.4130 | 2.4978 | Hydro | [5 empty] | RTE Transmission Operator | http://clients.rte-france.com/lang/an/visiteurs/vie/prod/parc_reference.jsp | GEODB | 1014674 | [9 empty] | 341.87 | 431.70 | 601.59 | 407.77 | 590.52 | NO-ESTIMATION | NO-ESTIMATION | NO-ESTIMATION | NO-ESTIMATION | CAPACITY-FACTOR-V1
FRA | France | Val Beynette |  | WRI1026694 | 30 | 45.4160 | 2.3720 | Hydro |  |  |  | 1927.0 | EDF | EDF | https://www.edf.fr/en/the-edf-group/industrial-provider/renewable-energies/hydropower | GEODB | 1015114 | [9 empty] | 72.28 | 86.60 | 98.16 | 91.86 | 94.95 | NO-ESTIMATION | NO-ESTIMATION | NO-ESTIMATION | NO-ESTIMATION | CAPACITY-FACTOR-V1
FRA | France | Pontcharra |  | WRI1024171 | 13.335 | 45.4199 | 6.0209 | Hydro | [5 empty] | Open Power System Data | http://data.open-power-system-data.org/renewable_power_plants/2016-10-21/ | Open Power System Data | 1015012 | [9 empty] | 54.55 | 58.06 | 56.50 | 53.58 | 54.28 | SOLAR-V1-NO-AGE | SOLAR-V1-NO-AGE | SOLAR-V1-NO-AGE | SOLAR-V1-NO-AGE | SOLAR-V1-NO-AGE
FRA | France | Uzerche |  | WRI1025120 | 2.8 | 45.4242 | 1.5653 | Hydro | [5 empty] | Open Power System Data | http://data.open-power-system-data.org/renewable_power_plants/2016-10-21/ | Open Power System Data | [10 empty] | 7.26 | 7.79 | 9.14 | 7.82 | 9.1 | SOLAR-V1-NO-AGE | SOLAR-V1-NO-AGE | SOLAR-V1-NO-AGE | SOLAR-V1-NO-AGE | SOLAR-V1-NO-AGE
FRA | France | Lanobre |  | WRI1024419 | 11.1 | 45.4344 | 2.5496 | Hydro | [5 empty] | Open Power System Data | http://data.open-power-system-data.org/renewable_power_plants/2016-10-21/ | Open Power System Data | [10 empty] | 29.87 | 33.44 | 40.36 | 32.56 | 39.7 | SOLAR-V1-NO-AGE | SOLAR-V1-NO-AGE | SOLAR-V1-NO-AGE | SOLAR-V1-NO-AGE | SOLAR-V1-NO-AGE
FRA | France | Barraux |  | WRI1025616 | 1.2 | 45.4357 | 5.9806 | Hydro | [5 empty] | Open Power System Data | http://data.open-power-system-data.org/renewable_power_plants/2016-10-21/ | Open Power System Data | [10 empty] | 4.03 | 4.34 | 4.44 | 4.17 | 4.26 | HYDRO-V1 | HYDRO-V1 | HYDRO-V1 | HYDRO-V1 | HYDRO-V1
FRA | France | Ã‰pierre |  | WRI1024859 | 5.88 | 45.4523 | 6.3254 | Hydro | [5 empty] | Open Power System Data | http://data.open-power-system-data.org/renewable_power_plants/2016-10-21/ | Open Power System Data | [10 empty] | 20.04 | 21.85 | 23.56 | 20.64 | 22.74 | SOLAR-V1-NO-AGE | SOLAR-V1-NO-AGE | SOLAR-V1-NO-AGE | SOLAR-V1-NO-AGE | SOLAR-V1-NO-AGE
FRA | France | Brides-les-Bains |  | WRI1025792 | 1 | 45.4541 | 6.5694 | Hydro | [5 empty] | Open Power System Data | http://data.open-power-system-data.org/renewable_power_plants/2016-10-21/ | Open Power System Data | 1014687 | [9 empty] | 4.10 | 4.35 | 4.55 | 4.02 | 4.53 | SOLAR-V1-NO-AGE | SOLAR-V1-NO-AGE | SOLAR-V1-NO-AGE | SOLAR-V1-NO-AGE | SOLAR-V1-NO-AGE
FRA | France | Bozel |  | WRI1024568 | 9.5 | 45.4623 | 6.6510 | Hydro | [5 empty] | Open Power System Data | http://data.open-power-system-data.org/renewable_power_plants/2016-10-21/ | Open Power System Data | 1014680 | [9 empty] | 30.64 | 33.12 | 35.09 | 30.11 | 34.97 | SOLAR-V1-NO-AGE | SOLAR-V1-NO-AGE | SOLAR-V1-NO-AGE | SOLAR-V1-NO-AGE | SOLAR-V1-NO-AGE
FRA | France | Grangent |  | WRI1026701 | 37 | 45.4670 | 4.2480 | Hydro |  |  |  | 1957.0 | EDF | EDF | https://www.edf.fr/en/the-edf-group/industrial-provider/renewable-energies/hydropower | GEODB | 1014799 | [9 empty] | 88.49 | 105.63 | 125.28 | 104.67 | 115.99 | NO-ESTIMATION | NO-ESTIMATION | NO-ESTIMATION | NO-ESTIMATION | CAPACITY-FACTOR-V1
FRA | France | COCHE |  | WRI1002709 | 320 | 45.4820 | 6.5350 | Hydro | [5 empty] | RTE Transmission Operator | http://clients.rte-france.com/lang/an/visiteurs/vie/prod/parc_reference.jsp | GEODB | [10 empty] | 809.65 | 834.42 | 988.67 | 793.66 | 981.78 | NO-ESTIMATION | NO-ESTIMATION | NO-ESTIMATION | NO-ESTIMATION | CAPACITY-FACTOR-V1
FRA | France | MoÃ»tiers |  | WRI1024959 | 4.5 | 45.4864 | 6.5373 | Hydro | [5 empty] | Open Power System Data | http://data.open-power-system-data.org/renewable_power_plants/2016-10-21/ | Open Power System Data | 1014958 | [9 empty] | 14.11 | 15.35 | 17.25 | 14.88 | 17.16 | NO-ESTIMATION | NO-ESTIMATION | NO-ESTIMATION | NO-ESTIMATION | CAPACITY-FACTOR-V1
FRA | France | Argentine |  | WRI1024814 | 6.286 | 45.4894 | 6.3328 | Hydro | [5 empty] | Open Power System Data | http://data.open-power-system-data.org/renewable_power_plants/2016-10-21/ | Open Power System Data | 1025347 | [9 empty] | 21.43 | 23.36 | 25.18 | 22.07 | 24.31 | NO-ESTIMATION | NO-ESTIMATION | NO-ESTIMATION | NO-ESTIMATION | CAPACITY-FACTOR-V1
FRA | France | Vaugris |  | WRI1026734 | 72 | 45.4950 | 4.8260 | Hydro |  |  |  | 1980.0 | GDF-SUEZ | GDF Suez | https://www.google.com/url?sa=t&rct=j&q=&esrc=s&source=web&cd=1&ved=0ahUKEwjEnZCx08nRAhWg0YMKHTOPA44QFggaMAA&url=https%3A%2F%2Fwww.engie.com%2Fwp-content%2Fuploads%2F2014%2F08%2Fgdf-suez-analyst-pack-h1-2014-vdef.xlsx&usg=AFQjCNGc2ScgE-1yvO4z_L-JlmOchrj8JA&sig2=xPDWHDRk2KIN7MmJspH6Bg&bvm=bv.144224172 d.amc&cad=rja | GEODB | 1013221 | [9 empty] | 191.13 | 219.10 | 269.03 | 218.65 | 269.03 | NO-ESTIMATION | NO-ESTIMATION | NO-ESTIMATION | NO-ESTIMATION | CAPACITY-FACTOR-V1
FRA | France | Peyrissac |  | WRI1025613 | 1.2 | 45.5060 | 1.6949 | Hydro | [5 empty] | Open Power System Data | http://data.open-power-system-data.org/renewable_power_plants/2016-10-21/ | Open Power System Data | 1014984 | [9 empty] | 2.66 | 2.89 | 3.47 | 2.90 | 3.45 | SOLAR-V1-NO-AGE | SOLAR-V1-NO-AGE | SOLAR-V1-NO-AGE | SOLAR-V1-NO-AGE | SOLAR-V1-NO-AGE
FRA | France | Grandrif |  | WRI1025131 | 2.72 | 45.5205 | 3.8348 | Hydro | [5 empty] | Open Power System Data | http://data.open-power-system-data.org/renewable_power_plants/2016-10-21/ | Open Power System Data | 1016330 | [9 empty] | 7.90 | 8.38 | 9.64 | 8.14 | 9.52 | NO-ESTIMATION | NO-ESTIMATION | NO-ESTIMATION | NO-ESTIMATION | CAPACITY-FACTOR-V1
FRA | France | Usson |  | WRI1024575 | 9.3 | 45.5271 | 3.3419 | Hydro | [5 empty] | Open Power System Data | http://data.open-power-system-data.org/renewable_power_plants/2016-10-21/ | Open Power System Data | 1015112 | [9 empty] | 23.26 | 24.54 | 29.00 | 24.60 | 28.88 | HYDRO-V1 | HYDRO-V1 | HYDRO-V1 | HYDRO-V1 | HYDRO-V1
FRA | France | La LÃ©chÃ¨re |  | WRI1025314 | 1.9 | 45.5275 | 6.4611 | Hydro | [5 empty] | Open Power System Data | http://data.open-power-system-data.org/renewable_power_plants/2016-10-21/ | Open Power System Data | [10 empty] | 6.71 | 6.88 | 8.02 | 6.73 | 7.65 | HYDRO-V1 | HYDRO-V1 | HYDRO-V1 | HYDRO-V1 | HYDRO-V1
FRA | France | La Bridoire |  | WRI1024774 | 7 | 45.5299 | 5.7378 | Hydro | [5 empty] | Open Power System Data | http://data.open-power-system-data.org/renewable_power_plants/2016-10-21/ | Open Power System Data | 1014824 | [9 empty] | 22.27 | 23.51 | 25.22 | 23.79 | 24.59 | NO-ESTIMATION | NO-ESTIMATION | NO-ESTIMATION | NO-ESTIMATION | CAPACITY-FACTOR-V1
FRA | France | Montsapey |  | WRI1025030 | 3.81 | 45.5313 | 6.3673 | Hydro | [5 empty] | Open Power System Data | http://data.open-power-system-data.org/renewable_power_plants/2016-10-21/ | Open Power System Data | 1059691 | [9 empty] | 13.46 | 14.63 | 15.76 | 13.88 | 14.88 | NO-ESTIMATION | NO-ESTIMATION | NO-ESTIMATION | NO-ESTIMATION | CAPACITY-FACTOR-V1
FRA | France | RANDENS |  | WRI1002762 | 124.2 | 45.5436 | 6.3021 | Hydro | [5 empty] | RTE Transmission Operator | http://clients.rte-france.com/lang/an/visiteurs/vie/prod/parc_reference.jsp | CARMA | 1015027 | [9 empty] | 317.86 | 345.81 | 417.93 | 353.79 | 404.64 | NO-ESTIMATION | NO-ESTIMATION | NO-ESTIMATION | NO-ESTIMATION | CAPACITY-FACTOR-V1
FRA | France | Villaroger |  | WRI1024576 | 9.3 | 45.5574 | 6.8693 | Hydro | [5 empty] | Open Power System Data | http://data.open-power-system-data.org/renewable_power_plants/2016-10-21/ | Open Power System Data | [10 empty] | 22.03 | 23.68 | 28.14 | 23.74 | 28.02 | NO-ESTIMATION | NO-ESTIMATION | NO-ESTIMATION | NO-ESTIMATION | CAPACITY-FACTOR-V1
FRA | France | Landry |  | WRI1024981 | 4.3 | 45.5637 | 6.7617 | Hydro | [5 empty] | Open Power System Data | http://data.open-power-system-data.org/renewable_power_plants/2016-10-21/ | Open Power System Data | [10 empty] | 14.34 | 15.31 | 16.41 | 14.16 | 16.28 | SOLAR-V1-NO-AGE | SOLAR-V1-NO-AGE | SOLAR-V1-NO-AGE | SOLAR-V1-NO-AGE | SOLAR-V1-NO-AGE
FRA | France | Sainte-Foy-Tarentaise |  | WRI1024821 | 6.2 | 45.5844 | 6.9414 | Hydro | [5 empty] | Open Power System Data | http://data.open-power-system-data.org/renewable_power_plants/2016-10-21/ | Open Power System Data | [10 empty] | 12.85 | 13.95 | 16.93 | 13.99 | 16.85 | NO-ESTIMATION | NO-ESTIMATION | NO-ESTIMATION | NO-ESTIMATION | CAPACITY-FACTOR-V1
FRA | France | MALGOVERT |  | WRI1002740 | 297 | 45.6180 | 6.7900 | Hydro | [5 empty] | RTE Transmission Operator | http://clients.rte-france.com/lang/an/visiteurs/vie/prod/parc_reference.jsp | GEODB | 1014926 | [9 empty] | 653.80 | 693.53 | 819.83 | 631.08 | 772.12 | NO-ESTIMATION | NO-ESTIMATION | NO-ESTIMATION | NO-ESTIMATION | NO-ESTIMATION
FRA | France | BATHIE |  | WRI1002691 | 575 | 45.6450 | 6.4450 | Hydro | [5 empty] | RTE Transmission Operator | http://clients.rte-france.com/lang/an/visiteurs/vie/prod/parc_reference.jsp | GEODB | 1014820 | [9 empty] | 1429.93 | 1516.47 | 2244.44 | 1635.50 | 2193.82 | NO-ESTIMATION | NO-ESTIMATION | NO-ESTIMATION | NO-ESTIMATION | NO-ESTIMATION
FRA | France | Bregnier-Cordon |  | WRI1026732 | 70 | 45.6540 | 5.6050 | Hydro |  |  |  | 1984.0 | GDF-SUEZ | GDF Suez | https://www.google.com/url?sa=t&rct=j&q=&esrc=s&source=web&cd=1&ved=0ahUKEwjEnZCx08nRAhWg0YMKHTOPA44QFggaMAA&url=https%3A%2F%2Fwww.engie.com%2Fwp-content%2Fuploads%2F2014%2F08%2Fgdf-suez-analyst-pack-h1-2014-vdef.xlsx&usg=AFQjCNGc2ScgE-1yvO4z_L-JlmOchrj8JA&sig2=xPDWHDRk2KIN7MmJspH6Bg&bvm=bv.144224172 d.amc&cad=rja | GEODB | 1013207 | [9 empty] | 277.56 | 275.61 | 297.13 | 286.79 | 290.62 | HYDRO-V1 | HYDRO-V1 | HYDRO-V1 | HYDRO-V1 | HYDRO-V1
FRA | France | Tours-en-Savoie |  | WRI1025620 | 1.2 | 45.6665 | 6.4618 | Hydro | [5 empty] | Open Power System Data | http://data.open-power-system-data.org/renewable_power_plants/2016-10-21/ | Open Power System Data | [10 empty] | 3.65 | 3.73 | 4.47 | 3.65 | 4.23 | SOLAR-V1-NO-AGE | SOLAR-V1-NO-AGE | SOLAR-V1-NO-AGE | SOLAR-V1-NO-AGE | SOLAR-V1-NO-AGE
FRA | France | Saint-Gervais-sous-Meymo |  | WRI1025704 | 1.09 | 45.6707 | 3.6136 | Hydro | [5 empty] | Open Power System Data | http://data.open-power-system-data.org/renewable_power_plants/2016-10-21/ | Open Power System Data | [10 empty] | 3.57 | 3.75 | 4.15 | 3.80 | 4.1 | NO-ESTIMATION | NO-ESTIMATION | NO-ESTIMATION | NO-ESTIMATION | NO-ESTIMATION
FRA | France | Venthon |  | WRI1024620 | 9 | 45.6866 | 6.4180 | Hydro | [5 empty] | Open Power System Data | http://data.open-power-system-data.org/renewable_power_plants/2016-10-21/ | Open Power System Data | 1015122 | [9 empty] | 22.47 | 23.13 | 26.83 | 23.19 | 26.72 | NO-ESTIMATION | NO-ESTIMATION | NO-ESTIMATION | NO-ESTIMATION | CAPACITY-FACTOR-V1
FRA | France | Pierre Benite |  | WRI1026738 | 84 | 45.7020 | 4.8420 | Hydro |  |  |  | 1966.0 | GDF-SUEZ | GDF Suez | https://www.google.com/url?sa=t&rct=j&q=&esrc=s&source=web&cd=1&ved=0ahUKEwjEnZCx08nRAhWg0YMKHTOPA44QFggaMAA&url=https%3A%2F%2Fwww.engie.com%2Fwp-content%2Fuploads%2F2014%2F08%2Fgdf-suez-analyst-pack-h1-2014-vdef.xlsx&usg=AFQjCNGc2ScgE-1yvO4z_L-JlmOchrj8JA&sig2=xPDWHDRk2KIN7MmJspH6Bg&bvm=bv.144224172 d.amc&cad=rja | GEODB | 1013217 | [9 empty] | 225.27 | 257.91 | 316.16 | 257.39 | 316.16 | SOLAR-V1-NO-AGE | SOLAR-V1-NO-AGE | SOLAR-V1-NO-AGE | SOLAR-V1-NO-AGE | SOLAR-V1-NO-AGE
FRA | France | Queige |  | WRI1024135 | 14.7 | 45.7077 | 6.4651 | Hydro | [5 empty] | Open Power System Data | http://data.open-power-system-data.org/renewable_power_plants/2016-10-21/ | Open Power System Data | 1015022 | [9 empty] | 35.24 | 36.31 | 42.36 | 36.41 | 42.18 | NO-ESTIMATION | NO-ESTIMATION | NO-ESTIMATION | NO-ESTIMATION | CAPACITY-FACTOR-V1
FRA | France | Saint-Flour |  | WRI1025050 | 3.6 | 45.7102 | 3.5096 | Hydro | [5 empty] | Open Power System Data | http://data.open-power-system-data.org/renewable_power_plants/2016-10-21/ | Open Power System Data | [10 empty] | 9.58 | 10.21 | 11.58 | 10.36 | 11.42 | SOLAR-V1-NO-AGE | SOLAR-V1-NO-AGE | SOLAR-V1-NO-AGE | SOLAR-V1-NO-AGE | SOLAR-V1-NO-AGE
FRA | France | Eymoutiers |  | WRI1024982 | 4.28 | 45.7111 | 1.7405 | Hydro | [5 empty] | Open Power System Data | http://data.open-power-system-data.org/renewable_power_plants/2016-10-21/ | Open Power System Data | [10 empty] | 10.05 | 10.64 | 12.69 | 10.67 | 12.64
FRA | France | Brens-Virigin |  | WRI1026744 | 90 | 45.7250 | 5.6980 | Hydro |  |  |  | 1982.0 | GDF-SUEZ | GDF Suez | https://www.google.com/url?sa=t&rct=j&q=&esrc=s&source=web&cd=1&ved=0ahUKEwjEnZCx08nRAhWg0YMKHTOPA44QFggaMAA&url=https%3A%2F%2Fwww.engie.com%2Fwp-content%2Fuploads%2F2014%2F08%2Fgdf-suez-analyst-pack-h1-2014-vdef.xlsx&usg=AFQjCNGc2ScgE-1yvO4z_L-JlmOchrj8JA&sig2=xPDWHDRk2KIN7MmJspH6Bg&bvm=bv.144224172 d.amc&cad=rja | GEODB | [10 empty] | 359.32 | 356.81 | 385.80 | 368.27 | 375.18 | HYDRO-V1 | HYDRO-V1 | HYDRO-V1 | HYDRO-V1 | HYDRO-V1
FRA | France | Villard-sur-Doron |  | WRI1024660 | 8.4 | 45.7274 | 6.5193 | Hydro | [5 empty] | Open Power System Data | http://data.open-power-system-data.org/renewable_power_plants/2016-10-21/ | Open Power System Data | [10 empty] | 20.97 | 21.58 | 25.04 | 21.64 | 24.94 | SOLAR-V1-NO-AGE | SOLAR-V1-NO-AGE | SOLAR-V1-NO-AGE | SOLAR-V1-NO-AGE | SOLAR-V1-NO-AGE
FRA | France | Sail-sous-Couzan |  | WRI1024880 | 5.4 | 45.7367 | 3.9618 | Hydro | [5 empty] | Open Power System Data | http://data.open-power-system-data.org/renewable_power_plants/2016-10-21/ | Open Power System Data | [10 empty] | 12.64 | 13.60 | 16.00 | 14.28 | 15.94 | SOLAR-V1-NO-AGE | SOLAR-V1-NO-AGE | SOLAR-V1-NO-AGE | SOLAR-V1-NO-AGE | SOLAR-V1-NO-AGE
FRA | France | Faux-la-Montagne |  | WRI1025210 | 2.3 | 45.7431 | 1.9351 | Hydro | [5 empty] | Open Power System Data | http://data.open-power-system-data.org/renewable_power_plants/2016-10-21/ | Open Power System Data | 1014776 | [9 empty] | 8.23 | 8.81 | 8.95 | 8.67 | 8.92 | NO-ESTIMATION | NO-ESTIMATION | NO-ESTIMATION | NO-ESTIMATION | CAPACITY-FACTOR-V1
FRA | France | Hauteluce |  | WRI1024652 | 8.5 | 45.7642 | 6.6156 | Hydro | [5 empty] | Open Power System Data | http://data.open-power-system-data.org/renewable_power_plants/2016-10-21/ | Open Power System Data | 1014807 | [9 empty] | 21.22 | 21.84 | 25.34 | 21.90 | 25.24 | NO-ESTIMATION | NO-ESTIMATION | NO-ESTIMATION | NO-ESTIMATION | CAPACITY-FACTOR-V1
FRA | France | Saint-Denis-des-Murs |  | WRI1025069 | 3.33 | 45.7797 | 1.5295 | Hydro | [5 empty] | Open Power System Data | http://data.open-power-system-data.org/renewable_power_plants/2016-10-21/ | Open Power System Data | [10 empty] | 11.13 | 12.53 | 12.60 | 11.99 | 12.56 | NO-ESTIMATION | NO-ESTIMATION | NO-ESTIMATION | NO-ESTIMATION | CAPACITY-FACTOR-V1
FRA | France | Cusset-Jonage |  | WRI1026739 | 85 | 45.7900 | 5.0250 | Hydro |  |  |  |  | EDF | EDF | https://www.edf.fr/en/the-edf-group/industrial-provider/renewable-energies/hydropower | GEODB | [10 empty] | 224.20 | 232.29 | 273.79 | 232.92 | 273.79 | NO-ESTIMATION | NO-ESTIMATION | NO-ESTIMATION | NO-ESTIMATION | CAPACITY-FACTOR-V1
FRA | France | Bujaleuf |  | WRI1024181 | 12.8 | 45.7924 | 1.6312 | Hydro | [5 empty] | Open Power System Data | http://data.open-power-system-data.org/renewable_power_plants/2016-10-21/ | Open Power System Data | 1014692 | [9 empty] | 40.26 | 42.56 | 47.77 | 42.14 | 47.75 | SOLAR-V1-NO-AGE | SOLAR-V1-NO-AGE | SOLAR-V1-NO-AGE | SOLAR-V1-NO-AGE | SOLAR-V1-NO-AGE
FRA | France | Mazet |  | WRI1026725 | 56 | 45.8010 | 1.8030 | Hydro |  |  |  | 1951.0 | EDF | EDF | https://www.edf.fr/en/the-edf-group/industrial-provider/renewable-energies/hydropower | GEODB | [10 empty] | 142.98 | 153.91 | 178.36 | 151.96 | 178.98 | NO-ESTIMATION | NO-ESTIMATION | NO-ESTIMATION | NO-ESTIMATION | CAPACITY-FACTOR-V1
FRA | France | Lavours |  | WRI1024913 | 4.95 | 45.8115 | 5.7724 | Hydro | [5 empty] | Open Power System Data | http://data.open-power-system-data.org/renewable_power_plants/2016-10-21/ | Open Power System Data | 1112027 | [9 empty] | 22.63 | 22.23 | 24.49 | 23.54 | 26.67 | SOLAR-V1-NO-AGE | SOLAR-V1-NO-AGE | SOLAR-V1-NO-AGE | SOLAR-V1-NO-AGE | SOLAR-V1-NO-AGE
FRA | France | Saint-Julien-le-Petit |  | WRI1024434 | 10.8 | 45.8223 | 1.7051 | Hydro | [5 empty] | Open Power System Data | http://data.open-power-system-data.org/renewable_power_plants/2016-10-21/ | Open Power System Data | [10 empty] | 34.12 | 36.07 | 40.46 | 35.71 | 40.44 | SOLAR-V1-NO-AGE | SOLAR-V1-NO-AGE | SOLAR-V1-NO-AGE | SOLAR-V1-NO-AGE | SOLAR-V1-NO-AGE
FRA | France | Saint-LÃ©onard-de-Noblat |  | WRI1025090 | 3.17 | 45.8410 | 1.4954 | Hydro | [5 empty] | Open Power System Data | http://data.open-power-system-data.org/renewable_power_plants/2016-10-21/ | Open Power System Data | [10 empty] | 10.60 | 11.93 | 12.00 | 11.41 | 11.96 | SOLAR-V1-NO-AGE | SOLAR-V1-NO-AGE | SOLAR-V1-NO-AGE | SOLAR-V1-NO-AGE | SOLAR-V1-NO-AGE
FRA | France | Sault Brenaz |  | WRI1026714 | 45 | 45.8460 | 5.4180 | Hydro |  |  |  | 1986.0 | GDF-SUEZ | GDF Suez | https://www.google.com/url?sa=t&rct=j&q=&esrc=s&source=web&cd=1&ved=0ahUKEwjEnZCx08nRAhWg0YMKHTOPA44QFggaMAA&url=https%3A%2F%2Fwww.engie.com%2Fwp-content%2Fuploads%2F2014%2F08%2Fgdf-suez-analyst-pack-h1-2014-vdef.xlsx&usg=AFQjCNGc2ScgE-1yvO4z_L-JlmOchrj8JA&sig2=xPDWHDRk2KIN7MmJspH6Bg&bvm=bv.144224172 d.amc&cad=rja | GEODB | 1013219 | [9 empty] | 172.71 | 175.83 | 189.66 | 183.01 | 205.46 | NO-ESTIMATION | NO-ESTIMATION | NO-ESTIMATION | NO-ESTIMATION | NO-ESTIMATION
FRA | France | Saint-Gervais-les-Bains |  | WRI1024326 | 12 | 45.8570 | 6.7410 | Hydro | [5 empty] | Open Power System Data | http://data.open-power-system-data.org/renewable_power_plants/2016-10-21/ | Open Power System Data | [10 empty] | 29.05 | 30.69 | 36.45 | 30.78 | 36.3 | SOLAR-V1-NO-AGE | SOLAR-V1-NO-AGE | SOLAR-V1-NO-AGE | SOLAR-V1-NO-AGE | SOLAR-V1-NO-AGE
FRA | France | Artemare |  | WRI1024954 | 4.543 | 45.8699 | 5.6901 | Hydro | [5 empty] | Open Power System Data | http://data.open-power-system-data.org/renewable_power_plants/2016-10-21/ | Open Power System Data | 1113325 | [9 empty] | 9.72 | 10.52 | 12.70 | 10.55 | 12.65 | SOLAR-V1-NO-AGE | SOLAR-V1-NO-AGE | SOLAR-V1-NO-AGE | SOLAR-V1-NO-AGE | SOLAR-V1-NO-AGE
FRA | France | Le Palais-sur-Vienne |  | WRI1025236 | 2.2 | 45.8737 | 1.3248 | Hydro | [5 empty] | Open Power System Data | http://data.open-power-system-data.org/renewable_power_plants/2016-10-21/ | Open Power System Data | [10 empty] | 8.27 | 8.70 | 9.63 | 8.56 | 9.61 | SOLAR-V1-NO-AGE | SOLAR-V1-NO-AGE | SOLAR-V1-NO-AGE | SOLAR-V1-NO-AGE | SOLAR-V1-NO-AGE
FRA | France | Chautagne |  | WRI1026743 | 90 | 45.8790 | 5.8110 | Hydro |  |  |  | 1980.0 | GDF-SUEZ | GDF Suez | https://www.google.com/url?sa=t&rct=j&q=&esrc=s&source=web&cd=1&ved=0ahUKEwjEnZCx08nRAhWg0YMKHTOPA44QFggaMAA&url=https%3A%2F%2Fwww.engie.com%2Fwp-content%2Fuploads%2F2014%2F08%2Fgdf-suez-analyst-pack-h1-2014-vdef.xlsx&usg=AFQjCNGc2ScgE-1yvO4z_L-JlmOchrj8JA&sig2=xPDWHDRk2KIN7MmJspH6Bg&bvm=bv.144224172 d.amc&cad=rja | GEODB | 1013212 | [9 empty] | 358.26 | 356.81 | 385.80 | 368.27 | 308.51 | NO-ESTIMATION | NO-ESTIMATION | NO-ESTIMATION | NO-ESTIMATION | CAPACITY-FACTOR-V1
FRA | France | Felletin |  | WRI1025267 | 2.1 | 45.8905 | 2.1825 | Hydro | [5 empty] | Open Power System Data | http://data.open-power-system-data.org/renewable_power_plants/2016-10-21/ | Open Power System Data | [10 empty] | 5.77 | 6.06 | 7.06 | 6.07 | 7.04 | NO-ESTIMATION | NO-ESTIMATION | NO-ESTIMATION | NO-ESTIMATION | CAPACITY-FACTOR-V1
FRA | France | Saint-Priest-Taurion |  | WRI1025252 | 2.13 | 45.8977 | 1.3959 | Hydro | [5 empty] | Open Power System Data | http://data.open-power-system-data.org/renewable_power_plants/2016-10-21/ | Open Power System Data | 1029153 | [9 empty] | 5.52 | 5.93 | 6.95 | 5.94 | 6.92 | NO-ESTIMATION | NO-ESTIMATION | NO-ESTIMATION | NO-ESTIMATION | CAPACITY-FACTOR-V1
FRA | France | Motz |  | WRI1024861 | 5.8 | 45.9191 | 5.8448 | Hydro | [5 empty] | Open Power System Data | http://data.open-power-system-data.org/renewable_power_plants/2016-10-21/ | Open Power System Data | 1013216 | [9 empty] | 26.51 | 26.10 | 28.76 | 27.64 | 24.38 | SOLAR-V1-NO-AGE | SOLAR-V1-NO-AGE | SOLAR-V1-NO-AGE | SOLAR-V1-NO-AGE | SOLAR-V1-NO-AGE
FRA | France | PASSY |  | WRI1002753 | 104 | 45.9203 | 6.6877 | Hydro | [5 empty] | RTE Transmission Operator | http://clients.rte-france.com/lang/an/visiteurs/vie/prod/parc_reference.jsp | CARMA | 1014979 | [9 empty] | 307.74 | 326.05 | 369.55 | 314.50 | 370.23 | SOLAR-V1-NO-AGE | SOLAR-V1-NO-AGE | SOLAR-V1-NO-AGE | SOLAR-V1-NO-AGE | SOLAR-V1-NO-AGE
FRA | France | Passy |  | WRI1025096 | 3.1 | 45.9540 | 6.7398 | Hydro | [5 empty] | Open Power System Data | http://data.open-power-system-data.org/renewable_power_plants/2016-10-21/ | Open Power System Data | [10 empty] | 9.81 | 9.17 | 11.42 | 9.76 | 11.34 | SOLAR-V1-NO-AGE | SOLAR-V1-NO-AGE | SOLAR-V1-NO-AGE | SOLAR-V1-NO-AGE | SOLAR-V1-NO-AGE
FRA | France | Saint-Pierre-ChÃ©rignat |  | WRI1024804 | 6.4 | 45.9602 | 1.6139 | Hydro | [5 empty] | Open Power System Data | http://data.open-power-system-data.org/renewable_power_plants/2016-10-21/ | Open Power System Data | [10 empty] | 13.27 | 14.40 | 17.47 | 14.44 | 17.39 | NO-ESTIMATION | NO-ESTIMATION | NO-ESTIMATION | NO-ESTIMATION | CAPACITY-FACTOR-V1
FRA | France | Seyssel |  | WRI1026715 | 45 | 45.9710 | 5.8340 | Hydro |  |  |  | 1951.0 | GDF-SUEZ | GDF Suez | https://www.google.com/url?sa=t&rct=j&q=&esrc=s&source=web&cd=1&ved=0ahUKEwjEnZCx08nRAhWg0YMKHTOPA44QFggaMAA&url=https%3A%2F%2Fwww.engie.com%2Fwp-content%2Fuploads%2F2014%2F08%2Fgdf-suez-analyst-pack-h1-2014-vdef.xlsx&usg=AFQjCNGc2ScgE-1yvO4z_L-JlmOchrj8JA&sig2=xPDWHDRk2KIN7MmJspH6Bg&bvm=bv.144224172 d.amc&cad=rja | GEODB | 1096247 | [9 empty] | 172.19 | 173.90 | 177.97 | 156.00 | 154.9 | SOLAR-V1-NO-AGE | SOLAR-V1-NO-AGE | SOLAR-V1-NO-AGE | SOLAR-V1-NO-AGE | SOLAR-V1-NO-AGE
FRA | France | Villerest |  | WRI1026728 | 58 | 45.9869 | 4.0494 | Hydro |  |  |  | 1984.0 | EDF | EDF | https://www.edf.fr/en/the-edf-group/industrial-provider/renewable-energies/hydropower | GEODB | 1015133 | [9 empty] | 137.60 | 169.32 | 217.93 | 164.31 | 202.48 | SOLAR-V1-NO-AGE | SOLAR-V1-NO-AGE | SOLAR-V1-NO-AGE | SOLAR-V1-NO-AGE | SOLAR-V1-NO-AGE
FRA | France | Villerest |  | WRI1026727 | 58 | 45.9870 | 4.0480 | Hydro |  |  |  | 1984.0 | EDF | EDF | https://www.edf.fr/en/the-edf-group/industrial-provider/renewable-energies/hydropower | GEODB | 1015133 | [9 empty] | 137.60 | 169.32 | 217.93 | 164.31 | 202.48 | HYDRO-V1 | HYDRO-V1 | HYDRO-V1 | HYDRO-V1 | HYDRO-V1
FRA | France | ChÃ¢telus-le-Marcheix |  | WRI1024473 | 10.236 | 46.0068 | 1.6256 | Hydro | [5 empty] | Open Power System Data | http://data.open-power-system-data.org/renewable_power_plants/2016-10-21/ | Open Power System Data | [10 empty] | 23.99 | 25.94 | 30.85 | 26.01 | 30.73 | NO-ESTIMATION | NO-ESTIMATION | NO-ESTIMATION | NO-ESTIMATION | CAPACITY-FACTOR-V1
FRA | France | Saint-Gervais-d'Auvergne |  | WRI1024634 | 8.8 | 46.0192 | 2.8311 | Hydro | [5 empty] | Open Power System Data | http://data.open-power-system-data.org/renewable_power_plants/2016-10-21/ | Open Power System Data | [10 empty] | 26.63 | 28.57 | 29.83 | 28.65 | 29.3 | SOLAR-V1-NO-AGE | SOLAR-V1-NO-AGE | SOLAR-V1-NO-AGE | SOLAR-V1-NO-AGE | SOLAR-V1-NO-AGE
FRA | France | Roanne |  | WRI1025184 | 2.4 | 46.0451 | 4.0801 | Hydro | [5 empty] | Open Power System Data | http://data.open-power-system-data.org/renewable_power_plants/2016-10-21/ | Open Power System Data | [10 empty] | 7.10 | 8.30 | 9.54 | 8.12 | 10.45 | NO-ESTIMATION | NO-ESTIMATION | NO-ESTIMATION | NO-ESTIMATION | CAPACITY-FACTOR-V1
FRA | France | GENISSIAT |  | WRI1002730 | 420 | 46.0530 | 5.8130 | Hydro | [5 empty] | RTE Transmission Operator | http://clients.rte-france.com/lang/an/visiteurs/vie/prod/parc_reference.jsp | GEODB | 1013213 | [9 empty] | 1492.44 | 1467.67 | 1500.83 | 1292.28 | 1273.62 | NO-ESTIMATION | NO-ESTIMATION | NO-ESTIMATION | NO-ESTIMATION | CAPACITY-FACTOR-V1
FRA | France | Sixt-Fer-Ã -Cheval |  | WRI1025349 | 1.765 | 46.0540 | 6.8123 | Hydro | [5 empty] | Open Power System Data | http://data.open-power-system-data.org/renewable_power_plants/2016-10-21/ | Open Power System Data | [10 empty] | 4.91 | 5.15 | 6.00 | 5.16 | 5.97 | NO-ESTIMATION | NO-ESTIMATION | NO-ESTIMATION | NO-ESTIMATION | CAPACITY-FACTOR-V1
FRA | France | Saint-Pierre-en-Faucigny |  | WRI1024851 | 6 | 46.0634 | 6.3723 | Hydro | [5 empty] | Open Power System Data | http://data.open-power-system-data.org/renewable_power_plants/2016-10-21/ | Open Power System Data | 1015073 | [9 empty] | 13.23 | 14.05 | 16.93 | 14.09 | 16.86 | NO-ESTIMATION | NO-ESTIMATION | NO-ESTIMATION | NO-ESTIMATION | CAPACITY-FACTOR-V1
FRA | France | Neuville-sur-Ain |  | WRI1025147 | 2.63 | 46.0912 | 5.3735 | Hydro | [5 empty] | Open Power System Data | http://data.open-power-system-data.org/renewable_power_plants/2016-10-21/ | Open Power System Data | 1034584 | [9 empty] | 9.96 | 10.32 | 9.65 | 9.24 | 9.31 | NO-ESTIMATION | NO-ESTIMATION | NO-ESTIMATION | NO-ESTIMATION | CAPACITY-FACTOR-V1
FRA | France | ChÃ¢tel-Montagne |  | WRI1024630 | 8.8 | 46.1002 | 3.7168 | Hydro | [5 empty] | Open Power System Data | http://data.open-power-system-data.org/renewable_power_plants/2016-10-21/ | Open Power System Data | 1014720 | [9 empty] | 21.33 | 23.01 | 27.23 | 23.07 | 27.12 | SOLAR-V1-NO-AGE | SOLAR-V1-NO-AGE | SOLAR-V1-NO-AGE | SOLAR-V1-NO-AGE | SOLAR-V1-NO-AGE
FRA | France | Allement |  | WRI1026697 | 32 | 46.1120 | 5.4220 | Hydro |  |  |  | 1960.0 | EDF | EDF | https://www.edf.fr/en/the-edf-group/industrial-provider/renewable-energies/hydropower | GEODB | 1014609 | [9 empty] | 91.93 | 97.72 | 106.78 | 96.96 | 113.9 | SOLAR-V1-NO-AGE | SOLAR-V1-NO-AGE | SOLAR-V1-NO-AGE | SOLAR-V1-NO-AGE | SOLAR-V1-NO-AGE
FRA | France | Saint-Jeoire |  | WRI1025038 | 3.673 | 46.1387 | 6.4645 | Hydro | [5 empty] | Open Power System Data | http://data.open-power-system-data.org/renewable_power_plants/2016-10-21/ | Open Power System Data | [10 empty] | 12.03 | 12.84 | 15.50 | 13.58 | 14.26 | NO-ESTIMATION | NO-ESTIMATION | NO-ESTIMATION | NO-ESTIMATION | NO-ESTIMATION
FRA | France | Millac |  | WRI1024145 | 14.1 | 46.1954 | 0.7055 | Hydro | [5 empty] | Open Power System Data | http://data.open-power-system-data.org/renewable_power_plants/2016-10-21/ | Open Power System Data | [10 empty] | 51.85 | 53.92 | 57.75 | 57.09 | 57.18 | SOLAR-V1-NO-AGE | SOLAR-V1-NO-AGE | SOLAR-V1-NO-AGE | SOLAR-V1-NO-AGE | SOLAR-V1-NO-AGE
FRA | France | Cize Bolozon |  | WRI1026684 | 23 | 46.2110 | 5.4650 | Hydro |  |  |  | 1931.0 | EDF | EDF | https://www.edf.fr/en/the-edf-group/industrial-provider/renewable-energies/hydropower | GEODB | 1014669 | [9 empty] | 72.78 | 76.94 | 83.46 | 76.42 | 86.85 | SOLAR-V1-NO-AGE | SOLAR-V1-NO-AGE | SOLAR-V1-NO-AGE | SOLAR-V1-NO-AGE | SOLAR-V1-NO-AGE
FRA | France | Izernore |  | WRI1025045 | 3.6 | 46.2184 | 5.5632 | Hydro | [5 empty] | Open Power System Data | http://data.open-power-system-data.org/renewable_power_plants/2016-10-21/ | Open Power System Data | [10 empty] | 12.78 | 13.22 | 14.08 | 13.31 | 14.67 | SOLAR-V1-NO-AGE | SOLAR-V1-NO-AGE | SOLAR-V1-NO-AGE | SOLAR-V1-NO-AGE | SOLAR-V1-NO-AGE
FRA | France | ChÃ©zery-Forens |  | WRI1025489 | 1.4 | 46.2225 | 5.8722 | Hydro | [5 empty] | Open Power System Data | http://data.open-power-system-data.org/renewable_power_plants/2016-10-21/ | Open Power System Data | [10 empty] | 2.92 | 3.17 | 3.84 | 3.18 | 3.82 | SOLAR-V1-NO-AGE | SOLAR-V1-NO-AGE | SOLAR-V1-NO-AGE | SOLAR-V1-NO-AGE | SOLAR-V1-NO-AGE
FRA | France | L'Isle-Jourdain |  | WRI1024900 | 5.1 | 46.2384 | 0.6985 | Hydro | [5 empty] | Open Power System Data | http://data.open-power-system-data.org/renewable_power_plants/2016-10-21/ | Open Power System Data | [10 empty] | 18.43 | 19.21 | 21.36 | 20.36 | 21.19 | SOLAR-V1-NO-AGE | SOLAR-V1-NO-AGE | SOLAR-V1-NO-AGE | SOLAR-V1-NO-AGE | SOLAR-V1-NO-AGE
FRA | France | Teillet-Argenty |  | WRI1024875 | 5.5 | 46.2627 | 2.5170 | Hydro | [5 empty] | Open Power System Data | http://data.open-power-system-data.org/renewable_power_plants/2016-10-21/ | Open Power System Data | 1015102 | [9 empty] | 16.43 | 17.48 | 18.50 | 17.53 | 18.23 | SOLAR-V1-NO-AGE | SOLAR-V1-NO-AGE | SOLAR-V1-NO-AGE | SOLAR-V1-NO-AGE | SOLAR-V1-NO-AGE
FRA | France | Moux Charmines |  | WRI1026690 | 28 | 46.2770 | 5.5540 | Hydro |  |  |  | 1950.0 | EDF | EDF | https://www.edf.fr/en/the-edf-group/industrial-provider/renewable-energies/hydropower | GEODB | [10 empty] | 80.44 | 85.50 | 93.43 | 84.84 | 99.66 | SOLAR-V1-NO-AGE | SOLAR-V1-NO-AGE | SOLAR-V1-NO-AGE | SOLAR-V1-NO-AGE | SOLAR-V1-NO-AGE
FRA | France | Champsanglard |  | WRI1024810 | 6.3 | 46.2801 | 1.8891 | Hydro | [5 empty] | Open Power System Data | http://data.open-power-system-data.org/renewable_power_plants/2016-10-21/ | Open Power System Data | 1014718 | [9 empty] | 22.45 | 21.32 | 23.53 | 22.37 | 23.46 | SOLAR-V1-NO-AGE | SOLAR-V1-NO-AGE | SOLAR-V1-NO-AGE | SOLAR-V1-NO-AGE | SOLAR-V1-NO-AGE
FRA | France | Coiselet |  | WRI1026707 | 41 | 46.2940 | 5.5920 | Hydro |  |  |  | 1971.0 | EDF | EDF | https://www.edf.fr/en/the-edf-group/industrial-provider/renewable-energies/hydropower | GEODB | 1014738 | [9 empty] | 118.32 | 126.98 | 136.23 | 127.33 | 144.42 | SOLAR-V1-NO-AGE | SOLAR-V1-NO-AGE | SOLAR-V1-NO-AGE | SOLAR-V1-NO-AGE | SOLAR-V1-NO-AGE
FRA | France | Bonnevaux |  | WRI1025193 | 2.4 | 46.2948 | 6.6664 | Hydro | [5 empty] | Open Power System Data | http://data.open-power-system-data.org/renewable_power_plants/2016-10-21/ | Open Power System Data | 1014670 | [9 empty] | 6.25 | 6.68 | 7.83 | 6.70 | 7.8 | SOLAR-V1-NO-AGE | SOLAR-V1-NO-AGE | SOLAR-V1-NO-AGE | SOLAR-V1-NO-AGE | SOLAR-V1-NO-AGE
FRA | France | Le Bourg-d'Hem |  | WRI1024164 | 13.7 | 46.3006 | 1.8404 | Hydro | [5 empty] | Open Power System Data | http://data.open-power-system-data.org/renewable_power_plants/2016-10-21/ | Open Power System Data | [10 empty] | 46.76 | 45.00 | 49.81 | 46.57 | 49.65 | SOLAR-V1-NO-AGE | SOLAR-V1-NO-AGE | SOLAR-V1-NO-AGE | SOLAR-V1-NO-AGE | SOLAR-V1-NO-AGE
FRA | France | Saint-PourÃ§ain-sur-Sioule |  | WRI1025336 | 1.825 | 46.3045 | 3.3060 | Hydro | [5 empty] | Open Power System Data | http://data.open-power-system-data.org/renewable_power_plants/2016-10-21/ | Open Power System Data | 1082839 | [9 empty] | 6.66 | 6.98 | 7.94 | 7.06 | 7.84 | SOLAR-V1-NO-AGE | SOLAR-V1-NO-AGE | SOLAR-V1-NO-AGE | SOLAR-V1-NO-AGE | SOLAR-V1-NO-AGE
FRA | France | Chevenoz |  | WRI1025347 | 1.77 | 46.3327 | 6.6413 | Hydro | [5 empty] | Open Power System Data | http://data.open-power-system-data.org/renewable_power_plants/2016-10-21/ | Open Power System Data | 1014729 | [9 empty] | 4.67 | 4.98 | 5.83 | 5.00 | 5.81 | SOLAR-V1-NO-AGE | SOLAR-V1-NO-AGE | SOLAR-V1-NO-AGE | SOLAR-V1-NO-AGE | SOLAR-V1-NO-AGE
FRA | France | Persac |  | WRI1025646 | 1.152 | 46.3411 | 0.7312 | Hydro | [5 empty] | Open Power System Data | http://data.open-power-system-data.org/renewable_power_plants/2016-10-21/ | Open Power System Data | [10 empty] | 2.56 | 2.77 | 3.32 | 2.77 | 3.3 | SOLAR-V1-NO-AGE | SOLAR-V1-NO-AGE | SOLAR-V1-NO-AGE | SOLAR-V1-NO-AGE | SOLAR-V1-NO-AGE
FRA | France | Saut Mortier |  | WRI1026712 | 44 | 46.3720 | 5.6420 | Hydro |  |  |  | 1966.0 | EDF | EDF | https://www.edf.fr/en/the-edf-group/industrial-provider/renewable-energies/hydropower | GEODB | 1015087 | [9 empty] | 126.10 | 131.49 | 153.65 | 131.85 | 135.21 | SOLAR-V1-NO-AGE | SOLAR-V1-NO-AGE | SOLAR-V1-NO-AGE | SOLAR-V1-NO-AGE | SOLAR-V1-NO-AGE
FRA | France | VOUGLANS |  | WRI1002786 | 285 | 46.3970 | 5.6660 | Hydro | [5 empty] | RTE Transmission Operator | http://clients.rte-france.com/lang/an/visiteurs/vie/prod/parc_reference.jsp | GEODB | 1015139 | [9 empty] | 573.53 | 574.83 | 775.49 | 615.91 | 678.05 | SOLAR-V1-NO-AGE | SOLAR-V1-NO-AGE | SOLAR-V1-NO-AGE | SOLAR-V1-NO-AGE | SOLAR-V1-NO-AGE
FRA | France | Saint-Claude |  | WRI1025406 | 1.6 | 46.4087 | 5.8761 | Hydro | [5 empty] | Open Power System Data | http://data.open-power-system-data.org/renewable_power_plants/2016-10-21/ | Open Power System Data | [10 empty] | 4.45 | 4.67 | 5.44 | 4.68 | 5.42 | SOLAR-V1-NO-AGE | SOLAR-V1-NO-AGE | SOLAR-V1-NO-AGE | SOLAR-V1-NO-AGE | SOLAR-V1-NO-AGE
FRA | France | Eguzon |  | WRI1026733 | 72 | 46.4550 | 1.6130 | Hydro |  |  |  | 1926.0 | EDF | EDF | https://www.edf.fr/en/the-edf-group/industrial-provider/renewable-energies/hydropower | GEODB | 1014764 | [9 empty] | 217.07 | 204.30 | 205.30 | 204.48 | 224.44 | SOLAR-V1-NO-AGE | SOLAR-V1-NO-AGE | SOLAR-V1-NO-AGE | SOLAR-V1-NO-AGE | SOLAR-V1-NO-AGE
FRA | France | Gargilesse-Dampierre |  | WRI1024615 | 9 | 46.5061 | 1.6202 | Hydro | [5 empty] | Open Power System Data | http://data.open-power-system-data.org/renewable_power_plants/2016-10-21/ | Open Power System Data | [10 empty] | 33.22 | 32.34 | 31.36 | 32.38 | 33.91 | SOLAR-V1-NO-AGE | SOLAR-V1-NO-AGE | SOLAR-V1-NO-AGE | SOLAR-V1-NO-AGE | SOLAR-V1-NO-AGE
FRA | France | Mervent |  | WRI1025463 | 1.472 | 46.5324 | -0.7483 | Hydro | [5 empty] | Open Power System Data | http://data.open-power-system-data.org/renewable_power_plants/2016-10-21/ | Open Power System Data | [10 empty] | 3.26 | 3.53 | 4.23 | 3.54 | 4.21 | SOLAR-V1-NO-AGE | SOLAR-V1-NO-AGE | SOLAR-V1-NO-AGE | SOLAR-V1-NO-AGE | SOLAR-V1-NO-AGE
FRA | France | Badecon-le-Pin |  | WRI1024709 | 8 | 46.5326 | 1.6014 | Hydro | [5 empty] | Open Power System Data | http://data.open-power-system-data.org/renewable_power_plants/2016-10-21/ | Open Power System Data | [10 empty] | 29.53 | 28.74 | 27.88 | 28.78 | 30.14 | SOLAR-V1-NO-AGE | SOLAR-V1-NO-AGE | SOLAR-V1-NO-AGE | SOLAR-V1-NO-AGE | SOLAR-V1-NO-AGE
FRA | France | ChÃ¢teau-Guibert |  | WRI1025410 | 1.6 | 46.5743 | -1.2548 | Hydro | [5 empty] | Open Power System Data | http://data.open-power-system-data.org/renewable_power_plants/2016-10-21/ | Open Power System Data | [10 empty] | 4.20 | 4.51 | 5.27 | 4.52 | 5.25 | SOLAR-V1-NO-AGE | SOLAR-V1-NO-AGE | SOLAR-V1-NO-AGE | SOLAR-V1-NO-AGE | SOLAR-V1-NO-AGE
FRA | France | Marigny |  | WRI1025692 | 1.1 | 46.6793 | 5.7780 | Hydro | [5 empty] | Open Power System Data | http://data.open-power-system-data.org/renewable_power_plants/2016-10-21/ | Open Power System Data | 1014711 | [9 empty] | 4.00 | 4.49 | 5.10 | 4.17 | 5.06 | SOLAR-V1-NO-AGE | SOLAR-V1-NO-AGE | SOLAR-V1-NO-AGE | SOLAR-V1-NO-AGE | SOLAR-V1-NO-AGE
FRA | France | Bonneuil-Matours |  | WRI1025638 | 1.16 | 46.6795 | 0.5662 | Hydro | [5 empty] | Open Power System Data | http://data.open-power-system-data.org/renewable_power_plants/2016-10-21/ | Open Power System Data | [10 empty] | 3.57 | 4.33 | 5.10 | 3.83 | 4.96 | SOLAR-V1-NO-AGE | SOLAR-V1-NO-AGE | SOLAR-V1-NO-AGE | SOLAR-V1-NO-AGE | SOLAR-V1-NO-AGE
FRA | France | Bourg-de-Sirod |  | WRI1024890 | 5.277 | 46.7304 | 5.9553 | Hydro | [5 empty] | Open Power System Data | http://data.open-power-system-data.org/renewable_power_plants/2016-10-21/ | Open Power System Data | 1066031 | [9 empty] | 10.66 | 11.60 | 14.13 | 11.63 | 14.06 | SOLAR-V1-NO-AGE | SOLAR-V1-NO-AGE | SOLAR-V1-NO-AGE | SOLAR-V1-NO-AGE | SOLAR-V1-NO-AGE
FRA | France | Nozeroy |  | WRI1025693 | 1.1 | 46.7695 | 6.0355 | Hydro | [5 empty] | Open Power System Data | http://data.open-power-system-data.org/renewable_power_plants/2016-10-21/ | Open Power System Data | 1014967 | [9 empty] | 2.61 | 2.79 | 3.32 | 2.80 | 3.31 | SOLAR-V1-NO-AGE | SOLAR-V1-NO-AGE | SOLAR-V1-NO-AGE | SOLAR-V1-NO-AGE | SOLAR-V1-NO-AGE
FRA | France | ChÃ¢tellerault |  | WRI1025194 | 2.4 | 46.8153 | 0.5526 | Hydro | [5 empty] | Open Power System Data | http://data.open-power-system-data.org/renewable_power_plants/2016-10-21/ | Open Power System Data | 1014722 | [9 empty] | 9.49 | 9.94 | 10.16 | 9.70 | 10.48 | SOLAR-V1-NO-AGE | SOLAR-V1-NO-AGE | SOLAR-V1-NO-AGE | SOLAR-V1-NO-AGE | SOLAR-V1-NO-AGE
FRA | France | Mouthier-Haute-Pierre |  | WRI1025690 | 1.1 | 47.0345 | 6.2758 | Hydro | [5 empty] | Open Power System Data | http://data.open-power-system-data.org/renewable_power_plants/2016-10-21/ | Open Power System Data | [10 empty] | 2.60 | 2.80 | 3.33 | 2.81 | 3.32 | NO-ESTIMATION | NO-ESTIMATION | NO-ESTIMATION | NO-ESTIMATION | NO-ESTIMATION
FRA | France | Crissey |  | WRI1025543 | 1.3 | 47.0516 | 5.4790 | Hydro | [5 empty] | Open Power System Data | http://data.open-power-system-data.org/renewable_power_plants/2016-10-21/ | Open Power System Data | 1014745 | [9 empty] | 2.89 | 3.13 | 3.76 | 3.14 | 3.74 | SOLAR-V1-NO-AGE | SOLAR-V1-NO-AGE | SOLAR-V1-NO-AGE | SOLAR-V1-NO-AGE | SOLAR-V1-NO-AGE
FRA | France | ChÃ¢teau-Chinon (Campagne) |  | WRI1024815 | 6.26 | 47.0563 | 3.9403 | Hydro | [5 empty] | Open Power System Data | http://data.open-power-system-data.org/renewable_power_plants/2016-10-21/ | Open Power System Data | [10 empty] | 13.80 | 14.66 | 17.67 | 14.70 | 17.59 | SOLAR-V1-NO-AGE | SOLAR-V1-NO-AGE | SOLAR-V1-NO-AGE | SOLAR-V1-NO-AGE | SOLAR-V1-NO-AGE
FRA | France | Anost |  | WRI1025313 | 1.9 | 47.0767 | 4.0922 | Hydro | [5 empty] | Open Power System Data | http://data.open-power-system-data.org/renewable_power_plants/2016-10-21/ | Open Power System Data | [10 empty] | 6.82 | 7.24 | 7.41 | 7.20 | 7.38 | SOLAR-V1-NO-AGE | SOLAR-V1-NO-AGE | SOLAR-V1-NO-AGE | SOLAR-V1-NO-AGE | SOLAR-V1-NO-AGE
FRA | France | Soulce-Cernay |  | WRI1025691 | 1.1 | 47.3280 | 6.8684 | Hydro | [5 empty] | Open Power System Data | http://data.open-power-system-data.org/renewable_power_plants/2016-10-21/ | Open Power System Data | [10 empty] | 3.51 | 4.06 | 4.82 | 4.07 | 4.7 | SOLAR-V1-NO-AGE | SOLAR-V1-NO-AGE | SOLAR-V1-NO-AGE | SOLAR-V1-NO-AGE | SOLAR-V1-NO-AGE
FRA | France | Vaufrey |  | WRI1024811 | 6.3 | 47.3405 | 6.9306 | Hydro | [5 empty] | Open Power System Data | http://data.open-power-system-data.org/renewable_power_plants/2016-10-21/ | Open Power System Data | 1015119 | [9 empty] | 19.91 | 23.20 | 25.16 | 23.26 | 24.87 | SOLAR-V1-NO-AGE | SOLAR-V1-NO-AGE | SOLAR-V1-NO-AGE | SOLAR-V1-NO-AGE | SOLAR-V1-NO-AGE
FRA | France | Noirefontaine |  | WRI1024918 | 4.9 | 47.3471 | 6.7644 | Hydro | [5 empty] | Open Power System Data | http://data.open-power-system-data.org/renewable_power_plants/2016-10-21/ | Open Power System Data | [10 empty] | 15.64 | 18.18 | 18.69 | 18.28 | 19.42 | SOLAR-V1-NO-AGE | SOLAR-V1-NO-AGE | SOLAR-V1-NO-AGE | SOLAR-V1-NO-AGE | SOLAR-V1-NO-AGE
FRA | France | Pont-de-Roide |  | WRI1025281 | 2 | 47.3853 | 6.7628 | Hydro | [5 empty] | Open Power System Data | http://data.open-power-system-data.org/renewable_power_plants/2016-10-21/ | Open Power System Data | 1034660 | [9 empty] | 6.44 | 7.48 | 7.69 | 7.52 | 8.03 | SOLAR-V1-NO-AGE | SOLAR-V1-NO-AGE | SOLAR-V1-NO-AGE | SOLAR-V1-NO-AGE | SOLAR-V1-NO-AGE
FRA | France | Mathay |  | WRI1025374 | 1.7 | 47.4421 | 6.7707 | Hydro | [5 empty] | Open Power System Data | http://data.open-power-system-data.org/renewable_power_plants/2016-10-21/ | Open Power System Data | 1113631 | [9 empty] | 4.51 | 5.66 | 5.74 | 5.52 | 5.72 | SOLAR-V1-NO-AGE | SOLAR-V1-NO-AGE | SOLAR-V1-NO-AGE | SOLAR-V1-NO-AGE | SOLAR-V1-NO-AGE
FRA | France | La PrÃ©tiÃ¨re |  | WRI1025391 | 1.65 | 47.4459 | 6.6096 | Hydro | [5 empty] | Open Power System Data | http://data.open-power-system-data.org/renewable_power_plants/2016-10-21/ | Open Power System Data | 1014842 | [9 empty] | 4.28 | 5.11 | 5.52 | 5.40 | 5.5 | SOLAR-V1-NO-AGE | SOLAR-V1-NO-AGE | SOLAR-V1-NO-AGE | SOLAR-V1-NO-AGE | SOLAR-V1-NO-AGE
FRA | France | KEMBS |  | WRI1002738 | 153.7 | 47.6550 | 7.5200 | Hydro |  |  |  | 1932.0 |  | RTE Transmission Operator | http://clients.rte-france.com/lang/an/visiteurs/vie/prod/parc_reference.jsp | GEODB | 1014814 | [9 empty] | 378.84 | 507.78 | 496.84 | 451.27 | 496.84 | SOLAR-V1-NO-AGE | SOLAR-V1-NO-AGE | SOLAR-V1-NO-AGE | SOLAR-V1-NO-AGE | SOLAR-V1-NO-AGE
FRA | France | OTTMARSHEIM |  | WRI1002751 | 156 | 47.7740 | 7.5230 | Hydro | [5 empty] | RTE Transmission Operator | http://clients.rte-france.com/lang/an/visiteurs/vie/prod/parc_reference.jsp | GEODB | 1014972 | [9 empty] | 384.51 | 515.38 | 504.28 | 458.02 | 504.28 | SOLAR-V1-NO-AGE | SOLAR-V1-NO-AGE | SOLAR-V1-NO-AGE | SOLAR-V1-NO-AGE | SOLAR-V1-NO-AGE
FRA | France | Quistinic |  | WRI1025647 | 1.15 | 47.9093 | -3.1271 | Hydro | [5 empty] | Open Power System Data | http://data.open-power-system-data.org/renewable_power_plants/2016-10-21/ | Open Power System Data | [10 empty] | 3.87 | 4.79 | 4.52 | 4.42 | 4 | SOLAR-V1-NO-AGE | SOLAR-V1-NO-AGE | SOLAR-V1-NO-AGE | SOLAR-V1-NO-AGE | SOLAR-V1-NO-AGE
FRA | France | FESSENHEIM |  | WRI1002726 | 175 | 47.9150 | 7.5710 | Hydro | [5 empty] | RTE Transmission Operator | http://clients.rte-france.com/lang/an/visiteurs/vie/prod/parc_reference.jsp | GEODB | [10 empty] | 431.34 | 578.15 | 565.69 | 513.80 | 565.69 | SOLAR-V1-NO-AGE | SOLAR-V1-NO-AGE | SOLAR-V1-NO-AGE | SOLAR-V1-NO-AGE | SOLAR-V1-NO-AGE
FRA | France | Cornimont |  | WRI1024943 | 4.615 | 47.9686 | 6.8651 | Hydro | [5 empty] | Open Power System Data | http://data.open-power-system-data.org/renewable_power_plants/2016-10-21/ | Open Power System Data | [10 empty] | 9.81 | 10.69 | 12.90 | 10.72 | 12.85 | SOLAR-V1-NO-AGE | SOLAR-V1-NO-AGE | SOLAR-V1-NO-AGE | SOLAR-V1-NO-AGE | SOLAR-V1-NO-AGE
FRA | France | Vogelgrun |  | WRI1025135 | 2.7 | 48.0106 | 7.5852 | Hydro | [5 empty] | Open Power System Data | http://data.open-power-system-data.org/renewable_power_plants/2016-10-21/ | Open Power System Data | [10 empty] | 8.39 | 9.62 | 10.27 | 9.89 | 10.38 | SOLAR-V1-NO-AGE | SOLAR-V1-NO-AGE | SOLAR-V1-NO-AGE | SOLAR-V1-NO-AGE | SOLAR-V1-NO-AGE
FRA | France | La Bresse |  | WRI1024984 | 4.256 | 48.0184 | 6.9255 | Hydro | [5 empty] | Open Power System Data | http://data.open-power-system-data.org/renewable_power_plants/2016-10-21/ | Open Power System Data | 1026897 | [9 empty] | 9.34 | 10.15 | 12.19 | 10.18 | 12.14 | NO-ESTIMATION | NO-ESTIMATION | NO-ESTIMATION | NO-ESTIMATION | CAPACITY-FACTOR-V1
FRA | France | VOGELGRUN |  | WRI1002785 | 140.5 | 48.0201 | 7.5743 | Hydro | [5 empty] | RTE Transmission Operator | http://clients.rte-france.com/lang/an/visiteurs/vie/prod/parc_reference.jsp | GEODB | 1015138 | [9 empty] | 346.30 | 464.17 | 446.58 | 412.51 | 454.17 | SOLAR-V1-NO-AGE | SOLAR-V1-NO-AGE | SOLAR-V1-NO-AGE | SOLAR-V1-NO-AGE | SOLAR-V1-NO-AGE
FRA | France | Munster |  | WRI1025627 | 1.185 | 48.0450 | 7.1421 | Hydro | [5 empty] | Open Power System Data | http://data.open-power-system-data.org/renewable_power_plants/2016-10-21/ | Open Power System Data | [10 empty] | 2.64 | 2.85 | 3.41 | 2.85 | 3.4 | SOLAR-V1-NO-AGE | SOLAR-V1-NO-AGE | SOLAR-V1-NO-AGE | SOLAR-V1-NO-AGE | SOLAR-V1-NO-AGE
FRA | France | Ã‰loyes |  | WRI1025783 | 1.005 | 48.0930 | 6.6200 | Hydro | [5 empty] | Open Power System Data | http://data.open-power-system-data.org/renewable_power_plants/2016-10-21/ | Open Power System Data | [10 empty] | 3.87 | 4.05 | 4.64 | 4.10 | 4.18 | SOLAR-V1-NO-AGE | SOLAR-V1-NO-AGE | SOLAR-V1-NO-AGE | SOLAR-V1-NO-AGE | SOLAR-V1-NO-AGE
FRA | France | MARCKOLSHEIM |  | WRI1002741 | 156.2 | 48.1540 | 7.5890 | Hydro | [5 empty] | RTE Transmission Operator | http://clients.rte-france.com/lang/an/visiteurs/vie/prod/parc_reference.jsp | GEODB | 1014931 | [9 empty] | 385.00 | 516.04 | 496.49 | 458.61 | 504.92 | SOLAR-V1-NO-AGE | SOLAR-V1-NO-AGE | SOLAR-V1-NO-AGE | SOLAR-V1-NO-AGE | SOLAR-V1-NO-AGE
FRA | France | Ã‰pinal |  | WRI1025648 | 1.15 | 48.1630 | 6.4795 | Hydro | [5 empty] | Open Power System Data | http://data.open-power-system-data.org/renewable_power_plants/2016-10-21/ | Open Power System Data | [10 empty] | 4.62 | 4.68 | 5.22 | 4.78 | 5.13 | SOLAR-V1-NO-AGE | SOLAR-V1-NO-AGE | SOLAR-V1-NO-AGE | SOLAR-V1-NO-AGE | SOLAR-V1-NO-AGE
FRA | France | Lusigny-sur-Barse |  | WRI1024973 | 4.4 | 48.2630 | 4.2773 | Hydro | [5 empty] | Open Power System Data | http://data.open-power-system-data.org/renewable_power_plants/2016-10-21/ | Open Power System Data | [10 empty] | 9.99 | 10.60 | 12.71 | 10.63 | 12.65 | NO-ESTIMATION | NO-ESTIMATION | NO-ESTIMATION | NO-ESTIMATION | NO-ESTIMATION
FRA | France | RHINAU |  | WRI1002764 | 167.8 | 48.2840 | 7.6780 | Hydro | [5 empty] | RTE Transmission Operator | http://clients.rte-france.com/lang/an/visiteurs/vie/prod/parc_reference.jsp | GEODB | 1015029 | [9 empty] | 413.59 | 554.37 | 533.36 | 492.66 | 542.42 | SOLAR-V1-NO-AGE | SOLAR-V1-NO-AGE | SOLAR-V1-NO-AGE | SOLAR-V1-NO-AGE | SOLAR-V1-NO-AGE
FRA | France | Plouasne |  | WRI1024910 | 5 | 48.3118 | -2.0078 | Hydro | [5 empty] | Open Power System Data | http://data.open-power-system-data.org/renewable_power_plants/2016-10-21/ | Open Power System Data | [10 empty] | 8.02 | 10.54 | 12.94 | 10.57 | 12.88 | SOLAR-V1-NO-AGE | SOLAR-V1-NO-AGE | SOLAR-V1-NO-AGE | SOLAR-V1-NO-AGE | SOLAR-V1-NO-AGE
FRA | France | Charmes |  | WRI1025440 | 1.5009 | 48.3849 | 6.3186 | Hydro | [5 empty] | Open Power System Data | http://data.open-power-system-data.org/renewable_power_plants/2016-10-21/ | Open Power System Data | [10 empty] | 5.58 | 5.90 | 6.60 | 6.04 | 6.55 | SOLAR-V1-NO-AGE | SOLAR-V1-NO-AGE | SOLAR-V1-NO-AGE | SOLAR-V1-NO-AGE | SOLAR-V1-NO-AGE
FRA | France | GERSTHEIM |  | WRI1002732 | 140.5 | 48.4040 | 7.7280 | Hydro | [5 empty] | RTE Transmission Operator | http://clients.rte-france.com/lang/an/visiteurs/vie/prod/parc_reference.jsp | GEODB | 1014792 | [9 empty] | 346.30 | 464.17 | 366.31 | 412.51 | 446.58 | SOLAR-V1-NO-AGE | SOLAR-V1-NO-AGE | SOLAR-V1-NO-AGE | SOLAR-V1-NO-AGE | SOLAR-V1-NO-AGE
FRA | France | AmbriÃ¨res-les-VallÃ©es |  | WRI1025492 | 1.4 | 48.4228 | -0.6245 | Hydro | [5 empty] | Open Power System Data | http://data.open-power-system-data.org/renewable_power_plants/2016-10-21/ | Open Power System Data | [10 empty] | 4.86 | 5.05 | 5.64 | 4.94 | 4.81 | SOLAR-V1-NO-AGE | SOLAR-V1-NO-AGE | SOLAR-V1-NO-AGE | SOLAR-V1-NO-AGE | SOLAR-V1-NO-AGE
FRA | France | Eschau |  | WRI1025666 | 1.125 | 48.4832 | 7.7308 | Hydro | [5 empty] | Open Power System Data | http://data.open-power-system-data.org/renewable_power_plants/2016-10-21/ | Open Power System Data | [10 empty] | 3.71 | 4.48 | 3.96 | 3.84 | 3.47 | NO-ESTIMATION | NO-ESTIMATION | NO-ESTIMATION | NO-ESTIMATION | NO-ESTIMATION
FRA | France | Chartrettes |  | WRI1025111 | 3 | 48.4943 | 2.7131 | Hydro | [5 empty] | Open Power System Data | http://data.open-power-system-data.org/renewable_power_plants/2016-10-21/ | Open Power System Data | 1059690 | [9 empty] | 12.40 | 12.87 | 12.10 | 13.21 | 12.61 | SOLAR-V1-NO-AGE | SOLAR-V1-NO-AGE | SOLAR-V1-NO-AGE | SOLAR-V1-NO-AGE | SOLAR-V1-NO-AGE
FRA | France | Hillion |  | WRI1025133 | 2.7 | 48.5028 | -2.6463 | Hydro | [5 empty] | Open Power System Data | http://data.open-power-system-data.org/renewable_power_plants/2016-10-21/ | Open Power System Data | [10 empty] | 5.91 | 7.27 | 8.57 | 7.29 | 8.54 | SOLAR-V1-NO-AGE | SOLAR-V1-NO-AGE | SOLAR-V1-NO-AGE | SOLAR-V1-NO-AGE | SOLAR-V1-NO-AGE
FRA | France | STRASBOURG |  | WRI1002780 | 148 | 48.5260 | 7.7970 | Hydro | [5 empty] | RTE Transmission Operator | http://clients.rte-france.com/lang/an/visiteurs/vie/prod/parc_reference.jsp | GEODB | 1015099 | [9 empty] | 512.74 | 705.64 | 448.45 | 434.53 | 385.87 | SOLAR-V1-NO-AGE | SOLAR-V1-NO-AGE | SOLAR-V1-NO-AGE | SOLAR-V1-NO-AGE | SOLAR-V1-NO-AGE
FRA | France | MÃ©rÃ©ville |  | WRI1025087 | 3.196 | 48.5912 | 6.1369 | Hydro | [5 empty] | Open Power System Data | http://data.open-power-system-data.org/renewable_power_plants/2016-10-21/ | Open Power System Data | 1028477 | [9 empty] | 11.03 | 11.56 | 12.89 | 12.04 | 12.74 | SOLAR-V1-NO-AGE | SOLAR-V1-NO-AGE | SOLAR-V1-NO-AGE | SOLAR-V1-NO-AGE | SOLAR-V1-NO-AGE
FRA | France | Ducey |  | WRI1025407 | 1.6 | 48.6126 | -1.2793 | Hydro | [5 empty] | Open Power System Data | http://data.open-power-system-data.org/renewable_power_plants/2016-10-21/ | Open Power System Data | [10 empty] | 5.05 | 5.86 | 6.07 | 5.17 | 5.27 | SOLAR-V1-NO-AGE | SOLAR-V1-NO-AGE | SOLAR-V1-NO-AGE | SOLAR-V1-NO-AGE | SOLAR-V1-NO-AGE
FRA | France | Nancy |  | WRI1025445 | 1.5 | 48.6901 | 6.1760 | Hydro | [5 empty] | Open Power System Data | http://data.open-power-system-data.org/renewable_power_plants/2016-10-21/ | Open Power System Data | 1113247 | [9 empty] | 5.67 | 5.91 | 7.01 | 5.84 | 6.53 | NO-ESTIMATION | NO-ESTIMATION | NO-ESTIMATION | NO-ESTIMATION | NO-ESTIMATION
FRA | France | Gambsheim |  | WRI1025694 | 1.1 | 48.6926 | 7.8845 | Hydro | [5 empty] | Open Power System Data | http://data.open-power-system-data.org/renewable_power_plants/2016-10-21/ | Open Power System Data | [10 empty] | 3.74 | 4.38 | 3.87 | 3.75 | 3.86 | SOLAR-V1-NO-AGE | SOLAR-V1-NO-AGE | SOLAR-V1-NO-AGE | SOLAR-V1-NO-AGE | SOLAR-V1-NO-AGE
FRA | France | Rabodanges |  | WRI1024794 | 6.6 | 48.8003 | -0.2895 | Hydro | [5 empty] | Open Power System Data | http://data.open-power-system-data.org/renewable_power_plants/2016-10-21/ | Open Power System Data | 1017696 | [9 empty] | 17.16 | 20.49 | 24.22 | 20.83 | 18.95 | SOLAR-V1-NO-AGE | SOLAR-V1-NO-AGE | SOLAR-V1-NO-AGE | SOLAR-V1-NO-AGE | SOLAR-V1-NO-AGE
FRA | France | Jouy-aux-Arches |  | WRI1025014 | 4 | 49.0644 | 6.0867 | Hydro | [5 empty] | Open Power System Data | http://data.open-power-system-data.org/renewable_power_plants/2016-10-21/ | Open Power System Data | 1032286 | [9 empty] | 15.20 | 16.42 | 17.41 | 16.55 | 17.15 | SOLAR-V1-NO-AGE | SOLAR-V1-NO-AGE | SOLAR-V1-NO-AGE | SOLAR-V1-NO-AGE | SOLAR-V1-NO-AGE
FRA | France | Metz |  | WRI1025015 | 4 | 49.1081 | 6.1959 | Hydro | [5 empty] | Open Power System Data | http://data.open-power-system-data.org/renewable_power_plants/2016-10-21/ | Open Power System Data | [10 empty] | 12.77 | 13.66 | 15.75 | 13.74 | 13.96 | SOLAR-V1-NO-AGE | SOLAR-V1-NO-AGE | SOLAR-V1-NO-AGE | SOLAR-V1-NO-AGE | SOLAR-V1-NO-AGE
FRA | France | Port-Mort |  | WRI1024828 | 6.09 | 49.1737 | 1.4100 | Hydro | [5 empty] | Open Power System Data | http://data.open-power-system-data.org/renewable_power_plants/2016-10-21/ | Open Power System Data | 1053132 | [9 empty] | 24.02 | 27.49 | 28.13 | 27.37 | 28.2 | SOLAR-V1-NO-AGE | SOLAR-V1-NO-AGE | SOLAR-V1-NO-AGE | SOLAR-V1-NO-AGE | SOLAR-V1-NO-AGE
FRA | France | Argancy |  | WRI1024998 | 4.1 | 49.1984 | 6.2102 | Hydro | [5 empty] | Open Power System Data | http://data.open-power-system-data.org/renewable_power_plants/2016-10-21/ | Open Power System Data | 1032284 | [9 empty] | 15.58 | 16.86 | 17.49 | 16.43 | 16.84 | NO-ESTIMATION | NO-ESTIMATION | NO-ESTIMATION | NO-ESTIMATION | CAPACITY-FACTOR-V1
FRA | France | Poses |  | WRI1024553 | 9.999 | 49.2998 | 1.2407 | Hydro | [5 empty] | Open Power System Data | http://data.open-power-system-data.org/renewable_power_plants/2016-10-21/ | Open Power System Data | 1053133 | [9 empty] | 39.37 | 45.07 | 46.13 | 44.87 | 46.23 | SOLAR-V1-NO-AGE | SOLAR-V1-NO-AGE | SOLAR-V1-NO-AGE | SOLAR-V1-NO-AGE | SOLAR-V1-NO-AGE
FRA | France | Bourg-et-Comin |  | WRI1025162 | 2.52 | 49.4027 | 3.6594 | Hydro | [5 empty] | Open Power System Data | http://data.open-power-system-data.org/renewable_power_plants/2016-10-21/ | Open Power System Data | [10 empty] | 9.62 | 10.34 | 11.11 | 10.29 | 10.89 | SOLAR-V1-NO-AGE | SOLAR-V1-NO-AGE | SOLAR-V1-NO-AGE | SOLAR-V1-NO-AGE | SOLAR-V1-NO-AGE
FRA | France | REVIN |  | WRI1002763 | 808 | 49.9060 | 4.6250 | Hydro | [5 empty] | RTE Transmission Operator | http://clients.rte-france.com/lang/an/visiteurs/vie/prod/parc_reference.jsp | GEODB | 1015028 |  |  |  | 969.925 | 858.187 |  |  |  | JRC-PPDB-OPEN | 1682.48 | 2490.15 | 3321.46 | 2163.85 | 3017.12 | SOLAR-V1-NO-AGE | SOLAR-V1-NO-AGE | SOLAR-V1-NO-AGE | SOLAR-V1-NO-AGE | SOLAR-V1-NO-AGE
FRA | France | Revin |  | WRI1025610 | 1.2 | 49.9343 | 4.6924 | Hydro | [5 empty] | Open Power System Data | http://data.open-power-system-data.org/renewable_power_plants/2016-10-21/ | Open Power System Data | [10 empty] | 3.20 | 4.16 | 5.10 | 3.83 | 4.56 | SOLAR-V1-NO-AGE | SOLAR-V1-NO-AGE | SOLAR-V1-NO-AGE | SOLAR-V1-NO-AGE | SOLAR-V1-NO-AGE
GAB | Gabon | Poubara |  | WRI1023075 | 160 | -1.7733 | 13.5520 | Hydro | [5 empty] | African Development Bank Group | http://powerafrica.opendataforafrica.org | Power Africa | 1029150 | [9 empty] | 474.54 | 540.13 | 536.07 | 539.92 | 521.35 | SOLAR-V1-NO-AGE | SOLAR-V1-NO-AGE | SOLAR-V1-NO-AGE | SOLAR-V1-NO-AGE | SOLAR-V1-NO-AGE
GAB | Gabon | Kinguele |  | WRI1023072 | 57.6 | 0.4550 | 10.2810 | Hydro | [5 empty] | African Development Bank Group | http://powerafrica.opendataforafrica.org | Power Africa | 1029127 | [9 empty] | 174.60 | 190.96 | 190.70 | 191.48 | 190.96 | SOLAR-V1-NO-AGE | SOLAR-V1-NO-AGE | SOLAR-V1-NO-AGE | SOLAR-V1-NO-AGE | SOLAR-V1-NO-AGE
GAB | Gabon | Tchimbele |  | WRI1023077 | 68.4 | 0.6210 | 10.4070 | Hydro | [5 empty] | African Development Bank Group | http://powerafrica.opendataforafrica.org | Power Africa | 1029152 | [9 empty] | 205.46 | 225.76 | 224.77 | 226.38 | 225.76 | SOLAR-V1-NO-AGE | SOLAR-V1-NO-AGE | SOLAR-V1-NO-AGE | SOLAR-V1-NO-AGE | SOLAR-V1-NO-AGE
GBR | United Kingdom | Llyn Brianne Dam |  | GBR0000415 | 4.4 | 52.1203 | -3.7699 | Hydro |  |  |  |  | Dwr Cymru Welsh Water | UK Renewable Energy Planning Database | https://www.gov.uk/government/collections/renewable-energy-planning-data | UK Renewable Energy Planning Database | 1028493 | [9 empty] | 11.91 | 7.51 | 13.56 | 9.82 | 9.8 | SOLAR-V1-NO-AGE | SOLAR-V1-NO-AGE | SOLAR-V1-NO-AGE | SOLAR-V1-NO-AGE | SOLAR-V1-NO-AGE
GBR | United Kingdom | Elan Valley Hydro Scheme |  | GBR0000416 | 2.9 | 52.2946 | -3.6144 | Hydro |  |  |  |  | Dwr Cymru Welsh Water | UK Renewable Energy Planning Database | https://www.gov.uk/government/collections/renewable-energy-planning-data | UK Renewable Energy Planning Database | [10 empty] | 9.46 | 7.51 | 10.32 | 8.09 | 8.07 | SOLAR-V1-NO-AGE | SOLAR-V1-NO-AGE | SOLAR-V1-NO-AGE | SOLAR-V1-NO-AGE | SOLAR-V1-NO-AGE
GBR | United Kingdom | Rheidol |  | GBR0003552 | 55.975 | 52.4076 | -3.8772 | Hydro |  |  |  |  | Powergen | UK Renewable Energy Planning Database | https://www.gov.uk/government/collections/renewable-energy-planning-data | UK Renewable Energy Planning Database | 1025732 | [9 empty] | 167.03 | 114.28 | 205.75 | 131.58 | 136.76 | SOLAR-V1-NO-AGE | SOLAR-V1-NO-AGE | SOLAR-V1-NO-AGE | SOLAR-V1-NO-AGE | SOLAR-V1-NO-AGE
GBR | United Kingdom | Beeston Weir Hydro Scheme |  | GBR0000414 | 1.7 | 52.9122 | -1.2087 | Hydro |  |  |  |  | H20 Power Limited | UK Renewable Energy Planning Database | https://www.gov.uk/government/collections/renewable-energy-planning-data | UK Renewable Energy Planning Database | 1049486 | [9 empty] | 7.40 | 6.08 | 9.01 | 6.31 | 6.69 | SOLAR-V1-NO-AGE | SOLAR-V1-NO-AGE | SOLAR-V1-NO-AGE | SOLAR-V1-NO-AGE | SOLAR-V1-NO-AGE
GBR | United Kingdom | Llyn Celyn |  | GBR0004909 | 4.5 | 52.9438 | -3.6712 | Hydro |  |  |  |  | Dwr Cymru Welsh Water | UK Renewable Energy Planning Database | https://www.gov.uk/government/collections/renewable-energy-planning-data | UK Renewable Energy Planning Database | 1062356 | [9 empty] | 12.18 | 7.68 | 13.87 | 10.05 | 10.02 | NO-ESTIMATION | NO-ESTIMATION | NO-ESTIMATION | NO-ESTIMATION | CAPACITY-FACTOR-V1
GBR | United Kingdom | Maentwrog |  | GBR1000310 | 35.3 | 52.9460 | -3.9879 | Hydro |  |  |  |  | Magnox Ltd | Department for Business Energy & Industrial Strategy | https://www.gov.uk/government/collections/digest-of-uk-energy-statistics-dukes | CARMA | 1024530 | [9 empty] | 111.93 | 76.36 | 128.82 | 94.96 | 94.7 | SOLAR-V1-NO-AGE | SOLAR-V1-NO-AGE | SOLAR-V1-NO-AGE | SOLAR-V1-NO-AGE | SOLAR-V1-NO-AGE
GBR | United Kingdom | Ffestiniog |  | GBR1000152 | 360 | 52.9807 | -3.9686 | Hydro |  |  |  |  | ENGIE | Department for Business Energy & Industrial Strategy | https://www.gov.uk/government/collections/digest-of-uk-energy-statistics-dukes | GEODB | 1017050 | [9 empty] | 997.27 | 641.22 | 1120.05 | 795.40 | 793.22 | SOLAR-V1-NO-AGE | SOLAR-V1-NO-AGE | SOLAR-V1-NO-AGE | SOLAR-V1-NO-AGE | SOLAR-V1-NO-AGE
GBR | United Kingdom | Dinorwig |  | GBR1000151 | 1800 | 53.1181 | -4.1032 | Hydro |  |  |  |  | ENGIE | Department for Business Energy & Industrial Strategy | https://www.gov.uk/government/collections/digest-of-uk-energy-statistics-dukes | GEODB | 1017049 | [9 empty] | 6890.49 | 3599.68 | 6509.32 | 4881.59 | 4969.86 | SOLAR-V1-NO-AGE | SOLAR-V1-NO-AGE | SOLAR-V1-NO-AGE | SOLAR-V1-NO-AGE | SOLAR-V1-NO-AGE
GBR | United Kingdom | Dinorwig |  | GBR2001139 | 1728 | 53.1186 | -4.1139 | Hydro |  |  |  |  | First Hydro Company | UK Renewable Energy Planning Database | https://www.gov.uk/government/collections/renewable-energy-planning-data | UK Renewable Energy Planning Database | [10 empty] | 6614.87 | 3455.69 | 6248.95 | 4686.33 | 4771.07 | SOLAR-V1-NO-AGE | SOLAR-V1-NO-AGE | SOLAR-V1-NO-AGE | SOLAR-V1-NO-AGE | SOLAR-V1-NO-AGE
GBR | United Kingdom | Dolgarrog |  | GBR2001081 | 32 | 53.1912 | -3.8426 | Hydro |  |  |  |  | RWE | UK Renewable Energy Planning Database | https://www.gov.uk/government/collections/renewable-energy-planning-data | UK Renewable Energy Planning Database | [10 empty] | 92.60 | 65.10 | 131.32 | 87.04 | 75.29 | SOLAR-V1-NO-AGE | SOLAR-V1-NO-AGE | SOLAR-V1-NO-AGE | SOLAR-V1-NO-AGE | SOLAR-V1-NO-AGE
GBR | United Kingdom | Carsfad |  | GBR1000456 | 12 | 54.9410 | -3.9278 | Hydro |  |  |  |  | Scottish Power: Hydro schemes - Galloway | Department for Business Energy & Industrial Strategy | https://www.gov.uk/government/collections/digest-of-uk-energy-statistics-dukes | CARMA | 1028363 | [9 empty] | 48.99 | 40.30 | 62.98 | 42.72 | 42.61 | SOLAR-V1-NO-AGE | SOLAR-V1-NO-AGE | SOLAR-V1-NO-AGE | SOLAR-V1-NO-AGE | SOLAR-V1-NO-AGE
GBR | United Kingdom | Drumjohn |  | GBR1000457 | 2 | 54.9410 | -3.9278 | Hydro |  |  |  |  | Scottish Power: Hydro schemes - Galloway | Department for Business Energy & Industrial Strategy | https://www.gov.uk/government/collections/digest-of-uk-energy-statistics-dukes | CARMA | 1028367 | [9 empty] | 9.20 | 7.54 | 10.97 | 8.16 | 8.14 | SOLAR-V1-NO-AGE | SOLAR-V1-NO-AGE | SOLAR-V1-NO-AGE | SOLAR-V1-NO-AGE | SOLAR-V1-NO-AGE
GBR | United Kingdom | Earlstoun |  | GBR1000458 | 14 | 54.9410 | -3.9278 | Hydro |  |  |  |  | Scottish Power: Hydro schemes - Galloway | Department for Business Energy & Industrial Strategy | https://www.gov.uk/government/collections/digest-of-uk-energy-statistics-dukes | CARMA | 1028369 | [9 empty] | 57.97 | 47.82 | 74.28 | 50.65 | 50.52 | SOLAR-V1-NO-AGE | SOLAR-V1-NO-AGE | SOLAR-V1-NO-AGE | SOLAR-V1-NO-AGE | SOLAR-V1-NO-AGE
GBR | United Kingdom | Glenlee |  | GBR1000459 | 24 | 54.9410 | -3.9278 | Hydro |  |  |  |  | Scottish Power: Hydro schemes - Galloway | Department for Business Energy & Industrial Strategy | https://www.gov.uk/government/collections/digest-of-uk-energy-statistics-dukes | CARMA | 1028371 | [9 empty] | 86.93 | 64.55 | 113.24 | 74.14 | 73.95 | SOLAR-V1-NO-AGE | SOLAR-V1-NO-AGE | SOLAR-V1-NO-AGE | SOLAR-V1-NO-AGE | SOLAR-V1-NO-AGE
GBR | United Kingdom | Lochay |  | GBR1000384 | 46 | 54.9667 | -3.4667 | Hydro |  |  |  |  | Scottish and Southern: Hydro Schemes - Breadalbane | Department for Business Energy & Industrial Strategy | https://www.gov.uk/government/collections/digest-of-uk-energy-statistics-dukes | CARMA | 1028327 | [9 empty] | 159.24 | 112.89 | 181.24 | 137.15 | 136.78 | SOLAR-V1-NO-AGE | SOLAR-V1-NO-AGE | SOLAR-V1-NO-AGE | SOLAR-V1-NO-AGE | SOLAR-V1-NO-AGE
GBR | United Kingdom | Lochay Compensation Set |  | GBR1000385 | 2 | 54.9667 | -3.4667 | Hydro |  |  |  |  | Scottish and Southern: Hydro Schemes - Breadalbane | Department for Business Energy & Industrial Strategy | https://www.gov.uk/government/collections/digest-of-uk-energy-statistics-dukes | CARMA | 1028327 | [9 empty] | 7.16 | 5.16 | 7.92 | 6.22 | 6.2 | SOLAR-V1-NO-AGE | SOLAR-V1-NO-AGE | SOLAR-V1-NO-AGE | SOLAR-V1-NO-AGE | SOLAR-V1-NO-AGE
GBR | United Kingdom | Kendoon |  | GBR1000460 | 24 | 55.0736 | -4.1408 | Hydro |  |  |  |  | Scottish Power: Hydro schemes - Galloway | Department for Business Energy & Industrial Strategy | https://www.gov.uk/government/collections/digest-of-uk-energy-statistics-dukes | CARMA | 1028374 | [9 empty] | 78.93 | 61.09 | 108.64 | 66.60 | 65.95 | SOLAR-V1-NO-AGE | SOLAR-V1-NO-AGE | SOLAR-V1-NO-AGE | SOLAR-V1-NO-AGE | SOLAR-V1-NO-AGE
GBR | United Kingdom | Tongland |  | GBR1000461 | 33 | 55.0736 | -4.1408 | Hydro |  |  |  |  | Scottish Power: Hydro schemes - Galloway | Department for Business Energy & Industrial Strategy | https://www.gov.uk/government/collections/digest-of-uk-energy-statistics-dukes | CARMA | 1028382 | [9 empty] | 103.54 | 76.97 | 142.34 | 86.57 | 85.69 | SOLAR-V1-NO-AGE | SOLAR-V1-NO-AGE | SOLAR-V1-NO-AGE | SOLAR-V1-NO-AGE | SOLAR-V1-NO-AGE
GBR | United Kingdom | Stonebyres |  | GBR1000463 | 6 | 55.6667 | -3.8500 | Hydro |  |  |  |  | Scottish Power: Hydro schemes - Lanark | Department for Business Energy & Industrial Strategy | https://www.gov.uk/government/collections/digest-of-uk-energy-statistics-dukes | CARMA | 1028381 | [9 empty] | 25.14 | 21.21 | 32.50 | 23.11 | 23.63 | NO-ESTIMATION | NO-ESTIMATION | NO-ESTIMATION | NO-ESTIMATION | NO-ESTIMATION
GBR | United Kingdom | Inver Hydro |  | GBR0000437 | 2 | 55.8681 | -6.0909 | Hydro |  |  |  |  | Inver Hydro LLP | UK Renewable Energy Planning Database | https://www.gov.uk/government/collections/renewable-energy-planning-data | UK Renewable Energy Planning Database | [10 empty] | 7.16 | 5.16 | 7.92 | 6.22 | 6.2 | SOLAR-V1-NO-AGE | SOLAR-V1-NO-AGE | SOLAR-V1-NO-AGE | SOLAR-V1-NO-AGE | SOLAR-V1-NO-AGE
GBR | United Kingdom | Nant |  | GBR1000403 | 15 | 55.9846 | -4.8210 | Hydro |  |  |  |  | Scottish and Southern: Hydro Schemes - Sloy/Awe | Department for Business Energy & Industrial Strategy | https://www.gov.uk/government/collections/digest-of-uk-energy-statistics-dukes | CARMA | 1028336 | [9 empty] | 49.66 | 34.68 | 57.47 | 42.58 | 42.47 | SOLAR-V1-NO-AGE | SOLAR-V1-NO-AGE | SOLAR-V1-NO-AGE | SOLAR-V1-NO-AGE | SOLAR-V1-NO-AGE
GBR | United Kingdom | Striven |  | GBR0000397 | 8 | 56.0093 | -5.1199 | Hydro |  |  |  |  | Scottish and Southern Energy (SSE) | UK Renewable Energy Planning Database | https://www.gov.uk/government/collections/renewable-energy-planning-data | UK Renewable Energy Planning Database | 1028352 | [9 empty] | 33.71 | 27.93 | 43.63 | 29.18 | 29.1 | SOLAR-V1-NO-AGE | SOLAR-V1-NO-AGE | SOLAR-V1-NO-AGE | SOLAR-V1-NO-AGE | SOLAR-V1-NO-AGE
GBR | United Kingdom | Lussa |  | GBR0000466 | 2.4 | 56.0328 | -5.7870 | Hydro |  |  |  |  | Scottish and Southern Energy (SSE) | UK Renewable Energy Planning Database | https://www.gov.uk/government/collections/renewable-energy-planning-data | UK Renewable Energy Planning Database | 1028331 | [9 empty] | 8.57 | 6.18 | 9.48 | 7.44 | 7.42 | NO-ESTIMATION | NO-ESTIMATION | NO-ESTIMATION | NO-ESTIMATION | CAPACITY-FACTOR-V1
GBR | United Kingdom | Loch Gair |  | GBR0000395 | 6 | 56.0696 | -5.3294 | Hydro |  |  |  |  | Scottish and Southern Energy (SSE) | UK Renewable Energy Planning Database | https://www.gov.uk/government/collections/renewable-energy-planning-data | UK Renewable Energy Planning Database | 1028325 | [9 empty] | 18.27 | 12.28 | 20.91 | 15.44 | 15.39 | SOLAR-V1-NO-AGE | SOLAR-V1-NO-AGE | SOLAR-V1-NO-AGE | SOLAR-V1-NO-AGE | SOLAR-V1-NO-AGE
GBR | United Kingdom | Leacann Hydro |  | GBR0000442 | 1 | 56.1725 | -5.1883 | Hydro |  |  |  |  | DHG Hydro Ltd | UK Renewable Energy Planning Database | https://www.gov.uk/government/collections/renewable-energy-planning-data | UK Renewable Energy Planning Database | 1109312 | [9 empty] | 3.32 | 2.33 | 3.56 | 2.85 | 2.84 | SOLAR-V1-NO-AGE | SOLAR-V1-NO-AGE | SOLAR-V1-NO-AGE | SOLAR-V1-NO-AGE | SOLAR-V1-NO-AGE
GBR | United Kingdom | Donich Water Hydro |  | GBR0000450 | 1.4 | 56.1726 | -4.8768 | Hydro |  |  |  |  | Gilkes Energy/Broadland Energy | UK Renewable Energy Planning Database | https://www.gov.uk/government/collections/renewable-energy-planning-data | UK Renewable Energy Planning Database | 1115515 | [9 empty] | 6.53 | 5.48 | 8.28 | 6.24 | 6.24 | SOLAR-V1-NO-AGE | SOLAR-V1-NO-AGE | SOLAR-V1-NO-AGE | SOLAR-V1-NO-AGE | SOLAR-V1-NO-AGE
GBR | United Kingdom | Bruach Caorainn Hydro Scheme |  | GBR2001080 | 1.1 | 56.1744 | -4.5474 | Hydro |  |  |  |  | Broadland Renewable Construction | UK Renewable Energy Planning Database | https://www.gov.uk/government/collections/renewable-energy-planning-data | UK Renewable Energy Planning Database | [10 empty] | 3.33 | 2.58 | 3.50 | 2.81 | 2.8 | SOLAR-V1-NO-AGE | SOLAR-V1-NO-AGE | SOLAR-V1-NO-AGE | SOLAR-V1-NO-AGE | SOLAR-V1-NO-AGE
GBR | United Kingdom | Ederline Hydro |  | GBR0000445 | 1.9 | 56.1778 | -5.3402 | Hydro |  |  |  |  | Gilkes Energy | UK Renewable Energy Planning Database | https://www.gov.uk/government/collections/renewable-energy-planning-data | UK Renewable Energy Planning Database | 1105377 | [9 empty] | 6.26 | 4.96 | 6.82 | 5.37 | 5.35 | NO-ESTIMATION | NO-ESTIMATION | NO-ESTIMATION | NO-ESTIMATION | CAPACITY-FACTOR-V1
GBR | United Kingdom | Braevallich |  | GBR0000503 | 2.2 | 56.2112 | -5.2805 | Hydro |  |  |  |  | INNOGY plc | UK Renewable Energy Planning Database | https://www.gov.uk/government/collections/renewable-energy-planning-data | UK Renewable Energy Planning Database | 1059832 | [9 empty] | 7.18 | 5.67 | 7.83 | 6.14 | 6.12 | NO-ESTIMATION | NO-ESTIMATION | NO-ESTIMATION | NO-ESTIMATION | CAPACITY-FACTOR-V1
GBR | United Kingdom | Douglas Water |  | GBR0000425 | 3 | 56.2149 | -5.1533 | Hydro |  |  |  |  | RWE npower | UK Renewable Energy Planning Database | https://www.gov.uk/government/collections/renewable-energy-planning-data | UK Renewable Energy Planning Database | 1063406 | [9 empty] | 9.11 | 6.11 | 10.24 | 7.69 | 7.67 | SOLAR-V1-NO-AGE | SOLAR-V1-NO-AGE | SOLAR-V1-NO-AGE | SOLAR-V1-NO-AGE | SOLAR-V1-NO-AGE
GBR | United Kingdom | Glen Fyne 'Merk' Hydro |  | GBR0000452 | 1 | 56.2380 | -5.0681 | Hydro |  |  |  |  | Ventient (formerly Infinis) | UK Renewable Energy Planning Database | https://www.gov.uk/government/collections/renewable-energy-planning-data | UK Renewable Energy Planning Database | 1111565 | [9 empty] | 3.32 | 2.33 | 3.56 | 2.85 | 2.84 | NO-ESTIMATION | NO-ESTIMATION | NO-ESTIMATION | NO-ESTIMATION | CAPACITY-FACTOR-V1
GBR | United Kingdom | Finlarig |  | GBR1000383 | 16.5 | 56.2441 | -4.2164 | Hydro |  |  |  |  | Scottish and Southern: Hydro Schemes - Breadalbane | Department for Business Energy & Industrial Strategy | https://www.gov.uk/government/collections/digest-of-uk-energy-statistics-dukes | CARMA | 1028304 | [9 empty] | 65.86 | 50.82 | 85.69 | 57.97 | 57.81 | SOLAR-V1-NO-AGE | SOLAR-V1-NO-AGE | SOLAR-V1-NO-AGE | SOLAR-V1-NO-AGE | SOLAR-V1-NO-AGE
GBR | United Kingdom | Sloy |  | GBR1000404 | 152.5 | 56.2512 | -4.7117 | Hydro |  |  |  |  | Scottish and Southern: Hydro Schemes - Sloy/Awe | Department for Business Energy & Industrial Strategy | https://www.gov.uk/government/collections/digest-of-uk-energy-statistics-dukes | GEODB | 1028346 | [9 empty] | 436.89 | 288.23 | 562.34 | 347.17 | 351.45 | SOLAR-V1-NO-AGE | SOLAR-V1-NO-AGE | SOLAR-V1-NO-AGE | SOLAR-V1-NO-AGE | SOLAR-V1-NO-AGE
GBR | United Kingdom | Kilmelfort |  | GBR0000461 | 2.08 | 56.2727 | -5.4897 | Hydro |  |  |  |  | Scottish and Southern Energy (SSE) | UK Renewable Energy Planning Database | https://www.gov.uk/government/collections/renewable-energy-planning-data | UK Renewable Energy Planning Database | [10 empty] | 9.65 | 7.48 | 11.59 | 8.62 | 8.21 | SOLAR-V1-NO-AGE | SOLAR-V1-NO-AGE | SOLAR-V1-NO-AGE | SOLAR-V1-NO-AGE | SOLAR-V1-NO-AGE
GBR | United Kingdom | Clachan |  | GBR1000401 | 40 | 56.3000 | -5.5833 | Hydro |  |  |  |  | Scottish and Southern: Hydro Schemes - Sloy/Awe | Department for Business Energy & Industrial Strategy | https://www.gov.uk/government/collections/digest-of-uk-energy-statistics-dukes | CARMA | 1028293 | [9 empty] | 132.58 | 93.00 | 170.90 | 112.42 | 107.94 | SOLAR-V1-NO-AGE | SOLAR-V1-NO-AGE | SOLAR-V1-NO-AGE | SOLAR-V1-NO-AGE | SOLAR-V1-NO-AGE
GBR | United Kingdom | Ben Glas |  | GBR0000487 | 1.3 | 56.3299 | -4.7172 | Hydro |  |  |  |  | Gilkes Energy | UK Renewable Energy Planning Database | https://www.gov.uk/government/collections/renewable-energy-planning-data | UK Renewable Energy Planning Database | 1082070 | [9 empty] | 5.89 | 4.52 | 6.80 | 5.14 | 5.17 | SOLAR-V1-NO-AGE | SOLAR-V1-NO-AGE | SOLAR-V1-NO-AGE | SOLAR-V1-NO-AGE | SOLAR-V1-NO-AGE
GBR | United Kingdom | Allt Fionn - resubmission |  | GBR0000473 | 2.1 | 56.3492 | -4.7007 | Hydro |  |  |  |  | Osspower Ltd | UK Renewable Energy Planning Database | https://www.gov.uk/government/collections/renewable-energy-planning-data | UK Renewable Energy Planning Database | 1074416 | [9 empty] | 9.62 | 7.44 | 11.12 | 8.41 | 8.46 | HYDRO-V1 | HYDRO-V1 | HYDRO-V1 | HYDRO-V1 | HYDRO-V1
GBR | United Kingdom | Turret water treatment works |  | GBR0000419 | 1.9 | 56.3730 | -3.8393 | Hydro | [5 empty] | UK Renewable Energy Planning Database | https://www.gov.uk/government/collections/renewable-energy-planning-data | UK Renewable Energy Planning Database | 1078679 | [9 empty] | 8.38 | 7.38 | 11.08 | 8.34 | 8.08 | NO-ESTIMATION | NO-ESTIMATION | NO-ESTIMATION | NO-ESTIMATION | NO-ESTIMATION
GBR | United Kingdom | Dalchonzie |  | GBR0000462 | 4 | 56.3734 | -4.0411 | Hydro |  |  |  |  | Scottish and Southern Energy (SSE) | UK Renewable Energy Planning Database | https://www.gov.uk/government/collections/renewable-energy-planning-data | UK Renewable Energy Planning Database | 1028297 | [9 empty] | 17.10 | 13.73 | 20.79 | 15.69 | 14.97 | SOLAR-V1-NO-AGE | SOLAR-V1-NO-AGE | SOLAR-V1-NO-AGE | SOLAR-V1-NO-AGE | SOLAR-V1-NO-AGE
GBR | United Kingdom | Lednock |  | GBR0000463 | 3 | 56.3745 | -3.9975 | Hydro |  |  |  |  | Scottish and Southern Energy (SSE) | UK Renewable Energy Planning Database | https://www.gov.uk/government/collections/renewable-energy-planning-data | UK Renewable Energy Planning Database | 1028319 | [9 empty] | 12.39 | 9.87 | 15.10 | 11.34 | 10.79 | SOLAR-V1-NO-AGE | SOLAR-V1-NO-AGE | SOLAR-V1-NO-AGE | SOLAR-V1-NO-AGE | SOLAR-V1-NO-AGE
GBR | United Kingdom | Cruachan |  | GBR1000455 | 440 | 56.3940 | -5.1150 | Hydro |  |  |  |  | Scottish Power: Hydro schemes - Cruachan | Department for Business Energy & Industrial Strategy | https://www.gov.uk/government/collections/digest-of-uk-energy-statistics-dukes | GEODB | 1028366 | [9 empty] | 888.52 | 562.47 | 1367.17 | 748.54 | 759.73 | SOLAR-V1-NO-AGE | SOLAR-V1-NO-AGE | SOLAR-V1-NO-AGE | SOLAR-V1-NO-AGE | SOLAR-V1-NO-AGE
GBR | United Kingdom | Chaorach Hydro |  | GBR0000492 | 2 | 56.3944 | -4.4925 | Hydro |  |  |  |  | Green Highland Renewables | UK Renewable Energy Planning Database | https://www.gov.uk/government/collections/renewable-energy-planning-data | UK Renewable Energy Planning Database | 1069014 | [9 empty] | 6.54 | 5.17 | 7.13 | 5.60 | 5.58 | SOLAR-V1-NO-AGE | SOLAR-V1-NO-AGE | SOLAR-V1-NO-AGE | SOLAR-V1-NO-AGE | SOLAR-V1-NO-AGE
GBR | United Kingdom | Eas a Ghaill |  | GBR0005947 | 1.5 | 56.4044 | -4.9250 | Hydro |  |  |  |  | Gilkes Energy | UK Renewable Energy Planning Database | https://www.gov.uk/government/collections/renewable-energy-planning-data | UK Renewable Energy Planning Database | 1109313 | [9 empty] | 6.80 | 5.21 | 7.73 | 5.98 | 5.97 | NO-ESTIMATION | NO-ESTIMATION | NO-ESTIMATION | NO-ESTIMATION | CAPACITY-FACTOR-V1
GBR | United Kingdom | River Lochy Hydro |  | GBR0000447 | 2 | 56.4049 | -4.9226 | Hydro |  |  |  |  | Gilkes Energy | UK Renewable Energy Planning Database | https://www.gov.uk/government/collections/renewable-energy-planning-data | UK Renewable Energy Planning Database | 1109314 | [9 empty] | 9.18 | 7.10 | 10.46 | 8.10 | 8.07 | SOLAR-V1-NO-AGE | SOLAR-V1-NO-AGE | SOLAR-V1-NO-AGE | SOLAR-V1-NO-AGE | SOLAR-V1-NO-AGE
GBR | United Kingdom | Cruachan |  | GBR2001140 | 440 | 56.4112 | -5.1135 | Hydro |  |  |  |  | Scottish Power | UK Renewable Energy Planning Database | https://www.gov.uk/government/collections/renewable-energy-planning-data | UK Renewable Energy Planning Database | [10 empty] | 888.52 | 562.47 | 1367.17 | 748.54 | 759.73 | HYDRO-V1 | HYDRO-V1 | HYDRO-V1 | HYDRO-V1 | HYDRO-V1
GBR | United Kingdom | Ardtalnaig Hydro Scheme (resubmission) |  | GBR0000476 | 2 | 56.5256 | -4.1335 | Hydro |  |  |  |  | Achomer Energy | UK Renewable Energy Planning Database | https://www.gov.uk/government/collections/renewable-energy-planning-data | UK Renewable Energy Planning Database | [10 empty] | 6.54 | 5.17 | 7.13 | 5.60 | 5.58 | HYDRO-V1 | HYDRO-V1 | HYDRO-V1 | HYDRO-V1 | HYDRO-V1
GBR | United Kingdom | Lubreoch |  | GBR0000464 | 4 | 56.5419 | -4.5174 | Hydro |  |  |  |  | Scottish and Southern Energy (SSE) | UK Renewable Energy Planning Database | https://www.gov.uk/government/collections/renewable-energy-planning-data | UK Renewable Energy Planning Database | 1028329 | [9 empty] | 11.46 | 8.77 | 12.72 | 9.56 | 9.54 | SOLAR-V1-NO-AGE | SOLAR-V1-NO-AGE | SOLAR-V1-NO-AGE | SOLAR-V1-NO-AGE | SOLAR-V1-NO-AGE
GBR | United Kingdom | Cashlie |  | GBR0000407 | 11 | 56.5431 | -4.4651 | Hydro |  |  |  |  | Scottish and Southern Energy (SSE) | UK Renewable Energy Planning Database | https://www.gov.uk/government/collections/renewable-energy-planning-data | UK Renewable Energy Planning Database | 1028289 | [9 empty] | 32.40 | 25.01 | 37.21 | 27.20 | 27.12 | SOLAR-V1-NO-AGE | SOLAR-V1-NO-AGE | SOLAR-V1-NO-AGE | SOLAR-V1-NO-AGE | SOLAR-V1-NO-AGE
GBR | United Kingdom | Ardtornish Estate-Upgrade to existing |  | GBR0000482 | 1.5 | 56.5583 | -5.6873 | Hydro |  |  |  |  | Ardtornish Estate | UK Renewable Energy Planning Database | https://www.gov.uk/government/collections/renewable-energy-planning-data | UK Renewable Energy Planning Database | [10 empty] | 6.21 | 4.74 | 7.70 | 5.43 | 5.41 | NO-ESTIMATION | NO-ESTIMATION | NO-ESTIMATION | NO-ESTIMATION | NO-ESTIMATION
GBR | United Kingdom | Innerwick Hydro |  | GBR0000472 | 1 | 56.6003 | -4.3052 | Hydro |  |  |  |  | Shawater | UK Renewable Energy Planning Database | https://www.gov.uk/government/collections/renewable-energy-planning-data | UK Renewable Energy Planning Database | 1101193 | [9 empty] | 3.00 | 2.34 | 3.16 | 2.53 | 2.52 | NO-ESTIMATION | NO-ESTIMATION | NO-ESTIMATION | NO-ESTIMATION | CAPACITY-FACTOR-V1
GBR | United Kingdom | Invervar Hydro - resubmission |  | GBR0000477 | 1.2 | 56.6061 | -4.1769 | Hydro |  |  |  |  | Green Highland Renewables (on behalf of North Chesthill Estate) | UK Renewable Energy Planning Database | https://www.gov.uk/government/collections/renewable-energy-planning-data | UK Renewable Energy Planning Database | [10 empty] | 5.21 | 4.74 | 6.53 | 4.78 | 4.57 | NO-ESTIMATION | NO-ESTIMATION | NO-ESTIMATION | NO-ESTIMATION | CAPACITY-FACTOR-V1
GBR | United Kingdom | Keltneyburn Hydro |  | GBR0000504 | 2 | 56.6139 | -4.0027 | Hydro |  |  |  |  | Keltneyburn Hydro Ltd Carse Farm Aberfeldy Perthshire | UK Renewable Energy Planning Database | https://www.gov.uk/government/collections/renewable-energy-planning-data | UK Renewable Energy Planning Database | [10 empty] | 8.67 | 7.88 | 10.86 | 7.96 | 7.6 | NO-ESTIMATION | NO-ESTIMATION | NO-ESTIMATION | NO-ESTIMATION | CAPACITY-FACTOR-V1
GBR | United Kingdom | Kingairloch |  | GBR0000424 | 3.5 | 56.6214 | -5.5289 | Hydro |  |  |  |  | Scottish and Southern Energy (SSE) | UK Renewable Energy Planning Database | https://www.gov.uk/government/collections/renewable-energy-planning-data | UK Renewable Energy Planning Database | 1058375 | [9 empty] | 11.13 | 7.63 | 12.45 | 9.48 | 9.45 | NO-ESTIMATION | NO-ESTIMATION | NO-ESTIMATION | NO-ESTIMATION | CAPACITY-FACTOR-V1
GBR | United Kingdom | Innerhadden Burn Hydro |  | GBR0000429 | 1.4 | 56.6302 | -4.1868 | Hydro |  |  |  |  | Innerhadden Hydro Ltd | UK Renewable Energy Planning Database | https://www.gov.uk/government/collections/renewable-energy-planning-data | UK Renewable Energy Planning Database | 1087810 | [9 empty] | 6.08 | 5.53 | 7.61 | 5.58 | 5.33 | NO-ESTIMATION | NO-ESTIMATION | NO-ESTIMATION | NO-ESTIMATION | NO-ESTIMATION
GBR | United Kingdom | Rannoch |  | GBR1000408 | 45 | 56.6333 | -4.3667 | Hydro |  |  |  |  | Scottish and Southern: Hydro Schemes - Tummel | Department for Business Energy & Industrial Strategy | https://www.gov.uk/government/collections/digest-of-uk-energy-statistics-dukes | CARMA | 1028342¦1056878 | [9 empty] | 137.33 | 100.13 | 206.16 | 126.85 | 125.61 | NO-ESTIMATION | NO-ESTIMATION | NO-ESTIMATION | NO-ESTIMATION | NO-ESTIMATION
GBR | United Kingdom | Beinn Eagagach Hydro |  | GBR0000453 | 1.1 | 56.6439 | -3.8218 | Hydro |  |  |  |  | Edradynate | UK Renewable Energy Planning Database | https://www.gov.uk/government/collections/renewable-energy-planning-data | UK Renewable Energy Planning Database | [10 empty] | 5.37 | 4.73 | 6.25 | 4.87 | 4.78 | SOLAR-V1-NO-AGE | SOLAR-V1-NO-AGE | SOLAR-V1-NO-AGE | SOLAR-V1-NO-AGE | SOLAR-V1-NO-AGE
GBR | United Kingdom | Gaur |  | GBR0000393 | 7.9 | 56.6785 | -4.5085 | Hydro |  |  |  |  | Scottish and Southern Energy (SSE) | UK Renewable Energy Planning Database | https://www.gov.uk/government/collections/renewable-energy-planning-data | UK Renewable Energy Planning Database | 1028308 | [9 empty] | 32.76 | 23.50 | 39.46 | 28.47 | 28.55 | NO-ESTIMATION | NO-ESTIMATION | NO-ESTIMATION | NO-ESTIMATION | NO-ESTIMATION
GBR | United Kingdom | Carnoch |  | GBR0000460 | 1.35 | 56.6868 | -5.5073 | Hydro |  |  |  |  | Npower Renewables | UK Renewable Energy Planning Database | https://www.gov.uk/government/collections/renewable-energy-planning-data | UK Renewable Energy Planning Database | 1064420 | [9 empty] | 6.28 | 5.13 | 6.92 | 5.59 | 5.56 | NO-ESTIMATION | NO-ESTIMATION | NO-ESTIMATION | NO-ESTIMATION | NO-ESTIMATION
GBR | United Kingdom | Pitlochry |  | GBR0000394 | 15 | 56.6991 | -3.7406 | Hydro |  |  |  |  | Scottish and Southern Energy (SSE) | UK Renewable Energy Planning Database | https://www.gov.uk/government/collections/renewable-energy-planning-data | UK Renewable Energy Planning Database | 1028340 | [9 empty] | 64.03 | 54.23 | 84.72 | 63.89 | 60.25 | SOLAR-V1-NO-AGE | SOLAR-V1-NO-AGE | SOLAR-V1-NO-AGE | SOLAR-V1-NO-AGE | SOLAR-V1-NO-AGE
GBR | United Kingdom | Tummel |  | GBR1000409 | 34 | 56.7075 | -4.0210 | Hydro |  |  |  |  | Scottish and Southern: Hydro Schemes - Tummel | Department for Business Energy & Industrial Strategy | https://www.gov.uk/government/collections/digest-of-uk-energy-statistics-dukes | CARMA | 1028355 | [9 empty] | 103.51 | 75.40 | 155.51 | 95.59 | 94.66 | NO-ESTIMATION | NO-ESTIMATION | NO-ESTIMATION | NO-ESTIMATION | CAPACITY-FACTOR-V1
GBR | United Kingdom | Kinlochleven Hydro Power Station |  | GBR0000391 | 19.5 | 56.7146 | -4.9634 | Hydro |  |  |  |  | Hydro Plan (on behalf of Alcan) | UK Renewable Energy Planning Database | https://www.gov.uk/government/collections/renewable-energy-planning-data | UK Renewable Energy Planning Database | [10 empty] | 56.79 | 37.31 | 66.94 | 47.57 | 47.44 | NO-ESTIMATION | NO-ESTIMATION | NO-ESTIMATION | NO-ESTIMATION | CAPACITY-FACTOR-V1
GBR | United Kingdom | Loch Eilde Mor Hydro (Kinlochleven extension) |  | GBR0000410 | 2 | 56.7298 | -4.9172 | Hydro |  |  |  |  | Green Highland Renewables | UK Renewable Energy Planning Database | https://www.gov.uk/government/collections/renewable-energy-planning-data | UK Renewable Energy Planning Database | [10 empty] | 6.36 | 4.36 | 7.12 | 5.42 | 5.4 | SOLAR-V1-NO-AGE | SOLAR-V1-NO-AGE | SOLAR-V1-NO-AGE | SOLAR-V1-NO-AGE | SOLAR-V1-NO-AGE
GBR | United Kingdom | Abhainn Gleann Nam Fiadh |  | GBR0000498 | 2 | 56.7839 | -4.7711 | Hydro |  |  |  |  | Green Highland Renewables | UK Renewable Energy Planning Database | https://www.gov.uk/government/collections/renewable-energy-planning-data | UK Renewable Energy Planning Database | [10 empty] | 6.54 | 5.17 | 7.13 | 5.60 | 5.58 | SOLAR-V1-NO-AGE | SOLAR-V1-NO-AGE | SOLAR-V1-NO-AGE | SOLAR-V1-NO-AGE | SOLAR-V1-NO-AGE
GBR | United Kingdom | Loch Ericht |  | GBR0000465 | 2.2 | 56.8240 | -4.3720 | Hydro |  |  |  |  | Scottish and Southern Energy (SSE) | UK Renewable Energy Planning Database | https://www.gov.uk/government/collections/renewable-energy-planning-data | UK Renewable Energy Planning Database | 1028324 | [9 empty] | 7.18 | 5.67 | 7.83 | 6.14 | 6.12 | NO-ESTIMATION | NO-ESTIMATION | NO-ESTIMATION | NO-ESTIMATION | CAPACITY-FACTOR-V1
GBR | United Kingdom | Bruar Hydro Scheme |  | GBR0000478 | 1.9 | 56.8315 | -3.9299 | Hydro |  |  |  |  | Bruar Hydro Ltd/ Gilkes | UK Renewable Energy Planning Database | https://www.gov.uk/government/collections/renewable-energy-planning-data | UK Renewable Energy Planning Database | 1109318 | [9 empty] | 7.87 | 7.51 | 10.37 | 7.31 | 7.65 | SOLAR-V1-NO-AGE | SOLAR-V1-NO-AGE | SOLAR-V1-NO-AGE | SOLAR-V1-NO-AGE | SOLAR-V1-NO-AGE
GBR | United Kingdom | Derrydarroch |  | GBR0000474 | 1.9 | 56.8322 | -5.0801 | Hydro |  |  |  |  | Darroch Power Limited | UK Renewable Energy Planning Database | https://www.gov.uk/government/collections/renewable-energy-planning-data | UK Renewable Energy Planning Database | [10 empty] | 8.36 | 7.00 | 9.11 | 8.00 | 7.98 | NO-ESTIMATION | NO-ESTIMATION | NO-ESTIMATION | NO-ESTIMATION | CAPACITY-FACTOR-V1
GBR | United Kingdom | Nevis Range |  | GBR0000496 | 1.1 | 56.8470 | -4.9453 | Hydro |  |  |  |  | Nevis Range Development Company | UK Renewable Energy Planning Database | https://www.gov.uk/government/collections/renewable-energy-planning-data | UK Renewable Energy Planning Database | 1115518 | [9 empty] | 4.68 | 4.10 | 6.01 | 4.45 | 4.44 | NO-ESTIMATION | NO-ESTIMATION | NO-ESTIMATION | NO-ESTIMATION | CAPACITY-FACTOR-V1
GBR | United Kingdom | Ghuilbinn Hydro Scheme |  | GBR2001013 | 2 | 56.8878 | -4.5765 | Hydro |  |  |  |  | Corrour Property Company | UK Renewable Energy Planning Database | https://www.gov.uk/government/collections/renewable-energy-planning-data | UK Renewable Energy Planning Database | [10 empty] | 6.54 | 5.17 | 7.13 | 5.60 | 5.58 | NO-ESTIMATION | NO-ESTIMATION | NO-ESTIMATION | NO-ESTIMATION | CAPACITY-FACTOR-V1
GBR | United Kingdom | Mucomir |  | GBR0000469 | 1.75 | 56.9107 | -4.9852 | Hydro |  |  |  |  | Scottish and Southern Energy (SSE) | UK Renewable Energy Planning Database | https://www.gov.uk/government/collections/renewable-energy-planning-data | UK Renewable Energy Planning Database | 1028334 | [9 empty] | 7.13 | 6.19 | 9.56 | 6.76 | 6.75 | SOLAR-V1-NO-AGE | SOLAR-V1-NO-AGE | SOLAR-V1-NO-AGE | SOLAR-V1-NO-AGE | SOLAR-V1-NO-AGE
GBR | United Kingdom | River Pattack (resubmission) |  | GBR0005965 | 2 | 56.9166 | -4.3855 | Hydro |  |  |  |  | Gilkes Energy | UK Renewable Energy Planning Database | https://www.gov.uk/government/collections/renewable-energy-planning-data | UK Renewable Energy Planning Database | [10 empty] | 8.54 | 7.08 | 10.88 | 7.50 | 7.48 | NO-ESTIMATION | NO-ESTIMATION | NO-ESTIMATION | NO-ESTIMATION | CAPACITY-FACTOR-V1
GBR | United Kingdom | Cia Aig |  | GBR0000475 | 3 | 56.9537 | -5.0076 | Hydro |  |  |  |  | RWE Npower Renewables | UK Renewable Energy Planning Database | https://www.gov.uk/government/collections/renewable-energy-planning-data | UK Renewable Energy Planning Database | 1082720 | [9 empty] | 8.16 | 6.10 | 9.05 | 6.74 | 6.72 | NO-ESTIMATION | NO-ESTIMATION | NO-ESTIMATION | NO-ESTIMATION | CAPACITY-FACTOR-V1
GBR | United Kingdom | Cuaich |  | GBR0000471 | 2.5 | 56.9562 | -4.2110 | Hydro |  |  |  |  | Scottish and Southern Energy (SSE) | UK Renewable Energy Planning Database | https://www.gov.uk/government/collections/renewable-energy-planning-data | UK Renewable Energy Planning Database | 1028295 | [9 empty] | 8.16 | 6.44 | 8.90 | 6.98 | 6.96 | NO-ESTIMATION | NO-ESTIMATION | NO-ESTIMATION | NO-ESTIMATION | CAPACITY-FACTOR-V1
GBR | United Kingdom | Allt Cheanna Mhuir Hydro |  | GBR0000502 | 1.3 | 56.9748 | -5.1200 | Hydro |  |  |  |  | Green Highland Renewables | UK Renewable Energy Planning Database | https://www.gov.uk/government/collections/renewable-energy-planning-data | UK Renewable Energy Planning Database | 1111614 | [9 empty] | 3.76 | 2.87 | 4.14 | 3.14 | 3.13 | NO-ESTIMATION | NO-ESTIMATION | NO-ESTIMATION | NO-ESTIMATION | CAPACITY-FACTOR-V1
GBR | United Kingdom | Birkhall Estate |  | GBR2001125 | 2 | 57.0045 | -3.0814 | Hydro |  |  |  |  | Balmoral Estates/Cairneyhill | UK Renewable Energy Planning Database | https://www.gov.uk/government/collections/renewable-energy-planning-data | UK Renewable Energy Planning Database | [10 empty] | 6.54 | 5.17 | 7.13 | 5.60 | 5.58 | NO-ESTIMATION | NO-ESTIMATION | NO-ESTIMATION | NO-ESTIMATION | CAPACITY-FACTOR-V1
GBR | United Kingdom | Inverawe |  | GBR1000402 | 25 | 57.0363 | -5.6812 | Hydro |  |  |  |  | Scottish and Southern: Hydro Schemes - Sloy/Awe | Department for Business Energy & Industrial Strategy | https://www.gov.uk/government/collections/digest-of-uk-energy-statistics-dukes | CARMA | 1028312 | [9 empty] | 92.98 | 70.82 | 124.69 | 83.28 | 83.05 | NO-ESTIMATION | NO-ESTIMATION | NO-ESTIMATION | NO-ESTIMATION | CAPACITY-FACTOR-V1
GBR | United Kingdom | Sron Mor |  | GBR0000396 | 4 | 57.0569 | -4.2300 | Hydro |  |  |  |  | Scottish and Southern Energy (SSE) | UK Renewable Energy Planning Database | https://www.gov.uk/government/collections/renewable-energy-planning-data | UK Renewable Energy Planning Database | 1028348 | [9 empty] | 11.10 | 7.10 | 12.69 | 9.20 | 9.18 | NO-ESTIMATION | NO-ESTIMATION | NO-ESTIMATION | NO-ESTIMATION | CAPACITY-FACTOR-V1
GBR | United Kingdom | Allt Ladaidh Hydro |  | GBR0000488 | 1.3 | 57.0604 | -4.9225 | Hydro |  |  |  |  | Green Highland Renewables | UK Renewable Energy Planning Database | https://www.gov.uk/government/collections/renewable-energy-planning-data | UK Renewable Energy Planning Database | 1111590 | [9 empty] | 5.69 | 4.53 | 7.08 | 5.21 | 5.28 | SOLAR-V1-NO-AGE | SOLAR-V1-NO-AGE | SOLAR-V1-NO-AGE | SOLAR-V1-NO-AGE | SOLAR-V1-NO-AGE
GBR | United Kingdom | Invergarry |  | GBR0000404 | 20 | 57.0721 | -4.7740 | Hydro |  |  |  |  | Scottish and Southern Energy (SSE) | UK Renewable Energy Planning Database | https://www.gov.uk/government/collections/renewable-energy-planning-data | UK Renewable Energy Planning Database | 1028313 | [9 empty] | 72.00 | 53.16 | 96.93 | 63.57 | 64.71 | SOLAR-V1-NO-AGE | SOLAR-V1-NO-AGE | SOLAR-V1-NO-AGE | SOLAR-V1-NO-AGE | SOLAR-V1-NO-AGE
GBR | United Kingdom | Glendoe |  | GBR0000388 | 100 | 57.1437 | -4.6592 | Hydro |  |  |  |  | Scottish and Southern Energy (SSE) | UK Renewable Energy Planning Database | https://www.gov.uk/government/collections/renewable-energy-planning-data | UK Renewable Energy Planning Database | 1059333 | [9 empty] | 303.90 | 237.62 | 435.46 | 278.62 | 277.86 | SOLAR-V1-NO-AGE | SOLAR-V1-NO-AGE | SOLAR-V1-NO-AGE | SOLAR-V1-NO-AGE | SOLAR-V1-NO-AGE
GBR | United Kingdom | Ceannacroc |  | GBR0004707 | 20 | 57.1582 | -4.9317 | Hydro |  |  |  |  | Green Highland Renewables | UK Renewable Energy Planning Database | https://www.gov.uk/government/collections/renewable-energy-planning-data | UK Renewable Energy Planning Database | 1028291 | [9 empty] | 76.20 | 61.59 | 94.26 | 65.57 | 65.53 | NO-ESTIMATION | NO-ESTIMATION | NO-ESTIMATION | NO-ESTIMATION | CAPACITY-FACTOR-V1
GBR | United Kingdom | Garrogie |  | GBR0000435 | 2.4 | 57.1859 | -4.4818 | Hydro |  |  |  |  | RWE npower | UK Renewable Energy Planning Database | https://www.gov.uk/government/collections/renewable-energy-planning-data | UK Renewable Energy Planning Database | 1065227 | [9 empty] | 10.30 | 8.67 | 12.02 | 9.64 | 8.62 | SOLAR-V1-NO-AGE | SOLAR-V1-NO-AGE | SOLAR-V1-NO-AGE | SOLAR-V1-NO-AGE | SOLAR-V1-NO-AGE
GBR | United Kingdom | Glenmoriston |  | GBR1000394 | 37 | 57.1971 | -4.8694 | Hydro |  |  |  |  | Scottish and Southern: Hydro Schemes - Great Glen | Department for Business Energy & Industrial Strategy | https://www.gov.uk/government/collections/digest-of-uk-energy-statistics-dukes | CARMA | 1028310 | [9 empty] | 129.21 | 102.17 | 159.30 | 109.50 | 109.46 | SOLAR-V1-NO-AGE | SOLAR-V1-NO-AGE | SOLAR-V1-NO-AGE | SOLAR-V1-NO-AGE | SOLAR-V1-NO-AGE
GBR | United Kingdom | Great Glen Scheme |  | GBR2001012 | 36 | 57.2016 | -4.7213 | Hydro |  |  |  |  | Scottish and Southern Energy (SSE) | UK Renewable Energy Planning Database | https://www.gov.uk/government/collections/renewable-energy-planning-data | UK Renewable Energy Planning Database | [10 empty] | 125.72 | 99.41 | 154.99 | 106.54 | 106.5 | SOLAR-V1-NO-AGE | SOLAR-V1-NO-AGE | SOLAR-V1-NO-AGE | SOLAR-V1-NO-AGE | SOLAR-V1-NO-AGE
GBR | United Kingdom | River E |  | GBR0000428 | 3 | 57.2135 | -4.4506 | Hydro |  |  |  |  | RWE npower | UK Renewable Energy Planning Database | https://www.gov.uk/government/collections/renewable-energy-planning-data | UK Renewable Energy Planning Database | 1066545 | [9 empty] | 11.28 | 9.63 | 13.82 | 10.84 | 9.43 | SOLAR-V1-NO-AGE | SOLAR-V1-NO-AGE | SOLAR-V1-NO-AGE | SOLAR-V1-NO-AGE | SOLAR-V1-NO-AGE
GBR | United Kingdom | Livishie |  | GBR0000405 | 17 | 57.2202 | -4.6474 | Hydro |  |  |  |  | Scottish and Southern Energy (SSE) | UK Renewable Energy Planning Database | https://www.gov.uk/government/collections/renewable-energy-planning-data | UK Renewable Energy Planning Database | 1028321 | [9 empty] | 70.14 | 59.53 | 86.18 | 61.26 | 62.88 | SOLAR-V1-NO-AGE | SOLAR-V1-NO-AGE | SOLAR-V1-NO-AGE | SOLAR-V1-NO-AGE | SOLAR-V1-NO-AGE
GBR | United Kingdom | Foyers Falls |  | GBR0000403 | 5 | 57.2461 | -4.4901 | Hydro |  |  |  |  | Scottish and Southern Energy (SSE) | UK Renewable Energy Planning Database | https://www.gov.uk/government/collections/renewable-energy-planning-data | UK Renewable Energy Planning Database | 1028307 | [9 empty] | 18.49 | 15.50 | 22.79 | 16.79 | 15.42 | SOLAR-V1-NO-AGE | SOLAR-V1-NO-AGE | SOLAR-V1-NO-AGE | SOLAR-V1-NO-AGE | SOLAR-V1-NO-AGE
GBR | United Kingdom | Allt Garbh hydro |  | GBR0000454 | 1.5 | 57.2559 | -5.0186 | Hydro |  |  |  |  | Green Highland Renewables (on behalf of Highland Hydro Services) | UK Renewable Energy Planning Database | https://www.gov.uk/government/collections/renewable-energy-planning-data | UK Renewable Energy Planning Database | [10 empty] | 4.08 | 2.58 | 4.65 | 3.37 | 3.36 | HYDRO-V1 | HYDRO-V1 | HYDRO-V1 | HYDRO-V1 | HYDRO-V1
GBR | United Kingdom | Foyers |  | GBR2000657 | 300 | 57.2618 | -4.4835 | Hydro | [7 empty] | GEO | [10 empty] | 641.53 | 533.18 | 1099.11 | 538.50 | 659.86 | NO-ESTIMATION | NO-ESTIMATION | NO-ESTIMATION | NO-ESTIMATION | CAPACITY-FACTOR-V1
GBR | United Kingdom | Inverfarigaig |  | GBR0000421 | 4 | 57.2799 | -4.4550 | Hydro |  |  |  |  | Green Power | UK Renewable Energy Planning Database | https://www.gov.uk/government/collections/renewable-energy-planning-data | UK Renewable Energy Planning Database | [10 empty] | 16.24 | 14.79 | 22.79 | 16.03 | 17.04 | SOLAR-V1-NO-AGE | SOLAR-V1-NO-AGE | SOLAR-V1-NO-AGE | SOLAR-V1-NO-AGE | SOLAR-V1-NO-AGE
GBR | United Kingdom | Storr Lochs |  | GBR1000431 | 2.4 | 57.3000 | -6.2500 | Hydro |  |  |  |  | Scottish and Southern: Small Hydros | Department for Business Energy & Industrial Strategy | https://www.gov.uk/government/collections/digest-of-uk-energy-statistics-dukes | CARMA | 1028351 | [9 empty] | 8.94 | 7.46 | 10.85 | 8.73 | 7.79 | SOLAR-V1-NO-AGE | SOLAR-V1-NO-AGE | SOLAR-V1-NO-AGE | SOLAR-V1-NO-AGE | SOLAR-V1-NO-AGE
GBR | United Kingdom | River Coiltie Hydro Scheme |  | GBR2001091 | 1.9 | 57.3167 | -4.5048 | Hydro |  |  |  |  | Green Highland Renewables | UK Renewable Energy Planning Database | https://www.gov.uk/government/collections/renewable-energy-planning-data | UK Renewable Energy Planning Database | [10 empty] | 6.26 | 4.96 | 6.82 | 5.37 | 5.35 | NO-ESTIMATION | NO-ESTIMATION | NO-ESTIMATION | NO-ESTIMATION | CAPACITY-FACTOR-V1
GBR | United Kingdom | Fasnakyle Compensation Set |  | GBR0000390 | 7.5 | 57.3272 | -4.7946 | Hydro |  |  |  |  | Scottish and Southern Energy (SSE) | UK Renewable Energy Planning Database | https://www.gov.uk/government/collections/renewable-energy-planning-data | UK Renewable Energy Planning Database | [10 empty] | 22.54 | 15.04 | 25.83 | 18.99 | 18.94 | NO-ESTIMATION | NO-ESTIMATION | NO-ESTIMATION | NO-ESTIMATION | CAPACITY-FACTOR-V1
GBR | United Kingdom | Mullardoch Tunnel |  | GBR0000467 | 2.4 | 57.3387 | -4.9449 | Hydro |  |  |  |  | Scottish and Southern Energy (SSE) | UK Renewable Energy Planning Database | https://www.gov.uk/government/collections/renewable-energy-planning-data | UK Renewable Energy Planning Database | 1028335 | [9 empty] | 10.44 | 9.39 | 13.00 | 9.50 | 9.93 | NO-ESTIMATION | NO-ESTIMATION | NO-ESTIMATION | NO-ESTIMATION | CAPACITY-FACTOR-V1
GBR | United Kingdom | Culligran |  | GBR1000379 | 17 | 57.3460 | -4.7627 | Hydro |  |  |  |  | Scottish and Southern: Hydro Schemes - Affric/Beauly | Department for Business Energy & Industrial Strategy | https://www.gov.uk/government/collections/digest-of-uk-energy-statistics-dukes | CARMA | 1028296 | [9 empty] | 62.32 | 50.38 | 85.11 | 57.54 | 59.56 | SOLAR-V1-NO-AGE | SOLAR-V1-NO-AGE | SOLAR-V1-NO-AGE | SOLAR-V1-NO-AGE | SOLAR-V1-NO-AGE
GBR | United Kingdom | Culligran Compensation Set |  | GBR1000380 | 2.1 | 57.3460 | -4.7627 | Hydro |  |  |  |  | Scottish and Southern: Hydro Schemes - Affric/Beauly | Department for Business Energy & Industrial Strategy | https://www.gov.uk/government/collections/digest-of-uk-energy-statistics-dukes | CARMA | [10 empty] | 8.93 | 7.35 | 11.34 | 8.11 | 8.48 | NO-ESTIMATION | NO-ESTIMATION | NO-ESTIMATION | NO-ESTIMATION | CAPACITY-FACTOR-V1
GBR | United Kingdom | Uisge Dubh Hydro |  | GBR0000444 | 2 | 57.3742 | -5.3271 | Hydro |  |  |  |  | Gilkes Energy | UK Renewable Energy Planning Database | https://www.gov.uk/government/collections/renewable-energy-planning-data | UK Renewable Energy Planning Database | [10 empty] | 6.36 | 4.36 | 7.12 | 5.42 | 5.4 | HYDRO-V1 | HYDRO-V1 | HYDRO-V1 | HYDRO-V1 | HYDRO-V1
GBR | United Kingdom | Loch An Laoigh Hydro |  | GBR0000438 | 1 | 57.4036 | -5.3040 | Hydro |  |  |  |  | Gilkes Energy | UK Renewable Energy Planning Database | https://www.gov.uk/government/collections/renewable-energy-planning-data | UK Renewable Energy Planning Database | [10 empty] | 2.86 | 1.86 | 3.10 | 2.38 | 2.38 | HYDRO-V1 | HYDRO-V1 | HYDRO-V1 | HYDRO-V1 | HYDRO-V1
GBR | United Kingdom | River Taodail Hydro |  | GBR0000448 | 1.4 | 57.4231 | -5.4216 | Hydro |  |  |  |  | Gilkes Energy | UK Renewable Energy Planning Database | https://www.gov.uk/government/collections/renewable-energy-planning-data | UK Renewable Energy Planning Database | 1109311 | [9 empty] | 3.63 | 2.23 | 4.16 | 2.97 | 2.96 | NO-ESTIMATION | NO-ESTIMATION | NO-ESTIMATION | NO-ESTIMATION | CAPACITY-FACTOR-V1
GBR | United Kingdom | Aigas |  | GBR0000398 | 20 | 57.4574 | -4.5453 | Hydro |  |  |  |  | Scottish and Southern Energy (SSE) | UK Renewable Energy Planning Database | https://www.gov.uk/government/collections/renewable-energy-planning-data | UK Renewable Energy Planning Database | 1028282 | [9 empty] | 69.75 | 53.33 | 96.63 | 64.19 | 64.02 | NO-ESTIMATION | NO-ESTIMATION | NO-ESTIMATION | NO-ESTIMATION | CAPACITY-FACTOR-V1
GBR | United Kingdom | Kilmorack |  | GBR0000399 | 20 | 57.4632 | -4.5121 | Hydro |  |  |  |  | Scottish and Southern Energy (SSE) | UK Renewable Energy Planning Database | https://www.gov.uk/government/collections/renewable-energy-planning-data | UK Renewable Energy Planning Database | 1028316 | [9 empty] | 69.75 | 53.33 | 96.63 | 64.19 | 64.02 | HYDRO-V1 | HYDRO-V1 | HYDRO-V1 | HYDRO-V1 | HYDRO-V1
GBR | United Kingdom | Loch Dubh |  | GBR1000390 | 1.2 | 57.4667 | -4.0833 | Hydro |  |  |  |  | Scottish and Southern: Hydro Schemes - Conon | Department for Business Energy & Industrial Strategy | https://www.gov.uk/government/collections/digest-of-uk-energy-statistics-dukes | CARMA | 1028323 | [9 empty] | 5.08 | 3.72 | 5.78 | 4.40 | 4.4 | NO-ESTIMATION | NO-ESTIMATION | NO-ESTIMATION | NO-ESTIMATION | CAPACITY-FACTOR-V1
GBR | United Kingdom | Chonais Hydro |  | GBR0000480 | 2 | 57.4917 | -5.2603 | Hydro |  |  |  |  | Green Highland Renewables | UK Renewable Energy Planning Database | https://www.gov.uk/government/collections/renewable-energy-planning-data | UK Renewable Energy Planning Database | [10 empty] | 6.36 | 4.36 | 7.12 | 5.42 | 5.4 | HYDRO-V1 | HYDRO-V1 | HYDRO-V1 | HYDRO-V1 | HYDRO-V1
GBR | United Kingdom | Deanie |  | GBR1000381 | 38 | 57.5167 | -4.9333 | Hydro |  |  |  |  | Scottish and Southern: Hydro Schemes - Affric/Beauly | Department for Business Energy & Industrial Strategy | https://www.gov.uk/government/collections/digest-of-uk-energy-statistics-dukes | CARMA | 1028298 | [9 empty] | 123.90 | 97.54 | 138.94 | 105.64 | 105.35 | HYDRO-V1 | HYDRO-V1 | HYDRO-V1 | HYDRO-V1 | HYDRO-V1
GBR | United Kingdom | Orrin |  | GBR0000400 | 18 | 57.5294 | -4.5585 | Hydro |  |  |  |  | Scottish and Southern Energy (SSE) | UK Renewable Energy Planning Database | https://www.gov.uk/government/collections/renewable-energy-planning-data | UK Renewable Energy Planning Database | 1028338 | [9 empty] | 53.91 | 41.58 | 61.79 | 45.40 | 45.28 | HYDRO-V1 | HYDRO-V1 | HYDRO-V1 | HYDRO-V1 | HYDRO-V1
GBR | United Kingdom | Clunie |  | GBR1000405 | 61.2 | 57.5500 | -2.6167 | Hydro |  |  |  |  | Scottish and Southern: Hydro Schemes - Tummel | Department for Business Energy & Industrial Strategy | https://www.gov.uk/government/collections/digest-of-uk-energy-statistics-dukes | CARMA | 1028294 | [9 empty] | 221.29 | 119.75 | 281.41 | 202.13 | 204.26 | HYDRO-V1 | HYDRO-V1 | HYDRO-V1 | HYDRO-V1 | HYDRO-V1
GBR | United Kingdom | Torr Achilty |  | GBR0000401 | 15 | 57.5540 | -4.5984 | Hydro |  |  |  |  | Scottish and Southern Energy (SSE) | UK Renewable Energy Planning Database | https://www.gov.uk/government/collections/renewable-energy-planning-data | UK Renewable Energy Planning Database | 1028354 | [9 empty] | 59.68 | 44.46 | 75.10 | 51.70 | 52.55 | NO-ESTIMATION | NO-ESTIMATION | NO-ESTIMATION | NO-ESTIMATION | CAPACITY-FACTOR-V1
GBR | United Kingdom | Achanalt |  | GBR0000468 | 3 | 57.6108 | -4.9160 | Hydro |  |  |  |  | Scottish and Southern Energy (SSE) | UK Renewable Energy Planning Database | https://www.gov.uk/government/collections/renewable-energy-planning-data | UK Renewable Energy Planning Database | 1028281 | [9 empty] | 12.27 | 9.41 | 15.11 | 10.68 | 11.03 | HYDRO-V1 | HYDRO-V1 | HYDRO-V1 | HYDRO-V1 | HYDRO-V1
GBR | United Kingdom | Grudie |  | GBR0000493 | 2 | 57.6499 | -5.4127 | Hydro |  |  |  |  | RWE Npower Renewables | UK Renewable Energy Planning Database | https://www.gov.uk/government/collections/renewable-energy-planning-data | UK Renewable Energy Planning Database | 1028311 | [9 empty] | 8.52 | 6.97 | 10.87 | 8.19 | 7.79 | HYDRO-V1 | HYDRO-V1 | HYDRO-V1 | HYDRO-V1 | HYDRO-V1
GBR | United Kingdom | Black Rock |  | GBR0000485 | 3.5 | 57.6692 | -4.3504 | Hydro |  |  |  |  | RWE npower | UK Renewable Energy Planning Database | https://www.gov.uk/government/collections/renewable-energy-planning-data | UK Renewable Energy Planning Database | 1075728 | [9 empty] | 9.71 | 6.21 | 11.03 | 8.05 | 8.03 | NO-ESTIMATION | NO-ESTIMATION | NO-ESTIMATION | NO-ESTIMATION | CAPACITY-FACTOR-V1
GBR | United Kingdom | Badachro hydro scheme - resubmission |  | GBR0000491 | 1.5 | 57.6778 | -5.7076 | Hydro |  |  |  |  | Badachro Hydro Limited | UK Renewable Energy Planning Database | https://www.gov.uk/government/collections/renewable-energy-planning-data | UK Renewable Energy Planning Database | [10 empty] | 6.92 | 5.17 | 8.06 | 6.13 | 6.13 | NO-ESTIMATION | NO-ESTIMATION | NO-ESTIMATION | NO-ESTIMATION | CAPACITY-FACTOR-V1
GBR | United Kingdom | Garbhaig Hydro Scheme |  | GBR0000479 | 2 | 57.6813 | -5.5196 | Hydro |  |  |  |  | Garbhaig Hydro Power Co Ltd | UK Renewable Energy Planning Database | https://www.gov.uk/government/collections/renewable-energy-planning-data | UK Renewable Energy Planning Database | [10 empty] | 8.52 | 6.97 | 10.87 | 8.19 | 7.79 | NO-ESTIMATION | NO-ESTIMATION | NO-ESTIMATION | NO-ESTIMATION | CAPACITY-FACTOR-V1
GBR | United Kingdom | Kerry Falls |  | GBR1000425 | 1.25 | 57.7203 | -5.6792 | Hydro |  |  |  |  | Scottish and Southern: Small Hydros | Department for Business Energy & Industrial Strategy | https://www.gov.uk/government/collections/digest-of-uk-energy-statistics-dukes | CARMA | 1028314 | [9 empty] | 4.00 | 2.75 | 4.47 | 3.41 | 3.4 | NO-ESTIMATION | NO-ESTIMATION | NO-ESTIMATION | NO-ESTIMATION | CAPACITY-FACTOR-V1
GBR | United Kingdom | Cuileig Hydro Scheme |  | GBR0000434 | 3.3 | 57.7633 | -5.0392 | Hydro |  |  |  |  | Scottish Hydro-Electric plc | UK Renewable Energy Planning Database | https://www.gov.uk/government/collections/renewable-energy-planning-data | UK Renewable Energy Planning Database | [10 empty] | 8.68 | 5.38 | 9.93 | 7.12 | 7.1 | NO-ESTIMATION | NO-ESTIMATION | NO-ESTIMATION | NO-ESTIMATION | CAPACITY-FACTOR-V1
GBR | United Kingdom | Inverlael |  | GBR0000426 | 2.5 | 57.8235 | -5.0553 | Hydro |  |  |  |  | RWE npower | UK Renewable Energy Planning Database | https://www.gov.uk/government/collections/renewable-energy-planning-data | UK Renewable Energy Planning Database | 1063093 | [9 empty] | 12.41 | 9.82 | 14.51 | 11.11 | 11.08 | NO-ESTIMATION | NO-ESTIMATION | NO-ESTIMATION | NO-ESTIMATION | NO-ESTIMATION
GBR | United Kingdom | Shin |  | GBR1000397 | 18.6 | 57.9333 | -4.4000 | Hydro |  |  |  |  | Scottish and Southern: Hydro Schemes - Shin | Department for Business Energy & Industrial Strategy | https://www.gov.uk/government/collections/digest-of-uk-energy-statistics-dukes | CARMA | 1028344 | [9 empty] | 80.03 | 68.33 | 107.62 | 75.17 | 74.96 | NO-ESTIMATION | NO-ESTIMATION | NO-ESTIMATION | NO-ESTIMATION | CAPACITY-FACTOR-V1
GBR | United Kingdom | Langwell Estate hydro scheme |  | GBR0000494 | 1.2 | 57.9695 | -5.0632 | Hydro |  |  |  |  | DHG Hydro Ltd | UK Renewable Energy Planning Database | https://www.gov.uk/government/collections/renewable-energy-planning-data | UK Renewable Energy Planning Database | [10 empty] | 3.84 | 2.64 | 4.29 | 3.27 | 3.26 | NO-ESTIMATION | NO-ESTIMATION | NO-ESTIMATION | NO-ESTIMATION | CAPACITY-FACTOR-V1
GBR | United Kingdom | Cassley |  | GBR0000406 | 10 | 57.9768 | -4.5832 | Hydro |  |  |  |  | Scottish and Southern Energy (SSE) | UK Renewable Energy Planning Database | https://www.gov.uk/government/collections/renewable-energy-planning-data | UK Renewable Energy Planning Database | 1028290 | [9 empty] | 40.16 | 38.61 | 55.77 | 39.14 | 39.76 | NO-ESTIMATION | NO-ESTIMATION | NO-ESTIMATION | NO-ESTIMATION | CAPACITY-FACTOR-V1
GBR | United Kingdom | Lairg |  | GBR0000470 | 4 | 58.0287 | -4.4146 | Hydro |  |  |  |  | Scottish and Southern Energy (SSE) | UK Renewable Energy Planning Database | https://www.gov.uk/government/collections/renewable-energy-planning-data | UK Renewable Energy Planning Database | 1028318 | [9 empty] | 18.53 | 13.96 | 21.12 | 15.59 | 15.52 | NO-ESTIMATION | NO-ESTIMATION | NO-ESTIMATION | NO-ESTIMATION | NO-ESTIMATION
GBR | United Kingdom | Maldie |  | GBR0000484 | 4 | 58.2603 | -4.9819 | Hydro |  |  |  |  | RWE npower | UK Renewable Energy Planning Database | https://www.gov.uk/government/collections/renewable-energy-planning-data | UK Renewable Energy Planning Database | 1085217 | [9 empty] | 11.10 | 7.10 | 12.69 | 9.20 | 9.18 | SOLAR-V1-NO-AGE | SOLAR-V1-NO-AGE | SOLAR-V1-NO-AGE | SOLAR-V1-NO-AGE | SOLAR-V1-NO-AGE
GEO | Georgia | Khrami II Hydroelectric Power Plant Georgia |  | GEODB0041922 | 110 | 41.5461 | 44.1277 | Hydro | [5 empty] | GEODB | http://globalenergyobservatory.org | GEODB | 1027824 | 2017 | [8 empty] | 395.45 | 320.28 | 320.28 | 369.44 | 276.64 | SOLAR-V1-NO-AGE | SOLAR-V1-NO-AGE | SOLAR-V1-NO-AGE | SOLAR-V1-NO-AGE | SOLAR-V1-NO-AGE
GEO | Georgia | Khrami I Hydroelectric Power Plant Georgia |  | GEODB0041908 | 112 | 41.5489 | 44.1235 | Hydro | [5 empty] | GEODB | http://globalenergyobservatory.org | GEODB | 1027823 | 2017 | [8 empty] | 403.01 | 326.48 | 326.48 | 376.53 | 282.04 | SOLAR-V1-NO-AGE | SOLAR-V1-NO-AGE | SOLAR-V1-NO-AGE | SOLAR-V1-NO-AGE | SOLAR-V1-NO-AGE
GEO | Georgia | Atshesi (Atsi) Hydroelectric Power Plant Georgia |  | GEODB0041920 | 16 | 41.5841 | 41.8903 | Hydro | [5 empty] | GEODB | http://globalenergyobservatory.org | GEODB | 1027817 | 2017 | [8 empty] | 73.52 | 53.25 | 51.61 | 66.86 | 50.75 | NO-ESTIMATION | NO-ESTIMATION | NO-ESTIMATION | NO-ESTIMATION | CAPACITY-FACTOR-V1
GEO | Georgia | Ortachala Hydroelectric Power Plant Georgia |  | GEODB0041915 | 18 | 41.6831 | 44.8266 | Hydro | [5 empty] | GEODB | http://globalenergyobservatory.org | GEODB | 1027829 | 2017 | [8 empty] | 84.88 | 70.35 | 59.82 | 81.75 | 59.82 | NO-ESTIMATION | NO-ESTIMATION | NO-ESTIMATION | NO-ESTIMATION | CAPACITY-FACTOR-V1
GEO | Georgia | Satskhenisi Hydroelectric Power Plant Georgia |  | GEODB0041921 | 14 | 41.7048 | 44.9328 | Hydro | [5 empty] | GEODB | http://globalenergyobservatory.org | GEODB | 1027832 | 2017 | [8 empty] | 66.02 | 54.72 | 46.53 | 63.58 | 46.53 | NO-ESTIMATION | NO-ESTIMATION | NO-ESTIMATION | NO-ESTIMATION | NO-ESTIMATION
GEO | Georgia | Chitakhevi Hydroelectric Power Plant Georgia |  | GEODB0041916 | 21 | 41.7914 | 43.3020 | Hydro | [5 empty] | GEODB | http://globalenergyobservatory.org | GEODB | 1027819 | 2017 | [8 empty] | 95.86 | 58.30 | 55.55 | 81.61 | 55.51 | NO-ESTIMATION | NO-ESTIMATION | NO-ESTIMATION | NO-ESTIMATION | CAPACITY-FACTOR-V1
GEO | Georgia | Zahesi Hydroelectric Power Plant Georgia |  | GEODB0041917 | 36.2 | 41.8226 | 44.7600 | Hydro | [5 empty] | GEODB | http://globalenergyobservatory.org | GEODB |  | 2017 | [8 empty] | 141.79 | 107.15 | 92.22 | 133.82 | 92.22 | SOLAR-V1-NO-AGE | SOLAR-V1-NO-AGE | SOLAR-V1-NO-AGE | SOLAR-V1-NO-AGE | SOLAR-V1-NO-AGE
GEO | Georgia | Zhinvali Hydroelectric Power Plant Georgia |  | GEODB0041914 | 130 | 42.1349 | 44.7721 | Hydro | [5 empty] | GEODB | http://globalenergyobservatory.org | GEODB | 1027845 | 2017 | [8 empty] | 494.61 | 309.99 | 330.76 | 404.57 | 325.56 | NO-ESTIMATION | NO-ESTIMATION | NO-ESTIMATION | NO-ESTIMATION | CAPACITY-FACTOR-V1
GEO | Georgia | Vartsikhe Cascade Hydroelectric Power Plants Georgia |  | GEODB0041913 | 256 | 42.1545 | 42.7088 | Hydro | [5 empty] | GEODB | http://globalenergyobservatory.org | GEODB |  | 2017 | [8 empty] | 862.86 | 566.73 | 570.40 | 794.51 | 568.2 | SOLAR-V1-NO-AGE | SOLAR-V1-NO-AGE | SOLAR-V1-NO-AGE | SOLAR-V1-NO-AGE | SOLAR-V1-NO-AGE
GEO | Georgia | Rioni Hydroelectric Power Plant Georgia |  | GEODB0041906 | 48 | 42.2006 | 42.7258 | Hydro | [5 empty] | GEODB | http://globalenergyobservatory.org | GEODB | 1027831 | 2017 | [8 empty] | 182.42 | 119.98 | 108.49 | 156.64 | 126.9 | NO-ESTIMATION | NO-ESTIMATION | NO-ESTIMATION | NO-ESTIMATION | CAPACITY-FACTOR-V1
GEO | Georgia | Dzevrula (Tkibuki-II) Hydroelectric Power Plants Georgia |  | GEODB0043014 | 80 | 42.2629 | 42.9582 | Hydro | [5 empty] | GEODB | http://globalenergyobservatory.org | GEODB | 1027838 | 2017 | [8 empty] | 311.57 | 226.98 | 237.11 | 278.95 | 227.41 | SOLAR-V1-NO-AGE | SOLAR-V1-NO-AGE | SOLAR-V1-NO-AGE | SOLAR-V1-NO-AGE | SOLAR-V1-NO-AGE
GEO | Georgia | Gumati I and II Hydroelectric Power Plants Georgia |  | GEODB0041904 | 68.8 | 42.3202 | 42.7040 | Hydro | [5 empty] | GEODB | http://globalenergyobservatory.org | GEODB |  | 2017 | [8 empty] | 270.49 | 172.65 | 164.54 | 225.94 | 168.85 | SOLAR-V1-NO-AGE | SOLAR-V1-NO-AGE | SOLAR-V1-NO-AGE | SOLAR-V1-NO-AGE | SOLAR-V1-NO-AGE
GEO | Georgia | Shaori Hydroelectric Power Plants Georgia |  | GEODB0041907 | 38.4 | 42.3637 | 43.0034 | Hydro | [5 empty] | GEODB | http://globalenergyobservatory.org | GEODB | 1027833 | 2017 | [8 empty] | 137.75 | 96.43 | 96.43 | 110.14 | 96.43 | NO-ESTIMATION | NO-ESTIMATION | NO-ESTIMATION | NO-ESTIMATION | CAPACITY-FACTOR-V1
GEO | Georgia | Lajanuri Hydroelectric Power Plant Georgia |  | GEODB0041903 | 113 | 42.5890 | 42.8519 | Hydro | [5 empty] | GEODB | http://globalenergyobservatory.org | GEODB | 1027826 | 2017 | [8 empty] | 475.51 | 319.32 | 284.24 | 383.53 | 325.92 | NO-ESTIMATION | NO-ESTIMATION | NO-ESTIMATION | NO-ESTIMATION | CAPACITY-FACTOR-V1
GEO | Georgia | Vardnili I Hydroelectric Power Plant Georgia |  | GEODB0041910 | 220 | 42.6524 | 41.7619 | Hydro | [5 empty] | GEODB | http://globalenergyobservatory.org | GEODB | 1057403 | 2017 | [8 empty] | 733.19 | 431.11 | 431.11 | 574.81 | 431.11 | NO-ESTIMATION | NO-ESTIMATION | NO-ESTIMATION | NO-ESTIMATION | CAPACITY-FACTOR-V1
GEO | Georgia | Inguri (Enguri) Dam Hydroelectric Power Station Georgia |  | GEODB0003667 | 1300 | 42.7584 | 42.0309 | Hydro | [5 empty] | GEODB | http://globalenergyobservatory.org | GEODB | 1027822 | 2017 | [8 empty] | 4901.87 | 2862.50 | 2989.10 | 4128.89 | 3162.06 | NO-ESTIMATION | NO-ESTIMATION | NO-ESTIMATION | NO-ESTIMATION | CAPACITY-FACTOR-V1
GHA | Ghana | Kpong |  | WRI1000014 | 160 | 6.1201 | 0.1255 | Hydro |  |  |  | 1982.0 |  | Volta River Authority | http://www.vra.com/resources/annual_reports/2014%20Annual%20Report.pdf | Power Africa | 1033076 |  |  | 1147.0 | [5 empty] | Volta River Authority | 662.62 | 650.73 | 559.07 | 451.19 | 455.61 | NO-ESTIMATION | NO-ESTIMATION | NO-ESTIMATION | NO-ESTIMATION | CAPACITY-FACTOR-V1
GHA | Ghana | Aksombo |  | WRI1000011 | 1038 | 6.2998 | 0.0594 | Hydro |  |  |  | 1961.0 |  | Volta River Authority | http://www.vra.com/resources/annual_reports/2014%20Annual%20Report.pdf | Power Africa | 1033075 |  |  | 6508.0 | [5 empty] | Volta River Authority | 3894.61 | 3857.96 | 3242.91 | 2542.03 | 2571.73 | SOLAR-V1-NO-AGE | SOLAR-V1-NO-AGE | SOLAR-V1-NO-AGE | SOLAR-V1-NO-AGE | SOLAR-V1-NO-AGE
GHA | Ghana | Bui |  | WRI1000012 | 400 | 8.1822 | -2.1661 | Hydro |  |  |  | 2013.0 |  | Volta River Authority | http://www.vra.com/resources/annual_reports/2014%20Annual%20Report.pdf | Power Africa | 1041103 |  |  | 730.0 | [5 empty] | Volta River Authority | 1180.27 | 1212.94 | 1437.24 | 968.37 | 1032.27 | NO-ESTIMATION | NO-ESTIMATION | NO-ESTIMATION | NO-ESTIMATION | CAPACITY-FACTOR-V1
GIN | Guinea | Kaleta |  | WRI1023083 | 240 | 10.4627 | -13.2765 | Hydro | [5 empty] | African Development Bank Group | http://powerafrica.opendataforafrica.org | Power Africa | 1063000 | [9 empty] | 842.88 | 757.04 | 814.65 | 637.96 | 819.75 | SOLAR-V1-NO-AGE | SOLAR-V1-NO-AGE | SOLAR-V1-NO-AGE | SOLAR-V1-NO-AGE | SOLAR-V1-NO-AGE
GIN | Guinea | Garafiri |  | WRI1023081 | 75 | 10.5283 | -12.6635 | Hydro | [5 empty] | African Development Bank Group | http://powerafrica.opendataforafrica.org | Power Africa | 1016553 | [9 empty] | 274.18 | 264.24 | 252.47 | 226.68 | 264.67 | NO-ESTIMATION | NO-ESTIMATION | NO-ESTIMATION | NO-ESTIMATION | CAPACITY-FACTOR-V1
GIN | Guinea | Tinkisso |  | WRI1023086 | 15 | 10.7500 | -11.1167 | Hydro | [5 empty] | African Development Bank Group | http://powerafrica.opendataforafrica.org | Power Africa | [10 empty] | 45.72 | 38.85 | 43.58 | 28.67 | 38.85 | NO-ESTIMATION | NO-ESTIMATION | NO-ESTIMATION | NO-ESTIMATION | NO-ESTIMATION
GIN | Guinea | Boke |  | WRI1023079 | 45 | 10.9333 | -14.3000 | Hydro | [5 empty] | African Development Bank Group | http://powerafrica.opendataforafrica.org | Power Africa | [10 empty] | 165.02 | 158.23 | 149.79 | 115.55 | 159.05 | NO-ESTIMATION | NO-ESTIMATION | NO-ESTIMATION | NO-ESTIMATION | CAPACITY-FACTOR-V1
GIN | Guinea | Grandes Chutes |  | WRI1023082 | 28.32 | 9.9211 | -13.0986 | Hydro | [5 empty] | African Development Bank Group | http://powerafrica.opendataforafrica.org | Power Africa | 1016554 | [9 empty] | 96.99 | 83.38 | 92.77 | 73.33 | 83.38 | SOLAR-V1-NO-AGE | SOLAR-V1-NO-AGE | SOLAR-V1-NO-AGE | SOLAR-V1-NO-AGE | SOLAR-V1-NO-AGE
GIN | Guinea | Donkea |  | WRI1023080 | 15 | 9.9500 | -12.9950 | Hydro | [5 empty] | African Development Bank Group | http://powerafrica.opendataforafrica.org | Power Africa | 1016552 | [9 empty] | 44.80 | 37.93 | 43.90 | 33.91 | 37.93 | SOLAR-V1-NO-AGE | SOLAR-V1-NO-AGE | SOLAR-V1-NO-AGE | SOLAR-V1-NO-AGE | SOLAR-V1-NO-AGE
GNQ | Equatorial Guinea | Djibloho |  | WRI1023068 | 120 | 1.5758 | 10.4687 | Hydro | [5 empty] | African Development Bank Group | http://powerafrica.opendataforafrica.org | Power Africa | 1058106 | [9 empty] | 211.20 | 211.20 | 211.20 | 211.78 | 211.2 | SOLAR-V1-NO-AGE | SOLAR-V1-NO-AGE | SOLAR-V1-NO-AGE | SOLAR-V1-NO-AGE | SOLAR-V1-NO-AGE
GRC | Greece | Ladhon |  | WRI1061086 | 70 | 37.7654 | 21.9829 | Hydro |  |  |  | 1955.0 |  | Global Reservoir and Dam Database | http://sedac.ciesin.columbia.edu/data/collection/grand-v37 | WRI | 1026331 | [9 empty] | 83.18 | 63.52 | 77.99 | 78.21 | 36.85 | SOLAR-V1-NO-AGE | SOLAR-V1-NO-AGE | SOLAR-V1-NO-AGE | SOLAR-V1-NO-AGE | SOLAR-V1-NO-AGE
GRC | Greece | Stratos |  | WRI1061081 | 150 | 38.6788 | 21.3254 | Hydro |  |  |  | 1988.0 |  | Global Reservoir and Dam Database | http://sedac.ciesin.columbia.edu/data/collection/grand-v32 | WRI |  |  |  |  | 309.068 | 318.783 | 236.671 |  |  | JRC-PPDB-OPEN | 263.43 | 241.46 | 237.07 | 282.96 | 243.45 | SOLAR-V1-NO-AGE | SOLAR-V1-NO-AGE | SOLAR-V1-NO-AGE | SOLAR-V1-NO-AGE | SOLAR-V1-NO-AGE
GRC | Greece | Kastraki |  | WRI1061076 | 320 | 38.7413 | 21.3654 | Hydro |  |  |  | 1969.0 |  | Global Reservoir and Dam Database | http://sedac.ciesin.columbia.edu/data/collection/grand-v31 | WRI | 1026324 |  |  |  | 709.668 | 698.491 | 544.529 |  |  | JRC-PPDB-OPEN | 447.97 | 401.10 | 391.73 | 489.32 | 405.34 | SOLAR-V1-NO-AGE | SOLAR-V1-NO-AGE | SOLAR-V1-NO-AGE | SOLAR-V1-NO-AGE | SOLAR-V1-NO-AGE
GRC | Greece | Kremasta |  | WRI1061073 | 437 | 38.8904 | 21.4996 | Hydro |  |  |  | 1965.0 |  | Global Reservoir and Dam Database | http://sedac.ciesin.columbia.edu/data/collection/grand-v30 | WRI | 1026330 |  |  |  | 918.321 | 960.759 | 723.313 |  |  | JRC-PPDB-OPEN | 609.27 | 543.74 | 572.50 | 574.07 | 502.74 | SOLAR-V1-NO-AGE | SOLAR-V1-NO-AGE | SOLAR-V1-NO-AGE | SOLAR-V1-NO-AGE | SOLAR-V1-NO-AGE
GRC | Greece | Smokovo |  | WRI1061088 | 10 | 39.1463 | 22.0629 | Hydro |  |  |  | 1994.0 |  | Global Reservoir and Dam Database | http://sedac.ciesin.columbia.edu/data/collection/grand-v29 | WRI | 1026367 | [9 empty] | 20.79 | 22.39 | 16.81 | 27.14 | 11.83 | NO-ESTIMATION | NO-ESTIMATION | NO-ESTIMATION | NO-ESTIMATION | CAPACITY-FACTOR-V1
GRC | Greece | Pournari |  | WRI1061075 | 334 | 39.1871 | 21.0263 | Hydro |  |  |  | 1981.0 |  | Global Reservoir and Dam Database | http://sedac.ciesin.columbia.edu/data/collection/grand-v28 | WRI | 1026353 |  |  |  | 280.882 | 363.302 | 185.946 |  |  | JRC-PPDB-OPEN | 453.07 | 400.97 | 429.12 | 434.98 | 290.82 | SOLAR-V1-NO-AGE | SOLAR-V1-NO-AGE | SOLAR-V1-NO-AGE | SOLAR-V1-NO-AGE | SOLAR-V1-NO-AGE
GRC | Greece | Plastiras |  | WRI1061082 | 130 | 39.2413 | 21.7479 | Hydro |  |  |  | 1959.0 |  | Global Reservoir and Dam Database | http://sedac.ciesin.columbia.edu/data/collection/grand-v27 | WRI | 1026350 |  |  |  | 153.615 | 183.827 | 180.06 |  |  | JRC-PPDB-OPEN | 246.74 | 228.21 | 246.74 | 247.42 | 228.21 | SOLAR-V1-NO-AGE | SOLAR-V1-NO-AGE | SOLAR-V1-NO-AGE | SOLAR-V1-NO-AGE | SOLAR-V1-NO-AGE
GRC | Greece | Louros Dam |  | WRI1061090 | 10 | 39.2514 | 20.8657 | Hydro |  |  |  | 1954.0 |  | Large Dam Database in Greece | http://users.itia.ntua.gr/nikos/dams/list%20of%20dams/r_Aliakmonas/aliakmonas%20dams.htm | WRI | 1026338 | [9 empty] | 23.28 | 20.75 | 21.80 | 21.06 | 17.15 | SOLAR-V1-NO-AGE | SOLAR-V1-NO-AGE | SOLAR-V1-NO-AGE | SOLAR-V1-NO-AGE | SOLAR-V1-NO-AGE
GRC | Greece | Sykia |  | WRI1061080 | 160 | 39.3136 | 21.4130 | Hydro | [5 empty] | Global Reservoir and Dam Database | http://users.itia.ntua.gr/nikos/dams/list%20of%20dams/r_Aliakmonas/aliakmonas%20dams.htm | WRI | 1026363 | [9 empty] | 211.05 | 193.38 | 180.06 | 206.95 | 167.38 | SOLAR-V1-NO-AGE | SOLAR-V1-NO-AGE | SOLAR-V1-NO-AGE | SOLAR-V1-NO-AGE | SOLAR-V1-NO-AGE
GRC | Greece | Messochora |  | WRI1061079 | 160 | 39.4646 | 21.3021 | Hydro |  |  |  | 1995.0 |  | Global Reservoir and Dam Database | http://sedac.ciesin.columbia.edu/data/collection/grand-v39 | WRI | 1026341 | [9 empty] | 196.43 | 154.99 | 184.59 | 219.03 | 92.12 | SOLAR-V1-NO-AGE | SOLAR-V1-NO-AGE | SOLAR-V1-NO-AGE | SOLAR-V1-NO-AGE | SOLAR-V1-NO-AGE
GRC | Greece | Pigae Aoos |  | WRI1061078 | 210 | 39.6871 | 20.8421 | Hydro |  |  |  | 1989.0 |  | Global Reservoir and Dam Database | http://sedac.ciesin.columbia.edu/data/collection/grand-v26 | WRI | 1026349 |  |  |  | 151.287 | 238.684 | 120.385 |  |  | JRC-PPDB-OPEN | 351.86 | 321.91 | 351.86 | 352.82 | 321.91 | SOLAR-V1-NO-AGE | SOLAR-V1-NO-AGE | SOLAR-V1-NO-AGE | SOLAR-V1-NO-AGE | SOLAR-V1-NO-AGE
GRC | Greece | Ilarionas |  | WRI1061089 | 154 | 40.0966 | 21.8039 | Hydro |  |  |  | 2011.0 |  | Global Reservoir and Dam Database | http://sedac.ciesin.columbia.edu/data/collection/grand-v30 | GEODB | 1061443 | [9 empty] | 241.64 | 190.02 | 225.47 | 234.07 | 184.65 | SOLAR-V1-NO-AGE | SOLAR-V1-NO-AGE | SOLAR-V1-NO-AGE | SOLAR-V1-NO-AGE | SOLAR-V1-NO-AGE
GRC | Greece | Polyphyto |  | WRI1061083 | 124 | 40.3013 | 22.1004 | Hydro |  |  |  | 1974.0 |  | Global Reservoir and Dam Database | http://sedac.ciesin.columbia.edu/data/collection/grand-v25 | WRI |  |  |  |  | 675.879 | 472.045 | 357.84 |  |  | JRC-PPDB-OPEN | 195.31 | 146.59 | 183.51 | 194.80 | 149.73 | HYDRO-V1 | HYDRO-V1 | HYDRO-V1 | HYDRO-V1 | HYDRO-V1
GRC | Greece | Sfikia |  | WRI1061077 | 315 | 40.3954 | 22.1913 | Hydro |  |  |  | 1985.0 |  | Global Reservoir and Dam Database | http://sedac.ciesin.columbia.edu/data/collection/grand-v24 | WRI | 1026361 |  |  |  | 318.167 | 215.765 | 182.034 |  |  | JRC-PPDB-OPEN | 650.80 | 532.73 | 451.95 | 621.95 | 540.71 | NO-ESTIMATION | NO-ESTIMATION | NO-ESTIMATION | NO-ESTIMATION | CAPACITY-FACTOR-V1
GRC | Greece | Assomata |  | WRI1061085 | 108 | 40.4738 | 22.2421 | Hydro |  |  |  | 1985.0 |  | Global Reservoir and Dam Database | http://sedac.ciesin.columbia.edu/data/collection/grand-v23 | WRI | 1026307 |  |  |  | 216.424 | 155.595 | 123.168 |  |  | JRC-PPDB-OPEN | 192.11 | 155.10 | 182.78 | 191.98 | 158.39 | SOLAR-V1-NO-AGE | SOLAR-V1-NO-AGE | SOLAR-V1-NO-AGE | SOLAR-V1-NO-AGE | SOLAR-V1-NO-AGE
GRC | Greece | Perdikas |  | WRI1019443 | 320 | 40.5664 | 21.6759 | Hydro | [5 empty] | Large Dam Database in Greece | http://users.itia.ntua.gr/nikos/dams/list%20of%20dams/Perdikas%20Dam/perdikas%20dam.htm | WRI | [10 empty] | 528.59 | 482.96 | 528.59 | 530.04 | 482.96 | SOLAR-V1-NO-AGE | SOLAR-V1-NO-AGE | SOLAR-V1-NO-AGE | SOLAR-V1-NO-AGE | SOLAR-V1-NO-AGE
GRC | Greece | Platanovryssi |  | WRI1061084 | 108 | 41.3371 | 24.4546 | Hydro |  |  |  | 1997.0 |  | Global Reservoir and Dam Database | http://sedac.ciesin.columbia.edu/data/collection/grand-v22 | WRI | 1026351 |  |  |  | 336.596 | 223.87 | 122.341 |  |  | JRC-PPDB-OPEN | 198.42 | 177.06 | 210.46 | 181.57 | 173.93 | HYDRO-V1 | HYDRO-V1 | HYDRO-V1 | HYDRO-V1 | HYDRO-V1
GRC | Greece | Thissavros |  | WRI1061074 | 381 | 41.3537 | 24.3629 | Hydro |  |  |  | 1996.0 |  | Global Reservoir and Dam Database | http://sedac.ciesin.columbia.edu/data/collection/grand-v21 | WRI | 1026373 |  |  |  | 577.34 | 382.454 | 240.761 |  |  | JRC-PPDB-OPEN | 581.71 | 730.68 | 501.09 | 723.71 | 678.32 | NO-ESTIMATION | NO-ESTIMATION | NO-ESTIMATION | NO-ESTIMATION | CAPACITY-FACTOR-V1
GTM | Guatemala | El Cobano |  | WRI1061390 | 11 | 14.1800 | -90.6030 | Hydro |  |  |  | 2015.0 |  | Guatemala Energy Data Visualization Center at Universidad Rafael Landivar | http://incyt.org/indicadores/#1495159742418-0490dafa-25d5 | Guatemala Energy Data Visualization Center at Universidad Rafael Landivar | 1094914 |  |  |  |  | 27.2 |  |  |  | Guatemala Energy Data Visualization Center at Universidad Rafael Landivar | 24.52 | 24.52 | 26.42 | 29.52 | 43.74 | NO-ESTIMATION | NO-ESTIMATION | NO-ESTIMATION | NO-ESTIMATION | CAPACITY-FACTOR-V1
GTM | Guatemala | Los Esclavos |  | WRI1061397 | 15 | 14.2500 | -90.2770 | Hydro |  |  |  | 1966.0 |  | Guatemala Energy Data Visualization Center at Universidad Rafael Landivar | http://incyt.org/indicadores/#1495159742418-0490dafa-25d5 | Guatemala Energy Data Visualization Center at Universidad Rafael Landivar | 1019617 |  |  |  |  | 45.7 |  |  |  | Guatemala Energy Data Visualization Center at Universidad Rafael Landivar | 39.07 | 38.01 | 43.09 | 46.90 | 53.83 | SOLAR-V1-NO-AGE | SOLAR-V1-NO-AGE | SOLAR-V1-NO-AGE | SOLAR-V1-NO-AGE | SOLAR-V1-NO-AGE
GTM | Guatemala | Aguacapa |  | WRI1061383 | 90 | 14.2900 | -90.5050 | Hydro |  |  |  | 1982.0 |  | Guatemala Energy Data Visualization Center at Universidad Rafael Landivar | http://incyt.org/indicadores/#1495159742418-0490dafa-25d5 | Guatemala Energy Data Visualization Center at Universidad Rafael Landivar | 1051757 |  |  |  |  | 268.5 |  |  |  | Guatemala Energy Data Visualization Center at Universidad Rafael Landivar | 238.13 | 238.13 | 228.84 | 259.33 | 351.82 | SOLAR-V1-NO-AGE | SOLAR-V1-NO-AGE | SOLAR-V1-NO-AGE | SOLAR-V1-NO-AGE | SOLAR-V1-NO-AGE
GTM | Guatemala | Poza Verde |  | WRI1061405 | 12.5 | 14.3200 | -90.4630 | Hydro |  |  |  | 2005.0 |  | Guatemala Energy Data Visualization Center at Universidad Rafael Landivar | http://incyt.org/indicadores/#1495159742418-0490dafa-25d5 | Guatemala Energy Data Visualization Center at Universidad Rafael Landivar | 1017872 |  |  |  |  | 40.6 |  |  |  | Guatemala Energy Data Visualization Center at Universidad Rafael Landivar | 28.33 | 28.33 | 28.39 | 32.49 | 44.14 | NO-ESTIMATION | NO-ESTIMATION | NO-ESTIMATION | NO-ESTIMATION | CAPACITY-FACTOR-V1
GTM | Guatemala | El Salto |  | WRI1061394 | 2 | 14.3300 | -90.7490 | Hydro |  |  |  | 1938.0 |  | Guatemala Energy Data Visualization Center at Universidad Rafael Landivar | http://incyt.org/indicadores/#1495159742418-0490dafa-25d5 | Guatemala Energy Data Visualization Center at Universidad Rafael Landivar | 1019611 |  |  |  |  | 0.0 |  |  |  | Guatemala Energy Data Visualization Center at Universidad Rafael Landivar | 5.06 | 5.41 | 4.73 | 6.74 | 8.8 | NO-ESTIMATION | NO-ESTIMATION | NO-ESTIMATION | NO-ESTIMATION | CAPACITY-FACTOR-V1
GTM | Guatemala | El Capulin |  | WRI1061389 | 3.5 | 14.3600 | -90.9100 | Hydro |  |  |  | 1990.0 |  | Guatemala Energy Data Visualization Center at Universidad Rafael Landivar | http://incyt.org/indicadores/#1495159742418-0490dafa-25d5 | Guatemala Energy Data Visualization Center at Universidad Rafael Landivar | 1016893 |  |  |  |  | 0.0 |  |  |  | Guatemala Energy Data Visualization Center at Universidad Rafael Landivar | 6.64 | 6.64 | 6.62 | 8.62 | 10.96 | SOLAR-V1-NO-AGE | SOLAR-V1-NO-AGE | SOLAR-V1-NO-AGE | SOLAR-V1-NO-AGE | SOLAR-V1-NO-AGE
GTM | Guatemala | Jurun Marinala |  | WRI1061395 | 60 | 14.3900 | -90.7110 | Hydro |  |  |  | 1970.0 |  | Guatemala Energy Data Visualization Center at Universidad Rafael Landivar | http://incyt.org/indicadores/#1495159742418-0490dafa-25d5 | Guatemala Energy Data Visualization Center at Universidad Rafael Landivar | 1019616 |  |  |  |  | 278.7 |  |  |  | Guatemala Energy Data Visualization Center at Universidad Rafael Landivar | 152.09 | 164.95 | 102.32 | 151.80 | 259.74 | SOLAR-V1-NO-AGE | SOLAR-V1-NO-AGE | SOLAR-V1-NO-AGE | SOLAR-V1-NO-AGE | SOLAR-V1-NO-AGE
GTM | Guatemala | Palin II |  | WRI1061401 | 5.8 | 14.4000 | -90.7030 | Hydro |  |  |  | 2005.0 |  | Guatemala Energy Data Visualization Center at Universidad Rafael Landivar | http://incyt.org/indicadores/#1495159742418-0490dafa-25d5 | Guatemala Energy Data Visualization Center at Universidad Rafael Landivar | 1019619 |  |  |  |  | 19.6 |  |  |  | Guatemala Energy Data Visualization Center at Universidad Rafael Landivar | 14.25 | 15.40 | 11.55 | 16.38 | 24.19 | SOLAR-V1-NO-AGE | SOLAR-V1-NO-AGE | SOLAR-V1-NO-AGE | SOLAR-V1-NO-AGE | SOLAR-V1-NO-AGE
GTM | Guatemala | Panan |  | WRI1061403 | 7.3 | 14.5600 | -91.3630 | Hydro |  |  |  | 2011.0 |  | Guatemala Energy Data Visualization Center at Universidad Rafael Landivar | http://incyt.org/indicadores/#1495159742418-0490dafa-25d5 | Guatemala Energy Data Visualization Center at Universidad Rafael Landivar | [5 empty] | 24.5 |  |  |  | Guatemala Energy Data Visualization Center at Universidad Rafael Landivar | 21.86 | 23.02 | 21.49 | 24.13 | 27.08 | NO-ESTIMATION | NO-ESTIMATION | NO-ESTIMATION | NO-ESTIMATION | CAPACITY-FACTOR-V1
GTM | Guatemala | El Recreo |  | WRI1061393 | 26 | 14.6500 | -91.5730 | Hydro |  |  |  | 2007.0 |  | Guatemala Energy Data Visualization Center at Universidad Rafael Landivar | http://incyt.org/indicadores/#1495159742418-0490dafa-25d5 | Guatemala Energy Data Visualization Center at Universidad Rafael Landivar | 1066067 |  |  |  |  | 99.1 |  |  |  | Guatemala Energy Data Visualization Center at Universidad Rafael Landivar | 87.61 | 87.61 | 76.60 | 78.58 | 105.34 | SOLAR-V1-NO-AGE | SOLAR-V1-NO-AGE | SOLAR-V1-NO-AGE | SOLAR-V1-NO-AGE | SOLAR-V1-NO-AGE
GTM | Guatemala | El Manantial |  | WRI1061391 | 3.8 | 14.6600 | -91.6280 | Hydro |  |  |  | 2015.0 |  | Guatemala Energy Data Visualization Center at Universidad Rafael Landivar | http://incyt.org/indicadores/#1495159742418-0490dafa-25d5 | Guatemala Energy Data Visualization Center at Universidad Rafael Landivar | [5 empty] | 0.0 |  |  |  | Guatemala Energy Data Visualization Center at Universidad Rafael Landivar | 7.38 | 7.38 | 7.24 | 9.02 | 11.95 | NO-ESTIMATION | NO-ESTIMATION | NO-ESTIMATION | NO-ESTIMATION | NO-ESTIMATION
GTM | Guatemala | Monte Cristo |  | WRI1061399 | 13.5 | 14.6700 | -91.5470 | Hydro |  |  |  | 2006.0 |  | Guatemala Energy Data Visualization Center at Universidad Rafael Landivar | http://incyt.org/indicadores/#1495159742418-0490dafa-25d5 | Guatemala Energy Data Visualization Center at Universidad Rafael Landivar | 1066068 |  |  |  |  | 48.1 |  |  |  | Guatemala Energy Data Visualization Center at Universidad Rafael Landivar | 48.84 | 48.84 | 44.01 | 46.05 | 54.58 | HYDRO-V1 | HYDRO-V1 | HYDRO-V1 | HYDRO-V1 | HYDRO-V1
GTM | Guatemala | El Canada |  | WRI1061388 | 48.1 | 14.6900 | -91.5320 | Hydro |  |  |  | 2003.0 |  | Guatemala Energy Data Visualization Center at Universidad Rafael Landivar | http://incyt.org/indicadores/#1495159742418-0490dafa-25d5 | Guatemala Energy Data Visualization Center at Universidad Rafael Landivar | 1019621 |  |  |  |  | 176.0 |  |  |  | Guatemala Energy Data Visualization Center at Universidad Rafael Landivar | 159.30 | 159.30 | 140.03 | 143.69 | 192.11 | NO-ESTIMATION | NO-ESTIMATION | NO-ESTIMATION | NO-ESTIMATION | CAPACITY-FACTOR-V1
GTM | Guatemala | Santa Maria |  | WRI1061409 | 6 | 14.7200 | -91.5230 | Hydro |  |  |  | 1927.0 |  | Guatemala Energy Data Visualization Center at Universidad Rafael Landivar | http://incyt.org/indicadores/#1495159742418-0490dafa-25d5 | Guatemala Energy Data Visualization Center at Universidad Rafael Landivar | 1051782 |  |  |  |  | 0.0 |  |  |  | Guatemala Energy Data Visualization Center at Universidad Rafael Landivar | 20.86 | 20.86 | 18.82 | 20.21 | 23.52 | SOLAR-V1-NO-AGE | SOLAR-V1-NO-AGE | SOLAR-V1-NO-AGE | SOLAR-V1-NO-AGE | SOLAR-V1-NO-AGE
GTM | Guatemala | Las Vacas |  | WRI1061396 | 39 | 14.7600 | -90.5000 | Hydro |  |  |  | 2002.0 |  | Guatemala Energy Data Visualization Center at Universidad Rafael Landivar | http://incyt.org/indicadores/#1495159742418-0490dafa-25d5 | Guatemala Energy Data Visualization Center at Universidad Rafael Landivar | 1051765 |  |  |  |  | 87.4 |  |  |  | Guatemala Energy Data Visualization Center at Universidad Rafael Landivar | 99.15 | 99.15 | 95.34 | 108.54 | 148.63 | NO-ESTIMATION | NO-ESTIMATION | NO-ESTIMATION | NO-ESTIMATION | CAPACITY-FACTOR-V1
GTM | Guatemala | El Porvenir |  | WRI1061392 | 2.3 | 14.9600 | -91.9450 | Hydro |  |  |  | 1968.0 |  | Guatemala Energy Data Visualization Center at Universidad Rafael Landivar | http://incyt.org/indicadores/#1495159742418-0490dafa-25d5 | Guatemala Energy Data Visualization Center at Universidad Rafael Landivar | 1051784 |  |  |  |  | 0.0 |  |  |  | Guatemala Energy Data Visualization Center at Universidad Rafael Landivar | 6.79 | 6.94 | 6.92 | 8.10 | 8.21 | NO-ESTIMATION | NO-ESTIMATION | NO-ESTIMATION | NO-ESTIMATION | CAPACITY-FACTOR-V1
GTM | Guatemala | Pasabien |  | WRI1061404 | 12.8 | 15.0600 | -89.7110 | Hydro |  |  |  | 2000.0 |  | Guatemala Energy Data Visualization Center at Universidad Rafael Landivar | http://incyt.org/indicadores/#1495159742418-0490dafa-25d5 | Guatemala Energy Data Visualization Center at Universidad Rafael Landivar | 1017871 |  |  |  |  | 37.4 |  |  |  | Guatemala Energy Data Visualization Center at Universidad Rafael Landivar | 29.01 | 29.01 | 29.07 | 33.27 | 45.2 | SOLAR-V1-NO-AGE | SOLAR-V1-NO-AGE | SOLAR-V1-NO-AGE | SOLAR-V1-NO-AGE | SOLAR-V1-NO-AGE
GTM | Guatemala | San Isidro |  | WRI1061408 | 3.9 | 15.1000 | -90.1180 | Hydro |  |  |  | 2002.0 |  | Guatemala Energy Data Visualization Center at Universidad Rafael Landivar | http://incyt.org/indicadores/#1495159742418-0490dafa-25d5 | Guatemala Energy Data Visualization Center at Universidad Rafael Landivar | 1017870 |  |  |  |  | 0.0 |  |  |  | Guatemala Energy Data Visualization Center at Universidad Rafael Landivar | 7.61 | 7.61 | 7.46 | 9.61 | 12.29 | NO-ESTIMATION | NO-ESTIMATION | NO-ESTIMATION | NO-ESTIMATION | CAPACITY-FACTOR-V1
GTM | Guatemala | Matanzas |  | WRI1061398 | 12 | 15.1100 | -90.1910 | Hydro |  |  |  | 2002.0 |  | Guatemala Energy Data Visualization Center at Universidad Rafael Landivar | http://incyt.org/indicadores/#1495159742418-0490dafa-25d5 | Guatemala Energy Data Visualization Center at Universidad Rafael Landivar | 1051762 |  |  |  |  | 56.4 |  |  |  | Guatemala Energy Data Visualization Center at Universidad Rafael Landivar | 27.37 | 27.37 | 27.42 | 31.36 | 42.54 | NO-ESTIMATION | NO-ESTIMATION | NO-ESTIMATION | NO-ESTIMATION | CAPACITY-FACTOR-V1
GTM | Guatemala | Chixoy |  | WRI1061386 | 300 | 15.2800 | -90.4910 | Hydro |  |  |  | 1983.0 |  | Guatemala Energy Data Visualization Center at Universidad Rafael Landivar | http://incyt.org/indicadores/#1495159742418-0490dafa-25d5 | Guatemala Energy Data Visualization Center at Universidad Rafael Landivar | 1019608 |  |  |  |  | 1205.4 |  |  |  | Guatemala Energy Data Visualization Center at Universidad Rafael Landivar | 835.85 | 838.23 | 894.11 | 988.57 | 1255.78 | SOLAR-V1-NO-AGE | SOLAR-V1-NO-AGE | SOLAR-V1-NO-AGE | SOLAR-V1-NO-AGE | SOLAR-V1-NO-AGE
GTM | Guatemala | Santa Teresa |  | WRI1061410 | 17 | 15.3000 | -90.1430 | Hydro |  |  |  | 2011.0 |  | Guatemala Energy Data Visualization Center at Universidad Rafael Landivar | http://incyt.org/indicadores/#1495159742418-0490dafa-25d5 | Guatemala Energy Data Visualization Center at Universidad Rafael Landivar | 1066060 |  |  |  |  | 59.6 |  |  |  | Guatemala Energy Data Visualization Center at Universidad Rafael Landivar | 44.29 | 45.46 | 49.38 | 50.39 | 61.31 | HYDRO-V1 | HYDRO-V1 | HYDRO-V1 | HYDRO-V1 | HYDRO-V1
GTM | Guatemala | Rio Bobos |  | WRI1061407 | 10 | 15.3600 | -88.7260 | Hydro |  |  |  | 1995.0 |  | Guatemala Energy Data Visualization Center at Universidad Rafael Landivar | http://incyt.org/indicadores/#1495159742418-0490dafa-25d5 | Guatemala Energy Data Visualization Center at Universidad Rafael Landivar | 1016892 |  |  |  |  | 44.8 |  |  |  | Guatemala Energy Data Visualization Center at Universidad Rafael Landivar | 22.41 | 22.41 | 22.85 | 26.13 | 35.45 | SOLAR-V1-NO-AGE | SOLAR-V1-NO-AGE | SOLAR-V1-NO-AGE | SOLAR-V1-NO-AGE | SOLAR-V1-NO-AGE
GTM | Guatemala | Candelaria |  | WRI1061384 | 4.6 | 15.4000 | -89.7630 | Hydro |  |  |  | 2006.0 |  | Guatemala Energy Data Visualization Center at Universidad Rafael Landivar | http://incyt.org/indicadores/#1495159742418-0490dafa-25d5 | Guatemala Energy Data Visualization Center at Universidad Rafael Landivar | 1066061 |  |  |  |  | 27.0 |  |  |  | Guatemala Energy Data Visualization Center at Universidad Rafael Landivar | 8.69 | 8.69 | 8.38 | 11.02 | 14.18 | SOLAR-V1-NO-AGE | SOLAR-V1-NO-AGE | SOLAR-V1-NO-AGE | SOLAR-V1-NO-AGE | SOLAR-V1-NO-AGE
GTM | Guatemala | Secacao |  | WRI1061411 | 16.5 | 15.4100 | -89.7790 | Hydro |  |  |  | 1998.0 |  | Guatemala Energy Data Visualization Center at Universidad Rafael Landivar | http://incyt.org/indicadores/#1495159742418-0490dafa-25d5 | Guatemala Energy Data Visualization Center at Universidad Rafael Landivar | 1017877 |  |  |  |  | 104.7 |  |  |  | Guatemala Energy Data Visualization Center at Universidad Rafael Landivar | 36.09 | 36.09 | 36.26 | 41.67 | 57.05 | SOLAR-V1-NO-AGE | SOLAR-V1-NO-AGE | SOLAR-V1-NO-AGE | SOLAR-V1-NO-AGE | SOLAR-V1-NO-AGE
GTM | Guatemala | Choloma |  | WRI1061387 | 9.7 | 15.4400 | -89.7400 | Hydro |  |  |  | 2011.0 |  | Guatemala Energy Data Visualization Center at Universidad Rafael Landivar | http://incyt.org/indicadores/#1495159742418-0490dafa-25d5 | Guatemala Energy Data Visualization Center at Universidad Rafael Landivar | 1101083 |  |  |  |  | 30.5 |  |  |  | Guatemala Energy Data Visualization Center at Universidad Rafael Landivar | 21.02 | 21.02 | 21.50 | 25.46 | 33.72 | SOLAR-V1-NO-AGE | SOLAR-V1-NO-AGE | SOLAR-V1-NO-AGE | SOLAR-V1-NO-AGE | SOLAR-V1-NO-AGE
GTM | Guatemala | Renace |  | WRI1061406 | 68.1 | 15.5000 | -90.1740 | Hydro |  |  |  | 2004.0 |  | Guatemala Energy Data Visualization Center at Universidad Rafael Landivar | http://incyt.org/indicadores/#1495159742418-0490dafa-25d5 | Guatemala Energy Data Visualization Center at Universidad Rafael Landivar | 1017874 |  |  |  |  | 218.3 |  |  |  | Guatemala Energy Data Visualization Center at Universidad Rafael Landivar | 184.41 | 187.95 | 179.21 | 195.30 | 253.19 | SOLAR-V1-NO-AGE | SOLAR-V1-NO-AGE | SOLAR-V1-NO-AGE | SOLAR-V1-NO-AGE | SOLAR-V1-NO-AGE
GTM | Guatemala | Palo Viejo |  | WRI1061402 | 85 | 15.5000 | -90.8740 | Hydro |  |  |  | 2012.0 |  | Guatemala Energy Data Visualization Center at Universidad Rafael Landivar | http://incyt.org/indicadores/#1495159742418-0490dafa-25d5 | Guatemala Energy Data Visualization Center at Universidad Rafael Landivar | 1075937 |  |  |  |  | 298.2 |  |  |  | Guatemala Energy Data Visualization Center at Universidad Rafael Landivar | 224.90 | 224.90 | 216.13 | 244.92 | 332.27 | NO-ESTIMATION | NO-ESTIMATION | NO-ESTIMATION | NO-ESTIMATION | NO-ESTIMATION
GTM | Guatemala | Oxec |  | WRI1061400 | 26.1 | 15.5900 | -89.7280 | Hydro |  |  |  | 2015.0 |  | Guatemala Energy Data Visualization Center at Universidad Rafael Landivar | http://incyt.org/indicadores/#1495159742418-0490dafa-25d5 | Guatemala Energy Data Visualization Center at Universidad Rafael Landivar | 1094920 |  |  |  |  | 15.8 |  |  |  | Guatemala Energy Data Visualization Center at Universidad Rafael Landivar | 73.79 | 73.27 | 70.23 | 75.02 | 104.19 | SOLAR-V1-NO-AGE | SOLAR-V1-NO-AGE | SOLAR-V1-NO-AGE | SOLAR-V1-NO-AGE | SOLAR-V1-NO-AGE
GTM | Guatemala | Vision de Aguila |  | WRI1061412 | 2.1 | 15.6000 | -90.3980 | Hydro |  |  |  | 2013.0 |  | Guatemala Energy Data Visualization Center at Universidad Rafael Landivar | http://incyt.org/indicadores/#1495159742418-0490dafa-25d5 | Guatemala Energy Data Visualization Center at Universidad Rafael Landivar | [5 empty] | 7.0 |  |  |  | Guatemala Energy Data Visualization Center at Universidad Rafael Landivar | 4.14 | 4.14 | 4.76 | 6.01 | 7.13 | SOLAR-V1-NO-AGE | SOLAR-V1-NO-AGE | SOLAR-V1-NO-AGE | SOLAR-V1-NO-AGE | SOLAR-V1-NO-AGE
GTM | Guatemala | Xacbal |  | WRI1061413 | 94 | 15.6200 | -91.0850 | Hydro |  |  |  | 2010.0 |  | Guatemala Energy Data Visualization Center at Universidad Rafael Landivar | http://incyt.org/indicadores/#1495159742418-0490dafa-25d5 | Guatemala Energy Data Visualization Center at Universidad Rafael Landivar | 1069278 |  |  |  |  | 369.9 |  |  |  | Guatemala Energy Data Visualization Center at Universidad Rafael Landivar | 266.01 | 253.47 | 252.39 | 274.78 | 359.43 | SOLAR-V1-NO-AGE | SOLAR-V1-NO-AGE | SOLAR-V1-NO-AGE | SOLAR-V1-NO-AGE | SOLAR-V1-NO-AGE
GUF | French Guiana | Petit Saut |  | WRI1022129 | 113.6 | 5.0627 | -53.0476 | Hydro |  |  |  | 1994.0 | Ã‰lectricitÃ© de France | EDF Guiana | https://www.edf.gf/edf-en-guyane/les-engagements-edf-en-guyane/sites-de-production-et-reseau | WRI | 1014000 | [9 empty] | 483.26 | 471.13 | 482.61 | 414.74 | 399.29 | SOLAR-V1-NO-AGE | SOLAR-V1-NO-AGE | SOLAR-V1-NO-AGE | SOLAR-V1-NO-AGE | SOLAR-V1-NO-AGE
HND | Honduras | Nacaome |  | WRI1029360 | 30 | 13.6869 | -87.3605 | Hydro |  |  |  |  | Empresa Nacional De Energia Electrica | Empresa Nacional De Energia Electrica | http://www.enee.hn/index.php/centrales-hidroelectricas/85-descripcion-ch | GEODB | 1045074 | [9 empty] | 116.42 | 116.50 | 113.64 | 79.60 | 98.15 | SOLAR-V1-NO-AGE | SOLAR-V1-NO-AGE | SOLAR-V1-NO-AGE | SOLAR-V1-NO-AGE | SOLAR-V1-NO-AGE
HND | Honduras | La Esperanza |  | WRI1029362 | 12.8 | 14.2247 | -88.1607 | Hydro |  |  |  |  | Empresa Nacional De Energia Electrica | Empresa Nacional De Energia Electrica | http://www.enee.hn/index.php/centrales-hidroelectricas/85-descripcion-ch | WRI | 1057928¦1064452 | [9 empty] | 43.65 | 46.95 | 39.21 | 29.19 | 28.98 | SOLAR-V1-NO-AGE | SOLAR-V1-NO-AGE | SOLAR-V1-NO-AGE | SOLAR-V1-NO-AGE | SOLAR-V1-NO-AGE
HND | Honduras | El Nispero |  | WRI1029357 | 22.5 | 14.7792 | -88.3486 | Hydro |  |  |  |  | Empresa Nacional De Energia Electrica | Empresa Nacional De Energia Electrica | http://www.enee.hn/index.php/centrales-hidroelectricas/85-descripcion-ch | GEODB | 1015761 | [9 empty] | 84.03 | 89.25 | 75.67 | 55.97 | 57.7 | SOLAR-V1-NO-AGE | SOLAR-V1-NO-AGE | SOLAR-V1-NO-AGE | SOLAR-V1-NO-AGE | SOLAR-V1-NO-AGE
HND | Honduras | Canaveral |  | WRI1029356 | 29 | 14.9816 | -88.0232 | Hydro |  |  |  |  | Empresa Nacional De Energia Electrica | Empresa Nacional De Energia Electrica | http://www.enee.hn/index.php/centrales-hidroelectricas/85-descripcion-ch | GEODB | 1015756 | [9 empty] | 118.91 | 117.03 | 113.40 | 70.17 | 80.78 | SOLAR-V1-NO-AGE | SOLAR-V1-NO-AGE | SOLAR-V1-NO-AGE | SOLAR-V1-NO-AGE | SOLAR-V1-NO-AGE
HND | Honduras | Fransisco Morazan (el Cajon) |  | WRI1029354 | 300 | 15.0293 | -87.7455 | Hydro |  |  |  |  | Empresa Nacional De Energia Electrica | Empresa Nacional De Energia Electrica | http://www.enee.hn/index.php/centrales-hidroelectricas/85-descripcion-ch | WRI | 1015760 | [9 empty] | 1380.67 | 1148.16 | 1153.27 | 810.00 | 877.79 | SOLAR-V1-NO-AGE | SOLAR-V1-NO-AGE | SOLAR-V1-NO-AGE | SOLAR-V1-NO-AGE | SOLAR-V1-NO-AGE
HND | Honduras | Rio Lindo |  | WRI1029355 | 80 | 15.0404 | -87.9820 | Hydro |  |  |  |  | Empresa Nacional De Energia Electrica | Empresa Nacional De Energia Electrica | http://www.enee.hn/index.php/centrales-hidroelectricas/85-descripcion-ch | GEODB | 1015769 | [9 empty] | 329.28 | 324.09 | 314.10 | 193.61 | 224.11 | NO-ESTIMATION | NO-ESTIMATION | NO-ESTIMATION | NO-ESTIMATION | CAPACITY-FACTOR-V1
HND | Honduras | San Martin |  | WRI1029383 | 2.77 | 15.0615 | -85.8342 | Hydro | [5 empty] | CDM | https://cdm.unfccc.int/Projects/projsearch.html | WRI | 1113933 | [9 empty] | 9.46 | 11.32 | 9.59 | 7.52 | 5.61 | SOLAR-V1-NO-AGE | SOLAR-V1-NO-AGE | SOLAR-V1-NO-AGE | SOLAR-V1-NO-AGE | SOLAR-V1-NO-AGE
HND | Honduras | Coronado |  | WRI1029381 | 6.1 | 15.1891 | -85.7507 | Hydro | [5 empty] | CDM | https://cdm.unfccc.int/Projects/projsearch.html | WRI | 1113930 | [9 empty] | 18.64 | 20.22 | 16.53 | 11.75 | 12 | NO-ESTIMATION | NO-ESTIMATION | NO-ESTIMATION | NO-ESTIMATION | CAPACITY-FACTOR-V1
HND | Honduras | Cuyamapa |  | WRI1029368 | 12.8 | 15.2517 | -87.5725 | Hydro | [5 empty] | CDM | https://cdm.unfccc.int/Projects/projsearch.html | WRI | 1071428 | [9 empty] | 42.72 | 46.03 | 38.28 | 28.26 | 28.06 | NO-ESTIMATION | NO-ESTIMATION | NO-ESTIMATION | NO-ESTIMATION | CAPACITY-FACTOR-V1
HND | Honduras | Los Laureles |  | WRI1029384 | 5.2 | 15.5598 | -87.2165 | Hydro | [5 empty] | CDM | https://cdm.unfccc.int/Projects/projsearch.html | WRI | 1113946 | [9 empty] | 15.06 | 16.40 | 13.25 | 9.17 | 9.39 | NO-ESTIMATION | NO-ESTIMATION | NO-ESTIMATION | NO-ESTIMATION | NO-ESTIMATION
HND | Honduras | Cuyamel |  | WRI1029369 | 8 | 15.6056 | -88.1572 | Hydro | [5 empty] | CDM | https://cdm.unfccc.int/Projects/projsearch.html | WRI | 1069277 | [9 empty] | 30.00 | 30.26 | 27.89 | 23.02 | 21.03 | SOLAR-V1-NO-AGE | SOLAR-V1-NO-AGE | SOLAR-V1-NO-AGE | SOLAR-V1-NO-AGE | SOLAR-V1-NO-AGE
HND | Honduras | La Gloria |  | WRI1029370 | 6 | 15.7544 | -86.3632 | Hydro | [5 empty] | CDM | https://cdm.unfccc.int/Projects/projsearch.html | WRI | 1071429 | [9 empty] | 18.29 | 19.84 | 16.21 | 11.51 | 11.76 | NO-ESTIMATION | NO-ESTIMATION | NO-ESTIMATION | NO-ESTIMATION | CAPACITY-FACTOR-V1
HRV | Croatia | Kraljevac Hydroelectric Power Plant Croatia |  | GEODB0044836 | 46.4 | 43.4307 | 16.8849 | Hydro | [5 empty] | GEODB | http://globalenergyobservatory.org | GEODB | 1018866 | 2017 | [8 empty] | 195.04 | 198.07 | 112.99 | 192.81 | 158.82 | NO-ESTIMATION | NO-ESTIMATION | NO-ESTIMATION | NO-ESTIMATION | CAPACITY-FACTOR-V1
HRV | Croatia | Zakucac Hydroelectric Power Plant Croatia |  | GEODB0044832 | 522 | 43.4581 | 16.7027 | Hydro | [5 empty] | GEODB | http://globalenergyobservatory.org | GEODB | 1018890 | 2017 | [8 empty] | 1872.65 | 1910.67 | 1041.13 | 1811.85 | 1791.17 | NO-ESTIMATION | NO-ESTIMATION | NO-ESTIMATION | NO-ESTIMATION | NO-ESTIMATION
HRV | Croatia | Djale Hydroelectric Power Plant Croatia |  | GEODB0044835 | 40.8 | 43.5745 | 16.7115 | Hydro | [5 empty] | GEODB | http://globalenergyobservatory.org | GEODB | 1018854 | 2017 | [8 empty] | 137.28 | 142.73 | 58.70 | 124.74 | 104.15 | NO-ESTIMATION | NO-ESTIMATION | NO-ESTIMATION | NO-ESTIMATION | NO-ESTIMATION
HRV | Croatia | Orlovac Hydroelectric Power Plant Croatia |  | GEODB0044834 | 237 | 43.6737 | 16.7840 | Hydro | [5 empty] | GEODB | http://globalenergyobservatory.org | GEODB | 1018870 | 2017 | [8 empty] | 857.56 | 889.89 | 441.73 | 766.00 | 676.13 | SOLAR-V1-NO-AGE | SOLAR-V1-NO-AGE | SOLAR-V1-NO-AGE | SOLAR-V1-NO-AGE | SOLAR-V1-NO-AGE
HRV | Croatia | Peruca Hydroelectric Power Plant Croatia |  | GEODB0044831 | 60 | 43.7951 | 16.5968 | Hydro | [5 empty] | GEODB | http://globalenergyobservatory.org | GEODB | 1018873 | 2017 | [8 empty] | 232.37 | 240.40 | 129.80 | 219.55 | 190.26 | NO-ESTIMATION | NO-ESTIMATION | NO-ESTIMATION | NO-ESTIMATION | CAPACITY-FACTOR-V1
HRV | Croatia | Jaruga Hydroelectric Power Plant Croatia Croatia |  | GEODB0044837 | 7.2 | 43.8050 | 15.9626 | Hydro | [5 empty] | GEODB | http://globalenergyobservatory.org | GEODB | 1018863 | 2017 | [8 empty] | 28.35 | 31.85 | 13.65 | 24.73 | 21.06 | SOLAR-V1-NO-AGE | SOLAR-V1-NO-AGE | SOLAR-V1-NO-AGE | SOLAR-V1-NO-AGE | SOLAR-V1-NO-AGE
HRV | Croatia | Maljacka Hydroelectric Power Plant Croatia Croatia |  | GEODB0044838 | 24 | 44.0019 | 16.0192 | Hydro | [5 empty] | GEODB | http://globalenergyobservatory.org | GEODB | 1018868 | 2017 | [8 empty] | 93.75 | 96.96 | 52.72 | 90.79 | 76.91 | NO-ESTIMATION | NO-ESTIMATION | NO-ESTIMATION | NO-ESTIMATION | NO-ESTIMATION
HRV | Croatia | Golubic Hydroelectric Power Plant Croatia Croatia |  | GEODB0044840 | 7.5 | 44.0900 | 16.2204 | Hydro | [5 empty] | GEODB | http://globalenergyobservatory.org | GEODB | 1018860 | 2017 | [8 empty] | 26.54 | 27.54 | 15.04 | 25.91 | 22.54 | SOLAR-V1-NO-AGE | SOLAR-V1-NO-AGE | SOLAR-V1-NO-AGE | SOLAR-V1-NO-AGE | SOLAR-V1-NO-AGE
HRV | Croatia | Sklope Hydroelectric Power Plant Croatia Croatia |  | GEODB0044845 | 22.5 | 44.6895 | 15.2706 | Hydro | [5 empty] | GEODB | http://globalenergyobservatory.org | GEODB | 1018880 | 2017 | [8 empty] | 85.05 | 90.39 | 52.85 | 97.04 | 73.5 | SOLAR-V1-NO-AGE | SOLAR-V1-NO-AGE | SOLAR-V1-NO-AGE | SOLAR-V1-NO-AGE | SOLAR-V1-NO-AGE
HRV | Croatia | Senj Hydroelectric Power System Croatia Croatia |  | GEODB0044842 | 216 | 44.9429 | 14.9276 | Hydro | [5 empty] | GEODB | http://globalenergyobservatory.org | GEODB | 1018877 | 2017 | [8 empty] | 870.68 | 900.15 | 488.74 | 787.48 | 689.59 | SOLAR-V1-NO-AGE | SOLAR-V1-NO-AGE | SOLAR-V1-NO-AGE | SOLAR-V1-NO-AGE | SOLAR-V1-NO-AGE
HRV | Croatia | Vinodol Hydroelectric Power System Croatia Croatia |  | GEODB0044841 | 90 | 45.2286 | 14.6736 | Hydro | [5 empty] | GEODB | http://globalenergyobservatory.org | GEODB | 1018886 | 2017 | [8 empty] | 377.35 | 389.63 | 232.24 | 358.20 | 314.18 | NO-ESTIMATION | NO-ESTIMATION | NO-ESTIMATION | NO-ESTIMATION | CAPACITY-FACTOR-V1
HRV | Croatia | Gojak Hydroelectric Power Plant Croatia Croatia |  | GEODB0044844 | 55.5 | 45.2989 | 15.2633 | Hydro | [5 empty] | GEODB | http://globalenergyobservatory.org | GEODB | 1018859 | 2017 | [8 empty] | 199.55 | 211.86 | 138.95 | 212.99 | 172.36 | SOLAR-V1-NO-AGE | SOLAR-V1-NO-AGE | SOLAR-V1-NO-AGE | SOLAR-V1-NO-AGE | SOLAR-V1-NO-AGE
HRV | Croatia | Lesce Hydroelectric Power Plant Croatia Croatia |  | GEODB0044846 | 42.3 | 45.3485 | 15.3452 | Hydro | [5 empty] | GEODB | http://globalenergyobservatory.org | GEODB | 1041665 | 2017 | [8 empty] | 152.09 | 161.47 | 105.90 | 162.33 | 131.37 | SOLAR-V1-NO-AGE | SOLAR-V1-NO-AGE | SOLAR-V1-NO-AGE | SOLAR-V1-NO-AGE | SOLAR-V1-NO-AGE
HRV | Croatia | Ozalj Hydroelectric Power Plant Croatia Croatia |  | GEODB0044843 | 5.5 | 45.6143 | 15.4778 | Hydro | [5 empty] | GEODB | http://globalenergyobservatory.org | GEODB | 1018872 | 2017 | [8 empty] | 22.58 | 23.08 | 18.61 | 28.24 | 21.78 | NO-ESTIMATION | NO-ESTIMATION | NO-ESTIMATION | NO-ESTIMATION | CAPACITY-FACTOR-V1
HRV | Croatia | Cakovec Hydroelectric Power Plant Croatia Croatia |  | GEODB0044829 | 76 | 46.3113 | 16.4945 | Hydro | [5 empty] | GEODB | http://globalenergyobservatory.org | GEODB | 1018853 | 2017 | [8 empty] | 351.58 | 360.45 | 245.43 | 337.76 | 280.21 | NO-ESTIMATION | NO-ESTIMATION | NO-ESTIMATION | NO-ESTIMATION | CAPACITY-FACTOR-V1
HRV | Croatia | Dubrava Hydroelectric Power Plant Croatia Croatia |  | GEODB0044830 | 76 | 46.3205 | 16.7489 | Hydro | [5 empty] | GEODB | http://globalenergyobservatory.org | GEODB | 1018855 | 2017 | [8 empty] | 351.58 | 360.45 | 244.02 | 337.76 | 300.07 | NO-ESTIMATION | NO-ESTIMATION | NO-ESTIMATION | NO-ESTIMATION | CAPACITY-FACTOR-V1
HRV | Croatia | Varazdin Hydroelectric Power Plant Croatia Croatia |  | GEODB0044828 | 94 | 46.3479 | 16.2684 | Hydro | [5 empty] | GEODB | http://globalenergyobservatory.org | GEODB | 1018884 | 2017 | [8 empty] | 434.85 | 446.07 | 303.56 | 417.76 | 348.33 | NO-ESTIMATION | NO-ESTIMATION | NO-ESTIMATION | NO-ESTIMATION | CAPACITY-FACTOR-V1
IDN | Indonesia | Maninjau III |  | WRI1000785 | 123 | -0.2923 | 100.1520 | Hydro |  |  |  |  | PLN-South Sumatera Generation Unit | Indonesia Power Generation | https://repit.wordpress.com/ | CARMA | 1026095 | [9 empty] | 319.89 | 238.50 | 290.43 | 325.76 | 335.29 | NO-ESTIMATION | NO-ESTIMATION | NO-ESTIMATION | NO-ESTIMATION | CAPACITY-FACTOR-V1
IDN | Indonesia | Singkarak |  | WRI1001017 | 175 | -0.6909 | 100.6034 | Hydro |  |  |  |  | PLN-South Sumatera Generation Unit | Indonesia Power Generation | https://repit.wordpress.com/ | CARMA | 1026146 | [9 empty] | 551.31 | 462.30 | 484.64 | 533.52 | 559.21 | NO-ESTIMATION | NO-ESTIMATION | NO-ESTIMATION | NO-ESTIMATION | NO-ESTIMATION
IDN | Indonesia | Balambano |  | WRI1000739 | 130 | -2.5213 | 121.3570 | Hydro |  |  |  |  | PT. Inco | Indonesia Power Generation | https://repit.wordpress.com/ | CARMA | 1025948 | [9 empty] | 338.09 | 252.07 | 306.96 | 344.30 | 354.37 | NO-ESTIMATION | NO-ESTIMATION | NO-ESTIMATION | NO-ESTIMATION | CAPACITY-FACTOR-V1
IDN | Indonesia | Larona |  | WRI1000780 | 165 | -2.8194 | 121.5783 | Hydro |  |  |  |  | PT. Inco | Indonesia Power Generation | https://repit.wordpress.com/ | CARMA | 1025949 | [9 empty] | 487.39 | 423.65 | 445.46 | 510.49 | 460.54 | NO-ESTIMATION | NO-ESTIMATION | NO-ESTIMATION | NO-ESTIMATION | NO-ESTIMATION
IDN | Indonesia | Bakaru |  | WRI1000738 | 126 | -3.1141 | 119.6042 | Hydro |  |  |  |  | PLN-South&South East Sulawesi Regional Unit | Indonesia Power Generation | https://repit.wordpress.com/ | CARMA | 1026035 | [9 empty] | 423.60 | 334.58 | 350.67 | 415.34 | 424.69 | SOLAR-V1-NO-AGE | SOLAR-V1-NO-AGE | SOLAR-V1-NO-AGE | SOLAR-V1-NO-AGE | SOLAR-V1-NO-AGE
IDN | Indonesia | Riam Kanan/pangeran Muhamad Nur |  | WRI1001004 | 30 | -3.5156 | 115.0074 | Hydro |  |  |  |  | PLN | Indonesia Power Generation | https://repit.wordpress.com/ | WRI | [10 empty] | 102.63 | 81.56 | 87.65 | 97.75 | 102.52 | NO-ESTIMATION | NO-ESTIMATION | NO-ESTIMATION | NO-ESTIMATION | CAPACITY-FACTOR-V1
IDN | Indonesia | Musi |  | WRI1000792 | 215.475 | -3.7660 | 102.4350 | Hydro |  |  |  |  | PLN-South Sumatera Generation Unit | Indonesia Power Generation | https://repit.wordpress.com/ | GEODB | 1026105 | [9 empty] | 561.45 | 422.24 | 513.22 | 571.75 | 588.43 | NO-ESTIMATION | NO-ESTIMATION | NO-ESTIMATION | NO-ESTIMATION | CAPACITY-FACTOR-V1
IDN | Indonesia | Besai - Way Kanan |  | WRI1000744 | 92.8 | -4.9822 | 104.8051 | Hydro |  |  |  |  | PLN-South Sumatera Generation Unit | Indonesia Power Generation | https://repit.wordpress.com/ | WRI | 1026048 | [9 empty] | 268.15 | 244.77 | 253.60 | 273.52 | 280.63 | NO-ESTIMATION | NO-ESTIMATION | NO-ESTIMATION | NO-ESTIMATION | CAPACITY-FACTOR-V1
IDN | Indonesia | Bili bili |  | WRI1000745 | 20.1 | -5.2779 | 119.5817 | Hydro |  |  |  |  | PLN | Indonesia Power Generation | https://repit.wordpress.com/ | WRI | 1092163 | [9 empty] | 60.04 | 44.78 | 55.22 | 61.21 | 62.74 | NO-ESTIMATION | NO-ESTIMATION | NO-ESTIMATION | NO-ESTIMATION | CAPACITY-FACTOR-V1
IDN | Indonesia | Jatiluhur |  | WRI1000762 | 186 | -6.5230 | 107.3890 | Hydro |  |  |  |  | Perum Jasa Tirta II | Indonesia Power Generation | https://repit.wordpress.com/ | GEODB | [10 empty] | 670.77 | 452.30 | 524.85 | 671.81 | 664.17 | NO-ESTIMATION | NO-ESTIMATION | NO-ESTIMATION | NO-ESTIMATION | CAPACITY-FACTOR-V1
IDN | Indonesia | Bengkok+Dago/saguling |  | WRI1000743 | 3.85 | -6.6247 | 107.5564 | Hydro |  |  |  |  | PLN - PT. Indonesia Power | Indonesia Power Generation | https://repit.wordpress.com/ | CARMA | [10 empty] | 13.00 | 10.85 | 13.53 | 13.60 | 13.49 | NO-ESTIMATION | NO-ESTIMATION | NO-ESTIMATION | NO-ESTIMATION | CAPACITY-FACTOR-V1
IDN | Indonesia | CirataI & II |  | WRI1000748 | 1008 | -6.7004 | 107.3671 | Hydro |  |  |  |  | PLN - Java Bali Generation Unit / PT. PJB | Indonesia Power Generation | https://repit.wordpress.com/ | WRI | 1026056 | [9 empty] | 3426.09 | 2354.32 | 3099.69 | 3272.44 | 3205.36 | SOLAR-V1-NO-AGE | SOLAR-V1-NO-AGE | SOLAR-V1-NO-AGE | SOLAR-V1-NO-AGE | SOLAR-V1-NO-AGE
IDN | Indonesia | Cikalong/saguling |  | WRI1000747 | 19.2 | -6.9039 | 107.6186 | Hydro |  |  |  |  | PLN - PT. Indonesia Power | Indonesia Power Generation | https://repit.wordpress.com/ | CARMA | 1026135 | [9 empty] | 70.70 | 65.53 | 63.95 | 76.04 | 65.27 | NO-ESTIMATION | NO-ESTIMATION | NO-ESTIMATION | NO-ESTIMATION | NO-ESTIMATION
IDN | Indonesia | Kracak/saguling |  | WRI1000776 | 18.9 | -6.9039 | 107.6186 | Hydro |  |  |  |  | PLN - PT. Indonesia Power | Indonesia Power Generation | https://repit.wordpress.com/ | CARMA | 1026135 | [9 empty] | 69.59 | 64.51 | 62.95 | 74.85 | 64.25 | NO-ESTIMATION | NO-ESTIMATION | NO-ESTIMATION | NO-ESTIMATION | NO-ESTIMATION
IDN | Indonesia | Lamajan/saguling |  | WRI1000779 | 19.56 | -6.9039 | 107.6186 | Hydro |  |  |  |  | PLN - PT. Indonesia Power | Indonesia Power Generation | https://repit.wordpress.com/ | CARMA | 1026135 | [9 empty] | 72.02 | 65.75 | 64.14 | 77.47 | 66.5 | SOLAR-V1-NO-AGE | SOLAR-V1-NO-AGE | SOLAR-V1-NO-AGE | SOLAR-V1-NO-AGE | SOLAR-V1-NO-AGE
IDN | Indonesia | Plengan/Saguling |  | WRI1000806 | 6.87 | -6.9039 | 107.6186 | Hydro |  |  |  |  | PLN - PT. Indonesia Power | Indonesia Power Generation | https://repit.wordpress.com/ | CARMA | [10 empty] | 24.70 | 24.04 | 23.47 | 26.71 | 23.28 | NO-ESTIMATION | NO-ESTIMATION | NO-ESTIMATION | NO-ESTIMATION | NO-ESTIMATION
IDN | Indonesia | Ubrug/saguling |  | WRI1001039 | 18.36 | -6.9039 | 107.6186 | Hydro |  |  |  |  | PLN - PT. Indonesia Power | Indonesia Power Generation | https://repit.wordpress.com/ | CARMA | [10 empty] | 67.60 | 62.66 | 61.15 | 72.72 | 62.42 | NO-ESTIMATION | NO-ESTIMATION | NO-ESTIMATION | NO-ESTIMATION | NO-ESTIMATION
IDN | Indonesia | Saguling |  | WRI1001005 | 700.72 | -6.9126 | 107.3663 | Hydro |  |  |  |  | PLN - PT. Indonesia Power | Indonesia Power Generation | https://repit.wordpress.com/ | GEODB | 1026135 | [9 empty] | 2110.52 | 1512.59 | 2024.74 | 2178.25 | 2110.52 | NO-ESTIMATION | NO-ESTIMATION | NO-ESTIMATION | NO-ESTIMATION | CAPACITY-FACTOR-V1
IDN | Indonesia | Timo / Mrica |  | WRI1001035 | 12 | -6.9485 | 110.4069 | Hydro |  |  |  |  | PLN - PT. Indonesia Power | Indonesia Power Generation | https://repit.wordpress.com/ | CARMA | 1026168 | [9 empty] | 36.17 | 27.97 | 34.20 | 37.89 | 37.79 | NO-ESTIMATION | NO-ESTIMATION | NO-ESTIMATION | NO-ESTIMATION | CAPACITY-FACTOR-V1
IDN | Indonesia | Klambu/Mrica |  | WRI1000773 | 1.117 | -7.0069 | 110.7964 | Hydro |  |  |  |  | PLN - PT. Indonesia Power | Indonesia Power Generation | https://repit.wordpress.com/ | CARMA | [10 empty] | 3.78 | 3.34 | 3.90 | 3.88 | 3.58 | NO-ESTIMATION | NO-ESTIMATION | NO-ESTIMATION | NO-ESTIMATION | CAPACITY-FACTOR-V1
IDN | Indonesia | PB. Sudirman/Mrica |  | WRI1000800 | 180.9 | -7.3927 | 109.6054 | Hydro |  |  |  |  | PLN - PT. Indonesia Power | Indonesia Power Generation | https://repit.wordpress.com/ | GEODB | 1026120 | [9 empty] | 574.49 | 398.71 | 459.90 | 565.77 | 567.57 | SOLAR-V1-NO-AGE | SOLAR-V1-NO-AGE | SOLAR-V1-NO-AGE | SOLAR-V1-NO-AGE | SOLAR-V1-NO-AGE
IDN | Indonesia | Sempor/Mrica |  | WRI1001009 | 1 | -7.4733 | 109.3331 | Hydro |  |  |  |  | PLN - PT. Indonesia Power | Indonesia Power Generation | https://repit.wordpress.com/ | CARMA | 1050218 | [9 empty] | 3.35 | 3.45 | 3.96 | 3.31 | 3.53 | SOLAR-V1-NO-AGE | SOLAR-V1-NO-AGE | SOLAR-V1-NO-AGE | SOLAR-V1-NO-AGE | SOLAR-V1-NO-AGE
IDN | Indonesia | Sidorejo/Mrica |  | WRI1001013 | 1.4 | -7.4764 | 110.2622 | Hydro |  |  |  |  | PLN - PT. Indonesia Power | Indonesia Power Generation | https://repit.wordpress.com/ | CARMA | 1050222 | [9 empty] | 3.78 | 3.83 | 4.47 | 3.98 | 4.23 | NO-ESTIMATION | NO-ESTIMATION | NO-ESTIMATION | NO-ESTIMATION | CAPACITY-FACTOR-V1
IDN | Indonesia | Ketenger / mrica |  | WRI1000772 | 8.04 | -7.5097 | 109.2778 | Hydro |  |  |  |  | PLN - PT. Indonesia Power | Indonesia Power Generation | https://repit.wordpress.com/ | CARMA | 1050220 | [9 empty] | 33.59 | 25.50 | 29.83 | 35.02 | 32.34 | NO-ESTIMATION | NO-ESTIMATION | NO-ESTIMATION | NO-ESTIMATION | CAPACITY-FACTOR-V1
IDN | Indonesia | Pejengkolan/Mrica |  | WRI1000801 | 1.4 | -7.5694 | 109.8006 | Hydro |  |  |  |  | PLN - PT. Indonesia Power | Indonesia Power Generation | https://repit.wordpress.com/ | CARMA | 1026121 | [9 empty] | 2.83 | 2.23 | 2.96 | 3.02 | 3.01 | SOLAR-V1-NO-AGE | SOLAR-V1-NO-AGE | SOLAR-V1-NO-AGE | SOLAR-V1-NO-AGE | SOLAR-V1-NO-AGE
IDN | Indonesia | Giringan - Pamekasan |  | WRI1000755 | 3.2 | -7.7201 | 111.6715 | Hydro |  |  |  |  | PLN - Java Bali Generation Unit / PT. PJB | Indonesia Power Generation | https://repit.wordpress.com/ | CARMA | 1026067 | [9 empty] | 6.65 | 6.55 | 7.17 | 7.10 | 7.08 | NO-ESTIMATION | NO-ESTIMATION | NO-ESTIMATION | NO-ESTIMATION | CAPACITY-FACTOR-V1
IDN | Indonesia | Ngebel - Pamekasan |  | WRI1000793 | 2.2 | -7.7891 | 111.6167 | Hydro |  |  |  |  | PLN - Java Bali Generation Unit / PT. PJB | Indonesia Power Generation | https://repit.wordpress.com/ | CARMA | 1026106 | [9 empty] | 7.89 | 7.12 | 8.26 | 8.38 | 7.91 | NO-ESTIMATION | NO-ESTIMATION | NO-ESTIMATION | NO-ESTIMATION | CAPACITY-FACTOR-V1
IDN | Indonesia | Mendalan - Brantas |  | WRI1000788 | 23 | -7.8540 | 112.3316 | Hydro |  |  |  |  | PLN - Java Bali Generation Unit / PT. PJB | Indonesia Power Generation | https://repit.wordpress.com/ | CARMA | 1026099 | [9 empty] | 89.18 | 64.91 | 69.64 | 87.87 | 83.64 | NO-ESTIMATION | NO-ESTIMATION | NO-ESTIMATION | NO-ESTIMATION | CAPACITY-FACTOR-V1
IDN | Indonesia | Tulungagung - Brantas |  | WRI1001038 | 36 | -8.0657 | 111.9025 | Hydro |  |  |  |  | PLN - Java Bali Generation Unit / PT. PJB | Indonesia Power Generation | https://repit.wordpress.com/ | CARMA | 1026172 | [9 empty] | 125.46 | 98.39 | 106.37 | 124.04 | 132.82 | SOLAR-V1-NO-AGE | SOLAR-V1-NO-AGE | SOLAR-V1-NO-AGE | SOLAR-V1-NO-AGE | SOLAR-V1-NO-AGE
IDN | Indonesia | Wlingi - Brantas |  | WRI1001045 | 54 | -8.0776 | 112.3311 | Hydro |  |  |  |  | PLN - Java Bali Generation Unit / PT. PJB | Indonesia Power Generation | https://repit.wordpress.com/ | CARMA | 1026178 | [9 empty] | 158.18 | 138.62 | 149.71 | 161.31 | 165.44 | SOLAR-V1-NO-AGE | SOLAR-V1-NO-AGE | SOLAR-V1-NO-AGE | SOLAR-V1-NO-AGE | SOLAR-V1-NO-AGE
IDN | Indonesia | Wonorejo - Pamekasan |  | WRI1001046 | 6.3 | -8.1136 | 112.2869 | Hydro |  |  |  |  | PLN - Java Bali Generation Unit / PT. PJB | Indonesia Power Generation | https://repit.wordpress.com/ | CARMA | 1055424 | [9 empty] | 24.89 | 17.37 | 21.45 | 26.43 | 24.77 | SOLAR-V1-NO-AGE | SOLAR-V1-NO-AGE | SOLAR-V1-NO-AGE | SOLAR-V1-NO-AGE | SOLAR-V1-NO-AGE
IDN | Indonesia | Golang - Pamekasan |  | WRI1000756 | 2.7 | -8.1408 | 111.1317 | Hydro |  |  |  |  | PLN - Java Bali Generation Unit / PT. PJB | Indonesia Power Generation | https://repit.wordpress.com/ | CARMA | 1026068 | [9 empty] | 9.34 | 6.60 | 8.09 | 9.68 | 9.64 | SOLAR-V1-NO-AGE | SOLAR-V1-NO-AGE | SOLAR-V1-NO-AGE | SOLAR-V1-NO-AGE | SOLAR-V1-NO-AGE
IDN | Indonesia | Sutami / Karangkates - Brantas |  | WRI1001021 | 105 | -8.1606 | 112.4443 | Hydro |  |  |  |  | PLN - Java Bali Generation Unit / PT. PJB | Indonesia Power Generation | https://repit.wordpress.com/ | WRI | 1026154 | [9 empty] | 371.79 | 266.78 | 301.33 | 387.04 | 371.86 | NO-ESTIMATION | NO-ESTIMATION | NO-ESTIMATION | NO-ESTIMATION | CAPACITY-FACTOR-V1
IDN | Indonesia | Lodoyo - Brantas |  | WRI1000783 | 4.5 | -8.1613 | 112.2173 | Hydro |  |  |  |  | PLN - Java Bali Generation Unit / PT. PJB | Indonesia Power Generation | https://repit.wordpress.com/ | CARMA | 1026092 | [9 empty] | 17.16 | 12.97 | 15.44 | 18.26 | 17.08 | NO-ESTIMATION | NO-ESTIMATION | NO-ESTIMATION | NO-ESTIMATION | CAPACITY-FACTOR-V1
IDN | Indonesia | Sengguruh - Brantas |  | WRI1001010 | 29 | -8.1764 | 112.5510 | Hydro |  |  |  |  | PLN - Java Bali Generation Unit / PT. PJB | Indonesia Power Generation | https://repit.wordpress.com/ | CARMA | 1026143 | [9 empty] | 99.96 | 68.14 | 80.50 | 104.17 | 99.98 | NO-ESTIMATION | NO-ESTIMATION | NO-ESTIMATION | NO-ESTIMATION | CAPACITY-FACTOR-V1
IDN | Indonesia | Koto Panjang Kampar |  | WRI1000775 | 114 | 0.2905 | 100.8814 | Hydro |  |  |  |  | PLN | Indonesia Power Generation | https://repit.wordpress.com/ | WRI | [10 empty] | 419.08 | 310.21 | 359.57 | 397.38 | 420.15 | NO-ESTIMATION | NO-ESTIMATION | NO-ESTIMATION | NO-ESTIMATION | NO-ESTIMATION
IDN | Indonesia | Sipansihaporas |  | WRI1001018 | 50 | 1.7427 | 98.7792 | Hydro |  |  |  |  | PLN - North Sumatera Generation Unit | Indonesia Power Generation | https://repit.wordpress.com/ | CARMA | 1055420 | [9 empty] | 160.65 | 122.70 | 148.67 | 163.59 | 167.37 | NO-ESTIMATION | NO-ESTIMATION | NO-ESTIMATION | NO-ESTIMATION | CAPACITY-FACTOR-V1
IDN | Indonesia | Asahan I |  | WRI1000737 | 180 | 2.5113 | 99.2590 | Hydro |  |  |  |  | PT Bajradaya Sentranusa (China Huadian Corporation 70% + PJB 26.5%+Nusa Konstruksi Engineering 3.5%) | Indonesia Power Generation | https://repit.wordpress.com/ | WRI | 1076093 | [9 empty] | 614.23 | 443.82 | 523.30 | 555.94 | 592.43 | NO-ESTIMATION | NO-ESTIMATION | NO-ESTIMATION | NO-ESTIMATION | CAPACITY-FACTOR-V1
IDN | Indonesia | Sigura gura (asahan II) |  | WRI1001014 | 286 | 2.5196 | 99.2793 | Hydro |  |  |  |  | PT. Indonesia Asahan aluminium | Indonesia Power Generation | https://repit.wordpress.com/ | WRI | [10 empty] | 870.63 | 615.78 | 742.08 | 800.14 | 835.99 | NO-ESTIMATION | NO-ESTIMATION | NO-ESTIMATION | NO-ESTIMATION | NO-ESTIMATION
IDN | Indonesia | Tangga (asahan II) |  | WRI1001024 | 317 | 2.5479 | 99.3028 | Hydro |  |  |  |  | PT. Indonesia Asahan aluminium | Indonesia Power Generation | https://repit.wordpress.com/ | WRI | 1025945 | [9 empty] | 965.00 | 682.53 | 822.52 | 886.87 | 926.6 | NO-ESTIMATION | NO-ESTIMATION | NO-ESTIMATION | NO-ESTIMATION | CAPACITY-FACTOR-V1
IDN | Indonesia | Lau Renun |  | WRI1000781 | 82 | 3.0824 | 98.0650 | Hydro |  |  |  |  | PLN - Pandan Sector | Indonesia Power Generation | https://repit.wordpress.com/ | CARMA | 1026134 | [9 empty] | 281.58 | 231.76 | 248.79 | 271.47 | 271.06 | NO-ESTIMATION | NO-ESTIMATION | NO-ESTIMATION | NO-ESTIMATION | CAPACITY-FACTOR-V1
IND | India | PALLIVASAL |  | IND0000318 | 37.5 | 10.0314 | 77.0548 | Hydro |  |  |  | 1970 |  | Central Electricity Authority | http://www.cea.nic.in/ | WRI | 1020774 | 2019 |  | 210.6017 | 217.59655 | 165.21975 | 187.44805 | 184.32375 |  | Central Electricity Authority | 164.77 | 127.13 | 156.69 | 102.48 | 115.64 | NO-ESTIMATION | NO-ESTIMATION | NO-ESTIMATION | NO-ESTIMATION | CAPACITY-FACTOR-V1
IND | India | VAIGAI DAM |  | IND0000492 | 13.5 | 10.0537 | 77.5905 | Hydro |  |  |  | 1995 |  | Central Electricity Authority | http://www.cea.nic.in/ | WRI | 1030958 | 2019 | [8 empty] | 56.80 | 50.55 | 54.23 | 34.26 | 47.6 | SOLAR-V1-NO-AGE | SOLAR-V1-NO-AGE | SOLAR-V1-NO-AGE | SOLAR-V1-NO-AGE | SOLAR-V1-NO-AGE
IND | India | IDAMALAYAR |  | IND0000148 | 75 | 10.2070 | 76.7137 | Hydro |  |  |  | 1987 |  | Central Electricity Authority | http://www.cea.nic.in/ | WRI | 1020762 | 2019 |  | 370.79670000000004 | 271.635 | 170.8614 | 254.9787 | 343.7725 |  | Central Electricity Authority | 276.41 | 231.97 | 276.41 | 202.55 | 215.52 | NO-ESTIMATION | NO-ESTIMATION | NO-ESTIMATION | NO-ESTIMATION | CAPACITY-FACTOR-V1
IND | India | SHOLAYAR |  | IND0000408 | 54 | 10.3046 | 76.7305 | Hydro |  |  |  | 1964 |  | Central Electricity Authority | http://www.cea.nic.in/ | WRI | 1020784 | 2019 |  | 237.05875 | 208.95995 | 166.01575 | 203.66655 | 201.37805 |  | Central Electricity Authority | 193.72 | 161.72 | 193.72 | 135.98 | 149.88 | NO-ESTIMATION | NO-ESTIMATION | NO-ESTIMATION | NO-ESTIMATION | CAPACITY-FACTOR-V1
IND | India | PORINGALKUTTU |  | IND0000341 | 32 | 10.3118 | 76.6170 | Hydro |  |  |  | 1958 |  | Central Electricity Authority | http://www.cea.nic.in/ | WRI | 1020780 | 2019 |  | 150.2649 | 158.9015 | 90.6445 | 116.15629999999999 | 94.127 |  | Central Electricity Authority | 145.08 | 113.84 | 134.56 | 91.15 | 98.71 | NO-ESTIMATION | NO-ESTIMATION | NO-ESTIMATION | NO-ESTIMATION | CAPACITY-FACTOR-V1
IND | India | PORINGALKUTTU L |  | IND0000342 | 16 | 10.3118 | 76.6170 | Hydro |  |  |  | 1999 |  | Central Electricity Authority | http://www.cea.nic.in/ | WRI | 1020781 | 2019 | [8 empty] | 85.77 | 67.71 | 78.51 | 57.90 | 64.08 | SOLAR-V1-NO-AGE | SOLAR-V1-NO-AGE | SOLAR-V1-NO-AGE | SOLAR-V1-NO-AGE | SOLAR-V1-NO-AGE
IND | India | SHOLAYAR I&II |  | IND0000409 | 70 | 10.3575 | 76.8790 | Hydro |  |  |  | 1971 |  | Central Electricity Authority | http://www.cea.nic.in/ | WRI | 1020784 | 2019 |  | 260.27209999999997 | 262.47105 | 226.96945000000002 | 156.94134999999997 | 219.7557 |  | Central Electricity Authority | 428.17 | 329.91 | 424.51 | 278.13 | 296.39 | NO-ESTIMATION | NO-ESTIMATION | NO-ESTIMATION | NO-ESTIMATION | CAPACITY-FACTOR-V1
IND | India | KADAMPARI |  | IND0000166 | 400 | 10.4104 | 77.0435 | Hydro |  |  |  | 1988 |  | Central Electricity Authority | http://www.cea.nic.in/ | WRI | 1011045 | 2019 |  | 499.9875 | 410.56685 | 287.94304999999997 | 382.4382 | 432.57625 |  | Central Electricity Authority | 1340.81 | 1214.05 | 1366.28 | 881.93 | 1004.36 | NO-ESTIMATION | NO-ESTIMATION | NO-ESTIMATION | NO-ESTIMATION | CAPACITY-FACTOR-V1
IND | India | ALIYAR |  | IND0000004 | 60 | 10.4547 | 77.0078 | Hydro |  |  |  | 1970 |  | Central Electricity Authority | http://www.cea.nic.in/ | WRI | 1030923 | 2019 |  | 157.55825 | 152.1952 | 61.42135 | 89.6296 | 48.32715 |  | Central Electricity Authority | 235.89 | 221.88 | 244.15 | 139.94 | 182.95 | NO-ESTIMATION | NO-ESTIMATION | NO-ESTIMATION | NO-ESTIMATION | CAPACITY-FACTOR-V1
IND | India | SARKARPATHY |  | IND0000394 | 30 | 10.4558 | 76.8302 | Hydro |  |  |  | 1966 |  | Central Electricity Authority | http://www.cea.nic.in/ | WRI | 1030948 | 2019 |  | 133.5688 | 78.8836 | 62.973549999999996 | 85.03269999999999 | 129.00175000000002 |  | Central Electricity Authority | 110.77 | 90.30 | 110.77 | 76.00 | 83.72 | SOLAR-V1-NO-AGE | SOLAR-V1-NO-AGE | SOLAR-V1-NO-AGE | SOLAR-V1-NO-AGE | SOLAR-V1-NO-AGE
IND | India | BHAWANI KATTALAI -III |  | IND0000053 | 30 | 11.2428 | 77.8659 | Hydro |  |  |  | 2012 |  | Central Electricity Authority | http://www.cea.nic.in/ | WRI | 1060506 | 2019 |  | 0.0 | 5.651599999999999 | 17.382649999999998 | 0.0 | 33.889700000000005 |  | Central Electricity Authority | 114.01 | 105.18 | 114.01 | 87.48 | 94.41 | NO-ESTIMATION | NO-ESTIMATION | NO-ESTIMATION | NO-ESTIMATION | CAPACITY-FACTOR-V1
IND | India | KUNDAH I-V |  | IND0000219 | 555 | 11.2861 | 76.6511 | Hydro |  |  |  | 1966 |  | Central Electricity Authority | http://www.cea.nic.in/ | WRI | 1074142¦ 1074143¦ 1030932 | 2019 |  | 1542.9166500000001 | 1365.5778 | 811.53195 | 802.19885 | 1600.94505 |  | Central Electricity Authority | 2205.12 | 2021.01 | 2196.33 | 1831.66 | 1552.03 | NO-ESTIMATION | NO-ESTIMATION | NO-ESTIMATION | NO-ESTIMATION | CAPACITY-FACTOR-V1
IND | India | BHAWANI KATTALAI -II |  | IND0000052 | 30 | 11.3310 | 77.7580 | Hydro |  |  |  | 2013 |  | Central Electricity Authority | http://www.cea.nic.in/ | WRI | 1081340 | 2019 |  | 136.8722 | 6.9948500000000005 | 19.730849999999997 | 37.4319 | 76.77420000000001 |  | Central Electricity Authority | 114.01 | 105.18 | 114.01 | 87.48 | 94.41 | SOLAR-V1-NO-AGE | SOLAR-V1-NO-AGE | SOLAR-V1-NO-AGE | SOLAR-V1-NO-AGE | SOLAR-V1-NO-AGE
IND | India | PARSEN_S VALLE |  | IND0000329 | 30 | 11.3646 | 76.6045 | Hydro |  |  |  | 2000 |  | Central Electricity Authority | http://www.cea.nic.in/ | WRI | 1048265 | 2019 |  | 34.65585 | 25.501849999999997 | 23.83025 | 26.97445 | 45.7103 |  | Central Electricity Authority | 109.92 | 98.52 | 109.44 | 80.65 | 83.94 | SOLAR-V1-NO-AGE | SOLAR-V1-NO-AGE | SOLAR-V1-NO-AGE | SOLAR-V1-NO-AGE | SOLAR-V1-NO-AGE
IND | India | URUMI |  | IND0000488 | 3.75 | 11.3727 | 76.0584 | Hydro |  |  |  | 2004 |  | Central Electricity Authority | http://www.cea.nic.in/ | WRI | 1060463 | 2019 | [8 empty] | 11.85 | 8.84 | 11.85 | 8.19 | 9.21 | NO-ESTIMATION | NO-ESTIMATION | NO-ESTIMATION | NO-ESTIMATION | CAPACITY-FACTOR-V1
IND | India | BHAWANI KATTALAI BARRAGE |  | IND0000051 | 30 | 11.3842 | 77.7145 | Hydro |  |  |  | 2006 |  | Central Electricity Authority | http://www.cea.nic.in/ | WRI | 1057727 | 2019 |  | 67.5605 | 155.72744999999998 | 20.48705 | 16.8752 | 69.849 |  | Central Electricity Authority | 114.01 | 105.18 | 114.01 | 87.48 | 94.41 | SOLAR-V1-NO-AGE | SOLAR-V1-NO-AGE | SOLAR-V1-NO-AGE | SOLAR-V1-NO-AGE | SOLAR-V1-NO-AGE
IND | India | CHEMBUKADAVU-II |  | IND0000079 | 3.75 | 11.4645 | 76.0376 | Hydro |  |  |  | 2004 |  | Central Electricity Authority | http://www.cea.nic.in/ | WRI | 1060462 | 2019 | [8 empty] | 11.85 | 8.84 | 11.85 | 8.19 | 9.21 | NO-ESTIMATION | NO-ESTIMATION | NO-ESTIMATION | NO-ESTIMATION | CAPACITY-FACTOR-V1
IND | India | PYKARA |  | IND0000348 | 59.2 | 11.5336 | 76.6011 | Hydro |  |  |  | 1943 |  | Central Electricity Authority | http://www.cea.nic.in/ | WRI | 1030945 | 2019 |  | 38.805 | 56.60555 | 12.6763 | 0.9751000000000001 | 21.93975 |  | Central Electricity Authority | 212.37 | 177.30 | 212.37 | 149.08 | 164.31 | NO-ESTIMATION | NO-ESTIMATION | NO-ESTIMATION | NO-ESTIMATION | CAPACITY-FACTOR-V1
IND | India | PYKARA ALIMATE |  | IND0000349 | 150 | 11.5336 | 76.6011 | Hydro |  |  |  | 2005 |  | Central Electricity Authority | http://www.cea.nic.in/ | WRI | 1030947 | 2019 |  | 365.19485 | 279.1572 | 191.58725 | 272.73945 | 505.42019999999997 |  | Central Electricity Authority | 492.35 | 402.07 | 492.35 | 346.46 | 370.57 | SOLAR-V1-NO-AGE | SOLAR-V1-NO-AGE | SOLAR-V1-NO-AGE | SOLAR-V1-NO-AGE | SOLAR-V1-NO-AGE
IND | India | KUTTIADI |  | IND0000225 | 125 | 11.5484 | 75.8988 | Hydro |  |  |  | 1983 |  | Central Electricity Authority | http://www.cea.nic.in/ | WRI | 1020768 | 2019 |  | 736.76765 | 556.4438 | 325.60380000000004 | 427.9694 | 420.99445 |  | Central Electricity Authority | 415.97 | 340.74 | 415.97 | 243.04 | 304.15 | SOLAR-V1-NO-AGE | SOLAR-V1-NO-AGE | SOLAR-V1-NO-AGE | SOLAR-V1-NO-AGE | SOLAR-V1-NO-AGE
IND | India | KUTTIYADI Add ext |  | IND0000226 | 100 | 11.5484 | 75.8988 | Hydro |  |  |  | 2010 |  | Central Electricity Authority | http://www.cea.nic.in/ | WRI | 1020768 | 2019 |  | 0.0 | 18.71595 | 150.7226 | 170.0853 | 268.91864999999996 |  | Central Electricity Authority | 366.56 | 307.31 | 366.56 | 228.31 | 277.11 | NO-ESTIMATION | NO-ESTIMATION | NO-ESTIMATION | NO-ESTIMATION | NO-ESTIMATION
IND | India | MOYAR |  | IND0000275 | 36 | 11.6137 | 76.6919 | Hydro |  |  |  | 1952 |  | Central Electricity Authority | http://www.cea.nic.in/ | WRI | 1030937 | 2019 |  | 144.00635 | 103.1218 | 61.2124 | 93.92800000000001 | 161.18005000000002 |  | Central Electricity Authority | 146.48 | 114.36 | 146.85 | 94.96 | 106.2 | SOLAR-V1-NO-AGE | SOLAR-V1-NO-AGE | SOLAR-V1-NO-AGE | SOLAR-V1-NO-AGE | SOLAR-V1-NO-AGE
IND | India | LOWER METTUR |  | IND0000238 | 120 | 11.6425 | 77.7583 | Hydro |  |  |  | 1988 |  | Central Electricity Authority | http://www.cea.nic.in/ | WRI | 1030933 | 2019 |  | 265.37645 | 222.25315 | 91.80865 | 131.29025 | 219.2184 |  | Central Electricity Authority | 479.19 | 453.53 | 477.78 | 303.45 | 420.82 | NO-ESTIMATION | NO-ESTIMATION | NO-ESTIMATION | NO-ESTIMATION | CAPACITY-FACTOR-V1
IND | India | METTUR DAM |  | IND0000266 | 250 | 11.8014 | 77.8085 | Hydro |  |  |  | 1960 |  | Central Electricity Authority | http://www.cea.nic.in/ | WRI | 1030935 | 2019 |  | 440.4069 | 339.72285 | 124.85260000000001 | 214.4822 | 585.60725 |  | Central Electricity Authority | 918.41 | 864.96 | 915.47 | 554.00 | 798.75 | SOLAR-V1-NO-AGE | SOLAR-V1-NO-AGE | SOLAR-V1-NO-AGE | SOLAR-V1-NO-AGE | SOLAR-V1-NO-AGE
IND | India | MADHAVAMANTRI |  | IND0000244 | 4.5 | 12.2135 | 77.0225 | Hydro |  |  |  | 2003 |  | Central Electricity Authority | http://www.cea.nic.in/ | WRI | 1052181 | 2019 | [8 empty] | 21.91 | 19.30 | 20.54 | 17.16 | 19.33 | SOLAR-V1-NO-AGE | SOLAR-V1-NO-AGE | SOLAR-V1-NO-AGE | SOLAR-V1-NO-AGE | SOLAR-V1-NO-AGE
IND | India | SIVASAMUNDRUM |  | IND0000418 | 42 | 12.3082 | 77.1650 | Hydro |  |  |  | 1927 |  | Central Electricity Authority | http://www.cea.nic.in/ | WRI | 1020542 | 2019 |  | 220.82035000000002 | 215.3777 | 144.4143 | 175.92595 | 282.76905 |  | Central Electricity Authority | 173.96 | 165.37 | 172.14 | 112.60 | 147.72 | SOLAR-V1-NO-AGE | SOLAR-V1-NO-AGE | SOLAR-V1-NO-AGE | SOLAR-V1-NO-AGE | SOLAR-V1-NO-AGE
IND | India | SHIMSAPURA |  | IND0000406 | 17.2 | 12.3409 | 77.1906 | Hydro |  |  |  | 1939 |  | Central Electricity Authority | http://www.cea.nic.in/ | WRI | 1020561 | 2019 | [8 empty] | 71.01 | 49.87 | 55.82 | 41.32 | 45.73 | SOLAR-V1-NO-AGE | SOLAR-V1-NO-AGE | SOLAR-V1-NO-AGE | SOLAR-V1-NO-AGE | SOLAR-V1-NO-AGE
IND | India | VARAHI |  | IND0000497 | 460 | 13.6576 | 74.9484 | Hydro |  |  |  | 1999 |  | Central Electricity Authority | http://www.cea.nic.in/ | WRI | 1020563 | 2019 |  | 1313.86765 | 748.62805 | 737.04625 | 758.6278 | 1237.57105 |  | Central Electricity Authority | 1671.71 | 1260.36 | 1575.89 | 763.79 | 991.19 | NO-ESTIMATION | NO-ESTIMATION | NO-ESTIMATION | NO-ESTIMATION | CAPACITY-FACTOR-V1
IND | India | MANI DPH |  | IND0000256 | 9 | 13.6763 | 75.0462 | Hydro |  |  |  | 1993 |  | Central Electricity Authority | http://www.cea.nic.in/ | WRI | 1020557 | 2019 | [8 empty] | 46.64 | 36.28 | 44.44 | 28.96 | 35.01 | SOLAR-V1-NO-AGE | SOLAR-V1-NO-AGE | SOLAR-V1-NO-AGE | SOLAR-V1-NO-AGE | SOLAR-V1-NO-AGE
IND | India | BHADRA |  | IND0000046 | 26 | 13.7008 | 75.6373 | Hydro |  |  |  | 1968 |  | Central Electricity Authority | http://www.cea.nic.in/ | WRI | 1020546 | 2019 |  | 50.337050000000005 | 39.879599999999996 | 26.924699999999998 | 15.61155 | 54.93395 |  | Central Electricity Authority | 175.99 | 138.54 | 169.34 | 110.32 | 121.41 | SOLAR-V1-NO-AGE | SOLAR-V1-NO-AGE | SOLAR-V1-NO-AGE | SOLAR-V1-NO-AGE | SOLAR-V1-NO-AGE
IND | India | LIGANAMAKKI |  | IND0000232 | 55 | 14.1704 | 74.8388 | Hydro |  |  |  | 1979 |  | Central Electricity Authority | http://www.cea.nic.in/ | WRI | 1020555 | 2019 |  | 254.98864999999998 | 118.3453 | 105.1118 | 124.92225 | 251.26735 |  | Central Electricity Authority | 229.79 | 207.46 | 247.22 | 145.52 | 168.83 | NO-ESTIMATION | NO-ESTIMATION | NO-ESTIMATION | NO-ESTIMATION | CAPACITY-FACTOR-V1
IND | India | JOG |  | IND0000159 | 139.2 | 14.2273 | 74.7994 | Hydro |  |  |  | 1963 |  | Central Electricity Authority | http://www.cea.nic.in/ | WRI | 1020550 | 2019 |  | 345.15555 | 316.76820000000004 | 286.80875 | 190.52259999999998 | 193.46779999999998 |  | Central Electricity Authority | 533.52 | 461.44 | 555.26 | 331.75 | 370.37 | NO-ESTIMATION | NO-ESTIMATION | NO-ESTIMATION | NO-ESTIMATION | CAPACITY-FACTOR-V1
IND | India | SHARAVATHY |  | IND0000404 | 1035 | 14.2352 | 74.7673 | Hydro |  |  |  | 1969 |  | Central Electricity Authority | http://www.cea.nic.in/ | WRI | 1020560 | 2019 |  | 5229.1827 | 2651.1775 | 2695.22615 | 2708.7382500000003 | 4762.2491 |  | Central Electricity Authority | 3778.43 | 3242.49 | 3769.67 | 2095.34 | 2705.69 | NO-ESTIMATION | NO-ESTIMATION | NO-ESTIMATION | NO-ESTIMATION | CAPACITY-FACTOR-V1
IND | India | SHARAVATHY TAIL RACE (Gerusupa) |  | IND0000405 | 240 | 14.2352 | 74.7673 | Hydro |  |  |  | 2001 |  | Central Electricity Authority | http://www.cea.nic.in/ | WRI | 1020548 | 2019 |  | 554.1155 | 301.67405 | 275.21700000000004 | 279.48555 | 523.0416499999999 |  | Central Electricity Authority | 859.39 | 735.12 | 860.11 | 462.01 | 534.88 | NO-ESTIMATION | NO-ESTIMATION | NO-ESTIMATION | NO-ESTIMATION | CAPACITY-FACTOR-V1
IND | India | PENNA AHOBELAM |  | IND0000336 | 20 | 14.6859 | 77.7147 | Hydro |  |  |  | 1994 |  | Central Electricity Authority | http://www.cea.nic.in/ | WRI | 1010157 | 2019 | [8 empty] | 74.84 | 61.19 | 74.84 | 51.66 | 56.81 | HYDRO-V1 | HYDRO-V1 | HYDRO-V1 | HYDRO-V1 | HYDRO-V1
IND | India | KADRA |  | IND0000168 | 150 | 14.8901 | 74.3916 | Hydro |  |  |  | 1998 |  | Central Electricity Authority | http://www.cea.nic.in/ | WRI | 1020551 | 2019 |  | 403.11429999999996 | 219.3776 | 175.53789999999998 | 191.94545 | 373.97075000000007 |  | Central Electricity Authority | 597.01 | 495.97 | 579.12 | 356.22 | 430.97 | NO-ESTIMATION | NO-ESTIMATION | NO-ESTIMATION | NO-ESTIMATION | CAPACITY-FACTOR-V1
IND | India | KODASALI |  | IND0000199 | 120 | 14.9550 | 74.5904 | Hydro |  |  |  | 1998 |  | Central Electricity Authority | http://www.cea.nic.in/ | WRI | 1020554 | 2019 |  | 383.83119999999997 | 202.2437 | 153.3892 | 170.0853 | 343.8322 |  | Central Electricity Authority | 400.72 | 328.50 | 400.72 | 282.43 | 303.3 | NO-ESTIMATION | NO-ESTIMATION | NO-ESTIMATION | NO-ESTIMATION | CAPACITY-FACTOR-V1
IND | India | HAMPI |  | IND0000140 | 36 | 15.2615 | 76.3379 | Hydro |  |  |  | 1961 |  | Central Electricity Authority | http://www.cea.nic.in/ | WRI | 1076604 | 2019 |  | 2.0397499999999997 | 8.3779 | 0.0995 | 36.0787 | 19.11395 |  | Central Electricity Authority | 150.31 | 138.56 | 152.74 | 113.82 | 125.38 | NO-ESTIMATION | NO-ESTIMATION | NO-ESTIMATION | NO-ESTIMATION | CAPACITY-FACTOR-V1
IND | India | T.B. DAM |  | IND0000436 | 36 | 15.2615 | 76.3379 | Hydro |  |  |  | 1960 |  | Central Electricity Authority | http://www.cea.nic.in/ | WRI | 1010166 | 2019 |  | 181.68699999999998 | 120.3353 | 80.7542 | 97.22144999999999 | 151.7773 |  | Central Electricity Authority | 150.31 | 138.56 | 152.74 | 113.82 | 125.38 | NO-ESTIMATION | NO-ESTIMATION | NO-ESTIMATION | NO-ESTIMATION | CAPACITY-FACTOR-V1
IND | India | MUNIRABAD |  | IND0000280 | 28.3 | 15.2666 | 76.3288 | Hydro |  |  |  | 1963 |  | Central Electricity Authority | http://www.cea.nic.in/ | WRI | 1020540 | 2019 |  | 106.664 | 61.520849999999996 | 31.332549999999998 | 51.1231 | 88.97290000000001 |  | Central Electricity Authority | 120.70 | 108.92 | 122.61 | 89.48 | 98.56 | HYDRO-V1 | HYDRO-V1 | HYDRO-V1 | HYDRO-V1 | HYDRO-V1
IND | India | KALINADI |  | IND0000174 | 855 | 15.2761 | 74.5268 | Hydro |  |  |  | 1981 |  | Central Electricity Authority | http://www.cea.nic.in/ | WRI | 1020552 | 2019 |  | 3239.1429000000003 | 1938.7376 | 1338.0959 | 1529.5936 | 2763.96075 |  | Central Electricity Authority | 3261.42 | 2759.34 | 3232.28 | 1992.14 | 2665.98 | SOLAR-V1-NO-AGE | SOLAR-V1-NO-AGE | SOLAR-V1-NO-AGE | SOLAR-V1-NO-AGE | SOLAR-V1-NO-AGE
IND | India | KALINADI SUPA |  | IND0000175 | 100 | 15.2761 | 74.5268 | Hydro |  |  |  | 1985 |  | Central Electricity Authority | http://www.cea.nic.in/ | WRI | 1020553 | 2019 |  | 451.0534 | 323.3153 | 238.004 | 289.5251 | 593.1792 |  | Central Electricity Authority | 413.71 | 355.92 | 447.60 | 260.17 | 299.27 | NO-ESTIMATION | NO-ESTIMATION | NO-ESTIMATION | NO-ESTIMATION | CAPACITY-FACTOR-V1
IND | India | MALLARPUR |  | IND0000254 | 9 | 15.3773 | 76.4591 | Hydro |  |  |  | 1993 |  | Central Electricity Authority | http://www.cea.nic.in/ | WRI | 1020556 | 2019 | [8 empty] | 47.16 | 41.91 | 45.58 | 38.59 | 41.45 | NO-ESTIMATION | NO-ESTIMATION | NO-ESTIMATION | NO-ESTIMATION | CAPACITY-FACTOR-V1
IND | India | TILLARI |  | IND0000455 | 60 | 15.8094 | 74.1588 | Hydro |  |  |  | 1986 |  | Central Electricity Authority | http://www.cea.nic.in/ | WRI | 1022214 | 2019 |  | 113.2907 | 43.9392 | 105.6292 | 57.52095 | 110.40519999999998 |  | Central Electricity Authority | 218.95 | 183.40 | 218.95 | 130.16 | 165.28 | NO-ESTIMATION | NO-ESTIMATION | NO-ESTIMATION | NO-ESTIMATION | CAPACITY-FACTOR-V1
IND | India | SRISAILAM |  | IND0000423 | 770 | 16.0869 | 78.9007 | Hydro |  |  |  | 1984 |  | Central Electricity Authority | http://www.cea.nic.in/ | WRI | 1010165 | 2019 |  | 1146.96635 | 205.01975000000002 | 637.40695 | 572.07525 | 548.31465 |  | Central Electricity Authority | 3433.33 | 3086.76 | 2760.03 | 1940.24 | 2569.4 | NO-ESTIMATION | NO-ESTIMATION | NO-ESTIMATION | NO-ESTIMATION | CAPACITY-FACTOR-V1
IND | India | SRISAILAM LBPH |  | IND0000424 | 900 | 16.0929 | 78.9118 | Hydro |  |  |  | 2001 |  | Central Electricity Authority | http://www.cea.nic.in/ | WRI | 1010164 | 2019 |  | 1792.58205 | 154.0061 | 614.1339 | 824.9544999999999 | 980.2540999999999 |  | Central Electricity Authority | 4012.99 | 3607.90 | 3215.95 | 2267.82 | 3003.19 | NO-ESTIMATION | NO-ESTIMATION | NO-ESTIMATION | NO-ESTIMATION | CAPACITY-FACTOR-V1
IND | India | GHAT PRABHA |  | IND0000128 | 32 | 16.1424 | 74.6447 | Hydro |  |  |  | 1992 |  | Central Electricity Authority | http://www.cea.nic.in/ | WRI | 1020549 | 2019 |  | 65.7098 | 31.7803 | 48.496300000000005 | 48.12815 | 80.26665 |  | Central Electricity Authority | 137.44 | 119.17 | 145.85 | 98.56 | 102.87 | NO-ESTIMATION | NO-ESTIMATION | NO-ESTIMATION | NO-ESTIMATION | CAPACITY-FACTOR-V1
IND | India | NARAYANPUR |  | IND0000289 | 11.6 | 16.2365 | 76.3369 | Hydro |  |  |  | 1998 |  | Central Electricity Authority | http://www.cea.nic.in/ | WRI | 1023200 | 2019 | [8 empty] | 60.04 | 56.44 | 60.00 | 54.35 | 57.79 | NO-ESTIMATION | NO-ESTIMATION | NO-ESTIMATION | NO-ESTIMATION | CAPACITY-FACTOR-V1
IND | India | LOWER JURALA |  | IND0000236 | 240 | 16.3125 | 77.7773 | Hydro |  |  |  | 2015 |  | Central Electricity Authority | http://www.cea.nic.in/ | WRI | 1066376 | 2019 |  |  | 8.9351 | 175.4583 | 204.8705 | 152.54345 |  | Central Electricity Authority | 1032.68 | 706.11 | 877.37 | 520.52 | 645.37 | NO-ESTIMATION | NO-ESTIMATION | NO-ESTIMATION | NO-ESTIMATION | CAPACITY-FACTOR-V1
IND | India | ALMATTI DAM |  | IND0000006 | 290 | 16.3300 | 75.8863 | Hydro |  |  |  | 2004 |  | Central Electricity Authority | http://www.cea.nic.in/ | WRI | 1012103 | 2019 |  | 480.59495 | 144.4342 | 402.02975000000004 | 439.3721 | 406.3779 |  | Central Electricity Authority | 1082.69 | 1074.49 | 952.32 | 1022.39 | 1081.14 | NO-ESTIMATION | NO-ESTIMATION | NO-ESTIMATION | NO-ESTIMATION | CAPACITY-FACTOR-V1
IND | India | PRIYADARSHNI JURALA |  | IND0000345 | 234 | 16.3328 | 77.7036 | Hydro |  |  |  | 2009 |  | Central Electricity Authority | http://www.cea.nic.in/ | WRI | 1056900 | 2019 |  | 223.52675 | 30.2679 | 210.93005 | 216.313 | 164.175 |  | Central Electricity Authority | 1006.86 | 688.46 | 855.43 | 507.50 | 629.23 | NO-ESTIMATION | NO-ESTIMATION | NO-ESTIMATION | NO-ESTIMATION | CAPACITY-FACTOR-V1
IND | India | DUDH GANGA |  | IND0000106 | 24 | 16.3537 | 74.0095 | Hydro |  |  |  | 2000 |  | Central Electricity Authority | http://www.cea.nic.in/ | WRI | 1022181 | 2019 | [8 empty] | 89.69 | 74.42 | 89.69 | 64.43 | 69.63 | NO-ESTIMATION | NO-ESTIMATION | NO-ESTIMATION | NO-ESTIMATION | CAPACITY-FACTOR-V1
IND | India | RADHANAGRI |  | IND0000354 | 4.8 | 16.4072 | 73.9616 | Hydro |  |  |  | 1952 |  | Central Electricity Authority | http://www.cea.nic.in/ | WRI | 1022212 | 2019 | [8 empty] | 25.28 | 19.14 | 22.84 | 17.81 | 19 | NO-ESTIMATION | NO-ESTIMATION | NO-ESTIMATION | NO-ESTIMATION | CAPACITY-FACTOR-V1
IND | India | NAGARJUNA SAGAR |  | IND0000286 | 815.6 | 16.5678 | 79.3442 | Hydro |  |  |  | 1982 |  | Central Electricity Authority | http://www.cea.nic.in/ | WRI | 1010149 | 2019 |  | 1027.46685 | 87.70925000000001 | 185.21925000000002 | 183.56755 | 337.12589999999994 |  | Central Electricity Authority | 3636.66 | 3256.70 | 2923.48 | 2055.15 | 2721.56 | SOLAR-V1-NO-AGE | SOLAR-V1-NO-AGE | SOLAR-V1-NO-AGE | SOLAR-V1-NO-AGE | SOLAR-V1-NO-AGE
IND | India | N_SAGAR LBC |  | IND0000284 | 60 | 16.5697 | 79.3389 | Hydro |  |  |  | 1992 |  | Central Electricity Authority | http://www.cea.nic.in/ | WRI |  | 2019 |  | 41.85965 | 0.0 | 0.0 | 12.736 | 53.0335 |  | Central Electricity Authority | 267.45 | 258.76 | 248.51 | 164.96 | 201.91 | SOLAR-V1-NO-AGE | SOLAR-V1-NO-AGE | SOLAR-V1-NO-AGE | SOLAR-V1-NO-AGE | SOLAR-V1-NO-AGE
IND | India | N_SAGAR RBC |  | IND0000285 | 90 | 16.5697 | 79.3389 | Hydro |  |  |  | 1985 |  | Central Electricity Authority | http://www.cea.nic.in/ | WRI | 1010151 | 2019 |  | 186.35354999999998 | 0.0 | 4.129250000000001 | 59.431349999999995 | 101.04225000000001 |  | Central Electricity Authority | 406.33 | 393.29 | 377.91 | 261.37 | 308.01 | SOLAR-V1-NO-AGE | SOLAR-V1-NO-AGE | SOLAR-V1-NO-AGE | SOLAR-V1-NO-AGE | SOLAR-V1-NO-AGE
IND | India | NAGARJUNA SAGAR TPD |  | IND0000521 | 50 | 16.6260 | 79.4909 | Hydro |  |  |  | 2017 |  | Central Electricity Authority | http://www.cea.nic.in/ | WRI |  | 2019 |  |  |  | 7.31325 | 41.91935 | 49.6704 |  | Central Electricity Authority | 222.88 | 215.64 | 207.09 | 137.47 | 168.26 | SOLAR-V1-NO-AGE | SOLAR-V1-NO-AGE | SOLAR-V1-NO-AGE | SOLAR-V1-NO-AGE | SOLAR-V1-NO-AGE
IND | India | PULICHINTALA |  | IND0000523 | 120 | 16.7739 | 80.0525 | Hydro |  |  |  | 2017 |  | Central Electricity Authority | http://www.cea.nic.in/ | WRI |  | 2019 |  |  |  | 12.935 | 6.566999999999999 | 17.2135 |  | Central Electricity Authority | 406.33 | 372.56 | 377.91 | 261.37 | 308.01 | HYDRO-V1 | HYDRO-V1 | HYDRO-V1 | HYDRO-V1 | HYDRO-V1
IND | India | WARNA |  | IND0000509 | 16 | 17.1401 | 73.8660 | Hydro |  |  |  | 1998 |  | Central Electricity Authority | http://www.cea.nic.in/ | WRI | 1022187 | 2019 | [8 empty] | 53.83 | 42.61 | 53.83 | 36.17 | 40.3 | NO-ESTIMATION | NO-ESTIMATION | NO-ESTIMATION | NO-ESTIMATION | CAPACITY-FACTOR-V1
IND | India | KOYNA COMPLEX |  | IND0000217 | 1956 | 17.4599 | 73.6840 | Hydro |  |  |  | 1984 |  | Central Electricity Authority | http://www.cea.nic.in/ | WRI | 1082527 | 2019 |  | 3036.541 | 2961.9359 | 3289.32075 | 2617.59625 | 2754.1102499999997 |  | Central Electricity Authority | 6743.20 | 5655.88 | 6743.20 | 5164.57 | 5981.38 | SOLAR-V1-NO-AGE | SOLAR-V1-NO-AGE | SOLAR-V1-NO-AGE | SOLAR-V1-NO-AGE | SOLAR-V1-NO-AGE
IND | India | KANHER |  | IND0000179 | 4 | 17.7384 | 73.9170 | Hydro |  |  |  | 1991 |  | Central Electricity Authority | http://www.cea.nic.in/ | WRI | 1022197 | 2019 | [8 empty] | 12.86 | 9.83 | 12.86 | 9.36 | 10.23 | SOLAR-V1-NO-AGE | SOLAR-V1-NO-AGE | SOLAR-V1-NO-AGE | SOLAR-V1-NO-AGE | SOLAR-V1-NO-AGE
IND | India | LOWER SILERU |  | IND0000240 | 460 | 17.8608 | 81.6814 | Hydro |  |  |  | 1976 |  | Central Electricity Authority | http://www.cea.nic.in/ | WRI | 1010147 | 2019 |  | 1280.67445 | 1226.9743 | 827.7405 | 1104.22115 | 1088.5897 |  | Central Electricity Authority | 2021.28 | 1468.91 | 1589.98 | 1250.26 | 1327.71 | SOLAR-V1-NO-AGE | SOLAR-V1-NO-AGE | SOLAR-V1-NO-AGE | SOLAR-V1-NO-AGE | SOLAR-V1-NO-AGE
IND | India | DONKARAYI |  | IND0000104 | 25 | 17.8994 | 81.8296 | Hydro |  |  |  | 1983 |  | Central Electricity Authority | http://www.cea.nic.in/ | WRI | 1010138 | 2019 | [8 empty] | 109.10 | 85.71 | 97.27 | 74.62 | 80.14 | NO-ESTIMATION | NO-ESTIMATION | NO-ESTIMATION | NO-ESTIMATION | CAPACITY-FACTOR-V1
IND | India | UPPER SILERU I&II |  | IND0000483 | 240 | 18.0313 | 82.0179 | Hydro |  |  |  | 1981 |  | Central Electricity Authority | http://www.cea.nic.in/ | WRI | 1010168 | 2019 |  | 519.85765 | 462.9536 | 338.70795000000004 | 479.8089 | 473.95829999999995 |  | Central Electricity Authority | 844.16 | 776.60 | 842.75 | 666.25 | 710.52 | NO-ESTIMATION | NO-ESTIMATION | NO-ESTIMATION | NO-ESTIMATION | CAPACITY-FACTOR-V1
IND | India | UJJAINI |  | IND0000473 | 12 | 18.0723 | 75.1197 | Hydro |  |  |  | 1994 |  | Central Electricity Authority | http://www.cea.nic.in/ | WRI | 1022215 | 2019 | [8 empty] | 56.23 | 52.55 | 58.50 | 40.16 | 47.29 | SOLAR-V1-NO-AGE | SOLAR-V1-NO-AGE | SOLAR-V1-NO-AGE | SOLAR-V1-NO-AGE | SOLAR-V1-NO-AGE
IND | India | BHATGARH |  | IND0000049 | 16 | 18.1012 | 73.7252 | Hydro |  |  |  | 1977 |  | Central Electricity Authority | http://www.cea.nic.in/ | WRI | 1022190 | 2019 | [8 empty] | 53.83 | 42.61 | 53.83 | 36.17 | 40.3 | NO-ESTIMATION | NO-ESTIMATION | NO-ESTIMATION | NO-ESTIMATION | CAPACITY-FACTOR-V1
IND | India | VIR |  | IND0000504 | 9 | 18.1210 | 74.0968 | Hydro |  |  |  | 1975 |  | Central Electricity Authority | http://www.cea.nic.in/ | WRI | 1022221 | 2019 | [8 empty] | 43.90 | 33.99 | 41.59 | 32.08 | 32.35 | SOLAR-V1-NO-AGE | SOLAR-V1-NO-AGE | SOLAR-V1-NO-AGE | SOLAR-V1-NO-AGE | SOLAR-V1-NO-AGE
IND | India | BALIMELA |  | IND0000024 | 510 | 18.1396 | 82.1221 | Hydro |  |  |  | 1984 |  | Central Electricity Authority | http://www.cea.nic.in/ | WRI | 1024903 | 2019 |  | 1332.53385 | 618.9099 | 996.3731 | 1469.80405 | 1723.5489499999999 |  | Central Electricity Authority | 1744.85 | 1601.28 | 1741.85 | 1381.64 | 1475.82 | SOLAR-V1-NO-AGE | SOLAR-V1-NO-AGE | SOLAR-V1-NO-AGE | SOLAR-V1-NO-AGE | SOLAR-V1-NO-AGE
IND | India | NIZAM SAGAR |  | IND0000306 | 10 | 18.2172 | 77.9576 | Hydro |  |  |  | 1956 |  | Central Electricity Authority | http://www.cea.nic.in/ | WRI | 1010154 | 2019 | [8 empty] | 48.97 | 35.39 | 38.31 | 35.66 | 38.4 | NO-ESTIMATION | NO-ESTIMATION | NO-ESTIMATION | NO-ESTIMATION | CAPACITY-FACTOR-V1
IND | India | KHADAVASLA I&II |  | IND0000192 | 16 | 18.3803 | 73.6116 | Hydro |  |  |  | 1991 |  | Central Electricity Authority | http://www.cea.nic.in/ | WRI |  | 2019 | [8 empty] | 54.25 | 43.76 | 54.25 | 38.29 | 41.77 | SOLAR-V1-NO-AGE | SOLAR-V1-NO-AGE | SOLAR-V1-NO-AGE | SOLAR-V1-NO-AGE | SOLAR-V1-NO-AGE
IND | India | BHIRA TAIL RACE |  | IND0000056 | 80 | 18.4426 | 73.3498 | Hydro |  |  |  | 1987 |  | Central Electricity Authority | http://www.cea.nic.in/ | WRI | 1022192 | 2019 |  | 90.79375 | 73.50065000000001 | 101.07209999999999 | 96.66425000000001 | 94.09715 |  | Central Electricity Authority | 294.27 | 246.87 | 294.27 | 183.68 | 222.71 | NO-ESTIMATION | NO-ESTIMATION | NO-ESTIMATION | NO-ESTIMATION | CAPACITY-FACTOR-V1
IND | India | BHIRA |  | IND0000055 | 300 | 18.4550 | 73.3907 | Hydro |  |  |  | 1962 |  | Central Electricity Authority | http://www.cea.nic.in/ | WRI | 1031017 | 2019 |  | 832.8846500000001 | 637.1383000000001 | 946.87185 | 887.8385 | 905.24105 |  | Central Electricity Authority | 933.37 | 752.82 | 933.37 | 535.81 | 682.61 | SOLAR-V1-NO-AGE | SOLAR-V1-NO-AGE | SOLAR-V1-NO-AGE | SOLAR-V1-NO-AGE | SOLAR-V1-NO-AGE
IND | India | MACHKUND |  | IND0000243 | 114.75 | 18.5323 | 82.4645 | Hydro |  |  |  | 1957 |  | Central Electricity Authority | http://www.cea.nic.in/ | WRI | 1010148 | 2019 |  | 517.1910499999999 | 475.08265 | 696.80845 | 465.36150000000004 | 590.7116 |  | Central Electricity Authority | 463.71 | 389.44 | 412.35 | 354.96 | 332.16 | NO-ESTIMATION | NO-ESTIMATION | NO-ESTIMATION | NO-ESTIMATION | CAPACITY-FACTOR-V1
IND | India | SINGUR |  | IND0000416 | 15 | 18.6609 | 78.0876 | Hydro |  |  |  | 1999 |  | Central Electricity Authority | http://www.cea.nic.in/ | WRI | 1040326 | 2019 | [8 empty] | 65.65 | 40.25 | 50.65 | 44.26 | 36.23 | NO-ESTIMATION | NO-ESTIMATION | NO-ESTIMATION | NO-ESTIMATION | CAPACITY-FACTOR-V1
IND | India | PAWANA |  | IND0000333 | 10 | 18.6814 | 73.4948 | Hydro |  |  |  | 1988 |  | Central Electricity Authority | http://www.cea.nic.in/ | WRI | 1022209 | 2019 | [8 empty] | 33.83 | 26.82 | 33.83 | 22.79 | 25.37 | HYDRO-V1 | HYDRO-V1 | HYDRO-V1 | HYDRO-V1 | HYDRO-V1
IND | India | KHOPOLI |  | IND0000198 | 72 | 18.7817 | 73.3558 | Hydro |  |  |  | 2002 |  | Central Electricity Authority | http://www.cea.nic.in/ | WRI | 1079079 | 2019 |  | 302.23125 | 259.92385 | 305.7038 | 314.79810000000003 | 340.77754999999996 |  | Central Electricity Authority | 264.85 | 222.18 | 264.85 | 165.31 | 200.44 | NO-ESTIMATION | NO-ESTIMATION | NO-ESTIMATION | NO-ESTIMATION | CAPACITY-FACTOR-V1
IND | India | UPPER KOLAB |  | IND0000482 | 320 | 18.8315 | 82.5934 | Hydro |  |  |  | 1990 |  | Central Electricity Authority | http://www.cea.nic.in/ | WRI | 1024909 | 2019 |  | 730.8076 | 763.2346500000001 | 616.2433 | 703.33565 | 918.63375 |  | Central Electricity Authority | 1093.82 | 978.55 | 1338.64 | 864.39 | 1117.21 | NO-ESTIMATION | NO-ESTIMATION | NO-ESTIMATION | NO-ESTIMATION | CAPACITY-FACTOR-V1
IND | India | BHIVPURI |  | IND0000057 | 75 | 18.9368 | 73.4527 | Hydro |  |  |  | 1998 |  | Central Electricity Authority | http://www.cea.nic.in/ | WRI | 1031019 | 2019 |  | 299.1766 | 195.9354 | 205.55705 | 305.664 | 314.3205 |  | Central Electricity Authority | 271.24 | 226.80 | 271.24 | 198.36 | 210.35 | NO-ESTIMATION | NO-ESTIMATION | NO-ESTIMATION | NO-ESTIMATION | CAPACITY-FACTOR-V1
IND | India | POCHAMPAD |  | IND0000339 | 36 | 18.9766 | 78.2563 | Hydro |  |  |  | 1987 |  | Central Electricity Authority | http://www.cea.nic.in/ | WRI | 1010158 | 2019 |  | 12.80565 | 0.0 | 74.91355 | 35.51155 | 31.5415 |  | Central Electricity Authority | 113.30 | 97.53 | 113.19 | 78.73 | 95.28 | SOLAR-V1-NO-AGE | SOLAR-V1-NO-AGE | SOLAR-V1-NO-AGE | SOLAR-V1-NO-AGE | SOLAR-V1-NO-AGE
IND | India | MANIKDOH |  | IND0000257 | 6 | 19.2345 | 73.8144 | Hydro |  |  |  | 1996 |  | Central Electricity Authority | http://www.cea.nic.in/ | WRI | 1022182 | 2019 | [8 empty] | 18.68 | 14.75 | 18.68 | 13.18 | 14.49 | SOLAR-V1-NO-AGE | SOLAR-V1-NO-AGE | SOLAR-V1-NO-AGE | SOLAR-V1-NO-AGE | SOLAR-V1-NO-AGE
IND | India | UPPAR INDRAVATI |  | IND0000481 | 600 | 19.4269 | 82.8594 | Hydro |  |  |  | 1999 |  | Central Electricity Authority | http://www.cea.nic.in/ | WRI | 1024908 | 2019 |  | 2682.94785 | 1751.6378 | 1514.0318000000002 | 1736.84215 | 2131.1308000000004 |  | Central Electricity Authority | 1856.65 | 1495.55 | 1856.65 | 1308.05 | 1404.72 | SOLAR-V1-NO-AGE | SOLAR-V1-NO-AGE | SOLAR-V1-NO-AGE | SOLAR-V1-NO-AGE | SOLAR-V1-NO-AGE
IND | India | PAITHON |  | IND0000316 | 12 | 19.4834 | 75.3696 | Hydro |  |  |  | 1984 |  | Central Electricity Authority | http://www.cea.nic.in/ | WRI | 1022205 | 2019 | [8 empty] | 66.30 | 51.10 | 59.12 | 40.42 | 47.53 | SOLAR-V1-NO-AGE | SOLAR-V1-NO-AGE | SOLAR-V1-NO-AGE | SOLAR-V1-NO-AGE | SOLAR-V1-NO-AGE
IND | India | BHATSA |  | IND0000050 | 15 | 19.5132 | 73.4173 | Hydro |  |  |  | 1991 |  | Central Electricity Authority | http://www.cea.nic.in/ | WRI | 1022191 | 2019 | [8 empty] | 51.49 | 40.98 | 51.49 | 34.74 | 38.81 | SOLAR-V1-NO-AGE | SOLAR-V1-NO-AGE | SOLAR-V1-NO-AGE | SOLAR-V1-NO-AGE | SOLAR-V1-NO-AGE
IND | India | GHATGHAR PSS |  | IND0000129 | 250 | 19.5334 | 73.6509 | Hydro |  |  |  | 2008 |  | Central Electricity Authority | http://www.cea.nic.in/ | WRI | 1041535 | 2019 |  | 318.64875 | 300.3507 | 381.95065 | 152.06585 | 192.0151 |  | Central Electricity Authority | 796.23 | 645.77 | 796.23 | 457.63 | 579.93 | SOLAR-V1-NO-AGE | SOLAR-V1-NO-AGE | SOLAR-V1-NO-AGE | SOLAR-V1-NO-AGE | SOLAR-V1-NO-AGE
IND | India | BHANDARDHARA |  | IND0000048 | 34 | 19.5555 | 73.8087 | Hydro |  |  |  | 1996 |  | Central Electricity Authority | http://www.cea.nic.in/ | WRI | 1022179 | 2019 |  | 65.07300000000001 | 82.13725 | 46.8844 | 42.33725 | 56.157799999999995 |  | Central Electricity Authority | 121.97 | 101.82 | 121.97 | 85.62 | 94.37 | NO-ESTIMATION | NO-ESTIMATION | NO-ESTIMATION | NO-ESTIMATION | CAPACITY-FACTOR-V1
IND | India | ELDARI |  | IND0000111 | 22.5 | 19.7197 | 76.7330 | Hydro |  |  |  | 1968 |  | Central Electricity Authority | http://www.cea.nic.in/ | WRI | 1022211 | 2019 | [8 empty] | 103.98 | 75.60 | 87.09 | 64.13 | 58.36 | SOLAR-V1-NO-AGE | SOLAR-V1-NO-AGE | SOLAR-V1-NO-AGE | SOLAR-V1-NO-AGE | SOLAR-V1-NO-AGE
IND | India | VAITARNA |  | IND0000493 | 60 | 19.7674 | 73.5020 | Hydro |  |  |  | 1976 |  | Central Electricity Authority | http://www.cea.nic.in/ | WRI | 1022218 | 2019 |  | 202.80089999999998 | 122.0069 | 152.75240000000002 | 203.59689999999998 | 153.39915 |  | Central Electricity Authority | 218.95 | 183.40 | 218.95 | 130.16 | 165.28 | SOLAR-V1-NO-AGE | SOLAR-V1-NO-AGE | SOLAR-V1-NO-AGE | SOLAR-V1-NO-AGE | SOLAR-V1-NO-AGE
IND | India | SURYA |  | IND0000433 | 6 | 19.9214 | 73.0575 | Hydro |  |  |  | 1998 |  | Central Electricity Authority | http://www.cea.nic.in/ | WRI | 1022184 | 2019 | [8 empty] | 18.52 | 14.32 | 18.52 | 12.30 | 13.93 | SOLAR-V1-NO-AGE | SOLAR-V1-NO-AGE | SOLAR-V1-NO-AGE | SOLAR-V1-NO-AGE | SOLAR-V1-NO-AGE
IND | India | UKAI LBC |  | IND0000474 | 5 | 21.2323 | 73.5917 | Hydro |  |  |  | 1987 |  | Central Electricity Authority | http://www.cea.nic.in/ | WRI | 1017922 | 2019 | [8 empty] | 21.71 | 20.63 | 28.64 | 17.74 | 20.07 | NO-ESTIMATION | NO-ESTIMATION | NO-ESTIMATION | NO-ESTIMATION | NO-ESTIMATION
IND | India | UKAI_Hydro |  | IND0000476 | 300 | 21.2478 | 73.5866 | Hydro |  |  |  | 1974 |  | Central Electricity Authority | http://www.cea.nic.in/ | WRI | 1017921 | 2019 |  | 687.17685 | 489.05244999999996 | 393.68170000000003 | 302.01234999999997 | 209.52710000000002 |  | Central Electricity Authority | 922.38 | 1000.65 | 1235.76 | 782.75 | 793.49 | NO-ESTIMATION | NO-ESTIMATION | NO-ESTIMATION | NO-ESTIMATION | CAPACITY-FACTOR-V1
IND | India | RENGALI |  | IND0000374 | 250 | 21.2759 | 85.0355 | Hydro |  |  |  | 1988 |  | Central Electricity Authority | http://www.cea.nic.in/ | WRI | 1024906 | 2019 |  | 738.7477 | 596.4627 | 550.7922 | 758.79695 | 833.7005499999999 |  | Central Electricity Authority | 907.61 | 862.02 | 919.15 | 668.48 | 798.75 | NO-ESTIMATION | NO-ESTIMATION | NO-ESTIMATION | NO-ESTIMATION | CAPACITY-FACTOR-V1
IND | India | PENCH |  | IND0000335 | 160 | 21.4813 | 79.2086 | Hydro |  |  |  | 1986 |  | Central Electricity Authority | http://www.cea.nic.in/ | WRI | 1022148 | 2019 |  | 388.17935 | 376.61744999999996 | 358.3393 | 158.73235 | 130.95195 |  | Central Electricity Authority | 619.82 | 484.75 | 575.41 | 452.92 | 459.48 | NO-ESTIMATION | NO-ESTIMATION | NO-ESTIMATION | NO-ESTIMATION | CAPACITY-FACTOR-V1
IND | India | HIRAKUD I&II |  | IND0000144 | 347.5 | 21.5337 | 83.8754 | Hydro |  |  |  | 1963 |  | Central Electricity Authority | http://www.cea.nic.in/ | WRI | 1024905¦1060668 | 2019 |  | 882.6645 | 680.4606 | 713.3851500000001 | 858.73475 | 545.8371000000001 |  | Central Electricity Authority | 1222.87 | 1010.61 | 1203.17 | 855.37 | 943.58 | SOLAR-V1-NO-AGE | SOLAR-V1-NO-AGE | SOLAR-V1-NO-AGE | SOLAR-V1-NO-AGE | SOLAR-V1-NO-AGE
IND | India | S.SAROVAR RBPH |  | IND0000383 | 1200 | 21.8301 | 73.7501 | Hydro |  |  |  | 2005 |  | Central Electricity Authority | http://www.cea.nic.in/ | WRI | 1028088 | 2019 |  | 2286.26125 | 1458.5506 | 2321.20565 | 374.72695 | 0.0 |  | Central Electricity Authority | 5037.55 | 3768.51 | 4025.09 | 2745.23 | 4249.93 | SOLAR-V1-NO-AGE | SOLAR-V1-NO-AGE | SOLAR-V1-NO-AGE | SOLAR-V1-NO-AGE | SOLAR-V1-NO-AGE
IND | India | S.SAROVAR CHPH |  | IND0000382 | 250 | 21.8376 | 73.7559 | Hydro |  |  |  | 2004 |  | Central Electricity Authority | http://www.cea.nic.in/ | WRI | 1028089 | 2019 |  | 608.6116499999999 | 701.02725 | 871.9583 | 560.0457 | 591.8658 |  | Central Electricity Authority | 1119.90 | 772.92 | 826.37 | 638.64 | 801.68 | SOLAR-V1-NO-AGE | SOLAR-V1-NO-AGE | SOLAR-V1-NO-AGE | SOLAR-V1-NO-AGE | SOLAR-V1-NO-AGE
IND | India | OMKARESHWAR |  | IND0000312 | 520 | 22.2418 | 76.1619 | Hydro |  |  |  | 2007 |  | Central Electricity Authority | http://www.cea.nic.in/ | WRI | 1057559 | 2019 |  | 1123.28535 | 950.23495 | 1420.5615 | 441.38200000000006 | 608.9798 |  | Central Electricity Authority | 2679.25 | 1752.73 | 1863.91 | 1692.05 | 1629.17 | NO-ESTIMATION | NO-ESTIMATION | NO-ESTIMATION | NO-ESTIMATION | CAPACITY-FACTOR-V1
IND | India | INDIRA SAGAR |  | IND0000151 | 1000 | 22.2791 | 76.4728 | Hydro |  |  |  | 2004 |  | Central Electricity Authority | http://www.cea.nic.in/ | WRI | 1023360 | 2019 |  | 2529.1905 | 1964.33895 | 3304.18605 | 877.3512 | 1302.24605 |  | Central Electricity Authority | 5134.22 | 3359.46 | 3573.28 | 3072.30 | 3407.96 | SOLAR-V1-NO-AGE | SOLAR-V1-NO-AGE | SOLAR-V1-NO-AGE | SOLAR-V1-NO-AGE | SOLAR-V1-NO-AGE
IND | India | TAWA |  | IND0000446 | 13.5 | 22.5616 | 77.9635 | Hydro |  |  |  | 2002 |  | Central Electricity Authority | http://www.cea.nic.in/ | WRI | 1018478 | 2019 | [8 empty] | 69.92 | 47.86 | 55.16 | 51.16 | 42.26 | SOLAR-V1-NO-AGE | SOLAR-V1-NO-AGE | SOLAR-V1-NO-AGE | SOLAR-V1-NO-AGE | SOLAR-V1-NO-AGE
IND | India | HASDEOBANGO |  | IND0000141 | 120 | 22.6040 | 82.5977 | Hydro |  |  |  | 1994 |  | Central Electricity Authority | http://www.cea.nic.in/ | WRI | 1060773 | 2019 |  | 256.8891 | 321.68350000000004 | 152.9912 | 177.17965 | 241.86460000000002 |  | Central Electricity Authority | 483.84 | 382.37 | 460.69 | 350.90 | 340.84 | NO-ESTIMATION | NO-ESTIMATION | NO-ESTIMATION | NO-ESTIMATION | CAPACITY-FACTOR-V1
IND | India | BARGI |  | IND0000036 | 90 | 22.9417 | 79.9250 | Hydro |  |  |  | 1988 |  | Central Electricity Authority | http://www.cea.nic.in/ | WRI | 1058058 | 2019 |  | 495.9677 | 326.45950000000005 | 443.24265 | 158.25475 | 354.40905 |  | Central Electricity Authority | 364.88 | 340.86 | 392.63 | 251.41 | 292.08 | SOLAR-V1-NO-AGE | SOLAR-V1-NO-AGE | SOLAR-V1-NO-AGE | SOLAR-V1-NO-AGE | SOLAR-V1-NO-AGE
IND | India | PURULIA PSS |  | IND0000347 | 900 | 23.1975 | 86.0970 | Hydro |  |  |  | 2007 |  | Central Electricity Authority | http://www.cea.nic.in/ | WRI | 1033297 | 2019 |  | 1401.80575 | 1059.2372 | 1101.43515 | 1009.2981500000001 | 1098.45015 |  | Central Electricity Authority | 3020.66 | 2479.00 | 3020.66 | 2186.48 | 2610.82 | NO-ESTIMATION | NO-ESTIMATION | NO-ESTIMATION | NO-ESTIMATION | CAPACITY-FACTOR-V1
IND | India | KADANA |  | IND0000167 | 240 | 23.3045 | 73.8254 | Hydro |  |  |  | 1994 |  | Central Electricity Authority | http://www.cea.nic.in/ | WRI | 1017913 | 2019 |  | 210.47235 | 288.46045000000004 | 337.31495 | 307.3754 | 236.20305 |  | Central Electricity Authority | 867.90 | 716.90 | 856.15 | 511.20 | 754.72 | NO-ESTIMATION | NO-ESTIMATION | NO-ESTIMATION | NO-ESTIMATION | CAPACITY-FACTOR-V1
IND | India | BIRSINGHPUR |  | IND0000061 | 20 | 23.3256 | 81.0333 | Hydro |  |  |  | 1991 |  | Central Electricity Authority | http://www.cea.nic.in/ | WRI | 1018838 | 2019 | [8 empty] | 96.33 | 69.93 | 88.20 | 65.29 | 64.39 | NO-ESTIMATION | NO-ESTIMATION | NO-ESTIMATION | NO-ESTIMATION | NO-ESTIMATION
IND | India | GUMTI |  | IND0000135 | 15 | 23.4263 | 91.8223 | Hydro |  |  |  | 1979 |  | Central Electricity Authority | http://www.cea.nic.in/ | WRI | 1032015 | 2019 | [8 empty] | 65.40 | 52.78 | 64.08 | 37.80 | 50.85 | NO-ESTIMATION | NO-ESTIMATION | NO-ESTIMATION | NO-ESTIMATION | CAPACITY-FACTOR-V1
IND | India | SUBERNREKHA I&II |  | IND0000427 | 130 | 23.4570 | 85.5550 | Hydro |  |  |  | 1978 |  | Central Electricity Authority | http://www.cea.nic.in/ | WRI | 1011102 | 2019 |  | 33.56135 | 50.9838 | 29.97935 | 189.4281 | 100.68405000000001 |  | Central Electricity Authority | 385.19 | 331.96 | 392.04 | 270.84 | 335.1 | NO-ESTIMATION | NO-ESTIMATION | NO-ESTIMATION | NO-ESTIMATION | CAPACITY-FACTOR-V1
IND | India | MAHI BAJAJ I&II |  | IND0000249 | 140 | 23.5443 | 74.5062 | Hydro |  |  |  | 1987 |  | Central Electricity Authority | http://www.cea.nic.in/ | WRI | 1065737 | 2019 |  | 184.9108 | 165.51825 | 208.61169999999998 | 179.26914999999997 | 116.49459999999999 |  | Central Electricity Authority | 523.16 | 437.38 | 489.14 | 301.60 | 367.59 | SOLAR-V1-NO-AGE | SOLAR-V1-NO-AGE | SOLAR-V1-NO-AGE | SOLAR-V1-NO-AGE | SOLAR-V1-NO-AGE
IND | India | PANCHET |  | IND0000320 | 80 | 23.6815 | 86.7473 | Hydro |  |  |  | 1975 |  | Central Electricity Authority | http://www.cea.nic.in/ | WRI | 1013533 | 2019 |  | 128.6137 | 68.62515 | 132.84244999999999 | 141.2303 | 79.39105 |  | Central Electricity Authority | 331.52 | 277.10 | 325.70 | 213.22 | 242.17 | SOLAR-V1-NO-AGE | SOLAR-V1-NO-AGE | SOLAR-V1-NO-AGE | SOLAR-V1-NO-AGE | SOLAR-V1-NO-AGE
IND | India | MAITHON |  | IND0000250 | 63.2 | 23.7872 | 86.8284 | Hydro |  |  |  | 1957 |  | Central Electricity Authority | http://www.cea.nic.in/ | WRI | 1063096 | 2019 |  | 137.3498 | 107.0023 | 121.41985 | 113.83795 | 100.8532 |  | Central Electricity Authority | 249.93 | 209.02 | 241.84 | 172.31 | 189.4 | NO-ESTIMATION | NO-ESTIMATION | NO-ESTIMATION | NO-ESTIMATION | CAPACITY-FACTOR-V1
IND | India | RIHAND_Hydro |  | IND0000376 | 300 | 24.1778 | 83.0361 | Hydro |  |  |  | 1962 |  | Central Electricity Authority | http://www.cea.nic.in/ | WRI | 1032606 | 2019 |  | 571.35885 | 373.04540000000003 | 564.4038 | 829.6111 | 558.9014500000001 |  | Central Electricity Authority | 1147.03 | 1022.80 | 1102.29 | 863.07 | 939.24 | SOLAR-V1-NO-AGE | SOLAR-V1-NO-AGE | SOLAR-V1-NO-AGE | SOLAR-V1-NO-AGE | SOLAR-V1-NO-AGE
IND | India | BANSAGAR (I) |  | IND0000029 | 315 | 24.1917 | 81.2875 | Hydro |  |  |  | 1991 |  | Central Electricity Authority | http://www.cea.nic.in/ | WRI | 1022141 | 2019 |  | 1075.9532 | 571.6076 | 1232.8249 | 542.64315 | 575.45825 |  | Central Electricity Authority | 1102.43 | 1039.80 | 1122.09 | 858.82 | 870.68 | SOLAR-V1-NO-AGE | SOLAR-V1-NO-AGE | SOLAR-V1-NO-AGE | SOLAR-V1-NO-AGE | SOLAR-V1-NO-AGE
IND | India | BANSAGAR (II) |  | IND0000030 | 30 | 24.1917 | 81.2875 | Hydro |  |  |  | 2002 |  | Central Electricity Authority | http://www.cea.nic.in/ | WRI | 1038407 | 2019 |  | 85.65955000000001 | 106.9426 | 109.18135000000001 | 55.8394 | 36.90455 |  | Central Electricity Authority | 129.98 | 118.72 | 127.50 | 98.35 | 98.37 | NO-ESTIMATION | NO-ESTIMATION | NO-ESTIMATION | NO-ESTIMATION | CAPACITY-FACTOR-V1
IND | India | BANSAGAR (III) |  | IND0000031 | 60 | 24.1917 | 81.2875 | Hydro |  |  |  | 2001 |  | Central Electricity Authority | http://www.cea.nic.in/ | WRI | 1038407 | 2019 |  | 120.44475 | 39.680600000000005 | 53.212599999999995 | 68.45599999999999 | 84.8934 |  | Central Electricity Authority | 255.02 | 237.89 | 250.07 | 197.15 | 197.18 | NO-ESTIMATION | NO-ESTIMATION | NO-ESTIMATION | NO-ESTIMATION | NO-ESTIMATION
IND | India | BANSAGAR (IV) |  | IND0000032 | 20 | 24.2230 | 81.2747 | Hydro |  |  |  | 2006 |  | Central Electricity Authority | http://www.cea.nic.in/ | WRI | 1038408 | 2019 | [8 empty] | 99.79 | 90.00 | 92.25 | 78.74 | 79.18 | SOLAR-V1-NO-AGE | SOLAR-V1-NO-AGE | SOLAR-V1-NO-AGE | SOLAR-V1-NO-AGE | SOLAR-V1-NO-AGE
IND | India | TILLAYA |  | IND0000456 | 4 | 24.3249 | 85.5198 | Hydro |  |  |  | 1953 |  | Central Electricity Authority | http://www.cea.nic.in/ | WRI | 1013534 | 2019 | [8 empty] | 16.92 | 12.27 | 15.54 | 11.67 | 13.2 | SOLAR-V1-NO-AGE | SOLAR-V1-NO-AGE | SOLAR-V1-NO-AGE | SOLAR-V1-NO-AGE | SOLAR-V1-NO-AGE
IND | India | TUIRIAL |  | IND0000538 | 60 | 24.3588 | 92.8837 | Hydro |  |  |  | 2017 |  | Central Electricity Authority | http://www.cea.nic.in/ | WRI |  | 2019 |  |  |  |  | 77.97815 | 167.59779999999998 |  | Central Electricity Authority | 247.26 | 172.61 | 247.74 | 170.80 | 189.24 | NO-ESTIMATION | NO-ESTIMATION | NO-ESTIMATION | NO-ESTIMATION | CAPACITY-FACTOR-V1
IND | India | OBRA |  | IND0000310 | 99 | 24.4375 | 82.9655 | Hydro |  |  |  | 1970 |  | Central Electricity Authority | http://www.cea.nic.in/ | WRI | 1032600 | 2019 |  | 227.855 | 159.28955 | 215.62645 | 298.4602 | 229.87485 |  | Central Electricity Authority | 443.21 | 402.66 | 429.67 | 351.06 | 360.32 | NO-ESTIMATION | NO-ESTIMATION | NO-ESTIMATION | NO-ESTIMATION | CAPACITY-FACTOR-V1
IND | India | LOKTAK |  | IND0000234 | 105 | 24.5870 | 93.6696 | Hydro |  |  |  | 1983 |  | Central Electricity Authority | http://www.cea.nic.in/ | WRI | 1023411 | 2019 |  | 370.57779999999997 | 533.9567999999999 | 737.3646500000001 | 833.5513000000001 | 599.59695 |  | Central Electricity Authority | 414.67 | 356.34 | 446.00 | 318.64 | 303.73 | NO-ESTIMATION | NO-ESTIMATION | NO-ESTIMATION | NO-ESTIMATION | CAPACITY-FACTOR-V1
IND | India | GANDHI SAGAR |  | IND0000123 | 115 | 24.6997 | 75.5529 | Hydro |  |  |  | 1961 |  | Central Electricity Authority | http://www.cea.nic.in/ | WRI | 1022144 | 2019 |  | 270.78925 | 381.13475 | 349.245 | 349.62309999999997 | 248.63060000000002 |  | Central Electricity Authority | 485.64 | 455.40 | 480.42 | 414.38 | 393.42 | NO-ESTIMATION | NO-ESTIMATION | NO-ESTIMATION | NO-ESTIMATION | CAPACITY-FACTOR-V1
IND | India | RAJGHAT (MP) |  | IND0000360 | 45 | 24.7635 | 78.2322 | Hydro |  |  |  | 1999 |  | Central Electricity Authority | http://www.cea.nic.in/ | WRI | 1040333 | 2019 |  | 82.11735 | 36.7553 | 61.948699999999995 | 57.91895 | 79.6199 |  | Central Electricity Authority | 214.57 | 161.91 | 189.47 | 150.78 | 158.66 | NO-ESTIMATION | NO-ESTIMATION | NO-ESTIMATION | NO-ESTIMATION | CAPACITY-FACTOR-V1
IND | India | R.P.SAGAR |  | IND0000351 | 172 | 24.9174 | 75.5794 | Hydro |  |  |  | 1968 |  | Central Electricity Authority | http://www.cea.nic.in/ | WRI | 1026507 | 2019 |  | 379.41339999999997 | 515.5095 | 446.5361 | 376.36870000000005 | 332.6484 |  | Central Electricity Authority | 655.86 | 620.01 | 655.02 | 550.46 | 552.37 | NO-ESTIMATION | NO-ESTIMATION | NO-ESTIMATION | NO-ESTIMATION | CAPACITY-FACTOR-V1
IND | India | J.SAGAR |  | IND0000155 | 99 | 25.0369 | 75.6778 | Hydro |  |  |  | 1973 |  | Central Electricity Authority | http://www.cea.nic.in/ | WRI | 1026502 | 2019 |  | 294.68915000000004 | 347.60325 | 306.01225 | 259.7945 | 245.765 |  | Central Electricity Authority | 447.41 | 392.52 | 430.36 | 397.18 | 343.15 | NO-ESTIMATION | NO-ESTIMATION | NO-ESTIMATION | NO-ESTIMATION | NO-ESTIMATION
IND | India | MATATILLA |  | IND0000261 | 30.6 | 25.1001 | 78.3717 | Hydro |  |  |  | 1965 |  | Central Electricity Authority | http://www.cea.nic.in/ | WRI | 1032595 | 2019 |  | 80.13730000000001 | 78.61495000000001 | 122.06660000000001 | 93.34094999999999 | 96.9926 |  | Central Electricity Authority | 141.42 | 109.70 | 131.36 | 101.76 | 107.67 | SOLAR-V1-NO-AGE | SOLAR-V1-NO-AGE | SOLAR-V1-NO-AGE | SOLAR-V1-NO-AGE | SOLAR-V1-NO-AGE
IND | India | RMC MANGROL |  | IND0000378 | 6 | 25.1732 | 75.8320 | Hydro |  |  |  | 1992 |  | Central Electricity Authority | http://www.cea.nic.in/ | WRI | 1053462 | 2019 | [8 empty] | 33.90 | 27.50 | 29.57 | 33.37 | 26.54 | SOLAR-V1-NO-AGE | SOLAR-V1-NO-AGE | SOLAR-V1-NO-AGE | SOLAR-V1-NO-AGE | SOLAR-V1-NO-AGE
IND | India | MYNTDU |  | IND0000282 | 126 | 25.2354 | 92.2279 | Hydro |  |  |  | 2012 |  | Central Electricity Authority | http://www.cea.nic.in/ | WRI | 1050070 | 2019 |  | 406.93510000000003 | 442.12825000000004 | 389.69174999999996 | 499.95765 | 361.13525000000004 |  | Central Electricity Authority | 394.68 | 335.00 | 394.68 | 305.15 | 312.18 | NO-ESTIMATION | NO-ESTIMATION | NO-ESTIMATION | NO-ESTIMATION | CAPACITY-FACTOR-V1
IND | India | KHANDONG |  | IND0000194 | 50 | 25.5177 | 92.6679 | Hydro |  |  |  | 1984 |  | Central Electricity Authority | http://www.cea.nic.in/ | WRI | 1024377 | 2019 |  | 87.4207 | 174.17475000000002 | 196.1145 | 259.46614999999997 | 202.8009 |  | Central Electricity Authority | 180.69 | 153.36 | 180.69 | 132.55 | 143.39 | NO-ESTIMATION | NO-ESTIMATION | NO-ESTIMATION | NO-ESTIMATION | CAPACITY-FACTOR-V1
IND | India | KOPILI |  | IND0000207 | 200 | 25.5177 | 92.6679 | Hydro |  |  |  | 1993 |  | Central Electricity Authority | http://www.cea.nic.in/ | WRI | 1024378 | 2019 |  | 626.3127000000001 | 777.891 | 1082.82865 | 1166.9658499999998 | 1112.2309 |  | Central Electricity Authority | 744.52 | 619.44 | 744.52 | 553.13 | 580.19 | SOLAR-V1-NO-AGE | SOLAR-V1-NO-AGE | SOLAR-V1-NO-AGE | SOLAR-V1-NO-AGE | SOLAR-V1-NO-AGE
IND | India | MADHIKHEDA |  | IND0000245 | 60 | 25.5623 | 77.8348 | Hydro |  |  |  | 2006 |  | Central Electricity Authority | http://www.cea.nic.in/ | WRI | 1056175 | 2019 |  | 96.6742 | 91.69919999999999 | 146.47395 | 22.4074 | 88.54504999999999 |  | Central Electricity Authority | 269.04 | 200.32 | 252.22 | 170.23 | 179.75 | NO-ESTIMATION | NO-ESTIMATION | NO-ESTIMATION | NO-ESTIMATION | NO-ESTIMATION
IND | India | UMIAM I II &IV |  | IND0000477 | 96 | 25.6593 | 91.9003 | Hydro |  |  |  | 1980 |  | Central Electricity Authority | http://www.cea.nic.in/ | WRI | 1052177 | 2019 |  | 251.94395 | 297.58459999999997 | 261.3467 | 344.35954999999996 | 250.45145 |  | Central Electricity Authority | 396.22 | 349.76 | 401.08 | 292.06 | 302.77 | SOLAR-V1-NO-AGE | SOLAR-V1-NO-AGE | SOLAR-V1-NO-AGE | SOLAR-V1-NO-AGE | SOLAR-V1-NO-AGE
IND | India | KYREDEMKULAI |  | IND0000227 | 60 | 25.7848 | 91.7895 | Hydro |  |  |  | 1979 |  | Central Electricity Authority | http://www.cea.nic.in/ | WRI | 1022470 | 2019 |  | 112.5345 | 116.92245 | 64.96355000000001 | 131.5191 | 134.1658 |  | Central Electricity Authority | 215.24 | 179.69 | 215.24 | 151.09 | 166.53 | SOLAR-V1-NO-AGE | SOLAR-V1-NO-AGE | SOLAR-V1-NO-AGE | SOLAR-V1-NO-AGE | SOLAR-V1-NO-AGE
IND | India | KARBI LANGPI |  | IND0000181 | 100 | 25.9552 | 92.5171 | Hydro |  |  |  | 2007 |  | Central Electricity Authority | http://www.cea.nic.in/ | WRI | 1010449 | 2019 |  | 400.41785 | 406.8356 | 394.60704999999996 | 482.55510000000004 | 370.8564 |  | Central Electricity Authority | 432.72 | 347.98 | 411.82 | 292.06 | 308.82 | NO-ESTIMATION | NO-ESTIMATION | NO-ESTIMATION | NO-ESTIMATION | CAPACITY-FACTOR-V1
IND | India | UMTRU (NEW) |  | IND0000478 | 11.2 | 26.0069 | 91.8114 | Hydro |  |  |  | 1957 |  | Central Electricity Authority | http://www.cea.nic.in/ | WRI | 1022472 | 2019 | [8 empty] | 54.18 | 40.90 | 54.11 | 35.22 | 42.31 | SOLAR-V1-NO-AGE | SOLAR-V1-NO-AGE | SOLAR-V1-NO-AGE | SOLAR-V1-NO-AGE | SOLAR-V1-NO-AGE
IND | India | NEW UMTRU |  | IND0000533 | 40 | 26.0132 | 91.8239 | Hydro |  |  |  | 2017 |  | Central Electricity Authority | http://www.cea.nic.in/ | WRI |  | 2019 |  |  |  |  | 158.72240000000002 | 179.12985 |  | Central Electricity Authority | 177.89 | 138.90 | 164.43 | 112.22 | 123.23 | SOLAR-V1-NO-AGE | SOLAR-V1-NO-AGE | SOLAR-V1-NO-AGE | SOLAR-V1-NO-AGE | SOLAR-V1-NO-AGE
IND | India | DOYANG |  | IND0000105 | 75 | 26.2325 | 94.2612 | Hydro |  |  |  | 2000 |  | Central Electricity Authority | http://www.cea.nic.in/ | WRI | 1024374 | 2019 |  | 164.32425 | 162.3243 | 257.6453 | 273.01805 | 230.31265 |  | Central Electricity Authority | 312.86 | 269.04 | 312.86 | 232.91 | 250.91 | NO-ESTIMATION | NO-ESTIMATION | NO-ESTIMATION | NO-ESTIMATION | CAPACITY-FACTOR-V1
IND | India | TEESTA I-III |  | IND0000447 | 67.5 | 26.4875 | 88.3155 | Hydro |  |  |  | 1998 |  | Central Electricity Authority | http://www.cea.nic.in/ | WRI | 1056950 | 2019 |  | 142.53772999999998 | 79.62985 | 0.0 | 130.3649 | 85.04265 |  | Central Electricity Authority | 281.45 | 242.26 | 284.75 | 209.69 | 217.13 | SOLAR-V1-NO-AGE | SOLAR-V1-NO-AGE | SOLAR-V1-NO-AGE | SOLAR-V1-NO-AGE | SOLAR-V1-NO-AGE
IND | India | KOSI |  | IND0000212 | 20 | 26.4970 | 86.9549 | Hydro |  |  |  | 1973 |  | Central Electricity Authority | http://www.cea.nic.in/ | WRI | 1011096 | 2019 | [8 empty] | 102.08 | 85.90 | 104.50 | 89.20 | 85.95 | NO-ESTIMATION | NO-ESTIMATION | NO-ESTIMATION | NO-ESTIMATION | CAPACITY-FACTOR-V1
IND | India | TEESTA LOW DAM -IV |  | IND0000449 | 160 | 26.9279 | 88.4562 | Hydro |  |  |  | 2016 |  | Central Electricity Authority | http://www.cea.nic.in/ | WRI | 1056951 | 2019 |  |  | 18.67615 | 599.51735 | 492.67425 | 704.9077500000001 |  | Central Electricity Authority | 663.33 | 629.12 | 663.33 | 585.33 | 630.6 | SOLAR-V1-NO-AGE | SOLAR-V1-NO-AGE | SOLAR-V1-NO-AGE | SOLAR-V1-NO-AGE | SOLAR-V1-NO-AGE
IND | India | TEESTA LOW DAM-III |  | IND0000448 | 132 | 27.0017 | 88.4430 | Hydro |  |  |  | 2013 |  | Central Electricity Authority | http://www.cea.nic.in/ | WRI | 1056950 | 2019 |  | 392.21905 | 512.2857 | 551.10065 | 384.93565 | 569.1996999999999 |  | Central Electricity Authority | 547.25 | 519.02 | 547.25 | 482.90 | 520.24 | NO-ESTIMATION | NO-ESTIMATION | NO-ESTIMATION | NO-ESTIMATION | NO-ESTIMATION
IND | India | JALDHAKA I&II |  | IND0000156 | 36 | 27.0297 | 88.8747 | Hydro |  |  |  | 1971 |  | Central Electricity Authority | http://www.cea.nic.in/ | WRI | 1033293 | 2019 |  | 108.8729 | 172.50315 | 204.4327 | 144.4541 | 196.0548 |  | Central Electricity Authority | 145.43 | 118.49 | 154.34 | 103.96 | 105.51 | SOLAR-V1-NO-AGE | SOLAR-V1-NO-AGE | SOLAR-V1-NO-AGE | SOLAR-V1-NO-AGE | SOLAR-V1-NO-AGE
IND | India | RAMMAM |  | IND0000365 | 50 | 27.1140 | 88.1376 | Hydro |  |  |  | 1995 |  | Central Electricity Authority | http://www.cea.nic.in/ | WRI | 1033298 | 2019 |  | 236.16325 | 252.50115 | 247.1779 | 121.85764999999999 | 235.74535 |  | Central Electricity Authority | 189.73 | 167.66 | 193.13 | 146.22 | 157.44 | NO-ESTIMATION | NO-ESTIMATION | NO-ESTIMATION | NO-ESTIMATION | CAPACITY-FACTOR-V1
IND | India | JORETHANG LOOP |  | IND0000161 | 96 | 27.1598 | 88.2924 | Hydro |  |  |  | 2015 |  | Central Electricity Authority | http://www.cea.nic.in/ | WRI | 1081342 | 2019 |  |  | 74.6847 | 403.60185 | 403.97995000000003 | 407.70125 |  | Central Electricity Authority | 385.09 | 371.42 | 385.09 | 296.88 | 318.64 | SOLAR-V1-NO-AGE | SOLAR-V1-NO-AGE | SOLAR-V1-NO-AGE | SOLAR-V1-NO-AGE | SOLAR-V1-NO-AGE
IND | India | CHUZACHEN |  | IND0000085 | 110 | 27.2093 | 88.6659 | Hydro |  |  |  | 2013 |  | Central Electricity Authority | http://www.cea.nic.in/ | WRI | 1064461 | 2019 |  | 428.70570000000004 | 419.32285 | 492.27625 | 442.56605 | 415.31299999999993 |  | Central Electricity Authority | 405.93 | 340.75 | 405.93 | 299.06 | 316.62 | SOLAR-V1-NO-AGE | SOLAR-V1-NO-AGE | SOLAR-V1-NO-AGE | SOLAR-V1-NO-AGE | SOLAR-V1-NO-AGE
IND | India | PARE |  | IND0000540 | 110 | 27.2387 | 93.8107 | Hydro |  |  |  | 2018 |  | Central Electricity Authority | http://www.cea.nic.in/ | WRI |  | 2019 | [5 empty] | 345.40967299999994 |  | Central Electricity Authority | 405.93 | 340.75 | 405.93 | 299.06 | 316.62 | SOLAR-V1-NO-AGE | SOLAR-V1-NO-AGE | SOLAR-V1-NO-AGE | SOLAR-V1-NO-AGE | SOLAR-V1-NO-AGE
IND | India | TEESTA -V |  | IND0000450 | 510 | 27.2517 | 88.4604 | Hydro |  |  |  | 2008 |  | Central Electricity Authority | http://www.cea.nic.in/ | WRI | 1023415 | 2019 |  | 2573.81625 | 2696.6092 | 2759.5927 | 2804.6861000000004 | 2687.9527000000003 |  | Central Electricity Authority | 1978.32 | 1754.16 | 1879.48 | 1743.37 | 1793.03 | SOLAR-V1-NO-AGE | SOLAR-V1-NO-AGE | SOLAR-V1-NO-AGE | SOLAR-V1-NO-AGE | SOLAR-V1-NO-AGE
IND | India | U.ROGNICHU |  | IND0000470 | 8 | 27.2614 | 88.5572 | Hydro |  |  |  | 1993 |  | Central Electricity Authority | http://www.cea.nic.in/ | WRI | 1060457 | 2019 | [8 empty] | 27.06 | 21.45 | 27.06 | 18.88 | 20.94 | SOLAR-V1-NO-AGE | SOLAR-V1-NO-AGE | SOLAR-V1-NO-AGE | SOLAR-V1-NO-AGE | SOLAR-V1-NO-AGE
IND | India | RANGIT-III |  | IND0000368 | 60 | 27.2949 | 88.2921 | Hydro |  |  |  | 2000 |  | Central Electricity Authority | http://www.cea.nic.in/ | WRI | 1023412 | 2019 |  | 326.0416 | 343.54364999999996 | 345.4043 | 344.18045000000006 | 347.34454999999997 |  | Central Electricity Authority | 241.27 | 205.09 | 250.15 | 197.20 | 189.78 | NO-ESTIMATION | NO-ESTIMATION | NO-ESTIMATION | NO-ESTIMATION | CAPACITY-FACTOR-V1
IND | India | TASHIDING |  | IND0000537 | 97 | 27.3403 | 88.2332 | Hydro |  |  |  | 2017 |  | Central Electricity Authority | http://www.cea.nic.in/ | WRI |  | 2019 |  |  |  |  | 72.70464999999999 | 421.61135 |  | Central Electricity Authority | 373.78 | 320.09 | 373.78 | 277.80 | 293.29 | NO-ESTIMATION | NO-ESTIMATION | NO-ESTIMATION | NO-ESTIMATION | CAPACITY-FACTOR-V1
IND | India | RANGANADI |  | IND0000367 | 405 | 27.3426 | 93.8168 | Hydro |  |  |  | 2002 |  | Central Electricity Authority | http://www.cea.nic.in/ | WRI | 1047211 | 2019 |  | 1103.9326 | 1273.8487499999999 | 1242.76495 | 1409.6563 | 1046.59075 |  | Central Electricity Authority | 1762.36 | 1599.12 | 1685.72 | 1557.52 | 1617.07 | NO-ESTIMATION | NO-ESTIMATION | NO-ESTIMATION | NO-ESTIMATION | CAPACITY-FACTOR-V1
IND | India | DIKCHU |  | IND0000528 | 96 | 27.4028 | 88.5247 | Hydro |  |  |  | 2017 |  | Central Electricity Authority | http://www.cea.nic.in/ | WRI |  | 2019 |  |  |  |  | 368.24950000000007 | 459.92879999999997 |  | Central Electricity Authority | 400.86 | 345.97 | 402.62 | 303.85 | 304.3 | SOLAR-V1-NO-AGE | SOLAR-V1-NO-AGE | SOLAR-V1-NO-AGE | SOLAR-V1-NO-AGE | SOLAR-V1-NO-AGE
IND | India | NURANANG |  | IND0000309 | 6 | 27.5882 | 91.9810 | Hydro |  |  |  | 1997 |  | Central Electricity Authority | http://www.cea.nic.in/ | WRI | 1010355 | 2019 | [8 empty] | 29.69 | 24.81 | 29.69 | 22.19 | 23.81 | NO-ESTIMATION | NO-ESTIMATION | NO-ESTIMATION | NO-ESTIMATION | CAPACITY-FACTOR-V1
IND | India | TEESTA-III |  | IND0000526 | 1200 | 27.5981 | 88.6505 | Hydro |  |  |  | 2017 |  | Central Electricity Authority | http://www.cea.nic.in/ | WRI |  | 2019 |  |  |  | 307.8729 | 4407.18335 | 4237.108 |  | Central Electricity Authority | 5176.29 | 4891.98 | 5193.80 | 4391.45 | 5315.28 | SOLAR-V1-NO-AGE | SOLAR-V1-NO-AGE | SOLAR-V1-NO-AGE | SOLAR-V1-NO-AGE | SOLAR-V1-NO-AGE
IND | India | KHATIMA |  | IND0000196 | 41.4 | 28.9232 | 80.0243 | Hydro |  |  |  | 1955 |  | Central Electricity Authority | http://www.cea.nic.in/ | WRI | 1032591 | 2019 |  | 44.9541 | 119.84775 | 179.2393 | 211.537 | 231.08875 |  | Central Electricity Authority | 142.99 | 123.77 | 142.99 | 109.57 | 115.88 | SOLAR-V1-NO-AGE | SOLAR-V1-NO-AGE | SOLAR-V1-NO-AGE | SOLAR-V1-NO-AGE | SOLAR-V1-NO-AGE
IND | India | TANAKPUR |  | IND0000442 | 94.2 | 29.0057 | 80.0946 | Hydro |  |  |  | 1992 |  | Central Electricity Authority | http://www.cea.nic.in/ | WRI | 1023414 | 2019 |  | 444.47645 | 450.0982 | 428.13855 | 457.44129999999996 | 450.62555 |  | Central Electricity Authority | 452.99 | 436.30 | 451.23 | 417.78 | 431.61 | NO-ESTIMATION | NO-ESTIMATION | NO-ESTIMATION | NO-ESTIMATION | NO-ESTIMATION
IND | India | RAMGANGA |  | IND0000363 | 198 | 29.5169 | 78.7574 | Hydro |  |  |  | 1976 |  | Central Electricity Authority | http://www.cea.nic.in/ | WRI | 1032605 | 2019 |  | 268.48085 | 500.01734999999996 | 180.0353 | 249.3868 | 187.1993 |  | Central Electricity Authority | 763.67 | 602.50 | 783.77 | 558.88 | 587.23 | NO-ESTIMATION | NO-ESTIMATION | NO-ESTIMATION | NO-ESTIMATION | CAPACITY-FACTOR-V1
IND | India | DHAULI GANGA |  | IND0000098 | 280 | 29.8783 | 80.5727 | Hydro |  |  |  | 2005 |  | Central Electricity Authority | http://www.cea.nic.in/ | WRI | 1023408 | 2019 |  | 739.77255 | 1084.1818500000002 | 951.34935 | 1147.3942000000002 | 1100.67895 |  | Central Electricity Authority | 1211.69 | 944.94 | 974.57 | 809.53 | 844.24 | NO-ESTIMATION | NO-ESTIMATION | NO-ESTIMATION | NO-ESTIMATION | CAPACITY-FACTOR-V1
IND | India | PATHRI |  | IND0000331 | 20.4 | 29.9274 | 78.0415 | Hydro |  |  |  | 1955 |  | Central Electricity Authority | http://www.cea.nic.in/ | WRI | 1032604 | 2019 | [8 empty] | 73.61 | 62.31 | 73.61 | 55.32 | 58.42 | NO-ESTIMATION | NO-ESTIMATION | NO-ESTIMATION | NO-ESTIMATION | CAPACITY-FACTOR-V1
IND | India | CHILLA |  | IND0000083 | 144 | 29.9760 | 78.2203 | Hydro |  |  |  | 1980 |  | Central Electricity Authority | http://www.cea.nic.in/ | WRI | 1032584 | 2019 |  | 796.48755 | 749.9016499999999 | 765.50325 | 807.6016999999999 | 629.24795 |  | Central Electricity Authority | 641.24 | 619.25 | 655.16 | 598.81 | 625.83 | NO-ESTIMATION | NO-ESTIMATION | NO-ESTIMATION | NO-ESTIMATION | CAPACITY-FACTOR-V1
IND | India | SRINAGAR |  | IND0000422 | 330 | 30.2313 | 78.7924 | Hydro |  |  |  | 2015 |  | Central Electricity Authority | http://www.cea.nic.in/ | WRI | 1013879 | 2019 |  |  | 896.86315 | 1274.34625 | 1375.6273 | 1368.43345 |  | Central Electricity Authority | 1373.55 | 1399.84 | 1478.03 | 1342.00 | 1317.61 | NO-ESTIMATION | NO-ESTIMATION | NO-ESTIMATION | NO-ESTIMATION | CAPACITY-FACTOR-V1
IND | India | KOTESHWAR |  | IND0000214 | 400 | 30.2594 | 78.4971 | Hydro |  |  |  | 2011 |  | Central Electricity Authority | http://www.cea.nic.in/ | WRI | 1043941 | 2019 |  | 1204.11915 | 1241.80975 | 1218.42725 | 1214.2283499999999 | 1217.7207999999998 |  | Central Electricity Authority | 1822.89 | 1322.28 | 1724.19 | 1482.18 | 1378.98 | SOLAR-V1-NO-AGE | SOLAR-V1-NO-AGE | SOLAR-V1-NO-AGE | SOLAR-V1-NO-AGE | SOLAR-V1-NO-AGE
IND | India | WY.CANAL A -D |  | IND0000510 | 62.4 | 30.3033 | 77.5684 | Hydro |  |  |  | 1991 |  | Central Electricity Authority | http://www.cea.nic.in/ | WRI |  | 2019 |  | 184.4531 | 183.0 | 204.2536 | 175.86625 | 236.4916 |  | Central Electricity Authority | 269.08 | 298.05 | 293.55 | 212.74 | 247.33 | NO-ESTIMATION | NO-ESTIMATION | NO-ESTIMATION | NO-ESTIMATION | CAPACITY-FACTOR-V1
IND | India | KHARA |  | IND0000195 | 72 | 30.3508 | 77.6017 | Hydro |  |  |  | 1992 |  | Central Electricity Authority | http://www.cea.nic.in/ | WRI | 1032590 | 2019 |  | 362.10040000000004 | 319.4547 | 267.58535 | 257.8443 | 284.7093 |  | Central Electricity Authority | 312.63 | 343.90 | 340.86 | 254.64 | 287.53 | HYDRO-V1 | HYDRO-V1 | HYDRO-V1 | HYDRO-V1 | HYDRO-V1
IND | India | TEHRI ST -1 |  | IND0000451 | 1000 | 30.3787 | 78.4795 | Hydro |  |  |  | 2006 |  | Central Electricity Authority | http://www.cea.nic.in/ | WRI | 1031157 | 2019 |  | 3008.4322500000003 | 3085.495 | 3130.5884 | 3065.5353000000005 | 3156.2196000000004 |  | Central Electricity Authority | 4539.17 | 3471.32 | 4273.56 | 3668.43 | 3708.37 | NO-ESTIMATION | NO-ESTIMATION | NO-ESTIMATION | NO-ESTIMATION | CAPACITY-FACTOR-V1
IND | India | KULHAL |  | IND0000218 | 30 | 30.4289 | 77.6296 | Hydro |  |  |  | 1975 |  | Central Electricity Authority | http://www.cea.nic.in/ | WRI | 1032593 | 2019 |  | 155.3792 | 138.2851 | 121.589 | 123.35015 | 145.81725 |  | Central Electricity Authority | 131.00 | 158.70 | 168.43 | 115.14 | 117.85 | SOLAR-V1-NO-AGE | SOLAR-V1-NO-AGE | SOLAR-V1-NO-AGE | SOLAR-V1-NO-AGE | SOLAR-V1-NO-AGE
IND | India | DHALIPUR |  | IND0000095 | 51 | 30.4354 | 77.6821 | Hydro |  |  |  | 1967 |  | Central Electricity Authority | http://www.cea.nic.in/ | WRI | 1032587 | 2019 |  | 229.9843 | 204.03470000000002 | 179.49800000000002 | 185.77645 | 218.89005 |  | Central Electricity Authority | 204.10 | 130.59 | 161.50 | 124.81 | 117.79 | NO-ESTIMATION | NO-ESTIMATION | NO-ESTIMATION | NO-ESTIMATION | CAPACITY-FACTOR-V1
IND | India | DHAKRANI |  | IND0000094 | 33.75 | 30.4561 | 77.7368 | Hydro |  |  |  | 1967 |  | Central Electricity Authority | http://www.cea.nic.in/ | WRI | 1032586 | 2019 |  | 148.66295 | 136.1757 | 119.58905 | 129.0316 | 146.74259999999998 |  | Central Electricity Authority | 146.51 | 125.65 | 126.06 | 106.94 | 122.79 | SOLAR-V1-NO-AGE | SOLAR-V1-NO-AGE | SOLAR-V1-NO-AGE | SOLAR-V1-NO-AGE | SOLAR-V1-NO-AGE
IND | India | KHODRI |  | IND0000197 | 120 | 30.5085 | 77.8001 | Hydro |  |  |  | 1984 |  | Central Electricity Authority | http://www.cea.nic.in/ | WRI |  | 2019 |  | 404.95505 | 374.0603 | 331.62355 | 353.97125 | 367.83160000000004 |  | Central Electricity Authority | 507.33 | 403.48 | 406.08 | 360.36 | 433.66 | NO-ESTIMATION | NO-ESTIMATION | NO-ESTIMATION | NO-ESTIMATION | CAPACITY-FACTOR-V1
IND | India | GIRI BATA |  | IND0000132 | 60 | 30.5307 | 77.4968 | Hydro |  |  |  | 1978 |  | Central Electricity Authority | http://www.cea.nic.in/ | WRI | 1018453 | 2019 |  | 198.8209 | 188.1147 | 139.897 | 169.09029999999998 | 213.37775 |  | Central Electricity Authority | 215.24 | 179.69 | 215.24 | 151.09 | 166.53 | SOLAR-V1-NO-AGE | SOLAR-V1-NO-AGE | SOLAR-V1-NO-AGE | SOLAR-V1-NO-AGE | SOLAR-V1-NO-AGE
IND | India | CHIBRO (YAMUNA) |  | IND0000082 | 240 | 30.5559 | 77.7915 | Hydro |  |  |  | 1975 |  | Central Electricity Authority | http://www.cea.nic.in/ | WRI | 1032583 | 2019 |  | 867.7395 | 809.7111 | 710.43 | 779.6521500000001 | 805.48235 |  | Central Electricity Authority | 833.90 | 770.25 | 914.10 | 652.21 | 698.68 | NO-ESTIMATION | NO-ESTIMATION | NO-ESTIMATION | NO-ESTIMATION | CAPACITY-FACTOR-V1
IND | India | VISHNU PRAYAG |  | IND0000505 | 400 | 30.5669 | 79.5468 | Hydro |  |  |  | 2006 |  | Central Electricity Authority | http://www.cea.nic.in/ | WRI | 1019984 | 2019 |  | 1806.8603 | 1204.5967500000002 | 2031.8397499999999 | 2150.0955000000004 | 1922.3599 |  | Central Electricity Authority | 1424.08 | 1310.08 | 1616.33 | 1561.47 | 1161.11 | SOLAR-V1-NO-AGE | SOLAR-V1-NO-AGE | SOLAR-V1-NO-AGE | SOLAR-V1-NO-AGE | SOLAR-V1-NO-AGE
IND | India | MANERI BHALI |  | IND0000255 | 394 | 30.7294 | 78.4238 | Hydro |  |  |  | 2002 |  | Central Electricity Authority | http://www.cea.nic.in/ | WRI | 1050068 | 2019 |  | 1261.7196999999999 | 1707.0120499999998 | 1592.92535 | 1663.0629000000001 | 1724.0763 |  | Central Electricity Authority | 1388.05 | 1333.05 | 1413.91 | 1189.07 | 1183.99 | SOLAR-V1-NO-AGE | SOLAR-V1-NO-AGE | SOLAR-V1-NO-AGE | SOLAR-V1-NO-AGE | SOLAR-V1-NO-AGE
IND | India | ANDHRA |  | IND0000011 | 16.95 | 31.2412 | 77.8769 | Hydro |  |  |  | 1986 |  | Central Electricity Authority | http://www.cea.nic.in/ | WRI | 1040310 | 2019 | [8 empty] | 57.47 | 46.36 | 57.47 | 40.57 | 44.25 | NO-ESTIMATION | NO-ESTIMATION | NO-ESTIMATION | NO-ESTIMATION | CAPACITY-FACTOR-V1
IND | India | SANJAY BHABA |  | IND0000391 | 120 | 31.2642 | 78.4835 | Hydro |  |  |  | 1989 |  | Central Electricity Authority | http://www.cea.nic.in/ | WRI |  | 2019 |  | 542.36455 | 0.0 | 186.463 | 490.92305 | 586.4729 |  | Central Electricity Authority | 392.46 | 320.24 | 392.46 | 275.74 | 295.03 | NO-ESTIMATION | NO-ESTIMATION | NO-ESTIMATION | NO-ESTIMATION | CAPACITY-FACTOR-V1
IND | India | GANGUWAL |  | IND0000124 | 77.65 | 31.2680 | 76.4920 | Hydro |  |  |  | 1957 |  | Central Electricity Authority | http://www.cea.nic.in/ | WRI | 1011039 | 2019 |  | 420.77555 | 419.82035 | 414.45730000000003 | 491.61954999999995 | 596.37315 |  | Central Electricity Authority | 328.66 | 317.74 | 324.62 | 292.71 | 304.6 | SOLAR-V1-NO-AGE | SOLAR-V1-NO-AGE | SOLAR-V1-NO-AGE | SOLAR-V1-NO-AGE | SOLAR-V1-NO-AGE
IND | India | KOTLA |  | IND0000215 | 77.65 | 31.2680 | 76.4920 | Hydro |  |  |  | 1957 |  | Central Electricity Authority | http://www.cea.nic.in/ | WRI | 1011040 | 2019 |  | 428.1684 | 428.29775 | 428.4271 | 505.6789 | 606.552 |  | Central Electricity Authority | 328.66 | 317.74 | 324.62 | 292.71 | 304.6 | SOLAR-V1-NO-AGE | SOLAR-V1-NO-AGE | SOLAR-V1-NO-AGE | SOLAR-V1-NO-AGE | SOLAR-V1-NO-AGE
IND | India | ANANDPUR SAHIB ST-I&II |  | IND0000009 | 134 | 31.2717 | 76.4938 | Hydro |  |  |  | 1985 |  | Central Electricity Authority | http://www.cea.nic.in/ | WRI | 1026391 | 2019 |  | 614.4125 | 665.1972999999999 | 670.50065 | 644.5709499999999 | 425.6411 |  | Central Electricity Authority | 546.70 | 521.76 | 539.72 | 491.70 | 512.26 | SOLAR-V1-NO-AGE | SOLAR-V1-NO-AGE | SOLAR-V1-NO-AGE | SOLAR-V1-NO-AGE | SOLAR-V1-NO-AGE
IND | India | KOLDAM |  | IND0000204 | 800 | 31.3820 | 76.8761 | Hydro |  |  |  | 2015 |  | Central Electricity Authority | http://www.cea.nic.in/ | WRI | 1018455 | 2019 |  | 0.25 | 2297.057 | 3209.0342 | 3297.0519 | 2998.86035 |  | Central Electricity Authority | 3000.67 | 2862.20 | 3000.67 | 2740.08 | 3117.65 | SOLAR-V1-NO-AGE | SOLAR-V1-NO-AGE | SOLAR-V1-NO-AGE | SOLAR-V1-NO-AGE | SOLAR-V1-NO-AGE
IND | India | RAMPUR |  | IND0000366 | 412.02 | 31.4000 | 77.5927 | Hydro |  |  |  | 2013 |  | Central Electricity Authority | http://www.cea.nic.in/ | WRI | 1056954 | 2019 |  | 1310.9821499999998 | 1973.49295 | 1950.6179 | 2004.925 | 1819.6261499999998 |  | Central Electricity Authority | 1548.25 | 1586.17 | 1682.35 | 1547.98 | 1480.54 | NO-ESTIMATION | NO-ESTIMATION | NO-ESTIMATION | NO-ESTIMATION | NO-ESTIMATION
IND | India | BHAKRA |  | IND0000047 | 1379 | 31.4107 | 76.4328 | Hydro |  |  |  | 1964 |  | Central Electricity Authority | http://www.cea.nic.in/ | WRI | 1011036 | 2019 |  | 5241.809249999999 | 5863.1569 | 5142.428650000001 | 5108.3499 | 4216.999049999999 |  | Central Electricity Authority | 5163.21 | 4923.29 | 5152.64 | 4721.54 | 5346.39 | SOLAR-V1-NO-AGE | SOLAR-V1-NO-AGE | SOLAR-V1-NO-AGE | SOLAR-V1-NO-AGE | SOLAR-V1-NO-AGE
IND | India | DEHAR |  | IND0000091 | 990 | 31.4133 | 76.8686 | Hydro |  |  |  | 1979 |  | Central Electricity Authority | http://www.cea.nic.in/ | WRI | 1011038 | 2019 |  | 3135.3047 | 3322.4442999999997 | 3168.7565999999997 | 3070.8088000000002 | 3210.1685 |  | Central Electricity Authority | 3702.27 | 3530.91 | 3702.27 | 3379.76 | 3847.03 | NO-ESTIMATION | NO-ESTIMATION | NO-ESTIMATION | NO-ESTIMATION | CAPACITY-FACTOR-V1
IND | India | BASPA |  | IND0000041 | 300 | 31.4306 | 78.2410 | Hydro |  |  |  | 2003 |  | Central Electricity Authority | http://www.cea.nic.in/ | WRI | 1019983 | 2019 |  | 1246.3171 | 1297.9775 | 1336.0362499999999 | 1329.9667500000003 | 1269.2021 |  | Central Electricity Authority | 1251.70 | 793.17 | 978.83 | 746.02 | 740.24 | NO-ESTIMATION | NO-ESTIMATION | NO-ESTIMATION | NO-ESTIMATION | CAPACITY-FACTOR-V1
IND | India | KARCHAM WANGTOO |  | IND0000182 | 1000 | 31.5156 | 78.1073 | Hydro |  |  |  | 2011 |  | Central Electricity Authority | http://www.cea.nic.in/ | WRI | 1048188 | 2019 |  | 4219.22785 | 4702.6884 | 4350.42855 | 4547.08035 | 3948.84655 |  | Central Electricity Authority | 4119.71 | 3626.49 | 3916.45 | 3432.23 | 4184.44 | NO-ESTIMATION | NO-ESTIMATION | NO-ESTIMATION | NO-ESTIMATION | CAPACITY-FACTOR-V1
IND | India | GHANVI |  | IND0000127 | 22.5 | 31.5425 | 77.7786 | Hydro |  |  |  | 2000 |  | Central Electricity Authority | http://www.cea.nic.in/ | WRI | 1040324 | 2019 | [8 empty] | 83.55 | 68.20 | 83.55 | 57.47 | 63.26 | NO-ESTIMATION | NO-ESTIMATION | NO-ESTIMATION | NO-ESTIMATION | CAPACITY-FACTOR-V1
IND | India | NATHPA JHAKRI |  | IND0000294 | 1500 | 31.5640 | 77.9800 | Hydro |  |  |  | 2003 |  | Central Electricity Authority | http://www.cea.nic.in/ | WRI | 1023364 | 2019 |  | 6803.3125 | 7277.22105 | 7015.3868 | 7171.69135 | 6474.61425 |  | Central Electricity Authority | 6403.23 | 5663.41 | 6098.35 | 5372.63 | 6500.33 | NO-ESTIMATION | NO-ESTIMATION | NO-ESTIMATION | NO-ESTIMATION | CAPACITY-FACTOR-V1
IND | India | LARGI |  | IND0000229 | 126 | 31.7196 | 77.2120 | Hydro |  |  |  | 2006 |  | Central Electricity Authority | http://www.cea.nic.in/ | WRI | 1018456 | 2019 |  | 606.64155 | 653.56575 | 608.6016999999999 | 609.2982 | 590.8907 |  | Central Electricity Authority | 554.79 | 399.53 | 614.79 | 364.86 | 537.65 | NO-ESTIMATION | NO-ESTIMATION | NO-ESTIMATION | NO-ESTIMATION | CAPACITY-FACTOR-V1
IND | India | PARBATI-III |  | IND0000326 | 520 | 31.7398 | 77.2576 | Hydro |  |  |  | 2014 |  | Central Electricity Authority | http://www.cea.nic.in/ | WRI | 1049142 | 2019 |  | 657.4761 | 639.785 | 679.0676 | 706.97735 | 605.2585 |  | Central Electricity Authority | 1637.65 | 1348.59 | 1637.65 | 1217.55 | 1280.24 | NO-ESTIMATION | NO-ESTIMATION | NO-ESTIMATION | NO-ESTIMATION | CAPACITY-FACTOR-V1
IND | India | BASSI |  | IND0000042 | 66 | 31.9546 | 76.7986 | Hydro |  |  |  | 1973 |  | Central Electricity Authority | http://www.cea.nic.in/ | WRI | 1018450 | 2019 |  | 293.53495 | 314.3205 | 296.27119999999996 | 313.59415 | 250.3022 |  | Central Electricity Authority | 231.82 | 196.84 | 231.82 | 176.43 | 184.08 | NO-ESTIMATION | NO-ESTIMATION | NO-ESTIMATION | NO-ESTIMATION | CAPACITY-FACTOR-V1
IND | India | MUKERIAN I -IV |  | IND0000276 | 207 | 31.9553 | 75.8360 | Hydro |  |  |  | 1987 |  | Central Electricity Authority | http://www.cea.nic.in/ | WRI | 1026393¦ 1112536¦ 1112535 | 2019 |  | 1045.69525 | 1163.6127000000001 | 1078.09245 | 1264.4062 | 1237.9093500000001 |  | Central Electricity Authority | 945.14 | 858.12 | 945.14 | 881.31 | 876.3 | SOLAR-V1-NO-AGE | SOLAR-V1-NO-AGE | SOLAR-V1-NO-AGE | SOLAR-V1-NO-AGE | SOLAR-V1-NO-AGE
IND | India | PONG |  | IND0000340 | 396 | 31.9667 | 75.9469 | Hydro |  |  |  | 1979 |  | Central Electricity Authority | http://www.cea.nic.in/ | WRI | 1011041 | 2019 |  | 1320.7232 | 1726.0862 | 1363.08035 | 1632.36715 | 1504.9972 |  | Central Electricity Authority | 1657.15 | 1512.48 | 1657.15 | 1590.46 | 1581.13 | SOLAR-V1-NO-AGE | SOLAR-V1-NO-AGE | SOLAR-V1-NO-AGE | SOLAR-V1-NO-AGE | SOLAR-V1-NO-AGE
IND | India | SHANAN |  | IND0000403 | 110 | 31.9894 | 76.8072 | Hydro |  |  |  | 1954 |  | Central Electricity Authority | http://www.cea.nic.in/ | WRI | 1026396 | 2019 |  | 505.2809 | 529.90715 | 470.5156 | 505.9774 | 470.02805 |  | Central Electricity Authority | 408.83 | 348.70 | 408.83 | 313.66 | 326.77 | SOLAR-V1-NO-AGE | SOLAR-V1-NO-AGE | SOLAR-V1-NO-AGE | SOLAR-V1-NO-AGE | SOLAR-V1-NO-AGE
IND | India | MALANA |  | IND0000253 | 186 | 32.0041 | 77.2494 | Hydro |  |  |  | 2006 |  | Central Electricity Authority | http://www.cea.nic.in/ | WRI | 1026500¦1051515 | 2019 |  | 575.9458000000001 | 692.8782 | 716.7283500000001 | 711.6040999999999 | 666.5903 |  | Central Electricity Authority | 709.59 | 566.21 | 709.59 | 504.42 | 532.49 | NO-ESTIMATION | NO-ESTIMATION | NO-ESTIMATION | NO-ESTIMATION | CAPACITY-FACTOR-V1
IND | India | BINWA |  | IND0000060 | 6 | 32.1121 | 76.6537 | Hydro |  |  |  | 1984 |  | Central Electricity Authority | http://www.cea.nic.in/ | WRI | 1075394 | 2019 | [8 empty] | 27.28 | 20.49 | 28.95 | 19.49 | 21.23 | NO-ESTIMATION | NO-ESTIMATION | NO-ESTIMATION | NO-ESTIMATION | CAPACITY-FACTOR-V1
IND | India | BANER |  | IND0000028 | 12 | 32.1686 | 76.4695 | Hydro |  |  |  | 1996 |  | Central Electricity Authority | http://www.cea.nic.in/ | WRI | 1057903 | 2019 | [8 empty] | 54.62 | 35.08 | 47.99 | 30.15 | 37.67 | SOLAR-V1-NO-AGE | SOLAR-V1-NO-AGE | SOLAR-V1-NO-AGE | SOLAR-V1-NO-AGE | SOLAR-V1-NO-AGE
IND | India | ALLAIN DUHANGAN |  | IND0000005 | 192 | 32.2258 | 77.2070 | Hydro |  |  |  | 2010 |  | Central Electricity Authority | http://www.cea.nic.in/ | WRI | 1026499 | 2019 |  | 674.3910999999999 | 721.3352 | 675.7244 | 679.5949499999999 | 579.31885 |  | Central Electricity Authority | 607.11 | 516.18 | 607.11 | 468.15 | 478.86 | SOLAR-V1-NO-AGE | SOLAR-V1-NO-AGE | SOLAR-V1-NO-AGE | SOLAR-V1-NO-AGE | SOLAR-V1-NO-AGE
IND | India | GAJ |  | IND0000119 | 10.5 | 32.2417 | 76.2787 | Hydro |  |  |  | 1996 |  | Central Electricity Authority | http://www.cea.nic.in/ | WRI | 1034212 | 2019 | [8 empty] | 34.12 | 28.10 | 34.12 | 25.28 | 26.89 | NO-ESTIMATION | NO-ESTIMATION | NO-ESTIMATION | NO-ESTIMATION | CAPACITY-FACTOR-V1
IND | India | U.B.D.C. ST.-I& II |  | IND0000469 | 91.35 | 32.3367 | 75.5819 | Hydro |  |  |  | 1981 |  | Central Electricity Authority | http://www.cea.nic.in/ | WRI |  | 2019 |  | 381.95860999999996 | 306.46 | 340.33975000000004 | 407.04454999999996 | 373.742895 |  | Central Electricity Authority | 406.31 | 351.70 | 386.11 | 302.63 | 330.07 | SOLAR-V1-NO-AGE | SOLAR-V1-NO-AGE | SOLAR-V1-NO-AGE | SOLAR-V1-NO-AGE | SOLAR-V1-NO-AGE
IND | India | RANJIT SAGAR |  | IND0000369 | 600 | 32.4404 | 75.7305 | Hydro |  |  |  | 2000 |  | Central Electricity Authority | http://www.cea.nic.in/ | WRI | 1026394 | 2019 |  | 1853.4859999999999 | 1947.48365 | 1299.5495999999998 | 1794.4029 | 1447.2474 |  | Central Electricity Authority | 2265.42 | 1948.42 | 2127.41 | 1714.85 | 1898.68 | NO-ESTIMATION | NO-ESTIMATION | NO-ESTIMATION | NO-ESTIMATION | CAPACITY-FACTOR-V1
IND | India | BUDHIL |  | IND0000070 | 70 | 32.4584 | 76.5320 | Hydro |  |  |  | 2012 |  | Central Electricity Authority | http://www.cea.nic.in/ | WRI | 1044207 | 2019 |  | 234.65085000000002 | 286.41075 | 259.94375 | 316.04185 | 286.6396 |  | Central Electricity Authority | 243.81 | 211.31 | 243.81 | 194.14 | 197.98 | NO-ESTIMATION | NO-ESTIMATION | NO-ESTIMATION | NO-ESTIMATION | CAPACITY-FACTOR-V1
IND | India | CHAMERA-III |  | IND0000075 | 231 | 32.4733 | 76.4400 | Hydro |  |  |  | 2012 |  | Central Electricity Authority | http://www.cea.nic.in/ | WRI | 1056938 | 2019 |  | 1015.6761 | 1038.4018999999998 | 912.50455 | 1062.70975 | 1038.2029 |  | Central Electricity Authority | 847.87 | 722.52 | 863.97 | 636.52 | 678.52 | SOLAR-V1-NO-AGE | SOLAR-V1-NO-AGE | SOLAR-V1-NO-AGE | SOLAR-V1-NO-AGE | SOLAR-V1-NO-AGE
IND | India | CHAMERA II |  | IND0000073 | 300 | 32.4734 | 76.2552 | Hydro |  |  |  | 2003 |  | Central Electricity Authority | http://www.cea.nic.in/ | WRI | 1046346 | 2019 |  | 1491.2164500000001 | 1516.3601 | 1436.71035 | 1479.6744499999998 | 1500.4798999999998 |  | Central Electricity Authority | 1050.23 | 893.16 | 1076.85 | 860.24 | 848.92 | SOLAR-V1-NO-AGE | SOLAR-V1-NO-AGE | SOLAR-V1-NO-AGE | SOLAR-V1-NO-AGE | SOLAR-V1-NO-AGE
IND | India | CHAMERA-I |  | IND0000074 | 540 | 32.5966 | 75.9857 | Hydro |  |  |  | 1994 |  | Central Electricity Authority | http://www.cea.nic.in/ | WRI | 1023407 | 2019 |  | 2539.041 | 2610.5815 | 2213.2680499999997 | 2332.3596 | 2472.1372 |  | Central Electricity Authority | 1966.68 | 1756.69 | 1873.20 | 1551.94 | 1618.44 | SOLAR-V1-NO-AGE | SOLAR-V1-NO-AGE | SOLAR-V1-NO-AGE | SOLAR-V1-NO-AGE | SOLAR-V1-NO-AGE
IND | India | SEWA-III |  | IND0000401 | 9 | 32.6029 | 75.9006 | Hydro |  |  |  | 2002 |  | Central Electricity Authority | http://www.cea.nic.in/ | WRI | 1048264 | 2019 | [8 empty] | 49.18 | 38.86 | 42.96 | 35.58 | 37.8 | SOLAR-V1-NO-AGE | SOLAR-V1-NO-AGE | SOLAR-V1-NO-AGE | SOLAR-V1-NO-AGE | SOLAR-V1-NO-AGE
IND | India | THIROT |  | IND0000454 | 4.5 | 32.6590 | 76.7817 | Hydro |  |  |  | 1995 |  | Central Electricity Authority | http://www.cea.nic.in/ | WRI | 1040318 | 2019 | [8 empty] | 19.57 | 17.79 | 20.51 | 16.32 | 18.15 | NO-ESTIMATION | NO-ESTIMATION | NO-ESTIMATION | NO-ESTIMATION | CAPACITY-FACTOR-V1
IND | India | SEWA-II |  | IND0000400 | 120 | 32.6762 | 75.8215 | Hydro |  |  |  | 2010 |  | Central Electricity Authority | http://www.cea.nic.in/ | WRI | 1049170 | 2019 |  | 594.0746999999999 | 594.08465 | 468.25695 | 503.85805 | 495.8284 |  | Central Electricity Authority | 376.43 | 319.60 | 376.43 | 291.16 | 297.86 | SOLAR-V1-NO-AGE | SOLAR-V1-NO-AGE | SOLAR-V1-NO-AGE | SOLAR-V1-NO-AGE | SOLAR-V1-NO-AGE
IND | India | CHANJU-I |  | IND0000515 | 36 | 32.7369 | 76.2477 | Hydro |  |  |  | 2017 |  | Central Electricity Authority | http://www.cea.nic.in/ | WRI |  | 2019 |  |  |  |  | 79.02289999999999 | 136.76274999999998 |  | Central Electricity Authority | 157.87 | 131.25 | 157.87 | 110.91 | 122.27 | SOLAR-V1-NO-AGE | SOLAR-V1-NO-AGE | SOLAR-V1-NO-AGE | SOLAR-V1-NO-AGE | SOLAR-V1-NO-AGE
IND | India | BAIRA SIUL |  | IND0000022 | 180 | 32.8063 | 76.1418 | Hydro |  |  |  | 1980 |  | Central Electricity Authority | http://www.cea.nic.in/ | WRI | 1023406 | 2019 |  | 792.68665 | 741.8620500000001 | 665.9833500000001 | 638.52135 | 364.83665 |  | Central Electricity Authority | 752.21 | 613.02 | 752.21 | 580.74 | 575.89 | SOLAR-V1-NO-AGE | SOLAR-V1-NO-AGE | SOLAR-V1-NO-AGE | SOLAR-V1-NO-AGE | SOLAR-V1-NO-AGE
IND | India | CHENANI I to III |  | IND0000080 | 32.8 | 32.9578 | 75.1705 | Hydro |  |  |  | 1980 |  | Central Electricity Authority | http://www.cea.nic.in/ | WRI | 1069260 | 2019 |  | 57.12693 | 69.545525 | 81.63179 | 82.655645 | 73.056719805 |  | Central Electricity Authority | 139.23 | 109.45 | 138.66 | 89.57 | 100.65 | SOLAR-V1-NO-AGE | SOLAR-V1-NO-AGE | SOLAR-V1-NO-AGE | SOLAR-V1-NO-AGE | SOLAR-V1-NO-AGE
IND | India | SALAL I & II |  | IND0000386 | 690 | 33.1420 | 74.8097 | Hydro |  |  |  | 1990 |  | Central Electricity Authority | http://www.cea.nic.in/ | WRI | 1023413 | 2019 |  | 3474.1221 | 3573.4032 | 3405.9745500000004 | 3230.85455 | 3395.48725 |  | Central Electricity Authority | 2863.74 | 2716.21 | 2863.74 | 2648.79 | 2946.78 | SOLAR-V1-NO-AGE | SOLAR-V1-NO-AGE | SOLAR-V1-NO-AGE | SOLAR-V1-NO-AGE | SOLAR-V1-NO-AGE
IND | India | BAGLIHAR HEP |  | IND0000020 | 450 | 33.1815 | 75.3155 | Hydro |  |  |  | 2008 |  | Central Electricity Authority | http://www.cea.nic.in/ | WRI | 1023405 | 2019 |  | 2925.21045 | 2985.1393 | 2173.6372 | 2494.17645 | 2279.69425 |  | Central Electricity Authority | 1867.16 | 1724.75 | 1867.16 | 1730.57 | 1744.69 | SOLAR-V1-NO-AGE | SOLAR-V1-NO-AGE | SOLAR-V1-NO-AGE | SOLAR-V1-NO-AGE | SOLAR-V1-NO-AGE
IND | India | DULHASTI |  | IND0000107 | 390 | 33.3691 | 75.7985 | Hydro |  |  |  | 2007 |  | Central Electricity Authority | http://www.cea.nic.in/ | WRI | 1023409 | 2019 |  | 2165.54785 | 2349.6726 | 2268.6199 | 2332.1407 | 2262.0131 |  | Central Electricity Authority | 1641.71 | 1558.95 | 1664.41 | 1455.31 | 1550.83 | NO-ESTIMATION | NO-ESTIMATION | NO-ESTIMATION | NO-ESTIMATION | CAPACITY-FACTOR-V1
IND | India | STAKNA |  | IND0000425 | 4 | 33.9594 | 77.7142 | Hydro |  |  |  | 1986 |  | Central Electricity Authority | http://www.cea.nic.in/ | WRI |  | 2019 | [8 empty] | 15.70 | 12.99 | 15.88 | 11.06 | 14.46 | SOLAR-V1-NO-AGE | SOLAR-V1-NO-AGE | SOLAR-V1-NO-AGE | SOLAR-V1-NO-AGE | SOLAR-V1-NO-AGE
IND | India | URI -II |  | IND0000487 | 240 | 34.0921 | 74.0318 | Hydro |  |  |  | 2013 |  | Central Electricity Authority | http://www.cea.nic.in/ | WRI | 1064489 | 2019 |  | 1182.2391 | 1189.57225 | 1464.5803 | 1201.4028 | 1573.0154 |  | Central Electricity Authority | 1042.59 | 995.71 | 1019.02 | 980.34 | 1015.79 | SOLAR-V1-NO-AGE | SOLAR-V1-NO-AGE | SOLAR-V1-NO-AGE | SOLAR-V1-NO-AGE | SOLAR-V1-NO-AGE
IND | India | URI |  | IND0000486 | 480 | 34.1442 | 74.1857 | Hydro |  |  |  | 1996 |  | Central Electricity Authority | http://www.cea.nic.in/ | WRI | 1023416 | 2019 |  | 3061.2369 | 3266.5551499999997 | 2789.0845 | 2337.9116999999997 | 3033.04855 |  | Central Electricity Authority | 2068.22 | 1925.18 | 2053.59 | 1951.12 | 2022.05 | NO-ESTIMATION | NO-ESTIMATION | NO-ESTIMATION | NO-ESTIMATION | CAPACITY-FACTOR-V1
IND | India | UPPER SINDH I& II |  | IND0000484 | 105 | 34.1980 | 75.1245 | Hydro |  |  |  | 1996 |  | Central Electricity Authority | http://www.cea.nic.in/ | WRI | 1020022 | 2019 |  | 301.8034 | 257.05825000000004 | 361.09545 | 325.60380000000004 | 304.44015 |  | Central Electricity Authority | 531.08 | 434.98 | 529.51 | 397.40 | 404.88 | NO-ESTIMATION | NO-ESTIMATION | NO-ESTIMATION | NO-ESTIMATION | CAPACITY-FACTOR-V1
IND | India | NIMOO BAZGO |  | IND0000303 | 45 | 34.2154 | 77.1842 | Hydro |  |  |  | 2013 |  | Central Electricity Authority | http://www.cea.nic.in/ | WRI | 1060187 | 2019 |  | 75.17224999999999 | 90.05745 | 94.73395 | 98.33585 | 105.02225 |  | Central Electricity Authority | 189.71 | 177.93 | 159.16 | 119.77 | 148.07 | NO-ESTIMATION | NO-ESTIMATION | NO-ESTIMATION | NO-ESTIMATION | CAPACITY-FACTOR-V1
IND | India | LOWER JHELUM |  | IND0000235 | 105 | 34.2189 | 74.5281 | Hydro |  |  |  | 1978 |  | Central Electricity Authority | http://www.cea.nic.in/ | WRI | 1020019 | 2019 |  | 597.86565 | 662.87895 | 480.73425 | 478.58504999999997 | 586.3833500000001 |  | Central Electricity Authority | 508.78 | 492.13 | 510.73 | 459.84 | 488.86 | NO-ESTIMATION | NO-ESTIMATION | NO-ESTIMATION | NO-ESTIMATION | CAPACITY-FACTOR-V1
IND | India | GANDHARBAL |  | IND0000121 | 15 | 34.2236 | 74.7781 | Hydro |  |  |  | 1959 |  | Central Electricity Authority | http://www.cea.nic.in/ | WRI | 1020014 | 2019 | [8 empty] | 68.89 | 55.42 | 68.71 | 52.27 | 54.59 | NO-ESTIMATION | NO-ESTIMATION | NO-ESTIMATION | NO-ESTIMATION | CAPACITY-FACTOR-V1
IND | India | CHUTAK |  | IND0000084 | 44 | 34.4903 | 76.1137 | Hydro |  |  |  | 2012 |  | Central Electricity Authority | http://www.cea.nic.in/ | WRI | 1060188 | 2019 |  | 35.3225 | 36.725449999999995 | 43.8994 | 45.491400000000006 | 48.7152 |  | Central Electricity Authority | 164.48 | 143.01 | 160.13 | 117.98 | 130.81 | NO-ESTIMATION | NO-ESTIMATION | NO-ESTIMATION | NO-ESTIMATION | CAPACITY-FACTOR-V1
IND | India | KARGIL |  | IND0000183 | 3.75 | 34.5605 | 76.1299 | Hydro |  |  |  | 1995 |  | Central Electricity Authority | http://www.cea.nic.in/ | WRI | 1020015 | 2019 | [8 empty] | 13.59 | 10.83 | 13.11 | 10.59 | 11.16 | NO-ESTIMATION | NO-ESTIMATION | NO-ESTIMATION | NO-ESTIMATION | NO-ESTIMATION
IND | India | KISHENGANGA |  | IND0000530 | 330 | 34.6490 | 74.7514 | Hydro |  |  |  | 2018 |  | Central Electricity Authority | http://www.cea.nic.in/ | WRI |  | 2019 |  |  |  |  | 1.6716 | 526.60375 |  | Central Electricity Authority | 1235.73 | 1060.82 | 1356.66 | 994.87 | 1091.93 | NO-ESTIMATION | NO-ESTIMATION | NO-ESTIMATION | NO-ESTIMATION | CAPACITY-FACTOR-V1
IND | India | KODAYAR-I&II |  | IND0000200 | 100 | 8.5319 | 77.3125 | Hydro |  |  |  | 1970 |  | Central Electricity Authority | http://www.cea.nic.in/ | WRI | 1030931 | 2019 |  | 201.00990000000002 | 277.1871 | 168.58285 | 123.3601 | 193.10960000000003 |  | Central Electricity Authority | 366.56 | 307.31 | 366.56 | 228.31 | 277.11 | NO-ESTIMATION | NO-ESTIMATION | NO-ESTIMATION | NO-ESTIMATION | CAPACITY-FACTOR-V1
IND | India | SERVALAR |  | IND0000399 | 20 | 8.6895 | 77.3048 | Hydro |  |  |  | 1986 |  | Central Electricity Authority | http://www.cea.nic.in/ | WRI | 1030950 | 2019 | [8 empty] | 76.22 | 62.57 | 76.22 | 52.78 | 58.18 | NO-ESTIMATION | NO-ESTIMATION | NO-ESTIMATION | NO-ESTIMATION | CAPACITY-FACTOR-V1
IND | India | PAPANASAM |  | IND0000324 | 32 | 8.7065 | 77.3627 | Hydro |  |  |  | 1946 |  | Central Electricity Authority | http://www.cea.nic.in/ | WRI | 1030941 | 2019 |  | 117.63885 | 115.98715 | 66.2073 | 114.70360000000001 | 120.30545000000001 |  | Central Electricity Authority | 119.87 | 98.04 | 119.87 | 82.37 | 91.02 | NO-ESTIMATION | NO-ESTIMATION | NO-ESTIMATION | NO-ESTIMATION | NO-ESTIMATION
IND | India | KALLADA |  | IND0000177 | 15 | 8.9553 | 77.0697 | Hydro |  |  |  | 1994 |  | Central Electricity Authority | http://www.cea.nic.in/ | WRI | 1020765 | 2019 | [8 empty] | 73.49 | 56.58 | 69.47 | 37.22 | 46.84 | NO-ESTIMATION | NO-ESTIMATION | NO-ESTIMATION | NO-ESTIMATION | CAPACITY-FACTOR-V1
IND | India | SABARIGIRI |  | IND0000384 | 300 | 9.3098 | 77.0727 | Hydro |  |  |  | 1966 |  | Central Electricity Authority | http://www.cea.nic.in/ | WRI | 1020782 | 2019 |  | 1218.60635 | 1165.3141500000002 | 794.7960499999999 | 963.6177 | 1508.8180000000002 |  | Central Electricity Authority | 952.79 | 772.23 | 952.79 | 674.58 | 726.82 | NO-ESTIMATION | NO-ESTIMATION | NO-ESTIMATION | NO-ESTIMATION | CAPACITY-FACTOR-V1
IND | India | KAKKAD |  | IND0000172 | 50 | 9.3275 | 76.9717 | Hydro |  |  |  | 1999 |  | Central Electricity Authority | http://www.cea.nic.in/ | WRI | 1020764 | 2019 |  | 191.9753 | 183.2989 | 131.0216 | 159.0806 | 220.55169999999998 |  | Central Electricity Authority | 210.06 | 163.16 | 201.88 | 117.73 | 137.13 | SOLAR-V1-NO-AGE | SOLAR-V1-NO-AGE | SOLAR-V1-NO-AGE | SOLAR-V1-NO-AGE | SOLAR-V1-NO-AGE
IND | India | MANIYAR |  | IND0000258 | 12 | 9.3294 | 76.8798 | Hydro |  |  |  | 1994 |  | Central Electricity Authority | http://www.cea.nic.in/ | WRI | 1013305 | 2019 | [8 empty] | 58.78 | 44.86 | 56.08 | 35.11 | 40.01 | NO-ESTIMATION | NO-ESTIMATION | NO-ESTIMATION | NO-ESTIMATION | CAPACITY-FACTOR-V1
IND | India | SURULIYAR |  | IND0000432 | 35 | 9.6200 | 77.2726 | Hydro |  |  |  | 1978 |  | Central Electricity Authority | http://www.cea.nic.in/ | WRI | 1030952 | 2019 |  | 102.91285 | 92.0375 | 42.49645 | 70.33655 | 92.08725 |  | Central Electricity Authority | 127.72 | 106.98 | 127.72 | 75.92 | 96.41 | NO-ESTIMATION | NO-ESTIMATION | NO-ESTIMATION | NO-ESTIMATION | CAPACITY-FACTOR-V1
IND | India | PERIYAR |  | IND0000337 | 161 | 9.6266 | 77.1905 | Hydro |  |  |  | 1960 |  | Central Electricity Authority | http://www.cea.nic.in/ | WRI | 1030943 | 2019 |  | 524.9222 | 502.25609999999995 | 93.44045 | 285.66450000000003 | 699.485 |  | Central Electricity Authority | 538.41 | 441.51 | 538.41 | 315.69 | 394.39 | SOLAR-V1-NO-AGE | SOLAR-V1-NO-AGE | SOLAR-V1-NO-AGE | SOLAR-V1-NO-AGE | SOLAR-V1-NO-AGE
IND | India | IDUKKI |  | IND0000149 | 780 | 9.8503 | 77.0555 | Hydro |  |  |  | 1980 |  | Central Electricity Authority | http://www.cea.nic.in/ | WRI | 1020763 | 2019 |  | 2481.729 | 2360.538 | 1373.1597 | 1603.0047 | 2905.8278499999997 |  | Central Electricity Authority | 2957.46 | 2199.26 | 2880.22 | 1538.06 | 2193.53 | SOLAR-V1-NO-AGE | SOLAR-V1-NO-AGE | SOLAR-V1-NO-AGE | SOLAR-V1-NO-AGE | SOLAR-V1-NO-AGE
IND | India | KUTHUNGAL |  | IND0000223 | 21 | 9.9356 | 77.1068 | Hydro |  |  |  | 2001 |  | Central Electricity Authority | http://www.cea.nic.in/ | WRI | 1044715 | 2019 | [8 empty] | 80.03 | 65.70 | 80.03 | 55.42 | 61.09 | SOLAR-V1-NO-AGE | SOLAR-V1-NO-AGE | SOLAR-V1-NO-AGE | SOLAR-V1-NO-AGE | SOLAR-V1-NO-AGE
IND | India | NARIMANGLAM |  | IND0000291 | 45 | 9.9533 | 76.9792 | Hydro |  |  |  | 1961 |  | Central Electricity Authority | http://www.cea.nic.in/ | WRI | 1020773 | 2019 |  | 341.5835 | 348.7475 | 196.3135 | 309.047 | 375.96075 |  | Central Electricity Authority | 304.64 | 249.82 | 289.68 | 174.33 | 213.65 | SOLAR-V1-NO-AGE | SOLAR-V1-NO-AGE | SOLAR-V1-NO-AGE | SOLAR-V1-NO-AGE | SOLAR-V1-NO-AGE
IND | India | LOWER PERIYAR |  | IND0000239 | 180 | 9.9624 | 76.9570 | Hydro |  |  |  | 1997 |  | Central Electricity Authority | http://www.cea.nic.in/ | WRI | 1020779 | 2019 |  | 574.26425 | 508.1664 | 305.69385 | 505.20129999999995 | 522.5541 |  | Central Electricity Authority | 720.23 | 574.83 | 677.54 | 397.81 | 499.51 | NO-ESTIMATION | NO-ESTIMATION | NO-ESTIMATION | NO-ESTIMATION | NO-ESTIMATION
IND | India | PANNIAR |  | IND0000323 | 30 | 9.9731 | 77.0281 | Hydro |  |  |  | 1982 |  | Central Electricity Authority | http://www.cea.nic.in/ | WRI | 1020776 | 2019 |  | 154.12550000000002 | 173.4285 | 62.01835 | 128.82264999999998 | 114.01705 |  | Central Electricity Authority | 134.51 | 101.71 | 128.04 | 81.59 | 92.51 | NO-ESTIMATION | NO-ESTIMATION | NO-ESTIMATION | NO-ESTIMATION | CAPACITY-FACTOR-V1
IND | India | SENGULAM |  | IND0000398 | 48 | 9.9760 | 77.0309 | Hydro |  |  |  | 1977 |  | Central Electricity Authority | http://www.cea.nic.in/ | WRI | 1020783 | 2019 |  | 150.61315 | 160.18505000000002 | 115.0817 | 144.18545 | 122.3651 |  | Central Electricity Authority | 211.26 | 163.09 | 200.92 | 130.90 | 148.37 | SOLAR-V1-NO-AGE | SOLAR-V1-NO-AGE | SOLAR-V1-NO-AGE | SOLAR-V1-NO-AGE | SOLAR-V1-NO-AGE
IRL | Ireland | Lee |  | WRI1002829 | 27 | 51.8833 | -8.6333 | Hydro |  |  |  |  | ESBPG | All Island Project | http://www.allislandproject.org/en/market_decision_documents.aspx?article=151a9561-cef9-47f2-9f48-21f6c62cef58 | CARMA | [10 empty] | 75.26 | 69.72 | 83.13 | 77.42 | 69.72 | NO-ESTIMATION | NO-ESTIMATION | NO-ESTIMATION | NO-ESTIMATION | CAPACITY-FACTOR-V1
IRL | Ireland | Ardnacrusha |  | WRI1002815 | 86 | 52.7056 | -8.6128 | Hydro |  |  |  |  | ESBPG | All Island Project | http://www.allislandproject.org/en/market_decision_documents.aspx?article=151a9561-cef9-47f2-9f48-21f6c62cef43 | GEODB | 1015295 | [9 empty] | 308.53 | 240.01 | 330.36 | 293.11 | 242.52 | SOLAR-V1-NO-AGE | SOLAR-V1-NO-AGE | SOLAR-V1-NO-AGE | SOLAR-V1-NO-AGE | SOLAR-V1-NO-AGE
IRL | Ireland | Turlough Hill |  | WRI1002841 | 292 | 53.0242 | -6.4164 | Hydro |  |  |  |  | ESBPG | All Island Project | http://www.allislandproject.org/en/market_decision_documents.aspx?article=151a9561-cef9-47f2-9f48-21f6c62cef79 | GEODB | 1015323 | [9 empty] | 643.39 | 520.10 | 732.75 | 666.23 | 520.1 | NO-ESTIMATION | NO-ESTIMATION | NO-ESTIMATION | NO-ESTIMATION | CAPACITY-FACTOR-V1
IRN | Iran | Dorood Zan Dam |  | WRI1008130 | 10 | 27.0517 | 53.6208 | Hydro |  |  |  | 1989.0 |  | TAVANIR | http://www2.tavanir.org.ir/info/stat87/sanatlhtml/Links/j14%20-1/main.htm | CARMA | [10 empty] | 18.41 | 18.33 | 18.41 | 19.57 | 19.77 | SOLAR-V1-NO-AGE | SOLAR-V1-NO-AGE | SOLAR-V1-NO-AGE | SOLAR-V1-NO-AGE | SOLAR-V1-NO-AGE
IRN | Iran | Jiroft |  | WRI1008145 | 32 | 28.6780 | 57.7406 | Hydro |  |  |  | 1977.0 |  | TAVANIR | http://www2.tavanir.org.ir/info/stat87/sanatlhtml/Links/j14%20-1/main.htm | CARMA | 1045228 | [9 empty] | 45.95 | 43.57 | 46.99 | 70.35 | 51.22 | NO-ESTIMATION | NO-ESTIMATION | NO-ESTIMATION | NO-ESTIMATION | CAPACITY-FACTOR-V1
IRN | Iran | Maroun |  | WRI1008161 | 75 | 30.5959 | 50.2417 | Hydro |  |  |  | 2004.0 |  | TAVANIR | http://www2.tavanir.org.ir/info/stat87/sanatlhtml/Links/j14%20-1/main.htm | CARMA | 1045389 | [9 empty] | 139.26 | 84.82 | 139.26 | 150.17 | 100.93 | SOLAR-V1-NO-AGE | SOLAR-V1-NO-AGE | SOLAR-V1-NO-AGE | SOLAR-V1-NO-AGE | SOLAR-V1-NO-AGE
IRN | Iran | Karoune 4 |  | WRI1029939 | 765 | 31.6001 | 50.4710 | Hydro |  |  |  | 2011.0 | Iran Water and Power Resources Development Company | Iran Water and Power Resources Development Company | http://en.iwpco.ir/Karun4/default.aspx | WRI | [10 empty] | 1592.49 | 1612.46 | 1561.62 | 1681.67 | 1667.46 | SOLAR-V1-NO-AGE | SOLAR-V1-NO-AGE | SOLAR-V1-NO-AGE | SOLAR-V1-NO-AGE | SOLAR-V1-NO-AGE
IRN | Iran | Karoune 3 |  | WRI1008151 | 2000 | 31.8055 | 50.0893 | Hydro | [5 empty] | TAVANIR | http://www2.tavanir.org.ir/info/stat87/sanatlhtml/Links/j14%20-1/main.htm | GEODB | [10 empty] | 5104.31 | 4819.58 | 4710.52 | 4662.19 | 4669.67 | SOLAR-V1-NO-AGE | SOLAR-V1-NO-AGE | SOLAR-V1-NO-AGE | SOLAR-V1-NO-AGE | SOLAR-V1-NO-AGE
IRN | Iran | Masjed Soleyman |  | WRI1008163 | 2000 | 32.0290 | 49.3990 | Hydro |  |  |  | 2002.0 |  | TAVANIR | http://www2.tavanir.org.ir/info/stat87/sanatlhtml/Links/j14%20-1/main.htm | GEODB | [10 empty] | 5660.39 | 5136.36 | 4485.13 | 4687.62 | 4582.95 | NO-ESTIMATION | NO-ESTIMATION | NO-ESTIMATION | NO-ESTIMATION | CAPACITY-FACTOR-V1
IRN | Iran | Shahid Abbaspuor |  | WRI1008183 | 2000 | 32.0549 | 49.6070 | Hydro | [5 empty] | TAVANIR | http://www2.tavanir.org.ir/info/stat87/sanatlhtml/Links/j14%20-1/main.htm | WRI | 1020842 | [9 empty] | 5644.99 | 4482.50 | 4485.13 | 4623.58 | 4610.94 | NO-ESTIMATION | NO-ESTIMATION | NO-ESTIMATION | NO-ESTIMATION | CAPACITY-FACTOR-V1
IRN | Iran | Upper Gotvand |  | WRI1061133 | 1016 | 32.2607 | 48.9241 | Hydro |  |  |  | 2012.0 | Iran Water and Power Resources Development Company | Iran Water and Power Resources Development Company | http://en.iwpco.ir/Gotvand/default.aspx# | GEODB | 1019758 | [9 empty] | 3069.19 | 3614.79 | 2187.22 | 3637.20 | 2993.29 | NO-ESTIMATION | NO-ESTIMATION | NO-ESTIMATION | NO-ESTIMATION | CAPACITY-FACTOR-V1
IRN | Iran | Khohrang Dam |  | WRI1008154 | 39 | 32.4530 | 50.1470 | Hydro | [5 empty] | TAVANIR | http://www2.tavanir.org.ir/info/stat87/sanatlhtml/Links/j14%20-1/main.htm | GEODB | [10 empty] | 85.26 | 85.26 | 85.26 | 90.04 | 89.79 | SOLAR-V1-NO-AGE | SOLAR-V1-NO-AGE | SOLAR-V1-NO-AGE | SOLAR-V1-NO-AGE | SOLAR-V1-NO-AGE
IRN | Iran | Karkheh |  | WRI1008150 | 400 | 32.4858 | 48.1341 | Hydro | [5 empty] | TAVANIR | http://www2.tavanir.org.ir/info/stat87/sanatlhtml/Links/j14%20-1/main.htm | WRI | 1020841 | [9 empty] | 701.11 | 657.00 | 712.19 | 985.47 | 685.83 | NO-ESTIMATION | NO-ESTIMATION | NO-ESTIMATION | NO-ESTIMATION | NO-ESTIMATION
IRN | Iran | Dez |  | WRI1008129 | 520 | 32.6053 | 48.4640 | Hydro |  |  |  | 1962.0 |  | TAVANIR | http://www2.tavanir.org.ir/info/stat87/sanatlhtml/Links/j14%20-1/main.htm | GEODB | 1020839 | [9 empty] | 1041.20 | 1220.70 | 873.16 | 1582.55 | 1255.51 | SOLAR-V1-NO-AGE | SOLAR-V1-NO-AGE | SOLAR-V1-NO-AGE | SOLAR-V1-NO-AGE | SOLAR-V1-NO-AGE
IRN | Iran | Seymareh |  | WRI1029941 | 480 | 33.2923 | 47.1982 | Hydro |  |  |  | 2013.0 | Iran Water and Power Resources Development Company | Iran Water and Power Resources Development Company | http://en.iwpco.ir/Lists/News/DispForm.aspx?ID=149 | WRI | 1050205 | [9 empty] | 1009.20 | 750.04 | 951.63 | 869.96 | 1041.99 | NO-ESTIMATION | NO-ESTIMATION | NO-ESTIMATION | NO-ESTIMATION | NO-ESTIMATION
IRN | Iran | Latyan |  | WRI1008158 | 45 | 35.7898 | 51.6785 | Hydro | [5 empty] | TAVANIR | http://www2.tavanir.org.ir/info/stat87/sanatlhtml/Links/j14%20-1/main.htm | GEODB | 1031156 | [9 empty] | 59.83 | 58.38 | 56.27 | 65.34 | 65.16 | NO-ESTIMATION | NO-ESTIMATION | NO-ESTIMATION | NO-ESTIMATION | CAPACITY-FACTOR-V1
IRN | Iran | Kalan |  | WRI1008148 | 115.5 | 35.8070 | 51.7914 | Hydro |  |  |  | 1998.0 |  | TAVANIR | http://www2.tavanir.org.ir/info/stat87/sanatlhtml/Links/j14%20-1/main.htm | GEODB | 1031154 | [9 empty] | 251.10 | 251.10 | 251.10 | 268.30 | 267.57 | SOLAR-V1-NO-AGE | SOLAR-V1-NO-AGE | SOLAR-V1-NO-AGE | SOLAR-V1-NO-AGE | SOLAR-V1-NO-AGE
IRN | Iran | Amir Kabir |  | WRI1008115 | 90 | 35.9564 | 51.0890 | Hydro |  |  |  | 1961.0 |  | TAVANIR | http://www2.tavanir.org.ir/info/stat87/sanatlhtml/Links/j14%20-1/main.htm | GEODB | 1031155 | [9 empty] | 117.76 | 117.76 | 111.86 | 144.88 | 126.24 | SOLAR-V1-NO-AGE | SOLAR-V1-NO-AGE | SOLAR-V1-NO-AGE | SOLAR-V1-NO-AGE | SOLAR-V1-NO-AGE
IRN | Iran | Siahbishe |  | WRI1029940 | 1040 | 36.2179 | 51.3047 | Hydro |  |  |  | 2015.0 | Iran Water and Power Resources Development Company | Iran Water and Power Resources Development Company | http://en.iwpco.ir/Siahbishe/default.aspx | WRI | [10 empty] | 1920.80 | 1920.80 | 1920.80 | 2074.77 | 2069.1 | SOLAR-V1-NO-AGE | SOLAR-V1-NO-AGE | SOLAR-V1-NO-AGE | SOLAR-V1-NO-AGE | SOLAR-V1-NO-AGE
IRN | Iran | Sefid Rood |  | WRI1008181 | 87 | 36.7434 | 49.4022 | Hydro |  |  |  | 1964.0 |  | TAVANIR | http://www2.tavanir.org.ir/info/stat87/sanatlhtml/Links/j14%20-1/main.htm | CARMA | [10 empty] | 123.76 | 129.84 | 126.68 | 136.20 | 141.74 | SOLAR-V1-NO-AGE | SOLAR-V1-NO-AGE | SOLAR-V1-NO-AGE | SOLAR-V1-NO-AGE | SOLAR-V1-NO-AGE
IRN | Iran | Gara Chilar |  | WRI1029944 | 130 | 38.8658 | 46.5308 | Hydro |  |  |  | 2015.0 | Iran Water and Power Resources Development Company | CDM | https://cdm.unfccc.int/Projects/DB/KFQ1389067697.84/view | WRI | [10 empty] | 410.45 | 450.19 | 412.66 | 422.51 | 454.69 | SOLAR-V1-NO-AGE | SOLAR-V1-NO-AGE | SOLAR-V1-NO-AGE | SOLAR-V1-NO-AGE | SOLAR-V1-NO-AGE
IRN | Iran | Shoot-e-Moghan |  | WRI1008193 | 13 | 38.9669 | 48.0733 | Hydro |  |  |  | 2002.0 |  | TAVANIR | http://www2.tavanir.org.ir/info/stat87/sanatlhtml/Links/j14%20-1/main.htm | CARMA | [10 empty] | 21.35 | 22.60 | 16.09 | 28.35 | 26.61 | HYDRO-V1 | HYDRO-V1 | HYDRO-V1 | HYDRO-V1 | HYDRO-V1
IRQ | Iraq | Hemrin Dam |  | WRI1008720 | 50 | 34.1115 | 44.9737 | Hydro |  |  |  | 1981.0 | Iraq's Ministry of Water Resources | Energy and Hydroelectric Power | http://www.mowr.gov.iq:81/english/essay.htm | WRI | [10 empty] | 149.45 | 87.25 | 91.62 | 114.74 | 90.95 | NO-ESTIMATION | NO-ESTIMATION | NO-ESTIMATION | NO-ESTIMATION | CAPACITY-FACTOR-V1
IRQ | Iraq | Samarra Barrage |  | WRI1008721 | 75 | 34.1943 | 43.8542 | Hydro |  |  |  | 1956.0 | Iraq's Ministry of Water Resources | Energy and Hydroelectric Power | http://www.mowr.gov.iq:81/english/essay.htm | WRI | 1030251 | [9 empty] | 289.65 | 270.40 | 293.80 | 288.85 | 253.02 | NO-ESTIMATION | NO-ESTIMATION | NO-ESTIMATION | NO-ESTIMATION | CAPACITY-FACTOR-V1
IRQ | Iraq | Haditha Dam |  | WRI1008719 | 660 | 34.2070 | 42.3550 | Hydro |  |  |  | 1987.0 | Iraq Ministry of Water Resources | Iraq Coalition | http://www.iraqcoalition.org/pressreleases/20040608_Haditha.html | WRI | 1030236 | [9 empty] | 2215.24 | 1550.47 | 1813.72 | 1862.96 | 1593.16 | SOLAR-V1-NO-AGE | SOLAR-V1-NO-AGE | SOLAR-V1-NO-AGE | SOLAR-V1-NO-AGE | SOLAR-V1-NO-AGE
IRQ | Iraq | Adhaim Dam |  | WRI1008716 | 27 | 34.5649 | 44.5156 | Hydro |  |  |  | 2000.0 | Iraq Ministry of Water Resources | Iraq Business News | http://www.iraq-businessnews.com/tag/adhaim-dam/ | WRI | [10 empty] | 68.13 | 49.75 | 61.83 | 56.12 | 40.65 | SOLAR-V1-NO-AGE | SOLAR-V1-NO-AGE | SOLAR-V1-NO-AGE | SOLAR-V1-NO-AGE | SOLAR-V1-NO-AGE
IRQ | Iraq | Darbandikhan Dam |  | WRI1008717 | 248 | 35.1129 | 45.7053 | Hydro |  |  |  | 1961.0 | Iraq Ministry of Water Resources | World Bank | http://www-wds.worldbank.org/external/default/WDSContentServer/WDSP/IB/2015/08/14/090224b083072bdf/1_0/Rendered/PDF/Iraq000Dokan0a00Hydro0Power0Project.pdf | WRI | 1030234 | [9 empty] | 806.99 | 552.26 | 552.26 | 412.49 | 573.33 | SOLAR-V1-NO-AGE | SOLAR-V1-NO-AGE | SOLAR-V1-NO-AGE | SOLAR-V1-NO-AGE | SOLAR-V1-NO-AGE
IRQ | Iraq | Dokan Dam |  | WRI1008718 | 400 | 35.9542 | 44.5710 | Hydro |  |  |  | 1979.0 | Iraq Ministry of Water Resources | World Bank | http://www-wds.worldbank.org/external/default/WDSContentServer/WDSP/IB/2015/08/14/090224b083072bdf/1_0/Rendered/PDF/Iraq000Dokan0a00Hydro0Power0Project.pdf | WRI | 1030235 | [9 empty] | 629.24 | 330.06 | 330.06 | 327.16 | 425.37 | NO-ESTIMATION | NO-ESTIMATION | NO-ESTIMATION | NO-ESTIMATION | CAPACITY-FACTOR-V1
IRQ | Iraq | Mosul Dam |  | WRI1008722 | 1052 | 36.6254 | 42.8178 | Hydro |  |  |  | 1986.0 | Iraq's Ministry of Water Resources | Energy and Hydroelectric Power | http://www.mowr.gov.iq:81/english/essay.htm | WRI | 1045090 | [9 empty] | 3455.13 | 2317.36 | 3429.00 | 3508.75 | 2408.56 | SOLAR-V1-NO-AGE | SOLAR-V1-NO-AGE | SOLAR-V1-NO-AGE | SOLAR-V1-NO-AGE | SOLAR-V1-NO-AGE
IRQ | Iraq | Mosul Dam Regulator |  | WRI1008723 | 62 | 36.6254 | 42.8179 | Hydro |  |  |  | 1986.0 | Iraq's Ministry of Water Resources | Energy and Hydroelectric Power | http://www.mowr.gov.iq:81/english/essay.htm | WRI | [10 empty] | 204.66 | 135.31 | 202.45 | 206.97 | 141.32 | NO-ESTIMATION | NO-ESTIMATION | NO-ESTIMATION | NO-ESTIMATION | NO-ESTIMATION
ISL | Iceland | Ãrafoss |  | WRI1002799 | 48 | 64.0875 | -21.0077 | Hydro |  |  |  |  | Landsvirkjun | Iceland Energy Portal | http://gilslaug.orkugardur.is/vefsja/orkuvefsja_en.html | WRI | 1021793 | [9 empty] | 172.84 | 168.66 | 170.97 | 169.00 | 171.59 | NO-ESTIMATION | NO-ESTIMATION | NO-ESTIMATION | NO-ESTIMATION | CAPACITY-FACTOR-V1
ISL | Iceland | LjÃ³safossvirkjun |  | WRI1002803 | 14.6 | 64.0944 | -21.0107 | Hydro |  |  |  | 1937.0 | Landsvirkjun | Iceland Energy Portal | http://gilslaug.orkugardur.is/vefsja/orkuvefsja_en.html | WRI | 1021796 | [9 empty] | 63.89 | 62.62 | 63.32 | 62.75 | 63.51 | NO-ESTIMATION | NO-ESTIMATION | NO-ESTIMATION | NO-ESTIMATION | CAPACITY-FACTOR-V1
ISL | Iceland | BÃºrfell |  | WRI1002792 | 270 | 64.1052 | -19.8335 | Hydro |  |  |  | 1969.0 | Landsvirkjun | Iceland Energy Portal | http://gilslaug.orkugardur.is/vefsja/orkuvefsja_en.html | WRI | 1021791 | [9 empty] | 553.32 | 560.57 | 669.70 | 572.20 | 561.94 | NO-ESTIMATION | NO-ESTIMATION | NO-ESTIMATION | NO-ESTIMATION | CAPACITY-FACTOR-V1
ISL | Iceland | SteingrÃ­msstÃ¶Ã° |  | WRI1002808 | 26 | 64.1290 | -21.0266 | Hydro |  |  |  | 1959.0 | Landsvirkjun | Iceland Energy Portal | http://gilslaug.orkugardur.is/vefsja/orkuvefsja_en.html | WRI | 1021798 | [9 empty] | 94.37 | 92.10 | 93.35 | 92.29 | 93.69 | SOLAR-V1-NO-AGE | SOLAR-V1-NO-AGE | SOLAR-V1-NO-AGE | SOLAR-V1-NO-AGE | SOLAR-V1-NO-AGE
ISL | Iceland | Sultartangi |  | WRI1002809 | 120 | 64.1672 | -19.6212 | Hydro |  |  |  | 1999.0 | Landsvirkjun | Iceland Energy Portal | http://gilslaug.orkugardur.is/vefsja/orkuvefsja_en.html | WRI | 1040191 | [9 empty] | 522.94 | 517.52 | 522.94 | 518.94 | 515.59 | NO-ESTIMATION | NO-ESTIMATION | NO-ESTIMATION | NO-ESTIMATION | CAPACITY-FACTOR-V1
ISL | Iceland | Sigalda |  | WRI1002807 | 150 | 64.1733 | -19.1272 | Hydro |  |  |  | 1977.0 | SigÃ¶lduvirkjun | Iceland Energy Portal | http://gilslaug.orkugardur.is/vefsja/orkuvefsja_en.html | WRI | 1021797 | [9 empty] | 439.27 | 476.97 | 459.63 | 478.28 | 476.97 | SOLAR-V1-NO-AGE | SOLAR-V1-NO-AGE | SOLAR-V1-NO-AGE | SOLAR-V1-NO-AGE | SOLAR-V1-NO-AGE
ISL | Iceland | Vatnsfell |  | WRI1002811 | 90 | 64.1966 | -19.0341 | Hydro |  |  |  | 2001.0 | Landsvirkjun | Iceland Energy Portal | http://gilslaug.orkugardur.is/vefsja/orkuvefsja_en.html | WRI | 1046120 | [9 empty] | 311.35 | 318.80 | 312.42 | 313.28 | 318.8 | SOLAR-V1-NO-AGE | SOLAR-V1-NO-AGE | SOLAR-V1-NO-AGE | SOLAR-V1-NO-AGE | SOLAR-V1-NO-AGE
ISL | Iceland | Hrauneyjafoss |  | WRI1002797 | 210 | 64.2009 | -19.2406 | Hydro |  |  |  | 1981.0 | Landsvirkjun | Iceland Energy Portal | http://gilslaug.orkugardur.is/vefsja/orkuvefsja_en.html | WRI | 1021792 | [9 empty] | 625.18 | 644.26 | 629.36 | 631.09 | 644.26 | SOLAR-V1-NO-AGE | SOLAR-V1-NO-AGE | SOLAR-V1-NO-AGE | SOLAR-V1-NO-AGE | SOLAR-V1-NO-AGE
ISL | Iceland | BÃºÃ°arhÃ¡ls |  | WRI1002791 | 95 | 64.2355 | -19.3707 | Hydro |  |  |  |  | Landsvirkjun | Iceland Energy Portal | http://gilslaug.orkugardur.is/vefsja/orkuvefsja_en.html | WRI | 1053246 | [9 empty] | 387.37 | 353.86 | 391.73 | 354.83 | 342.77 | NO-ESTIMATION | NO-ESTIMATION | NO-ESTIMATION | NO-ESTIMATION | CAPACITY-FACTOR-V1
ISL | Iceland | AndakÃ­l |  | WRI1002787 | 8 | 64.5386 | -21.6950 | Hydro |  |  |  | 1947.0 | Orkuveita ReykjavÃ­kur | Iceland Energy Portal | http://gilslaug.orkugardur.is/vefsja/orkuvefsja_en.html | WRI | [10 empty] | 17.87 | 17.87 | 17.87 | 17.92 | 17.87 | SOLAR-V1-NO-AGE | SOLAR-V1-NO-AGE | SOLAR-V1-NO-AGE | SOLAR-V1-NO-AGE | SOLAR-V1-NO-AGE
ISL | Iceland | FljÃ³tsdalsvirkjun (KÃ¡rahnjÃºkar ) |  | WRI1002794 | 690 | 64.9471 | -15.7931 | Hydro |  |  |  | 2008.0 | Landsvirkjun | Iceland Energy Portal | http://gilslaug.orkugardur.is/vefsja/orkuvefsja_en.html | WRI | 1050261 | [9 empty] | 1595.80 | 1874.03 | 1874.03 | 1872.44 | 1902.14 | NO-ESTIMATION | NO-ESTIMATION | NO-ESTIMATION | NO-ESTIMATION | NO-ESTIMATION
ISL | Iceland | Blanda |  | WRI1002790 | 150 | 65.4158 | -19.8198 | Hydro |  |  |  | 1991.0 | Landsvirkjun | Iceland Energy Portal | http://gilslaug.orkugardur.is/vefsja/orkuvefsja_en.html | WRI | 1021790 | [9 empty] | 494.34 | 476.90 | 598.85 | 492.73 | 528.16 | SOLAR-V1-NO-AGE | SOLAR-V1-NO-AGE | SOLAR-V1-NO-AGE | SOLAR-V1-NO-AGE | SOLAR-V1-NO-AGE
ISL | Iceland | Lagarfoss |  | WRI1002801 | 27 | 65.5069 | -14.3656 | Hydro |  |  |  | 1975.0 | Rafmagnsveitur rÃ­kisins NA | Iceland Energy Portal | http://gilslaug.orkugardur.is/vefsja/orkuvefsja_en.html | WRI | 1026481 | [9 empty] | 92.69 | 97.87 | 99.80 | 98.13 | 123.74 | SOLAR-V1-NO-AGE | SOLAR-V1-NO-AGE | SOLAR-V1-NO-AGE | SOLAR-V1-NO-AGE | SOLAR-V1-NO-AGE
ISL | Iceland | LaxÃ¡rvirkjun 3 |  | WRI1002802 | 14 | 65.8182 | -17.3140 | Hydro |  |  |  | 1973.0 | Landsvirkjun | Iceland Energy Portal | http://gilslaug.orkugardur.is/vefsja/orkuvefsja_en.html | WRI | [10 empty] | 57.78 | 57.57 | 62.08 | 61.98 | 57.57 | NO-ESTIMATION | NO-ESTIMATION | NO-ESTIMATION | NO-ESTIMATION | CAPACITY-FACTOR-V1
ITA | Italy | ANAPO C.LE |  | WRI1002846 | 500 | 37.1183 | 15.1394 | Hydro | [5 empty] | TERNA | http://www.terna.it/en-gb/sistemaelettrico/transparencyreport/generation/installedgenerationcapacity.aspx | GEODB | 1015920 |  |  |  | 430.809 | 444.111 | 461.109 |  |  | JRC-PPDB-OPEN | 827.82 | 850.76 | 750.05 | 1251.90 | 354.38 | NO-ESTIMATION | NO-ESTIMATION | NO-ESTIMATION | NO-ESTIMATION | CAPACITY-FACTOR-V1
ITA | Italy | GUADALAMI C.LE |  | WRI1021309 | 80 | 37.9544 | 13.2808 | Hydro | [5 empty] | ENTSOE | https://transparency.entsoe.eu/generation/r2/installedCapacityPerProductionUnit/show | WRI | 1016013 | [9 empty] | 183.17 | 236.11 | 216.95 | 256.71 | 161.35 | NO-ESTIMATION | NO-ESTIMATION | NO-ESTIMATION | NO-ESTIMATION | CAPACITY-FACTOR-V1
ITA | Italy | MAGISANO |  | WRI1021318 | 75 | 39.0095 | 16.6206 | Hydro | [5 empty] | ENTSOE | https://transparency.entsoe.eu/generation/r2/installedCapacityPerProductionUnit/show | WRI | 1016046 | [9 empty] | 171.73 | 221.35 | 203.39 | 240.67 | 151.27 | NO-ESTIMATION | NO-ESTIMATION | NO-ESTIMATION | NO-ESTIMATION | NO-ESTIMATION
ITA | Italy | TIMPAGRANDE |  | WRI1002965 | 395 | 39.1756 | 16.7808 | Hydro | [5 empty] | TERNA | http://www.terna.it/en-gb/sistemaelettrico/transparencyreport/generation/installedgenerationcapacity.aspx | WRI | 1016187 |  |  |  |  | 492.185 | 428.345 |  |  | JRC-PPDB-OPEN | 703.56 | 941.76 | 870.34 | 1097.23 | 594.26 | NO-ESTIMATION | NO-ESTIMATION | NO-ESTIMATION | NO-ESTIMATION | CAPACITY-FACTOR-V1
ITA | Italy | MUCONE 1S |  | WRI1002915 | 101.44 | 39.4929 | 16.3838 | Hydro | [5 empty] | TERNA | http://www.terna.it/en-gb/sistemaelettrico/transparencyreport/generation/installedgenerationcapacity.aspx | CARMA | 1053753 |  |  |  | 201.211 | 123.276 | 145.904 |  |  | JRC-PPDB-OPEN | 239.74 | 306.86 | 282.57 | 333.01 | 222.63 | NO-ESTIMATION | NO-ESTIMATION | NO-ESTIMATION | NO-ESTIMATION | CAPACITY-FACTOR-V1
ITA | Italy | CASTROCUCCO |  | WRI1021307 | 83 | 39.9888 | 15.8085 | Hydro | [5 empty] | ENTSOE | https://transparency.entsoe.eu/generation/r2/installedCapacityPerProductionUnit/show | WRI | 1061665 | [9 empty] | 190.04 | 244.96 | 225.09 | 266.34 | 176.05 | SOLAR-V1-NO-AGE | SOLAR-V1-NO-AGE | SOLAR-V1-NO-AGE | SOLAR-V1-NO-AGE | SOLAR-V1-NO-AGE
ITA | Italy | TALORO1 |  | WRI1002961 | 240 | 40.1272 | 9.1402 | Hydro | [5 empty] | TERNA | http://www.terna.it/en-gb/sistemaelettrico/transparencyreport/generation/installedgenerationcapacity.aspx | WRI | 1016180 |  |  |  | 239.431 | 273.121 | 218.241 |  |  | JRC-PPDB-OPEN | 351.70 | 321.59 | 414.44 | 557.32 | 222.56 | NO-ESTIMATION | NO-ESTIMATION | NO-ESTIMATION | NO-ESTIMATION | CAPACITY-FACTOR-V1
ITA | Italy | PRESENZANO |  | WRI1002929 | 1005 | 41.3816 | 14.0903 | Hydro | [5 empty] | TERNA | http://www.terna.it/en-gb/sistemaelettrico/transparencyreport/generation/installedgenerationcapacity.aspx | GEODB | 1016121 |  |  |  | 620.946 | 703.98 | 672.549 |  |  | JRC-PPDB-OPEN | 2304.59 | 3043.99 | 2729.89 | 3718.15 | 1640.01 | SOLAR-V1-NO-AGE | SOLAR-V1-NO-AGE | SOLAR-V1-NO-AGE | SOLAR-V1-NO-AGE | SOLAR-V1-NO-AGE
ITA | Italy | CAPRIATI |  | WRI1002859 | 113 | 41.4686 | 14.1454 | Hydro | [5 empty] | TERNA | http://www.terna.it/en-gb/sistemaelettrico/transparencyreport/generation/installedgenerationcapacity.aspx | CARMA | 1015960 |  |  |  | 48.754 | 36.93 | 29.972 |  |  | JRC-PPDB-OPEN | 322.17 | 383.31 | 334.03 | 402.89 | 212.39 | SOLAR-V1-NO-AGE | SOLAR-V1-NO-AGE | SOLAR-V1-NO-AGE | SOLAR-V1-NO-AGE | SOLAR-V1-NO-AGE
ITA | Italy | VILLA S.MARIA |  | WRI1021344 | 60 | 42.0154 | 14.3535 | Hydro | [5 empty] | ENTSOE | https://transparency.entsoe.eu/generation/r2/installedCapacityPerProductionUnit/show | WRI | 1072029 | [9 empty] | 134.16 | 194.30 | 164.46 | 155.55 | 80.16 | NO-ESTIMATION | NO-ESTIMATION | NO-ESTIMATION | NO-ESTIMATION | NO-ESTIMATION
ITA | Italy | GALLETO |  | WRI1002886 | 295 | 42.5427 | 12.7208 | Hydro | [5 empty] | TERNA | http://www.terna.it/en-gb/sistemaelettrico/transparencyreport/generation/installedgenerationcapacity.aspx | WRI | 1016068 |  |  |  | 263.805 | 208.942 | 214.436 |  |  | JRC-PPDB-OPEN | 612.50 | 861.07 | 684.15 | 864.10 | 334.58 | SOLAR-V1-NO-AGE | SOLAR-V1-NO-AGE | SOLAR-V1-NO-AGE | SOLAR-V1-NO-AGE | SOLAR-V1-NO-AGE
ITA | Italy | MONTORIO |  | WRI1002914 | 110 | 42.5831 | 13.6383 | Hydro | [5 empty] | TERNA | http://www.terna.it/en-gb/sistemaelettrico/transparencyreport/generation/installedgenerationcapacity.aspx | CARMA | 1016072 |  |  |  | 267.564 | 176.471 | 180.344 |  |  | JRC-PPDB-OPEN | 259.97 | 332.76 | 306.42 | 361.11 | 241.42 | SOLAR-V1-NO-AGE | SOLAR-V1-NO-AGE | SOLAR-V1-NO-AGE | SOLAR-V1-NO-AGE | SOLAR-V1-NO-AGE
ITA | Italy | BASCHI |  | WRI1021310 | 80 | 42.6564 | 12.2358 | Hydro | [5 empty] | ENTSOE | https://transparency.entsoe.eu/generation/r2/installedCapacityPerProductionUnit/show | WRI | 1015938 | [9 empty] | 203.67 | 280.02 | 248.28 | 275.49 | 137.82 | SOLAR-V1-NO-AGE | SOLAR-V1-NO-AGE | SOLAR-V1-NO-AGE | SOLAR-V1-NO-AGE | SOLAR-V1-NO-AGE
ITA | Italy | S.GIACOMO |  | WRI1002944 | 490 | 42.7850 | 13.5111 | Hydro | [5 empty] | TERNA | http://www.terna.it/en-gb/sistemaelettrico/transparencyreport/generation/installedgenerationcapacity.aspx | WRI | 1016144 |  |  |  | 424.0 |  |  |  |  | ENTSOE | 1104.20 | 1205.36 | 1157.27 | 1636.74 | 814.8 | NO-ESTIMATION | NO-ESTIMATION | NO-ESTIMATION | NO-ESTIMATION | CAPACITY-FACTOR-V1
ITA | Italy | TORRITE |  | WRI1021328 | 67 | 44.1264 | 10.3934 | Hydro | [5 empty] | ENTSOE | https://transparency.entsoe.eu/generation/r2/installedCapacityPerProductionUnit/show | WRI | 1081921 | [9 empty] | 139.68 | 196.26 | 178.34 | 191.74 | 92.67 | SOLAR-V1-NO-AGE | SOLAR-V1-NO-AGE | SOLAR-V1-NO-AGE | SOLAR-V1-NO-AGE | SOLAR-V1-NO-AGE
ITA | Italy | BARGI CENTRALE |  | WRI1002852 | 281 | 44.1705 | 11.0888 | Hydro | [5 empty] | TERNA | http://www.terna.it/en-gb/sistemaelettrico/transparencyreport/generation/installedgenerationcapacity.aspx | CARMA |  |  |  |  | 72.284 | 49.242 | 59.454 |  |  | JRC-PPDB-OPEN | 630.13 | 688.14 | 660.57 | 822.09 | 464.17 | SOLAR-V1-NO-AGE | SOLAR-V1-NO-AGE | SOLAR-V1-NO-AGE | SOLAR-V1-NO-AGE | SOLAR-V1-NO-AGE
ITA | Italy | ENTRACQUE ROVINA |  | WRI1002881 | 125 | 44.2256 | 7.3817 | Hydro | [5 empty] | TERNA | http://www.terna.it/en-gb/sistemaelettrico/transparencyreport/generation/installedgenerationcapacity.aspx | GEODB | 1015990 |  |  |  | 24.104 | 12.941 | 10.768 |  |  | JRC-PPDB-OPEN | 310.58 | 369.19 | 308.90 | 332.53 | 140.04 | NO-ESTIMATION | NO-ESTIMATION | NO-ESTIMATION | NO-ESTIMATION | NO-ESTIMATION
ITA | Italy | ENTRACQUE_CHRO |  | WRI1002882 | 1064 | 44.2256 | 7.3842 | Hydro | [5 empty] | TERNA | http://www.terna.it/en-gb/sistemaelettrico/transparencyreport/generation/installedgenerationcapacity.aspx | GEODB |  |  |  |  | 508.6 |  |  |  |  | ENTSOE | 2450.31 | 2874.82 | 2744.07 | 3501.30 | 1194.1 | NO-ESTIMATION | NO-ESTIMATION | NO-ESTIMATION | NO-ESTIMATION | NO-ESTIMATION
ITA | Italy | ACCEGLIO |  | WRI1021706 | 19 | 44.4742 | 7.0183 | Hydro | [5 empty] | ENTSOE | https://transparency.entsoe.eu/generation/r2/installedCapacityPerProductionUnit/show | WRI | 1015906 | [9 empty] | 36.22 | 49.22 | 46.09 | 55.36 | 36.73 | NO-ESTIMATION | NO-ESTIMATION | NO-ESTIMATION | NO-ESTIMATION | NO-ESTIMATION
ITA | Italy | PROVVIDENZA |  | WRI1002931 | 139 | 44.5500 | 11.1000 | Hydro | [5 empty] | TERNA | http://www.terna.it/en-gb/sistemaelettrico/transparencyreport/generation/installedgenerationcapacity.aspx | CARMA | 1016125 |  |  |  | 152.805 | 103.319 | 98.117 |  |  | JRC-PPDB-OPEN | 329.29 | 366.14 | 344.34 | 416.04 | 267.49 | NO-ESTIMATION | NO-ESTIMATION | NO-ESTIMATION | NO-ESTIMATION | NO-ESTIMATION
ITA | Italy | PONTE MORASCO |  | WRI1021299 | 92 | 44.9121 | 9.3444 | Hydro | [5 empty] | ENTSOE | https://transparency.entsoe.eu/generation/r2/installedCapacityPerProductionUnit/show | WRI | 1081767¦1081775 | [9 empty] | 259.92 | 300.19 | 232.43 | 251.37 | 127.83 | SOLAR-V1-NO-AGE | SOLAR-V1-NO-AGE | SOLAR-V1-NO-AGE | SOLAR-V1-NO-AGE | SOLAR-V1-NO-AGE
ITA | Italy | PONT VENTOUX |  | WRI1002922 | 150 | 45.0253 | 6.8573 | Hydro | [5 empty] | TERNA | http://www.terna.it/en-gb/sistemaelettrico/transparencyreport/generation/installedgenerationcapacity.aspx | CARMA | 1009740 | [9 empty] | 432.15 | 453.63 | 387.23 | 505.96 | 229.72 | SOLAR-V1-NO-AGE | SOLAR-V1-NO-AGE | SOLAR-V1-NO-AGE | SOLAR-V1-NO-AGE | SOLAR-V1-NO-AGE
ITA | Italy | ISOLA SERAFINI |  | WRI1021316 | 76 | 45.0911 | 9.9052 | Hydro | [5 empty] | ENTSOE | https://transparency.entsoe.eu/generation/r2/installedCapacityPerProductionUnit/show | WRI | 1016017 | [9 empty] | 197.04 | 288.41 | 271.51 | 256.65 | 257.55 | NO-ESTIMATION | NO-ESTIMATION | NO-ESTIMATION | NO-ESTIMATION | CAPACITY-FACTOR-V1
ITA | Italy | VENAUS |  | WRI1002980 | 230 | 45.1623 | 7.0085 | Hydro | [5 empty] | TERNA | http://www.terna.it/en-gb/sistemaelettrico/transparencyreport/generation/installedgenerationcapacity.aspx | WRI | 1081814 |  |  |  | 345.636 | 184.751 | 226.568 |  |  | JRC-PPDB-OPEN | 530.74 | 585.08 | 552.61 | 671.20 | 378.25 | SOLAR-V1-NO-AGE | SOLAR-V1-NO-AGE | SOLAR-V1-NO-AGE | SOLAR-V1-NO-AGE | SOLAR-V1-NO-AGE
ITA | Italy | ROSONE |  | WRI1002938 | 135 | 45.4837 | 7.3693 | Hydro | [5 empty] | TERNA | http://www.terna.it/en-gb/sistemaelettrico/transparencyreport/generation/installedgenerationcapacity.aspx | WRI | 1009741 |  |  |  | 451.446 | 311.224 | 388.307 |  |  | JRC-PPDB-OPEN | 316.25 | 352.04 | 330.88 | 400.50 | 256.23 | SOLAR-V1-NO-AGE | SOLAR-V1-NO-AGE | SOLAR-V1-NO-AGE | SOLAR-V1-NO-AGE | SOLAR-V1-NO-AGE
ITA | Italy | GARGNANO |  | WRI1002888 | 137.2 | 45.6891 | 10.6609 | Hydro | [5 empty] | TERNA | http://www.terna.it/en-gb/sistemaelettrico/transparencyreport/generation/installedgenerationcapacity.aspx | CARMA | 1016212 |  |  |  | 70.266 | 108.186 | 87.105 |  |  | JRC-PPDB-OPEN | 366.00 | 438.77 | 365.88 | 444.10 | 228.22 | SOLAR-V1-NO-AGE | SOLAR-V1-NO-AGE | SOLAR-V1-NO-AGE | SOLAR-V1-NO-AGE | SOLAR-V1-NO-AGE
ITA | Italy | AVISE |  | WRI1002850 | 126.5 | 45.7089 | 7.1399 | Hydro | [5 empty] | TERNA | http://www.terna.it/en-gb/sistemaelettrico/transparencyreport/generation/installedgenerationcapacity.aspx | CARMA | 1015933 |  |  |  | 288.124 | 287.704 | 257.515 |  |  | JRC-PPDB-OPEN | 296.34 | 329.88 | 310.04 | 375.29 | 240.1 | NO-ESTIMATION | NO-ESTIMATION | NO-ESTIMATION | NO-ESTIMATION | CAPACITY-FACTOR-V1
ITA | Italy | VALPELLINE |  | WRI1002979 | 130 | 45.8249 | 7.3255 | Hydro | [5 empty] | TERNA | http://www.terna.it/en-gb/sistemaelettrico/transparencyreport/generation/installedgenerationcapacity.aspx | CARMA | 1016205 |  |  |  | 390.26 | 324.443 | 279.115 |  |  | JRC-PPDB-OPEN | 332.48 | 382.79 | 306.03 | 405.55 | 151.16 | NO-ESTIMATION | NO-ESTIMATION | NO-ESTIMATION | NO-ESTIMATION | CAPACITY-FACTOR-V1
ITA | Italy | TORBOLE |  | WRI1002967 | 110 | 45.8695 | 10.8756 | Hydro | [5 empty] | TERNA | http://www.terna.it/en-gb/sistemaelettrico/transparencyreport/generation/installedgenerationcapacity.aspx | CARMA | 1016188 |  |  |  | 248.794 | 270.296 | 163.633 |  |  | JRC-PPDB-OPEN | 323.83 | 400.84 | 332.13 | 389.21 | 199.04 | NO-ESTIMATION | NO-ESTIMATION | NO-ESTIMATION | NO-ESTIMATION | CAPACITY-FACTOR-V1
ITA | Italy | RIVA DEL GARDA - NUOVO |  | WRI1002934 | 117 | 45.8858 | 10.8412 | Hydro | [5 empty] | TERNA | http://www.terna.it/en-gb/sistemaelettrico/transparencyreport/generation/installedgenerationcapacity.aspx | CARMA | 1016132 |  |  |  | 124.593 | 126.205 | 130.417 |  |  | JRC-PPDB-OPEN | 304.25 | 371.10 | 314.41 | 384.94 | 183.03 | NO-ESTIMATION | NO-ESTIMATION | NO-ESTIMATION | NO-ESTIMATION | CAPACITY-FACTOR-V1
ITA | Italy | CIMEGO |  | WRI1002872 | 229.9 | 45.9422 | 10.6403 | Hydro | [5 empty] | TERNA | http://www.terna.it/en-gb/sistemaelettrico/transparencyreport/generation/installedgenerationcapacity.aspx | CARMA | 1015973 |  |  |  | 272.712 | 248.773 | 272.861 |  |  | JRC-PPDB-OPEN | 530.50 | 584.83 | 552.37 | 670.91 | 378.09 | SOLAR-V1-NO-AGE | SOLAR-V1-NO-AGE | SOLAR-V1-NO-AGE | SOLAR-V1-NO-AGE | SOLAR-V1-NO-AGE
ITA | Italy | FADALTO |  | WRI1002883 | 210 | 45.9767 | 12.3033 | Hydro | [5 empty] | TERNA | http://www.terna.it/en-gb/sistemaelettrico/transparencyreport/generation/installedgenerationcapacity.aspx | CARMA | 1015992 |  |  |  | 257.068 | 289.543 | 190.234 |  |  | JRC-PPDB-OPEN | 488.31 | 546.76 | 511.06 | 619.35 | 351.86 | SOLAR-V1-NO-AGE | SOLAR-V1-NO-AGE | SOLAR-V1-NO-AGE | SOLAR-V1-NO-AGE | SOLAR-V1-NO-AGE
ITA | Italy | BOAZZO |  | WRI1021297 | 95 | 45.9955 | 10.5229 | Hydro | [5 empty] | ENTSOE | https://transparency.entsoe.eu/generation/r2/installedCapacityPerProductionUnit/show | WRI | 1016047 | [9 empty] | 250.58 | 274.51 | 259.61 | 306.83 | 203.48 | NO-ESTIMATION | NO-ESTIMATION | NO-ESTIMATION | NO-ESTIMATION | CAPACITY-FACTOR-V1
ITA | Italy | S.FIORANO |  | WRI1002942 | 544 | 46.0442 | 10.3521 | Hydro | [5 empty] | TERNA | http://www.terna.it/en-gb/sistemaelettrico/transparencyreport/generation/installedgenerationcapacity.aspx | GEODB | 1016142 |  |  |  | 366.741 | 231.695 | 198.142 |  |  | JRC-PPDB-OPEN | 1130.55 | 1296.31 | 1106.07 | 1741.36 | 529.08 | SOLAR-V1-NO-AGE | SOLAR-V1-NO-AGE | SOLAR-V1-NO-AGE | SOLAR-V1-NO-AGE | SOLAR-V1-NO-AGE
ITA | Italy | S.MASSENZA 1 (Molveno) |  | WRI1002945 | 377 | 46.0677 | 10.9826 | Hydro | [5 empty] | TERNA | http://www.terna.it/en-gb/sistemaelettrico/transparencyreport/generation/installedgenerationcapacity.aspx | WRI |  |  |  |  | 583.21 | 669.935 | 406.148 |  |  | JRC-PPDB-OPEN | 915.42 | 1094.28 | 931.12 | 1167.97 | 479.72 | SOLAR-V1-NO-AGE | SOLAR-V1-NO-AGE | SOLAR-V1-NO-AGE | SOLAR-V1-NO-AGE | SOLAR-V1-NO-AGE
ITA | Italy | RONCOVALGRANDE |  | WRI1002936 | 1000 | 46.0702 | 8.7339 | Hydro | [5 empty] | TERNA | http://www.terna.it/en-gb/sistemaelettrico/transparencyreport/generation/installedgenerationcapacity.aspx | GEODB | 1016134 |  |  |  | 508.595 | 865.161 | 844.912 |  |  | JRC-PPDB-OPEN | 2669.59 | 3245.29 | 3061.82 | 3841.77 | 1946.34 | SOLAR-V1-NO-AGE | SOLAR-V1-NO-AGE | SOLAR-V1-NO-AGE | SOLAR-V1-NO-AGE | SOLAR-V1-NO-AGE
ITA | Italy | CEDEGOLO |  | WRI1002863 | 130 | 46.0767 | 10.3496 | Hydro | [5 empty] | TERNA | http://www.terna.it/en-gb/sistemaelettrico/transparencyreport/generation/installedgenerationcapacity.aspx | CARMA | 1042076¦1042081 |  |  |  | 282.466 | 270.826 | 214.005 |  |  | JRC-PPDB-OPEN | 322.37 | 379.01 | 316.79 | 407.66 | 196.99 | SOLAR-V1-NO-AGE | SOLAR-V1-NO-AGE | SOLAR-V1-NO-AGE | SOLAR-V1-NO-AGE | SOLAR-V1-NO-AGE
ITA | Italy | ARDENNO |  | WRI1021354 | 56 | 46.1507 | 9.6301 | Hydro | [5 empty] | ENTSOE | https://transparency.entsoe.eu/generation/r2/installedCapacityPerProductionUnit/show | WRI | 1015926 | [9 empty] | 160.44 | 213.10 | 173.14 | 184.96 | 118.15 | NO-ESTIMATION | NO-ESTIMATION | NO-ESTIMATION | NO-ESTIMATION | CAPACITY-FACTOR-V1
ITA | Italy | MONASTERO |  | WRI1021355 | 56 | 46.1556 | 9.6439 | Hydro | [5 empty] | ENTSOE | https://transparency.entsoe.eu/generation/r2/installedCapacityPerProductionUnit/show | WRI | 1016062 | [9 empty] | 159.30 | 200.04 | 162.92 | 198.04 | 100.63 | NO-ESTIMATION | NO-ESTIMATION | NO-ESTIMATION | NO-ESTIMATION | CAPACITY-FACTOR-V1
ITA | Italy | VENINA |  | WRI1002981 | 327.1 | 46.1596 | 9.9350 | Hydro | [5 empty] | TERNA | http://www.terna.it/en-gb/sistemaelettrico/transparencyreport/generation/installedgenerationcapacity.aspx | CARMA | 1029319 |  |  |  | 542.0 |  |  |  |  | ENTSOE | 784.10 | 965.58 | 773.15 | 1137.76 | 415.04 | NO-ESTIMATION | NO-ESTIMATION | NO-ESTIMATION | NO-ESTIMATION | CAPACITY-FACTOR-V1
ITA | Italy | SONDRIO |  | WRI1002955 | 144 | 46.1690 | 9.8691 | Hydro | [5 empty] | TERNA | http://www.terna.it/en-gb/sistemaelettrico/transparencyreport/generation/installedgenerationcapacity.aspx | CARMA | 1016174 |  |  |  | 392.158 | 236.179 |  |  |  | JRC-PPDB-OPEN | 367.33 | 458.41 | 389.71 | 454.48 | 239.27 | SOLAR-V1-NO-AGE | SOLAR-V1-NO-AGE | SOLAR-V1-NO-AGE | SOLAR-V1-NO-AGE | SOLAR-V1-NO-AGE
ITA | Italy | EDOLO |  | WRI1002877 | 950 | 46.1710 | 10.3480 | Hydro | [5 empty] | TERNA | http://www.terna.it/en-gb/sistemaelettrico/transparencyreport/generation/installedgenerationcapacity.aspx | GEODB | 1015989 |  |  |  | 470.335 | 402.843 | 434.583 |  |  | JRC-PPDB-OPEN | 2157.67 | 2447.14 | 2397.87 | 3508.57 | 1390.26 | NO-ESTIMATION | NO-ESTIMATION | NO-ESTIMATION | NO-ESTIMATION | NO-ESTIMATION
ITA | Italy | SOVERZENE |  | WRI1002957 | 213.5 | 46.2083 | 12.3031 | Hydro | [5 empty] | TERNA | http://www.terna.it/en-gb/sistemaelettrico/transparencyreport/generation/installedgenerationcapacity.aspx | CARMA | 1034799 |  |  |  | 471.752 | 489.721 | 354.501 |  |  | JRC-PPDB-OPEN | 472.53 | 721.46 | 560.53 | 623.30 | 329.1 | NO-ESTIMATION | NO-ESTIMATION | NO-ESTIMATION | NO-ESTIMATION | CAPACITY-FACTOR-V1
ITA | Italy | LANZADA |  | WRI1002902 | 188 | 46.2693 | 9.8692 | Hydro | [5 empty] | TERNA | http://www.terna.it/en-gb/sistemaelettrico/transparencyreport/generation/installedgenerationcapacity.aspx | CARMA | 1016029 |  |  |  | 365.07 | 269.841 |  |  |  | JRC-PPDB-OPEN | 433.04 | 482.88 | 450.92 | 547.85 | 308.4 | NO-ESTIMATION | NO-ESTIMATION | NO-ESTIMATION | NO-ESTIMATION | CAPACITY-FACTOR-V1
ITA | Italy | GROSIO |  | WRI1002891 | 655 | 46.2860 | 10.2653 | Hydro | [5 empty] | TERNA | http://www.terna.it/en-gb/sistemaelettrico/transparencyreport/generation/installedgenerationcapacity.aspx | WRI | 1009732 |  |  |  | 1381.804 | 1701.329 | 1184.122 |  |  | JRC-PPDB-OPEN | 1424.05 | 1550.63 | 1681.44 | 2327.24 | 1228.14 | HYDRO-V1 | HYDRO-V1 | HYDRO-V1 | HYDRO-V1 | HYDRO-V1
ITA | Italy | CADARESE |  | WRI1021327 | 68 | 46.2921 | 8.3038 | Hydro | [5 empty] | ENTSOE | https://transparency.entsoe.eu/generation/r2/installedCapacityPerProductionUnit/show | WRI | 1047085 | [9 empty] | 188.36 | 201.41 | 192.10 | 225.92 | 144.84 | NO-ESTIMATION | NO-ESTIMATION | NO-ESTIMATION | NO-ESTIMATION | CAPACITY-FACTOR-V1
ITA | Italy | MESE |  | WRI1002908 | 164.34 | 46.3063 | 9.3823 | Hydro | [5 empty] | TERNA | http://www.terna.it/en-gb/sistemaelettrico/transparencyreport/generation/installedgenerationcapacity.aspx | CARMA | 1016056 |  |  |  | 484.585 | 421.379 | 418.37 |  |  | JRC-PPDB-OPEN | 372.83 | 505.24 | 425.97 | 526.37 | 173.77 | NO-ESTIMATION | NO-ESTIMATION | NO-ESTIMATION | NO-ESTIMATION | CAPACITY-FACTOR-V1
ITA | Italy | CHIAVENNA |  | WRI1021342 | 60 | 46.3128 | 9.3963 | Hydro | [5 empty] | ENTSOE | https://transparency.entsoe.eu/generation/r2/installedCapacityPerProductionUnit/show | WRI | 1064971 | [9 empty] | 163.97 | 201.44 | 151.65 | 202.65 | 76.48 | NO-ESTIMATION | NO-ESTIMATION | NO-ESTIMATION | NO-ESTIMATION | CAPACITY-FACTOR-V1
ITA | Italy | TAIO |  | WRI1002960 | 161 | 46.3346 | 11.0643 | Hydro | [5 empty] | TERNA | http://www.terna.it/en-gb/sistemaelettrico/transparencyreport/generation/installedgenerationcapacity.aspx | CARMA | 1042073 |  |  |  | 377.941 | 351.164 | 219.164 |  |  | JRC-PPDB-OPEN | 410.70 | 509.59 | 429.36 | 521.39 | 267.35 | NO-ESTIMATION | NO-ESTIMATION | NO-ESTIMATION | NO-ESTIMATION | CAPACITY-FACTOR-V1
ITA | Italy | COGOLO |  | WRI1021291 | 98 | 46.3371 | 10.6129 | Hydro | [5 empty] | ENTSOE | https://transparency.entsoe.eu/generation/r2/installedCapacityPerProductionUnit/show | WRI | 1015979 | [9 empty] | 265.12 | 313.27 | 250.36 | 298.17 | 159.93 | NO-ESTIMATION | NO-ESTIMATION | NO-ESTIMATION | NO-ESTIMATION | CAPACITY-FACTOR-V1
ITA | Italy | SOMPLAGO |  | WRI1002954 | 220 | 46.3706 | 13.0436 | Hydro | [5 empty] | TERNA | http://www.terna.it/en-gb/sistemaelettrico/transparencyreport/generation/installedgenerationcapacity.aspx | CARMA | 1016173 |  |  |  | 302.0 |  |  |  |  | ENTSOE | 470.59 | 680.89 | 511.78 | 671.51 | 316.32 | NO-ESTIMATION | NO-ESTIMATION | NO-ESTIMATION | NO-ESTIMATION | NO-ESTIMATION
ITA | Italy | ISOLATO SPLUGA |  | WRI1002895 | 117.6 | 46.4394 | 9.3595 | Hydro | [5 empty] | TERNA | http://www.terna.it/en-gb/sistemaelettrico/transparencyreport/generation/installedgenerationcapacity.aspx | CARMA | 1064974 |  |  |  | 205.0 |  |  |  |  | ENTSOE | 258.88 | 341.58 | 260.30 | 337.21 | 136.59 | SOLAR-V1-NO-AGE | SOLAR-V1-NO-AGE | SOLAR-V1-NO-AGE | SOLAR-V1-NO-AGE | SOLAR-V1-NO-AGE
ITA | Italy | CARDANO |  | WRI1002860 | 121 | 46.4927 | 11.3336 | Hydro | [5 empty] | TERNA | http://www.terna.it/en-gb/sistemaelettrico/transparencyreport/generation/installedgenerationcapacity.aspx | CARMA | 1034057 |  |  |  | 645.354 | 623.897 | 585.195 |  |  | JRC-PPDB-OPEN | 271.97 | 389.75 | 308.45 | 369.65 | 188.56 | SOLAR-V1-NO-AGE | SOLAR-V1-NO-AGE | SOLAR-V1-NO-AGE | SOLAR-V1-NO-AGE | SOLAR-V1-NO-AGE
ITA | Italy | LANA |  | WRI1002901 | 120 | 46.6124 | 11.1559 | Hydro | [5 empty] | TERNA | http://www.terna.it/en-gb/sistemaelettrico/transparencyreport/generation/installedgenerationcapacity.aspx | CARMA | 1016028 |  |  |  | 167.302 | 145.663 | 104.94 |  |  | JRC-PPDB-OPEN | 313.44 | 381.13 | 323.62 | 400.01 | 212.86 | NO-ESTIMATION | NO-ESTIMATION | NO-ESTIMATION | NO-ESTIMATION | CAPACITY-FACTOR-V1
ITA | Italy | CASTELBELLO |  | WRI1021303 | 87 | 46.6253 | 10.9159 | Hydro | [5 empty] | ENTSOE | https://transparency.entsoe.eu/generation/r2/installedCapacityPerProductionUnit/show | WRI | 1042077 | [9 empty] | 254.70 | 299.17 | 257.14 | 302.45 | 152.63 | NO-ESTIMATION | NO-ESTIMATION | NO-ESTIMATION | NO-ESTIMATION | NO-ESTIMATION
ITA | Italy | CENTRALE NATURNO |  | WRI1002868 | 175 | 46.6487 | 11.0051 | Hydro | [5 empty] | TERNA | http://www.terna.it/en-gb/sistemaelettrico/transparencyreport/generation/installedgenerationcapacity.aspx | CARMA | 1009721 |  |  |  | 334.518 | 235.725 | 213.244 |  |  | JRC-PPDB-OPEN | 446.84 | 545.09 | 464.40 | 574.44 | 240.98 | SOLAR-V1-NO-AGE | SOLAR-V1-NO-AGE | SOLAR-V1-NO-AGE | SOLAR-V1-NO-AGE | SOLAR-V1-NO-AGE
ITA | Italy | SELED GLORENZA |  | WRI1002950 | 101.6 | 46.6879 | 10.5466 | Hydro | [5 empty] | TERNA | http://www.terna.it/en-gb/sistemaelettrico/transparencyreport/generation/installedgenerationcapacity.aspx | CARMA | 1023050 |  |  |  | 201.0 |  |  |  |  | ENTSOE | 270.83 | 350.49 | 266.23 | 286.07 | 148.43 | NO-ESTIMATION | NO-ESTIMATION | NO-ESTIMATION | NO-ESTIMATION | CAPACITY-FACTOR-V1
ITA | Italy | BRESSANONE |  | WRI1021300 | 89 | 46.7782 | 11.6321 | Hydro |  |  |  |  | Ghella | ENTSOE | https://transparency.entsoe.eu/generation/r2/installedCapacityPerProductionUnit/show | WRI | 1081924 | [9 empty] | 224.09 | 283.01 | 228.03 | 288.50 | 124.24 | SOLAR-V1-NO-AGE | SOLAR-V1-NO-AGE | SOLAR-V1-NO-AGE | SOLAR-V1-NO-AGE | SOLAR-V1-NO-AGE
JAM | Jamaica | Maggotty Hydro |  | WRI1023924 | 6.4 | 18.1598 | -77.7609 | Hydro |  |  |  | 1959.0 | Jamaica Public Service Company | Jamaica Public Service Company | https://www.jpsco.com/about-jps/how-we-serve-you/ | WRI | 1091849 | [9 empty] | 21.17 | 19.51 | 19.51 | 20.37 | 12.54 | NO-ESTIMATION | NO-ESTIMATION | NO-ESTIMATION | NO-ESTIMATION | CAPACITY-FACTOR-V1
JAM | Jamaica | Upper White River |  | WRI1023927 | 3.6 | 18.3751 | -77.0514 | Hydro |  |  |  | 1945.0 | Jamaica Public Service Company | Jamaica Public Service Company | https://www.jpsco.com/about-jps/how-we-serve-you/ | WRI | 1020008 | [9 empty] | 15.44 | 14.42 | 13.94 | 15.87 | 9.9 | SOLAR-V1-NO-AGE | SOLAR-V1-NO-AGE | SOLAR-V1-NO-AGE | SOLAR-V1-NO-AGE | SOLAR-V1-NO-AGE
JAM | Jamaica | Lower White River |  | WRI1023925 | 4.8 | 18.4122 | -77.0696 | Hydro |  |  |  | 1952.0 | Jamaica Public Service Company | Jamaica Public Service Company | https://www.jpsco.com/about-jps/how-we-serve-you/ | WRI | 1019998 | [9 empty] | 20.12 | 18.83 | 18.41 | 20.70 | 12.95 | NO-ESTIMATION | NO-ESTIMATION | NO-ESTIMATION | NO-ESTIMATION | CAPACITY-FACTOR-V1
JPN | Japan | Hitotsuse |  | WRI1000722 | 180 | 32.1950 | 131.3230 | Hydro |  |  |  |  | Kyushu | Japanese Electric Power Information Center | https://www.jepic.or.jp/en/ | GEODB | 1021605 | [9 empty] | 504.94 | 380.89 | 697.93 | 464.85 | 439.63 | SOLAR-V1-NO-AGE | SOLAR-V1-NO-AGE | SOLAR-V1-NO-AGE | SOLAR-V1-NO-AGE | SOLAR-V1-NO-AGE
JPN | Japan | Omarugawa |  | WRI1000719 | 900 | 32.2478 | 131.3735 | Hydro |  |  |  |  | Kyusyu | Japanese Electric Power Information Center | https://www.jepic.or.jp/en/ | GEODB | 1043356 | [9 empty] | 2320.36 | 1599.55 | 3182.41 | 2262.70 | 1677.24 | SOLAR-V1-NO-AGE | SOLAR-V1-NO-AGE | SOLAR-V1-NO-AGE | SOLAR-V1-NO-AGE | SOLAR-V1-NO-AGE
JPN | Japan | Ohira |  | WRI1000721 | 500 | 32.4206 | 130.7021 | Hydro |  |  |  |  | Kyushu | Japanese Electric Power Information Center | https://www.jepic.or.jp/en/ | GEODB | 1021653 | [9 empty] | 1224.97 | 997.67 | 1727.87 | 1216.75 | 979.66 | SOLAR-V1-NO-AGE | SOLAR-V1-NO-AGE | SOLAR-V1-NO-AGE | SOLAR-V1-NO-AGE | SOLAR-V1-NO-AGE
JPN | Japan | Tenzan |  | WRI1000720 | 600 | 33.3280 | 130.1066 | Hydro |  |  |  |  | Kyushu | Japanese Electric Power Information Center | https://www.jepic.or.jp/en/ | GEODB | 1021696 | [9 empty] | 1057.37 | 713.91 | 1707.61 | 922.50 | 713.91 | NO-ESTIMATION | NO-ESTIMATION | NO-ESTIMATION | NO-ESTIMATION | CAPACITY-FACTOR-V1
JPN | Japan | Hongawa |  | WRI1000718 | 615 | 33.7657 | 133.3411 | Hydro |  |  |  |  | Shikoku | Japanese Electric Power Information Center | https://www.jepic.or.jp/en/ | WRI | 1028656 | [9 empty] | 1391.55 | 1087.61 | 1905.62 | 1350.98 | 1087.61 | SOLAR-V1-NO-AGE | SOLAR-V1-NO-AGE | SOLAR-V1-NO-AGE | SOLAR-V1-NO-AGE | SOLAR-V1-NO-AGE
JPN | Japan | Ikehara |  | WRI1000731 | 350 | 34.0412 | 135.9753 | Hydro |  |  |  |  | EPDC | Japanese Electric Power Information Center | https://www.jepic.or.jp/en/ | GEODB | 1014481 | [9 empty] | 847.96 | 784.86 | 1111.59 | 825.03 | 784.86 | NO-ESTIMATION | NO-ESTIMATION | NO-ESTIMATION | NO-ESTIMATION | NO-ESTIMATION
JPN | Japan | Okuyoshino |  | WRI1000712 | 1206 | 34.1178 | 135.8211 | Hydro |  |  |  |  | Kansai | Japanese Electric Power Information Center | https://www.jepic.or.jp/en/ | GEODB | 1020444 | [9 empty] | 3541.82 | 2653.48 | 4500.26 | 3623.01 | 2732.77 | NO-ESTIMATION | NO-ESTIMATION | NO-ESTIMATION | NO-ESTIMATION | NO-ESTIMATION
JPN | Japan | Nabara |  | WRI1000716 | 620 | 34.5625 | 132.5167 | Hydro |  |  |  |  | Chugoku | Japanese Electric Power Information Center | https://www.jepic.or.jp/en/ | GEODB | 1012409 | [9 empty] | 1360.80 | 1006.59 | 2022.72 | 1263.85 | 987.73 | NO-ESTIMATION | NO-ESTIMATION | NO-ESTIMATION | NO-ESTIMATION | NO-ESTIMATION
JPN | Japan | Shin Nariwagawa |  | WRI1000717 | 303 | 34.8210 | 133.4028 | Hydro |  |  |  |  | Chugoku | Japanese Electric Power Information Center | https://www.jepic.or.jp/en/ | GEODB | 1012429 | [9 empty] | 592.18 | 477.11 | 1003.71 | 664.68 | 477.11 | SOLAR-V1-NO-AGE | SOLAR-V1-NO-AGE | SOLAR-V1-NO-AGE | SOLAR-V1-NO-AGE | SOLAR-V1-NO-AGE
JPN | Japan | Kisenyama |  | WRI1000713 | 466 | 34.8806 | 135.8463 | Hydro |  |  |  |  | Kansai | Japanese Electric Power Information Center | https://www.jepic.or.jp/en/ | GEODB | 1020419 | [9 empty] | 1135.06 | 932.91 | 1613.58 | 1135.19 | 927.93 | SOLAR-V1-NO-AGE | SOLAR-V1-NO-AGE | SOLAR-V1-NO-AGE | SOLAR-V1-NO-AGE | SOLAR-V1-NO-AGE
JPN | Japan | Sakuma |  | WRI1000730 | 350 | 35.0908 | 137.8047 | Hydro |  |  |  |  | EPDC | Japanese Electric Power Information Center | https://www.jepic.or.jp/en/ | GEODB | 1014517 | [9 empty] | 935.63 | 750.75 | 1152.69 | 885.38 | 758.93 | SOLAR-V1-NO-AGE | SOLAR-V1-NO-AGE | SOLAR-V1-NO-AGE | SOLAR-V1-NO-AGE | SOLAR-V1-NO-AGE
JPN | Japan | Shin Toyone |  | WRI1000723 | 1125 | 35.1258 | 137.7606 | Hydro |  |  |  |  | EPDC | Japanese Electric Power Information Center | https://www.jepic.or.jp/en/ | GEODB | 1014525 | [9 empty] | 3263.53 | 2725.64 | 3775.83 | 3191.29 | 2725.64 | HYDRO-V1 | HYDRO-V1 | HYDRO-V1 | HYDRO-V1 | HYDRO-V1
JPN | Japan | Okawachi |  | WRI1000711 | 1280 | 35.1306 | 134.7108 | Hydro |  |  |  |  | Kansai | Japanese Electric Power Information Center | https://www.jepic.or.jp/en/ | GEODB | 1020442 | [9 empty] | 3680.56 | 2666.74 | 4369.26 | 3598.28 | 2666.74 | SOLAR-V1-NO-AGE | SOLAR-V1-NO-AGE | SOLAR-V1-NO-AGE | SOLAR-V1-NO-AGE | SOLAR-V1-NO-AGE
JPN | Japan | Okuyahagi Daini |  | WRI1000705 | 780 | 35.1950 | 137.4627 | Hydro |  |  |  |  | Chubu | Japanese Electric Power Information Center | https://www.jepic.or.jp/en/ | GEODB | 1012321 | [9 empty] | 2258.50 | 1605.35 | 3144.42 | 2252.37 | 1555.83 | NO-ESTIMATION | NO-ESTIMATION | NO-ESTIMATION | NO-ESTIMATION | CAPACITY-FACTOR-V1
JPN | Japan | Ikawa |  | WRI1020024 | 62 | 35.2121 | 138.2246 | Hydro |  |  |  |  | Chubu | Chubu Electric Power Company | http://www.chuden.co.jp/english/corporate/ecor_company/ecom_reference/eref_facilities/index.html?ceid=ul_me | WRI | 1012279 | [9 empty] | 170.79 | 134.13 | 226.25 | 166.79 | 134.13 | SOLAR-V1-NO-AGE | SOLAR-V1-NO-AGE | SOLAR-V1-NO-AGE | SOLAR-V1-NO-AGE | SOLAR-V1-NO-AGE
JPN | Japan | Yahagi No.1 |  | WRI1020026 | 61 | 35.2404 | 137.3913 | Hydro |  |  |  |  | Chubu | Chubu Electric Power Company | http://www.chuden.co.jp/english/corporate/ecor_company/ecom_reference/eref_facilities/index.html?ceid=ul_me | WRI | 1012359 | [9 empty] | 176.24 | 139.22 | 272.89 | 165.94 | 140.72 | SOLAR-V1-NO-AGE | SOLAR-V1-NO-AGE | SOLAR-V1-NO-AGE | SOLAR-V1-NO-AGE | SOLAR-V1-NO-AGE
JPN | Japan | Okutataragi |  | WRI1000710 | 1932 | 35.2406 | 134.8617 | Hydro |  |  |  |  | Kansai | Japanese Electric Power Information Center | https://www.jepic.or.jp/en/ | GEODB | 1020443 | [9 empty] | 5555.35 | 4025.11 | 6594.86 | 5431.16 | 4025.11 | SOLAR-V1-NO-AGE | SOLAR-V1-NO-AGE | SOLAR-V1-NO-AGE | SOLAR-V1-NO-AGE | SOLAR-V1-NO-AGE
JPN | Japan | Matanogawa |  | WRI1000715 | 1200 | 35.2624 | 133.4918 | Hydro |  |  |  |  | Chugoku | Japanese Electric Power Information Center | https://www.jepic.or.jp/en/ | WRI | 1012404 | [9 empty] | 2980.06 | 2215.73 | 4381.16 | 3288.75 | 2519.91 | NO-ESTIMATION | NO-ESTIMATION | NO-ESTIMATION | NO-ESTIMATION | CAPACITY-FACTOR-V1
JPN | Japan | Hatanagi No.2 |  | WRI1020020 | 87 | 35.3246 | 138.1796 | Hydro |  |  |  |  | Chubu | Chubu Electric Power Company | http://www.chuden.co.jp/english/corporate/ecor_company/ecom_reference/eref_facilities/index.html?ceid=ul_me | WRI | 1103370 | [9 empty] | 242.20 | 199.20 | 320.02 | 236.58 | 199.2 | SOLAR-V1-NO-AGE | SOLAR-V1-NO-AGE | SOLAR-V1-NO-AGE | SOLAR-V1-NO-AGE | SOLAR-V1-NO-AGE
JPN | Japan | Uryu |  | WRI1020229 | 51 | 35.3478 | 140.3739 | Hydro |  |  |  | 1972.0 | HOKKAIDO ELECTRIC POWER CO INC | Hokkaido | https://web.archive.org/web/20140310212140/http://www.hepco.co.jp/english/environment/pdf/report2008.pdf | WRI | 1018611 | [9 empty] | 147.81 | 117.65 | 211.48 | 142.57 | 117.65 | NO-ESTIMATION | NO-ESTIMATION | NO-ESTIMATION | NO-ESTIMATION | NO-ESTIMATION
JPN | Japan | Yokoyama |  | WRI1020021 | 70 | 35.5954 | 136.4563 | Hydro |  |  |  |  | Chubu | Chubu Electric Power Company | http://www.chuden.co.jp/english/corporate/ecor_company/ecom_reference/eref_facilities/index.html?ceid=ul_me | WRI | 1012363 | [9 empty] | 216.69 | 197.76 | 292.34 | 203.75 | 201.59 | NO-ESTIMATION | NO-ESTIMATION | NO-ESTIMATION | NO-ESTIMATION | CAPACITY-FACTOR-V1
JPN | Japan | Kazunogawa |  | WRI1000698 | 800 | 35.7175 | 138.8742 | Hydro |  |  |  |  | Tokyo | Japanese Electric Power Information Center | https://www.jepic.or.jp/en/ | GEODB | 1031669 | [9 empty] | 2463.21 | 2080.71 | 2827.52 | 2412.23 | 2080.71 | NO-ESTIMATION | NO-ESTIMATION | NO-ESTIMATION | NO-ESTIMATION | CAPACITY-FACTOR-V1
JPN | Japan | Mazegawa Daiichi |  | WRI1000708 | 288 | 35.7329 | 137.1396 | Hydro |  |  |  |  | Chubu | Japanese Electric Power Information Center | https://www.jepic.or.jp/en/ | WRI | 1012299 | [9 empty] | 605.92 | 621.47 | 1021.38 | 609.15 | 586.05 | SOLAR-V1-NO-AGE | SOLAR-V1-NO-AGE | SOLAR-V1-NO-AGE | SOLAR-V1-NO-AGE | SOLAR-V1-NO-AGE
JPN | Japan | Mazegawa No.2 |  | WRI1020023 | 66 | 35.7329 | 137.1396 | Hydro |  |  |  |  | Chubu | Chubu Electric Power Company | http://www.chuden.co.jp/english/corporate/ecor_company/ecom_reference/eref_facilities/index.html?ceid=ul_me | WRI | 1012300 | [9 empty] | 179.73 | 195.51 | 296.01 | 194.09 | 190.77 | NO-ESTIMATION | NO-ESTIMATION | NO-ESTIMATION | NO-ESTIMATION | NO-ESTIMATION
JPN | Japan | Okumino |  | WRI1000704 | 1500 | 35.7387 | 136.6709 | Hydro |  |  |  |  | Chubu | Japanese Electric Power Information Center | https://www.jepic.or.jp/en/ | GEODB | 1012319 | [9 empty] | 4409.91 | 3605.44 | 5669.16 | 4388.07 | 3679.99 | NO-ESTIMATION | NO-ESTIMATION | NO-ESTIMATION | NO-ESTIMATION | CAPACITY-FACTOR-V1
JPN | Japan | Nagano |  | WRI1000733 | 220 | 35.8894 | 136.6881 | Hydro |  |  |  |  | EPDC | Japanese Electric Power Information Center | https://www.jepic.or.jp/en/ | GEODB | 1014500 | [9 empty] | 559.57 | 519.90 | 734.74 | 545.22 | 519.9 | NO-ESTIMATION | NO-ESTIMATION | NO-ESTIMATION | NO-ESTIMATION | CAPACITY-FACTOR-V1
JPN | Japan | Kannagawa |  | WRI1000700 | 470 | 36.0335 | 138.7054 | Hydro |  |  |  |  | Tokyo | Japanese Electric Power Information Center | https://www.jepic.or.jp/en/ | WRI | 1031662 | [9 empty] | 1143.86 | 1059.13 | 1497.87 | 1113.08 | 1059.13 | NO-ESTIMATION | NO-ESTIMATION | NO-ESTIMATION | NO-ESTIMATION | CAPACITY-FACTOR-V1
JPN | Japan | Azumi |  | WRI1000699 | 623 | 36.1325 | 137.7182 | Hydro |  |  |  |  | Tokyo | Japanese Electric Power Information Center | https://www.jepic.or.jp/en/ | GEODB | 1031622 | [9 empty] | 1446.17 | 1463.73 | 2147.67 | 1718.83 | 1347.44 | HYDRO-V1 | HYDRO-V1 | HYDRO-V1 | HYDRO-V1 | HYDRO-V1
JPN | Japan | Miboro |  | WRI1000734 | 215 | 36.1379 | 136.9104 | Hydro |  |  |  |  | EPDC | Japanese Electric Power Information Center | https://www.jepic.or.jp/en/ | WRI | 1014497 | [9 empty] | 531.23 | 423.97 | 803.30 | 520.37 | 420.12 | HYDRO-V1 | HYDRO-V1 | HYDRO-V1 | HYDRO-V1 | HYDRO-V1
JPN | Japan | Oshirakawa |  | WRI1020237 | 59 | 36.1412 | 136.8212 | Hydro |  |  |  | 1963.0 |  | Suiryoku | http://www.suiryoku.com/gallery/gifu/miboro2/miboro2.html | WRI | [10 empty] | 171.88 | 136.71 | 253.95 | 173.94 | 135.66 | HYDRO-V1 | HYDRO-V1 | HYDRO-V1 | HYDRO-V1 | HYDRO-V1
JPN | Japan | Midono |  | WRI1000701 | 245 | 36.1538 | 137.7463 | Hydro |  |  |  |  | Tokyo | Japanese Electric Power Information Center | https://www.jepic.or.jp/en/ | WRI | 1031681 | [9 empty] | 581.70 | 588.61 | 864.76 | 684.83 | 542.88 | HYDRO-V1 | HYDRO-V1 | HYDRO-V1 | HYDRO-V1 | HYDRO-V1
JPN | Japan | Tedorigawa Daiichi |  | WRI1000732 | 250 | 36.2683 | 136.6483 | Hydro |  |  |  |  | EPDC | Japanese Electric Power Information Center | https://www.jepic.or.jp/en/ | GEODB | 1014533 | [9 empty] | 637.42 | 424.05 | 864.82 | 521.80 | 440.81 | HYDRO-V1 | HYDRO-V1 | HYDRO-V1 | HYDRO-V1 | HYDRO-V1
JPN | Japan | Shin Takasegawa |  | WRI1000694 | 1280 | 36.4739 | 137.6897 | Hydro |  |  |  |  | Tokyo | Japanese Electric Power Information Center | https://www.jepic.or.jp/en/ | GEODB | 1031722 | [9 empty] | 4036.55 | 3430.87 | 5007.52 | 4838.30 | 3096.57 | NO-ESTIMATION | NO-ESTIMATION | NO-ESTIMATION | NO-ESTIMATION | NO-ESTIMATION
JPN | Japan | Tamahara |  | WRI1000695 | 1200 | 36.8014 | 139.0406 | Hydro |  |  |  |  | Tokyo | Japanese Electric Power Information Center | https://www.jepic.or.jp/en/ | GEODB | 1031736 | [9 empty] | 3166.19 | 2138.35 | 4102.40 | 3177.59 | 2326.15 | NO-ESTIMATION | NO-ESTIMATION | NO-ESTIMATION | NO-ESTIMATION | CAPACITY-FACTOR-V1
JPN | Japan | Imaichi |  | WRI1000696 | 1050 | 36.8295 | 139.6632 | Hydro |  |  |  |  | Tokyo | Japanese Electric Power Information Center | https://www.jepic.or.jp/en/ | GEODB | 1031650 | [9 empty] | 3082.10 | 2739.93 | 3887.71 | 2920.67 | 2464.81 | NO-ESTIMATION | NO-ESTIMATION | NO-ESTIMATION | NO-ESTIMATION | CAPACITY-FACTOR-V1
JPN | Japan | Okukiyotsu |  | WRI1000725 | 1000 | 36.8459 | 138.7662 | Hydro |  |  |  |  | EPDC | Japanese Electric Power Information Center | https://www.jepic.or.jp/en/ | WRI | 1014508 | [9 empty] | 2900.91 | 2422.79 | 3356.29 | 2836.70 | 2422.79 | SOLAR-V1-NO-AGE | SOLAR-V1-NO-AGE | SOLAR-V1-NO-AGE | SOLAR-V1-NO-AGE | SOLAR-V1-NO-AGE
JPN | Japan | Yagisawa |  | WRI1000702 | 240 | 36.9114 | 139.0564 | Hydro |  |  |  |  | Tokyo | Japanese Electric Power Information Center | https://www.jepic.or.jp/en/ | GEODB | 1031743 | [9 empty] | 565.93 | 447.32 | 773.58 | 550.16 | 447.32 | NO-ESTIMATION | NO-ESTIMATION | NO-ESTIMATION | NO-ESTIMATION | CAPACITY-FACTOR-V1
JPN | Japan | Shiobara |  | WRI1000697 | 900 | 36.9937 | 139.8671 | Hydro |  |  |  |  | Tokyo | Japanese Electric Power Information Center | https://www.jepic.or.jp/en/ | GEODB | 1031726 | [9 empty] | 2548.85 | 2130.42 | 2958.69 | 2490.89 | 2130.42 | NO-ESTIMATION | NO-ESTIMATION | NO-ESTIMATION | NO-ESTIMATION | CAPACITY-FACTOR-V1
JPN | Japan | Shinanogawa |  | WRI1000703 | 177 | 37.0550 | 138.6828 | Hydro |  |  |  |  | Tokyo | Japanese Electric Power Information Center | https://www.jepic.or.jp/en/ | GEODB | 1031708 | [9 empty] | 705.26 | 465.85 | 695.88 | 579.09 | 431.95 | SOLAR-V1-NO-AGE | SOLAR-V1-NO-AGE | SOLAR-V1-NO-AGE | SOLAR-V1-NO-AGE | SOLAR-V1-NO-AGE
JPN | Japan | Numappara |  | WRI1000726 | 675 | 37.0938 | 139.9116 | Hydro |  |  |  |  | EPDC | Japanese Electric Power Information Center | https://www.jepic.or.jp/en/ | GEODB | 1014506 | [9 empty] | 1630.52 | 1041.57 | 2201.71 | 1565.69 | 1033.95 | NO-ESTIMATION | NO-ESTIMATION | NO-ESTIMATION | NO-ESTIMATION | CAPACITY-FACTOR-V1
JPN | Japan | Okutadami |  | WRI1000728 | 560 | 37.1529 | 139.2504 | Hydro |  |  |  |  | EPDC | Japanese Electric Power Information Center | https://www.jepic.or.jp/en/ | WRI | 1014509 | [9 empty] | 1389.98 | 1172.66 | 1882.26 | 1225.91 | 1150.44 | NO-ESTIMATION | NO-ESTIMATION | NO-ESTIMATION | NO-ESTIMATION | CAPACITY-FACTOR-V1
JPN | Japan | Otori |  | WRI1000735 | 182 | 37.2147 | 139.2139 | Hydro |  |  |  |  | EPDC | Japanese Electric Power Information Center | https://www.jepic.or.jp/en/ | GEODB | 1014512 | [9 empty] | 522.66 | 452.03 | 696.95 | 458.82 | 451.02 | SOLAR-V1-NO-AGE | SOLAR-V1-NO-AGE | SOLAR-V1-NO-AGE | SOLAR-V1-NO-AGE | SOLAR-V1-NO-AGE
JPN | Japan | Tagokura |  | WRI1000729 | 395 | 37.3113 | 139.2837 | Hydro |  |  |  |  | EPDC | Japanese Electric Power Information Center | https://www.jepic.or.jp/en/ | WRI | 1014529 | [9 empty] | 985.45 | 832.16 | 1332.68 | 869.73 | 825.36 | SOLAR-V1-NO-AGE | SOLAR-V1-NO-AGE | SOLAR-V1-NO-AGE | SOLAR-V1-NO-AGE | SOLAR-V1-NO-AGE
JPN | Japan | Tadami |  | WRI1020236 | 65 | 37.3354 | 139.3004 | Hydro |  |  |  | 1989.0 |  | Dam Site | http://damsite.m78.com/data/fukusima/tadami.html | WRI | 1014528 | [9 empty] | 201.21 | 183.64 | 270.87 | 182.75 | 181.42 | SOLAR-V1-NO-AGE | SOLAR-V1-NO-AGE | SOLAR-V1-NO-AGE | SOLAR-V1-NO-AGE | SOLAR-V1-NO-AGE
JPN | Japan | Shimogo |  | WRI1000724 | 1000 | 37.3448 | 139.9087 | Hydro |  |  |  |  | EPDC | Japanese Electric Power Information Center | https://www.jepic.or.jp/en/ | GEODB | 1014524 | [9 empty] | 2900.91 | 2422.79 | 3356.29 | 2836.70 | 2422.79 | SOLAR-V1-NO-AGE | SOLAR-V1-NO-AGE | SOLAR-V1-NO-AGE | SOLAR-V1-NO-AGE | SOLAR-V1-NO-AGE
JPN | Japan | Daini Numazawa |  | WRI1000693 | 460 | 37.4530 | 139.6019 | Hydro |  |  |  |  | Tohoku | Japanese Electric Power Information Center | https://www.jepic.or.jp/en/ | GEODB | 1031502 | [9 empty] | 1150.22 | 916.05 | 1597.85 | 1116.99 | 996.37 | SOLAR-V1-NO-AGE | SOLAR-V1-NO-AGE | SOLAR-V1-NO-AGE | SOLAR-V1-NO-AGE | SOLAR-V1-NO-AGE
JPN | Japan | Takami |  | WRI1000692 | 200 | 42.4481 | 142.6236 | Hydro |  |  |  |  | Hokkaido | Japanese Electric Power Information Center | https://www.jepic.or.jp/en/ | GEODB | 1018601 | [9 empty] | 483.18 | 384.33 | 664.73 | 470.07 | 384.33 | SOLAR-V1-NO-AGE | SOLAR-V1-NO-AGE | SOLAR-V1-NO-AGE | SOLAR-V1-NO-AGE | SOLAR-V1-NO-AGE
JPN | Japan | Niikappu |  | WRI1000691 | 200 | 42.6066 | 142.5569 | Hydro |  |  |  |  | Hokkaido | Japanese Electric Power Information Center | https://www.jepic.or.jp/en/ | GEODB | 1018580 | [9 empty] | 429.42 | 339.34 | 682.07 | 430.01 | 330.58 | NO-ESTIMATION | NO-ESTIMATION | NO-ESTIMATION | NO-ESTIMATION | CAPACITY-FACTOR-V1
JPN | Japan | Okuniikappu |  | WRI1020233 | 44 | 42.6741 | 142.6779 | Hydro |  |  |  | 1963.0 | HOKKAIDO ELECTRIC POWER CO INC | Hokkaido | https://web.archive.org/web/20140310212140/http://www.hepco.co.jp/english/environment/pdf/report2008.pdf | WRI | 1018581 | [9 empty] | 121.21 | 95.19 | 160.57 | 118.36 | 95.19 | NO-ESTIMATION | NO-ESTIMATION | NO-ESTIMATION | NO-ESTIMATION | NO-ESTIMATION
JPN | Japan | Hoheiko |  | WRI1020234 | 50 | 42.9157 | 141.1537 | Hydro |  |  |  | 1972.0 | HOKKAIDO ELECTRIC POWER CO INC | Hokkaido | https://web.archive.org/web/20140310212140/http://www.hepco.co.jp/english/environment/pdf/report2008.pdf | WRI | 1018564 | [9 empty] | 149.85 | 114.11 | 196.61 | 146.65 | 118.09 | SOLAR-V1-NO-AGE | SOLAR-V1-NO-AGE | SOLAR-V1-NO-AGE | SOLAR-V1-NO-AGE | SOLAR-V1-NO-AGE
JPN | Japan | Jozankei |  | WRI1020235 | 120 | 42.9871 | 141.1562 | Hydro |  |  |  | 1989.0 | Hydropower and Dams | Japanese Electric Power Information Center | https://www.jepic.or.jp/en/ | WRI | 1102630 | [9 empty] | 295.03 | 274.98 | 392.46 | 287.18 | 274.98 | SOLAR-V1-NO-AGE | SOLAR-V1-NO-AGE | SOLAR-V1-NO-AGE | SOLAR-V1-NO-AGE | SOLAR-V1-NO-AGE
JPN | Japan | Tokachi |  | WRI1020232 | 40 | 43.2407 | 142.9388 | Hydro |  |  |  | 1985.0 | HOKKAIDO ELECTRIC POWER CO INC | Hokkaido | https://web.archive.org/web/20140310212140/http://www.hepco.co.jp/english/environment/pdf/report2008.pdf | WRI | 1018603 | [9 empty] | 107.51 | 71.64 | 138.92 | 113.06 | 75.85 | NO-ESTIMATION | NO-ESTIMATION | NO-ESTIMATION | NO-ESTIMATION | CAPACITY-FACTOR-V1
JPN | Japan | Tomura |  | WRI1020230 | 40 | 43.4331 | 142.8840 | Hydro |  |  |  | 1978.0 | HOKKAIDO ELECTRIC POWER CO INC | Hokkaido | https://web.archive.org/web/20140310212140/http://www.hepco.co.jp/english/environment/pdf/report2008.pdf | WRI | 1018607 | [9 empty] | 110.19 | 86.53 | 145.97 | 107.60 | 86.53 | NO-ESTIMATION | NO-ESTIMATION | NO-ESTIMATION | NO-ESTIMATION | CAPACITY-FACTOR-V1
JPN | Japan | Takisato |  | WRI1020228 | 57 | 43.4437 | 142.2883 | Hydro |  |  |  | 1999.0 | HOKKAIDO ELECTRIC POWER CO INC | Hokkaido | https://web.archive.org/web/20140310212140/http://www.hepco.co.jp/english/environment/pdf/report2008.pdf | WRI | 1041988 | [9 empty] | 180.15 | 154.60 | 254.76 | 175.08 | 159.82 | NO-ESTIMATION | NO-ESTIMATION | NO-ESTIMATION | NO-ESTIMATION | CAPACITY-FACTOR-V1
JPN | Japan | Nokanan |  | WRI1020227 | 30 | 43.4879 | 142.2196 | Hydro |  |  |  | 1971.0 | HOKKAIDO ELECTRIC POWER CO INC | Hokkaido | https://web.archive.org/web/20140310212140/http://www.hepco.co.jp/english/environment/pdf/report2008.pdf | WRI | 1102652 | [9 empty] | 94.59 | 81.15 | 136.55 | 91.93 | 83.89 | SOLAR-V1-NO-AGE | SOLAR-V1-NO-AGE | SOLAR-V1-NO-AGE | SOLAR-V1-NO-AGE | SOLAR-V1-NO-AGE
KAZ | Kazakhstan | Kapchagan |  | WRI1000297 | 364 | 43.9226 | 77.0978 | Hydro | [5 empty] | World Energy Organization | https://www.worldenergy.org/data/resources/country/kazakhstan/hydropower/ | GEODB | 1020647 | [9 empty] | 809.53 | 1186.52 | 1065.02 | 1203.34 | 1278.5 | NO-ESTIMATION | NO-ESTIMATION | NO-ESTIMATION | NO-ESTIMATION | CAPACITY-FACTOR-V1
KAZ | Kazakhstan | JSC Bukhtarminskaya |  | WRI1000296 | 675 | 49.6588 | 83.3470 | Hydro | [5 empty] | Samruk Energy | http://www.samruk-energy.kz/en/group/jsc-bukhtirma-hpp | WRI | 1020643 | [9 empty] | 1496.55 | 2171.00 | 1969.51 | 2372.68 | 2390.02 | SOLAR-V1-NO-AGE | SOLAR-V1-NO-AGE | SOLAR-V1-NO-AGE | SOLAR-V1-NO-AGE | SOLAR-V1-NO-AGE
KAZ | Kazakhstan | Ust-Kamenogorsk HPP |  | WRI1000298 | 331 | 49.9012 | 82.7183 | Hydro |  |  |  | 1952.0 | AES | Samruk Energy | http://www.samruk-energy.kz/en/group/jsc-ust-kamenogorsk-hpp | GEODB | 1020660 | [9 empty] | 736.14 | 1066.87 | 968.07 | 1165.77 | 1174.27 | SOLAR-V1-NO-AGE | SOLAR-V1-NO-AGE | SOLAR-V1-NO-AGE | SOLAR-V1-NO-AGE | SOLAR-V1-NO-AGE
KAZ | Kazakhstan | Shulbinskaya HPP |  | WRI1000295 | 720 | 50.3990 | 81.0690 | Hydro |  |  |  | 1987.0 | AES | AES Group | http://aes-group.kz/eng/about/business/7735/ | GEODB | 1020654 | [9 empty] | 1596.32 | 2315.92 | 2127.10 | 2375.27 | 2549.36 | NO-ESTIMATION | NO-ESTIMATION | NO-ESTIMATION | NO-ESTIMATION | CAPACITY-FACTOR-V1
KEN | Kenya | Sondu Miru |  | WRI1061222 | 60 | -0.3426 | 34.8521 | Hydro |  |  |  | 2007.0 | Kenya Electric Generating Company | Kenya Electricity Generating Company | http://www.kengen.co.ke/?q=content/hydro-power-stations | WRI | 1020745 | [9 empty] | 203.03 | 242.99 | 252.62 | 246.70 | 247.35 | NO-ESTIMATION | NO-ESTIMATION | NO-ESTIMATION | NO-ESTIMATION | CAPACITY-FACTOR-V1
KEN | Kenya | Kiambere |  | WRI1000041 | 168 | -0.6400 | 37.9100 | Hydro |  |  |  | 1987.0 | Kenya Electric Generating Company | Kenya Electricity Generating Company | http://www.kengen.co.ke/?q=kengen-download | GEODB | 1020720 | [9 empty] | 539.49 | 635.56 | 650.63 | 625.57 | 591.21 | NO-ESTIMATION | NO-ESTIMATION | NO-ESTIMATION | NO-ESTIMATION | NO-ESTIMATION
KEN | Kenya | Tana |  | WRI1000046 | 20 | -0.7854 | 37.2654 | Hydro |  |  |  | 2011.0 | Kenya Electric Generating Company | Kenya Electricity Generating Company | http://www.kengen.co.ke/?q=kengen-download | GEODB | 1064103 | [9 empty] | 63.09 | 79.35 | 83.57 | 79.04 | 80.98 | NO-ESTIMATION | NO-ESTIMATION | NO-ESTIMATION | NO-ESTIMATION | CAPACITY-FACTOR-V1
KEN | Kenya | Gitaru |  | WRI1000039 | 225 | -0.7967 | 37.7497 | Hydro |  |  |  | 1978.0 | Kenya Electric Generating Company | Kenya Electricity Generating Company | http://www.kengen.co.ke/?q=kengen-download | WRI | 1020722 | [9 empty] | 677.10 | 840.07 | 856.50 | 826.65 | 894.27 | NO-ESTIMATION | NO-ESTIMATION | NO-ESTIMATION | NO-ESTIMATION | CAPACITY-FACTOR-V1
KEN | Kenya | Kindaruma |  | WRI1000042 | 72 | -0.8060 | 37.8110 | Hydro |  |  |  | 1968.0 | Kenya Electric Generating Company | Kenya Electricity Generating Company | http://www.kengen.co.ke/?q=kengen-download | GEODB | 1020724 | [9 empty] | 232.52 | 285.32 | 293.34 | 281.07 | 264.49 | SOLAR-V1-NO-AGE | SOLAR-V1-NO-AGE | SOLAR-V1-NO-AGE | SOLAR-V1-NO-AGE | SOLAR-V1-NO-AGE
KEN | Kenya | Kamburu |  | WRI1000040 | 94.2 | -0.8093 | 37.6867 | Hydro |  |  |  | 1974.0 | Kenya Electric Generating Company | Kenya Electricity Generating Company | http://www.kengen.co.ke/?q=kengen-download | GEODB | 1020723 | [9 empty] | 304.22 | 373.54 | 384.03 | 367.98 | 346.05 | SOLAR-V1-NO-AGE | SOLAR-V1-NO-AGE | SOLAR-V1-NO-AGE | SOLAR-V1-NO-AGE | SOLAR-V1-NO-AGE
KEN | Kenya | Masinga |  | WRI1000043 | 40 | -0.8790 | 37.5880 | Hydro |  |  |  | 1980.0 | Kenya Electric Generating Company | Kenya Electricity Generating Company | http://www.kengen.co.ke/?q=kengen-download | GEODB | 1020721 | [9 empty] | 121.25 | 156.19 | 158.21 | 156.16 | 152.32 | SOLAR-V1-NO-AGE | SOLAR-V1-NO-AGE | SOLAR-V1-NO-AGE | SOLAR-V1-NO-AGE | SOLAR-V1-NO-AGE
KEN | Kenya | Turkwel |  | WRI1000047 | 106 | 1.9138 | 35.3443 | Hydro |  |  |  | 1990.0 | Kenya Electric Generating Company | Kenya Electricity Generating Company | http://www.kengen.co.ke/?q=kengen-download | WRI | 1020714 | [9 empty] | 396.68 | 465.18 | 469.58 | 466.10 | 457.92 | NO-ESTIMATION | NO-ESTIMATION | NO-ESTIMATION | NO-ESTIMATION | CAPACITY-FACTOR-V1
KGZ | Kyrgyzstan | Al-Bashy Hydroelectric Power Plant Kyrgyzstan |  | GEODB0041761 | 40 | 41.1630 | 75.8030 | Hydro | [5 empty] | GEODB | http://globalenergyobservatory.org | GEODB |  | 2017 | [8 empty] | 105.47 | 103.68 | 164.03 | 146.76 | 146.92 | NO-ESTIMATION | NO-ESTIMATION | NO-ESTIMATION | NO-ESTIMATION | CAPACITY-FACTOR-V1
KGZ | Kyrgyzstan | Uch-Kurgan Hydroelectric Power Plant Kyrgyzstan |  | GEODB0041760 | 180 | 41.1877 | 72.1604 | Hydro | [5 empty] | GEODB | http://globalenergyobservatory.org | GEODB |  | 2017 | [8 empty] | 519.58 | 519.01 | 657.11 | 651.87 | 688.22 | NO-ESTIMATION | NO-ESTIMATION | NO-ESTIMATION | NO-ESTIMATION | CAPACITY-FACTOR-V1
KGZ | Kyrgyzstan | Shamaldy-Say Hydroelectric Power Plant Kyrgyzstan |  | GEODB0041759 | 240 | 41.3121 | 72.1917 | Hydro | [5 empty] | GEODB | http://globalenergyobservatory.org | GEODB |  | 2017 | [8 empty] | 618.47 | 613.23 | 801.84 | 794.65 | 843.32 | NO-ESTIMATION | NO-ESTIMATION | NO-ESTIMATION | NO-ESTIMATION | CAPACITY-FACTOR-V1
KGZ | Kyrgyzstan | Tash-Kumyr Hydroelectric Power Project Kyrgyzstan |  | GEODB0041758 | 450 | 41.4033 | 72.2322 | Hydro | [5 empty] | GEODB | http://globalenergyobservatory.org | GEODB | 1021581 | 2017 | [8 empty] | 1123.03 | 1099.50 | 1466.86 | 1470.88 | 1562.18 | SOLAR-V1-NO-AGE | SOLAR-V1-NO-AGE | SOLAR-V1-NO-AGE | SOLAR-V1-NO-AGE | SOLAR-V1-NO-AGE
KGZ | Kyrgyzstan | Kurpsay Hydroelectric Power Plant Kyrgyzstan |  | GEODB0041757 | 800 | 41.4986 | 72.3641 | Hydro | [5 empty] | GEODB | http://globalenergyobservatory.org | GEODB |  | 2017 | [8 empty] | 1990.24 | 1942.78 | 2602.24 | 2609.37 | 2771.71 | NO-ESTIMATION | NO-ESTIMATION | NO-ESTIMATION | NO-ESTIMATION | CAPACITY-FACTOR-V1
KGZ | Kyrgyzstan | Toktogul Hydroelectric Power Plant Kyrgyzstan |  | GEODB0005740 | 1200 | 41.6568 | 72.6359 | Hydro | [5 empty] | GEODB | http://globalenergyobservatory.org | GEODB | 1021583 | 2017 | [8 empty] | 3071.65 | 3079.71 | 4031.19 | 4080.05 | 4323.11 | SOLAR-V1-NO-AGE | SOLAR-V1-NO-AGE | SOLAR-V1-NO-AGE | SOLAR-V1-NO-AGE | SOLAR-V1-NO-AGE
KHM | Cambodia | Kamchay |  | WRI1026835 | 193 | 10.7041 | 104.1175 | Hydro |  |  |  | 2011.0 |  | ElectricitÃ© du Cambodge | http://eac.gov.kh/wp-content/uploads/2015/07/report-2014en.pdf | WRI | [10 empty] | 329.89 | 329.89 | 574.18 | 477.51 | 476.2 | SOLAR-V1-NO-AGE | SOLAR-V1-NO-AGE | SOLAR-V1-NO-AGE | SOLAR-V1-NO-AGE | SOLAR-V1-NO-AGE
KHM | Cambodia | Kirirom I |  | WRI1026834 | 12 | 11.2377 | 104.0343 | Hydro |  |  |  | 2002.0 |  | ElectricitÃ© du Cambodge | http://eac.gov.kh/wp-content/uploads/2015/07/report-2014en.pdf | WRI | [10 empty] | 24.50 | 24.50 | 36.17 | 30.50 | 30.41 | SOLAR-V1-NO-AGE | SOLAR-V1-NO-AGE | SOLAR-V1-NO-AGE | SOLAR-V1-NO-AGE | SOLAR-V1-NO-AGE
KHM | Cambodia | Stung Tatai |  | WRI1026839 | 246 | 11.6346 | 103.2612 | Hydro |  |  |  | 2014.0 |  | ElectricitÃ© du Cambodge | http://eac.gov.kh/wp-content/uploads/2015/07/report-2014en.pdf | WRI | 1070892 | [9 empty] | 216.00 | 234.21 | 646.32 | 497.40 | 503.53 | NO-ESTIMATION | NO-ESTIMATION | NO-ESTIMATION | NO-ESTIMATION | CAPACITY-FACTOR-V1
KHM | Cambodia | Lower Russei Chrum |  | WRI1026838 | 338 | 11.7818 | 103.0854 | Hydro |  |  |  | 2014.0 |  | ElectricitÃ© du Cambodge | http://eac.gov.kh/wp-content/uploads/2015/07/report-2014en.pdf | WRI | [10 empty] | 411.46 | 353.92 | 826.24 | 713.52 | 791.05 | NO-ESTIMATION | NO-ESTIMATION | NO-ESTIMATION | NO-ESTIMATION | CAPACITY-FACTOR-V1
KHM | Cambodia | Stung Atai |  | WRI1026837 | 120 | 12.0752 | 103.1899 | Hydro |  |  |  | 2013.0 |  | ElectricitÃ© du Cambodge | http://eac.gov.kh/wp-content/uploads/2015/07/report-2014en.pdf | WRI | 1069123 | [9 empty] | 187.25 | 196.13 | 371.44 | 307.74 | 312.21 | SOLAR-V1-NO-AGE | SOLAR-V1-NO-AGE | SOLAR-V1-NO-AGE | SOLAR-V1-NO-AGE | SOLAR-V1-NO-AGE
KOR | South Korea | Somjingang (Chilbo) |  | WRI1029845 | 34 | 34.9191 | 126.8570 | Hydro |  |  |  |  | Korea Electric Power Company | KEPCO | https://home.kepco.co.kr/kepco/EN/C/htmlView/ENCBHP003.do?menuCd=EN030204 | WRI | 1021181 | [9 empty] | 91.92 | 75.94 | 71.99 | 76.15 | 75.94 | NO-ESTIMATION | NO-ESTIMATION | NO-ESTIMATION | NO-ESTIMATION | CAPACITY-FACTOR-V1
KOR | South Korea | Juksan |  | WRI1029872 | 1 | 34.9734 | 126.6313 | Hydro |  |  |  |  | Korea Water Resources Corporation | CDM | https://cdm.unfccc.int/Projects/DB/Korean%20Standards%20Association1347947889.52/view | WRI | 1076285 | [9 empty] | 3.24 | 2.57 | 2.87 | 3.13 | 3.09 | NO-ESTIMATION | NO-ESTIMATION | NO-ESTIMATION | NO-ESTIMATION | CAPACITY-FACTOR-V1
KOR | South Korea | Seungchon |  | WRI1029871 | 1 | 35.0673 | 126.7634 | Hydro |  |  |  |  | Korea Water Resources Corporation | CDM | https://cdm.unfccc.int/Projects/DB/Korean%20Standards%20Association1347947889.52/view | WRI | 1088807 | [9 empty] | 3.24 | 2.57 | 2.87 | 3.13 | 3.09 | SOLAR-V1-NO-AGE | SOLAR-V1-NO-AGE | SOLAR-V1-NO-AGE | SOLAR-V1-NO-AGE | SOLAR-V1-NO-AGE
KOR | South Korea | Sancheong |  | WRI1029860 | 700 | 35.2563 | 127.7763 | Hydro |  |  |  |  | Korea Electric Power Company | KEPCO | https://home.kepco.co.kr/kepco/EN/C/htmlView/ENCBHP003.do?menuCd=EN030204 | GEODB | 1021176 | [9 empty] | 1804.13 | 1319.69 | 1219.88 | 1323.30 | 1319.69 | NO-ESTIMATION | NO-ESTIMATION | NO-ESTIMATION | NO-ESTIMATION | CAPACITY-FACTOR-V1
KOR | South Korea | ChangnyeongHaman |  | WRI1029870 | 5 | 35.3774 | 128.5510 | Hydro |  |  |  |  | Korea Water Resources Corporation | CDM | https://cdm.unfccc.int/Projects/DB/Korean%20Standards%20Association1347947889.52/view | WRI | [10 empty] | 15.44 | 10.98 | 11.99 | 14.90 | 12.78 | NO-ESTIMATION | NO-ESTIMATION | NO-ESTIMATION | NO-ESTIMATION | NO-ESTIMATION
KOR | South Korea | Samnangjin |  | WRI1029846 | 600 | 35.4127 | 128.8760 | Hydro |  |  |  |  | Korea Electric Power Company | KEPCO | https://home.kepco.co.kr/kepco/EN/C/htmlView/ENCBHP003.do?menuCd=EN030204 | GEODB | 1021175 | [9 empty] | 1588.16 | 1367.09 | 731.74 | 1376.58 | 787.42 | SOLAR-V1-NO-AGE | SOLAR-V1-NO-AGE | SOLAR-V1-NO-AGE | SOLAR-V1-NO-AGE | SOLAR-V1-NO-AGE
KOR | South Korea | Hapchon |  | WRI1029847 | 100 | 35.5337 | 128.0316 | Hydro |  |  |  |  | Korea Electric Power Company | KEPCO | https://home.kepco.co.kr/kepco/EN/C/htmlView/ENCBHP003.do?menuCd=EN030204 | WRI | 1021149 | [9 empty] | 241.58 | 174.35 | 156.46 | 168.50 | 174.1 | NO-ESTIMATION | NO-ESTIMATION | NO-ESTIMATION | NO-ESTIMATION | NO-ESTIMATION
KOR | South Korea | Hapcheon Changnyeong |  | WRI1029869 | 5 | 35.5901 | 128.3543 | Hydro |  |  |  |  | Korea Water Resources Corporation | CDM | https://cdm.unfccc.int/Projects/DB/Korean%20Standards%20Association1347947889.52/view | WRI | [10 empty] | 15.16 | 10.61 | 10.44 | 12.15 | 11.54 | SOLAR-V1-NO-AGE | SOLAR-V1-NO-AGE | SOLAR-V1-NO-AGE | SOLAR-V1-NO-AGE | SOLAR-V1-NO-AGE
KOR | South Korea | Dalseong |  | WRI1029868 | 2.86 | 35.7324 | 128.4150 | Hydro |  |  |  |  | Korea Water Resources Corporation | CDM | https://cdm.unfccc.int/Projects/DB/Korean%20Standards%20Association1347947889.52/view | WRI | [10 empty] | 10.07 | 7.89 | 7.73 | 8.12 | 8.16 | NO-ESTIMATION | NO-ESTIMATION | NO-ESTIMATION | NO-ESTIMATION | NO-ESTIMATION
KOR | South Korea | Gangjeong Goryeong |  | WRI1029876 | 3 | 35.8417 | 128.4615 | Hydro |  |  |  |  | Korea Water Resources Corporation | CDM | https://cdm.unfccc.int/Projects/DB/Korean%20Standards%20Association1347523657.85/view | WRI | [10 empty] | 9.48 | 6.48 | 6.88 | 7.09 | 6.76 | SOLAR-V1-NO-AGE | SOLAR-V1-NO-AGE | SOLAR-V1-NO-AGE | SOLAR-V1-NO-AGE | SOLAR-V1-NO-AGE
KOR | South Korea | Muju |  | WRI1029848 | 600 | 35.9632 | 127.7050 | Hydro |  |  |  |  | Korea Electric Power Company | KEPCO | https://home.kepco.co.kr/kepco/EN/C/htmlView/ENCBHP003.do?menuCd=EN030204 | GEODB | 1021163 | [9 empty] | 1402.86 | 987.62 | 902.07 | 990.33 | 987.62 | SOLAR-V1-NO-AGE | SOLAR-V1-NO-AGE | SOLAR-V1-NO-AGE | SOLAR-V1-NO-AGE | SOLAR-V1-NO-AGE
KOR | South Korea | Chilgok |  | WRI1029875 | 3 | 36.0154 | 128.4004 | Hydro |  |  |  |  | Korea Water Resources Corporation | CDM | https://cdm.unfccc.int/Projects/DB/Korean%20Standards%20Association1347523657.85/view | WRI | 1088796 | [9 empty] | 9.81 | 6.48 | 6.83 | 6.81 | 6.76 | SOLAR-V1-NO-AGE | SOLAR-V1-NO-AGE | SOLAR-V1-NO-AGE | SOLAR-V1-NO-AGE | SOLAR-V1-NO-AGE
KOR | South Korea | Sangju |  | WRI1029867 | 3 | 36.1408 | 128.3525 | Hydro |  |  |  |  | Korea Water Resources Corporation | CDM | https://cdm.unfccc.int/Projects/DB/Korean%20Standards%20Association1346907381.12/view | WRI | 1088797 | [9 empty] | 9.81 | 6.48 | 6.83 | 6.81 | 6.76 | SOLAR-V1-NO-AGE | SOLAR-V1-NO-AGE | SOLAR-V1-NO-AGE | SOLAR-V1-NO-AGE | SOLAR-V1-NO-AGE
KOR | South Korea | Gumi |  | WRI1029874 | 3 | 36.2387 | 128.3483 | Hydro |  |  |  |  | Korea Water Resources Corporation | CDM | https://cdm.unfccc.int/Projects/DB/Korean%20Standards%20Association1347523657.85/view | WRI | 1088800 | [9 empty] | 9.16 | 7.13 | 7.18 | 6.84 | 6.65 | SOLAR-V1-NO-AGE | SOLAR-V1-NO-AGE | SOLAR-V1-NO-AGE | SOLAR-V1-NO-AGE | SOLAR-V1-NO-AGE
KOR | South Korea | Baekje |  | WRI1029865 | 2.6 | 36.3174 | 126.9401 | Hydro |  |  |  |  | Korea Water Resources Corporation | CDM | https://cdm.unfccc.int/Projects/DB/Korean%20Standards%20Association1346907381.12/view | WRI | [10 empty] | 8.97 | 7.24 | 7.68 | 7.34 | 7.24 | NO-ESTIMATION | NO-ESTIMATION | NO-ESTIMATION | NO-ESTIMATION | NO-ESTIMATION
KOR | South Korea | Nakdan |  | WRI1029873 | 3 | 36.3591 | 128.3068 | Hydro |  |  |  |  | Korea Water Resources Corporation | CDM | https://cdm.unfccc.int/Projects/DB/Korean%20Standards%20Association1347523657.85/view | WRI | 1088804 | [9 empty] | 9.16 | 7.13 | 7.18 | 6.84 | 6.65 | SOLAR-V1-NO-AGE | SOLAR-V1-NO-AGE | SOLAR-V1-NO-AGE | SOLAR-V1-NO-AGE | SOLAR-V1-NO-AGE
KOR | South Korea | Boryeong Hydro Unit |  | WRI1029862 | 7.5 | 36.3995 | 126.4870 | Hydro |  |  |  |  | Korea Midland Power (KOMPIO) | CDM | https://cdm.unfccc.int/Projects/DB/KEMCO1219130295.42/view | WRI | [10 empty] | 21.98 | 18.28 | 17.20 | 18.33 | 18.28 | SOLAR-V1-NO-AGE | SOLAR-V1-NO-AGE | SOLAR-V1-NO-AGE | SOLAR-V1-NO-AGE | SOLAR-V1-NO-AGE
KOR | South Korea | Cheongsong |  | WRI1029849 | 600 | 36.4052 | 129.0160 | Hydro |  |  |  | 2000.0 | Korea Western Power | KWP | http://www.westernpower.co.kr/english/power/generation.asp | GEODB | 1021141 | [9 empty] | 1006.47 | 510.16 | 66.37 | 163.64 | 195.66 | NO-ESTIMATION | NO-ESTIMATION | NO-ESTIMATION | NO-ESTIMATION | NO-ESTIMATION
KOR | South Korea | Gongju |  | WRI1029864 | 3 | 36.4634 | 127.0969 | Hydro |  |  |  |  | Korea Water Resources Corporation | CDM | https://cdm.unfccc.int/Projects/DB/Korean%20Standards%20Association1346907381.12/view | WRI | [10 empty] | 9.63 | 6.93 | 7.45 | 7.04 | 6.93 | SOLAR-V1-NO-AGE | SOLAR-V1-NO-AGE | SOLAR-V1-NO-AGE | SOLAR-V1-NO-AGE | SOLAR-V1-NO-AGE
KOR | South Korea | Sejong |  | WRI1029866 | 2.3 | 36.4727 | 127.2600 | Hydro |  |  |  |  | Korea Water Resources Corporation | CDM | https://cdm.unfccc.int/Projects/DB/Korean%20Standards%20Association1346907381.12/view | WRI | [10 empty] | 7.48 | 6.54 | 6.89 | 6.42 | 6.4 | SOLAR-V1-NO-AGE | SOLAR-V1-NO-AGE | SOLAR-V1-NO-AGE | SOLAR-V1-NO-AGE | SOLAR-V1-NO-AGE
KOR | South Korea | Daecheong |  | WRI1029850 | 90 | 36.4783 | 127.4801 | Hydro |  |  |  |  | Korea Electric Power Company | KEPCO | https://home.kepco.co.kr/kepco/EN/C/htmlView/ENCBHP003.do?menuCd=EN030204 | WRI | 1021145 | [9 empty] | 254.45 | 144.06 | 142.26 | 148.28 | 146.26 | SOLAR-V1-NO-AGE | SOLAR-V1-NO-AGE | SOLAR-V1-NO-AGE | SOLAR-V1-NO-AGE | SOLAR-V1-NO-AGE
KOR | South Korea | Imha |  | WRI1029851 | 50 | 36.5384 | 128.8813 | Hydro |  |  |  |  | Korea Electric Power Company | KEPCO | https://home.kepco.co.kr/kepco/EN/C/htmlView/ENCBHP003.do?menuCd=EN030204 | WRI | 1021154 | [9 empty] | 109.89 | 65.68 | 49.85 | 81.10 | 60.03 | NO-ESTIMATION | NO-ESTIMATION | NO-ESTIMATION | NO-ESTIMATION | CAPACITY-FACTOR-V1
KOR | South Korea | Yecheon |  | WRI1029852 | 800 | 36.5678 | 128.8761 | Hydro |  |  |  |  | Korea Electric Power Company | KEPCO | https://home.kepco.co.kr/kepco/EN/C/htmlView/ENCBHP003.do?menuCd=EN030204 | WRI | 1060971 | [9 empty] | 1640.18 | 782.85 | 769.78 | 1185.90 | 952.29 | NO-ESTIMATION | NO-ESTIMATION | NO-ESTIMATION | NO-ESTIMATION | CAPACITY-FACTOR-V1
KOR | South Korea | Andong Kowaco |  | WRI1029853 | 90 | 36.5847 | 128.7739 | Hydro |  |  |  |  | Korea Water Resources Corporation | Korea Water Resources Corporation | http://english.kwater.or.kr/web/eng/download/2013_annual.pdf | WRI | 1018224 | [9 empty] | 193.61 | 96.58 | 94.46 | 148.78 | 125.32 | NO-ESTIMATION | NO-ESTIMATION | NO-ESTIMATION | NO-ESTIMATION | CAPACITY-FACTOR-V1
KOR | South Korea | Goesan |  | WRI1000226 | 2.8 | 36.8108 | 127.7947 | Hydro |  |  |  | 1957.0 | Korea Hydro and Nuclear | KHNP | https://cms.khnp.co.kr/eng/hydroelectric-plants/ | CARMA | 1048950 | [9 empty] | 7.79 | 7.27 | 6.87 | 7.29 | 7.27 | NO-ESTIMATION | NO-ESTIMATION | NO-ESTIMATION | NO-ESTIMATION | CAPACITY-FACTOR-V1
KOR | South Korea | Chungju |  | WRI1029854 | 400 | 37.0071 | 127.9926 | Hydro |  |  |  |  | Korea Electric Power Company | KEPCO | https://home.kepco.co.kr/kepco/EN/C/htmlView/ENCBHP003.do?menuCd=EN030204 | WRI | 1021142 | [9 empty] | 962.11 | 521.91 | 260.05 | 789.28 | 555.31 | NO-ESTIMATION | NO-ESTIMATION | NO-ESTIMATION | NO-ESTIMATION | CAPACITY-FACTOR-V1
KOR | South Korea | Gangcheon |  | WRI1029879 | 5 | 37.2768 | 127.6815 | Hydro |  |  |  |  | Korea Water Resources Corporation | CDM | https://cdm.unfccc.int/Projects/DB/Korean%20Standards%20Association1346370686.91/view | WRI | [10 empty] | 18.02 | 12.98 | 13.24 | 11.57 | 12.41 | NO-ESTIMATION | NO-ESTIMATION | NO-ESTIMATION | NO-ESTIMATION | NO-ESTIMATION
KOR | South Korea | Yeoju |  | WRI1029878 | 5 | 37.3263 | 127.6052 | Hydro |  |  |  |  | Korea Water Resources Corporation | CDM | https://cdm.unfccc.int/Projects/DB/Korean%20Standards%20Association1346370686.91/view | WRI | 1088794 | [9 empty] | 18.02 | 13.02 | 13.15 | 11.57 | 12.31 | SOLAR-V1-NO-AGE | SOLAR-V1-NO-AGE | SOLAR-V1-NO-AGE | SOLAR-V1-NO-AGE | SOLAR-V1-NO-AGE
KOR | South Korea | Ipo |  | WRI1029877 | 3 | 37.4041 | 127.5367 | Hydro |  |  |  |  | Korea Water Resources Corporation | CDM | https://cdm.unfccc.int/Projects/DB/Korean%20Standards%20Association1346370686.91/view | WRI | [10 empty] | 10.73 | 7.76 | 7.62 | 7.16 | 7.35 | NO-ESTIMATION | NO-ESTIMATION | NO-ESTIMATION | NO-ESTIMATION | CAPACITY-FACTOR-V1
KOR | South Korea | Paldang |  | WRI1000222 | 120 | 37.5286 | 127.2803 | Hydro |  |  |  | 1973.0 | Korea Hydro and Nuclear | KHNP | https://cms.khnp.co.kr/eng/hydroelectric-plants/ | WRI | 1021168 | [9 empty] | 355.16 | 205.75 | 199.93 | 224.96 | 272.31 | NO-ESTIMATION | NO-ESTIMATION | NO-ESTIMATION | NO-ESTIMATION | CAPACITY-FACTOR-V1
KOR | South Korea | Cheongpyeong |  | WRI1000207 | 400 | 37.7232 | 127.4210 | Hydro |  |  |  | 1980.0 | Korea Southern Power | KSP | https://www.kospo.co.kr/english/?mn=sub&mcode=01030100 | WRI | 1052920 | [9 empty] | 1082.60 | 601.53 | 500.82 | 599.82 | 599.92 | NO-ESTIMATION | NO-ESTIMATION | NO-ESTIMATION | NO-ESTIMATION | CAPACITY-FACTOR-V1
KOR | South Korea | Uiam |  | WRI1000221 | 48 | 37.8360 | 127.6779 | Hydro |  |  |  | 1967.0 | Korea Hydro and Nuclear | KHNP | https://cms.khnp.co.kr/eng/hydroelectric-plants/ | WRI | 1021186 | [9 empty] | 159.24 | 96.35 | 84.22 | 97.54 | 98.28 | SOLAR-V1-NO-AGE | SOLAR-V1-NO-AGE | SOLAR-V1-NO-AGE | SOLAR-V1-NO-AGE | SOLAR-V1-NO-AGE
KOR | South Korea | Soyang gang |  | WRI1029855 | 200 | 37.9445 | 127.8115 | Hydro |  |  |  |  | Korea Electric Power Company | KEPCO | https://home.kepco.co.kr/kepco/EN/C/htmlView/ENCBHP003.do?menuCd=EN030204 | WRI | 1021180 | [9 empty] | 534.01 | 243.76 | 149.38 | 277.24 | 350.32 | NO-ESTIMATION | NO-ESTIMATION | NO-ESTIMATION | NO-ESTIMATION | CAPACITY-FACTOR-V1
KOR | South Korea | Chan Cheon |  | WRI1000220 | 62 | 37.9672 | 127.6699 | Hydro |  |  |  | 1965.0 | Korea Hydro and Nuclear | KHNP | https://cms.khnp.co.kr/eng/hydroelectric-plants/ | WRI | 1021144 | [9 empty] | 195.15 | 103.16 | 101.69 | 115.76 | 122.27 | SOLAR-V1-NO-AGE | SOLAR-V1-NO-AGE | SOLAR-V1-NO-AGE | SOLAR-V1-NO-AGE | SOLAR-V1-NO-AGE
KOR | South Korea | Yangyang |  | WRI1029856 | 1000 | 38.0163 | 128.5467 | Hydro |  |  |  |  | Korea Electric Power Company | KEPCO | https://home.kepco.co.kr/kepco/EN/C/htmlView/ENCBHP003.do?menuCd=EN030204 | GEODB | 1021191 | [9 empty] | 2828.95 | 2136.90 | 1994.31 | 2142.75 | 2136.9 | SOLAR-V1-NO-AGE | SOLAR-V1-NO-AGE | SOLAR-V1-NO-AGE | SOLAR-V1-NO-AGE | SOLAR-V1-NO-AGE
KOR | South Korea | Hwacheon |  | WRI1000219 | 108 | 38.1174 | 127.7785 | Hydro |  |  |  | 1944.0 | Korea Hydro and Nuclear | KHNP | https://cms.khnp.co.kr/eng/hydroelectric-plants/ | WRI | 1021152 | [9 empty] | 337.12 | 193.18 | 190.04 | 252.94 | 213.46 | SOLAR-V1-NO-AGE | SOLAR-V1-NO-AGE | SOLAR-V1-NO-AGE | SOLAR-V1-NO-AGE | SOLAR-V1-NO-AGE
LAO | Laos | Xe Namnoy 2 - Xe Katam ! |  | WRI1026804 | 15 | 15.1217 | 106.6067 | Hydro |  |  |  |  | SV Group Co. Ltd. | CDM | https://cdm.unfccc.int/Projects/DB/JACO1395210120.64/view | WRI | [10 empty] | 50.63 | 51.61 | 58.75 | 52.63 | 59.01 | SOLAR-V1-NO-AGE | SOLAR-V1-NO-AGE | SOLAR-V1-NO-AGE | SOLAR-V1-NO-AGE | SOLAR-V1-NO-AGE
LAO | Laos | Xenamnoy 1 |  | WRI1026806 | 14.8 | 15.1500 | 106.7103 | Hydro |  |  |  |  | Phongsubthavy Road and Bridge Construction Company Ltd. | CDM | https://cdm.unfccc.int/Projects/DB/TUEV-RHEIN1427857785.1/view | WRI | 1089390 | [9 empty] | 52.24 | 48.15 | 51.82 | 58.27 | 59.15 | SOLAR-V1-NO-AGE | SOLAR-V1-NO-AGE | SOLAR-V1-NO-AGE | SOLAR-V1-NO-AGE | SOLAR-V1-NO-AGE
LAO | Laos | Xekaman 3 |  | WRI1026805 | 250 | 15.3755 | 107.4064 | Hydro |  |  |  | 2012.0 | Xekaman 3 Power Company Limited | CDM | https://cdm.unfccc.int/Projects/DB/SQS1324398658.36/view | WRI | 1057728 | [9 empty] | 710.09 | 631.84 | 662.76 | 708.14 | 811.14 | NO-ESTIMATION | NO-ESTIMATION | NO-ESTIMATION | NO-ESTIMATION | CAPACITY-FACTOR-V1
LAO | Laos | Nam Ngum 1 |  | WRI1001051 | 155 | 15.4919 | 106.2788 | Hydro |  |  |  | 1990.0 | Electricite de Laos (EDL) | EDL- Generation Public Company | http://www.edlgen.com.la/page.php?lang=en&post_id=30 | WRI | 1015186 | [9 empty] | 377.46 | 377.46 | 469.11 | 470.39 | 570.01 | SOLAR-V1-NO-AGE | SOLAR-V1-NO-AGE | SOLAR-V1-NO-AGE | SOLAR-V1-NO-AGE | SOLAR-V1-NO-AGE
LAO | Laos | Xeset 1 |  | WRI1001058 | 121 | 15.5034 | 106.2764 | Hydro |  |  |  | 1990.0 |  | EDL- Generation Public Company | http://www.edlgen.com.la/page.php?lang=en&post_id=33 | GEODB | 1015196 | [9 empty] | 291.27 | 291.27 | 362.81 | 363.81 | 441.58 | SOLAR-V1-NO-AGE | SOLAR-V1-NO-AGE | SOLAR-V1-NO-AGE | SOLAR-V1-NO-AGE | SOLAR-V1-NO-AGE
LAO | Laos | Theun Hinboun |  | WRI1001057 | 280 | 18.2098 | 104.5389 | Hydro |  |  |  | 2012.0 | Electricite de Laos (EDL) | Department of Energy Business | http://www.thpclaos.com/index.php?lang=en | WRI | 1031304 | [9 empty] | 635.74 | 635.74 | 798.36 | 800.54 | 980.63 | SOLAR-V1-NO-AGE | SOLAR-V1-NO-AGE | SOLAR-V1-NO-AGE | SOLAR-V1-NO-AGE | SOLAR-V1-NO-AGE
LAO | Laos | Houay Ho |  | WRI1001049 | 157 | 18.2606 | 104.5625 | Hydro |  |  |  | 1999.0 | Suez Energy | Department of Energy Business | http://www.poweringprogress.org/index.php?option=com_content&view=article&id=109:houay-ho-150mw--21-mw&catid=128:operational-projects&Itemid=73 | GEODB | 1013454 | [9 empty] | 670.56 | 556.30 | 542.51 | 536.89 | 750.34 | SOLAR-V1-NO-AGE | SOLAR-V1-NO-AGE | SOLAR-V1-NO-AGE | SOLAR-V1-NO-AGE | SOLAR-V1-NO-AGE
LAO | Laos | Nan Mang 3 |  | WRI1001055 | 40 | 18.2997 | 102.4033 | Hydro |  |  |  | 2011.0 | Electricite de Laos (EDL) | EDL- Generation Public Company | http://www.edlgen.com.la/page.php?lang=en&post_id=32 | WRI | 1015185 | [9 empty] | 101.70 | 101.70 | 133.63 | 134.00 | 152.44 | NO-ESTIMATION | NO-ESTIMATION | NO-ESTIMATION | NO-ESTIMATION | CAPACITY-FACTOR-V1
LAO | Laos | Nam Leuk |  | WRI1001050 | 60 | 18.3149 | 102.3251 | Hydro |  |  |  | 2000.0 | Electricite de Laos (EDL) | EDL- Generation Public Company | http://www.edlgen.com.la/page.php?lang=en&post_id=31 | WRI | 1015184 | [9 empty] | 152.55 | 152.55 | 200.45 | 201.00 | 228.66 | NO-ESTIMATION | NO-ESTIMATION | NO-ESTIMATION | NO-ESTIMATION | CAPACITY-FACTOR-V1
LAO | Laos | Nam Theun 2 |  | WRI1001053 | 1070 | 18.4375 | 102.9470 | Hydro |  |  |  | 2010.0 | EDF | Department of Energy Business | http://www.poweringprogress.org/index.php?option=com_content&view=article&id=104:nam-theun-2-1070mw&catid=128:operational-projects&Itemid=73 | GEODB | 1023335 | [9 empty] | 2701.82 | 2701.82 | 3317.49 | 3326.58 | 4014.03 | NO-ESTIMATION | NO-ESTIMATION | NO-ESTIMATION | NO-ESTIMATION | CAPACITY-FACTOR-V1
LAO | Laos | Nam Lik 1-2 |  | WRI1026796 | 100 | 18.7942 | 102.1162 | Hydro |  |  |  | 2010.0 | Nam Lik 1-2 Power Company Limited | CDM | https://cdm.unfccc.int/Projects/DB/Germanischer1335441117.9/view | WRI | 1066073 | [9 empty] | 338.38 | 338.38 | 371.63 | 378.36 | 406.14 | SOLAR-V1-NO-AGE | SOLAR-V1-NO-AGE | SOLAR-V1-NO-AGE | SOLAR-V1-NO-AGE | SOLAR-V1-NO-AGE
LAO | Laos | Nam Pha Gnai |  | WRI1026800 | 19.2 | 19.0133 | 102.8733 | Hydro |  |  |  |  | Nam Pha Gnai Hydropower Company Ltd. | CDM | https://cdm.unfccc.int/Projects/DB/TUEV-RHEIN1451527911.4/view | WRI | [10 empty] | 69.53 | 75.16 | 82.83 | 83.06 | 85.84 | NO-ESTIMATION | NO-ESTIMATION | NO-ESTIMATION | NO-ESTIMATION | CAPACITY-FACTOR-V1
LAO | Laos | Nam Sana |  | WRI1026802 | 14 | 19.2047 | 102.3109 | Hydro |  |  |  |  | Electricite de Laos (EDL) | CDM | https://cdm.unfccc.int/Projects/DB/DNV-CUK1419890397.72/view | WRI | 1078457 | [9 empty] | 31.64 | 31.64 | 42.82 | 42.94 | 49.42 | NO-ESTIMATION | NO-ESTIMATION | NO-ESTIMATION | NO-ESTIMATION | NO-ESTIMATION
LAO | Laos | Nam Ngiep 3A |  | WRI1026799 | 44 | 19.2885 | 103.3417 | Hydro |  |  |  |  | Phongsubthavy Road and Bridge Construction Company Ltd. | CDM | https://cdm.unfccc.int/Projects/DB/JACO1391045293.61/view | WRI | 1089389 | [9 empty] | 140.49 | 138.92 | 156.73 | 152.14 | 183.04 | NO-ESTIMATION | NO-ESTIMATION | NO-ESTIMATION | NO-ESTIMATION | CAPACITY-FACTOR-V1
LAO | Laos | Nam Samoy |  | WRI1026801 | 5 | 19.2954 | 102.3441 | Hydro |  |  |  |  | Nam Samoy Hydropower Co. Ltd. | CDM | https://cdm.unfccc.int/Projects/DB/TUEV-RHEIN1437628107.49/view | WRI | [10 empty] | 13.64 | 14.91 | 17.36 | 16.93 | 18.25 | NO-ESTIMATION | NO-ESTIMATION | NO-ESTIMATION | NO-ESTIMATION | CAPACITY-FACTOR-V1
LAO | Laos | Nam Ngum 2 |  | WRI1001059 | 735 | 19.3394 | 102.6107 | Hydro |  |  |  | 2011.0 |  | Department of Energy Business | http://www.poweringprogress.org/index.php?view=article&catid=129%3Aproject-under-construction&id=271%3Anam-ngum-2-615mw&option=com_content&Itemid=74 | GEODB | 1012098 | [9 empty] | 1936.99 | 1936.99 | 2363.86 | 2370.34 | 2842.33 | NO-ESTIMATION | NO-ESTIMATION | NO-ESTIMATION | NO-ESTIMATION | CAPACITY-FACTOR-V1
LAO | Laos | Nam Nga |  | WRI1026798 | 14.5 | 20.1828 | 101.9338 | Hydro |  |  |  |  | Electricite de Laos (EDL) | CDM | https://cdm.unfccc.int/Projects/DB/CEC1356084291.13/view | WRI | 1078457 | [9 empty] | 47.18 | 48.01 | 60.34 | 55.99 | 60.89 | NO-ESTIMATION | NO-ESTIMATION | NO-ESTIMATION | NO-ESTIMATION | CAPACITY-FACTOR-V1
LAO | Laos | Nam Sim |  | WRI1026803 | 9.36 | 20.3457 | 104.3813 | Hydro |  |  |  |  | Electricite de Laos (EDL) | CDM | https://cdm.unfccc.int/Projects/DB/TUEV-RHEIN1358418951.2/view | WRI | 1078457 | [9 empty] | 30.17 | 28.92 | 35.06 | 35.35 | 37.38 | NO-ESTIMATION | NO-ESTIMATION | NO-ESTIMATION | NO-ESTIMATION | CAPACITY-FACTOR-V1
LAO | Laos | Nam Long |  | WRI1026797 | 5 | 20.9239 | 100.8979 | Hydro |  |  |  |  | Electricite de Laos (EDL) | CDM | https://cdm.unfccc.int/Projects/DB/JACO1404873850.35/view | WRI | 1101261 | [9 empty] | 9.16 | 9.16 | 12.78 | 12.81 | 15.13 | NO-ESTIMATION | NO-ESTIMATION | NO-ESTIMATION | NO-ESTIMATION | CAPACITY-FACTOR-V1
LBR | Liberia | Mount Coffee |  | WRI1023090 | 60 | 6.5119 | -10.6767 | Hydro | [5 empty] | African Development Bank Group | http://powerafrica.opendataforafrica.org | Power Africa | 1021926 | [9 empty] | 305.05 | 305.05 | 281.19 | 195.88 | 218.71 | SOLAR-V1-NO-AGE | SOLAR-V1-NO-AGE | SOLAR-V1-NO-AGE | SOLAR-V1-NO-AGE | SOLAR-V1-NO-AGE
LKA | Sri Lanka | Udawalawe |  | WRI1030429 | 6 | 6.4319 | 80.8506 | Hydro |  |  |  |  | Ceylon Electricity Board | Ministry of Power and Renewable Energy | http://powermin.gov.lk/english/?page_id=1507 | WRI | 1012089 | [9 empty] | 23.91 | 20.32 | 16.68 | 18.16 | 22.79 | SOLAR-V1-NO-AGE | SOLAR-V1-NO-AGE | SOLAR-V1-NO-AGE | SOLAR-V1-NO-AGE | SOLAR-V1-NO-AGE
LKA | Sri Lanka | Polpitiya |  | WRI1030419 | 75 | 6.5842 | 80.8081 | Hydro |  |  |  |  | Ceylon Electricity Board | Ministry of Power and Renewable Energy | http://powermin.gov.lk/english/?page_id=1507 | WRI | 1012087 | [9 empty] | 303.22 | 257.92 | 190.70 | 210.70 | 246.74 | SOLAR-V1-NO-AGE | SOLAR-V1-NO-AGE | SOLAR-V1-NO-AGE | SOLAR-V1-NO-AGE | SOLAR-V1-NO-AGE
LKA | Sri Lanka | Kukule Ganga |  | WRI1030418 | 80 | 6.6170 | 80.2757 | Hydro |  |  |  |  | Ceylon Electricity Board | Ministry of Power and Renewable Energy | http://powermin.gov.lk/english/?page_id=1507 | WRI | [10 empty] | 323.43 | 275.11 | 203.41 | 224.74 | 263.19 | NO-ESTIMATION | NO-ESTIMATION | NO-ESTIMATION | NO-ESTIMATION | CAPACITY-FACTOR-V1
LKA | Sri Lanka | Canyon |  | WRI1030420 | 60 | 6.8691 | 80.5277 | Hydro |  |  |  |  | Ceylon Electricity Board | Ministry of Power and Renewable Energy | http://powermin.gov.lk/english/?page_id=1507 | WRI | 1012077 | [9 empty] | 240.82 | 204.58 | 150.81 | 166.80 | 195.64 | NO-ESTIMATION | NO-ESTIMATION | NO-ESTIMATION | NO-ESTIMATION | NO-ESTIMATION
LKA | Sri Lanka | Wimalasurendra |  | WRI1030422 | 50 | 6.9083 | 80.5247 | Hydro |  |  |  |  | Ceylon Electricity Board | Ministry of Power and Renewable Energy | http://powermin.gov.lk/english/?page_id=1507 | WRI | 1012090 | [9 empty] | 205.48 | 177.30 | 153.08 | 142.16 | 172.14 | NO-ESTIMATION | NO-ESTIMATION | NO-ESTIMATION | NO-ESTIMATION | CAPACITY-FACTOR-V1
LKA | Sri Lanka | New Laxapana |  | WRI1030417 | 100 | 6.9181 | 80.4949 | Hydro |  |  |  |  | Ceylon Electricity Board | Ministry of Power and Renewable Energy | http://powermin.gov.lk/english/?page_id=1507 | WRI | 1012085 | [9 empty] | 403.27 | 342.61 | 252.99 | 279.65 | 327.71 | SOLAR-V1-NO-AGE | SOLAR-V1-NO-AGE | SOLAR-V1-NO-AGE | SOLAR-V1-NO-AGE | SOLAR-V1-NO-AGE
LKA | Sri Lanka | Maskelioya |  | WRI1030431 | 2 | 6.9768 | 80.4553 | Hydro |  |  |  |  | Renewgen | RenewGen | http://www.renewgen.lk/upcoming-projects/ | WRI | 1112839 | [9 empty] | 7.05 | 6.01 | 4.55 | 5.60 | 6.54 | NO-ESTIMATION | NO-ESTIMATION | NO-ESTIMATION | NO-ESTIMATION | CAPACITY-FACTOR-V1
LKA | Sri Lanka | Samanala |  | WRI1030415 | 124 | 6.9778 | 80.4567 | Hydro |  |  |  |  | Ceylon Electricity Board | Ministry of Power and Renewable Energy | http://powermin.gov.lk/english/?page_id=1507 | WRI | 1044345 | [9 empty] | 479.42 | 381.79 | 270.65 | 304.75 | 366.86 | SOLAR-V1-NO-AGE | SOLAR-V1-NO-AGE | SOLAR-V1-NO-AGE | SOLAR-V1-NO-AGE | SOLAR-V1-NO-AGE
LKA | Sri Lanka | Broadlands |  | WRI1030426 | 35 | 6.9788 | 80.4546 | Hydro |  |  |  | 2017.0 | Ceylon Electricity Board | Ceylon Electricity Board | https://web.archive.org/web/20131004212909/http://www.bhpceb.lk/index_files/Page379.htm | WRI | [10 empty] | 143.58 | 123.85 | 106.90 | 99.25 | 120.24 | NO-ESTIMATION | NO-ESTIMATION | NO-ESTIMATION | NO-ESTIMATION | CAPACITY-FACTOR-V1
LKA | Sri Lanka | Upper Kotmale |  | WRI1030413 | 150 | 7.0433 | 80.6580 | Hydro |  |  |  |  | Ceylon Electricity Board | Ministry of Power and Renewable Energy | http://powermin.gov.lk/english/?page_id=1507 | WRI | 1022229 | [9 empty] | 581.36 | 463.25 | 328.81 | 357.63 | 432.8 | NO-ESTIMATION | NO-ESTIMATION | NO-ESTIMATION | NO-ESTIMATION | CAPACITY-FACTOR-V1
LKA | Sri Lanka | Kotmale |  | WRI1030412 | 201 | 7.0611 | 80.5971 | Hydro |  |  |  |  | Ceylon Electricity Board | Ministry of Power and Renewable Energy | http://powermin.gov.lk/english/?page_id=1507 | WRI | 1022224 | [9 empty] | 774.89 | 616.63 | 436.49 | 472.42 | 573.16 | NO-ESTIMATION | NO-ESTIMATION | NO-ESTIMATION | NO-ESTIMATION | CAPACITY-FACTOR-V1
LKA | Sri Lanka | Nilambe |  | WRI1030430 | 3.2 | 7.1966 | 80.6121 | Hydro |  |  |  |  | Ceylon Electricity Board | Ministry of Power and Renewable Energy | http://powermin.gov.lk/english/?page_id=1507 | WRI | 1012086 | [9 empty] | 11.89 | 10.54 | 9.37 | 9.99 | 11.68 | SOLAR-V1-NO-AGE | SOLAR-V1-NO-AGE | SOLAR-V1-NO-AGE | SOLAR-V1-NO-AGE | SOLAR-V1-NO-AGE
LKA | Sri Lanka | Victoria |  | WRI1030411 | 210 | 7.1999 | 80.8069 | Hydro |  |  |  |  | Ceylon Electricity Board | Ministry of Power and Renewable Energy | http://powermin.gov.lk/english/?page_id=1507 | WRI | 1022230 | [9 empty] | 817.54 | 694.47 | 553.05 | 553.42 | 649.14 | SOLAR-V1-NO-AGE | SOLAR-V1-NO-AGE | SOLAR-V1-NO-AGE | SOLAR-V1-NO-AGE | SOLAR-V1-NO-AGE
LKA | Sri Lanka | Rantembe |  | WRI1030421 | 52 | 7.2013 | 80.9506 | Hydro |  |  |  |  | Ceylon Electricity Board | Ministry of Power and Renewable Energy | http://powermin.gov.lk/english/?page_id=1507 | WRI | 1022227 | [9 empty] | 216.88 | 197.41 | 164.08 | 154.54 | 165.79 | NO-ESTIMATION | NO-ESTIMATION | NO-ESTIMATION | NO-ESTIMATION | CAPACITY-FACTOR-V1
LKA | Sri Lanka | Randenigala |  | WRI1030414 | 126 | 7.2024 | 80.9259 | Hydro |  |  |  |  | Ceylon Electricity Board | Ministry of Power and Renewable Energy | http://powermin.gov.lk/english/?page_id=1507 | WRI | 1022226 | [9 empty] | 493.28 | 414.29 | 329.43 | 338.37 | 402.11 | NO-ESTIMATION | NO-ESTIMATION | NO-ESTIMATION | NO-ESTIMATION | CAPACITY-FACTOR-V1
LKA | Sri Lanka | Ukuwela |  | WRI1030425 | 40 | 7.3989 | 80.6522 | Hydro |  |  |  |  | Ceylon Electricity Board | Ministry of Power and Renewable Energy | http://powermin.gov.lk/english/?page_id=1507 | WRI | 1022228 | [9 empty] | 160.55 | 136.39 | 100.54 | 111.20 | 130.43 | SOLAR-V1-NO-AGE | SOLAR-V1-NO-AGE | SOLAR-V1-NO-AGE | SOLAR-V1-NO-AGE | SOLAR-V1-NO-AGE
LKA | Sri Lanka | Bowatenna |  | WRI1030424 | 40 | 7.6642 | 80.6772 | Hydro |  |  |  |  | Ceylon Electricity Board | Ministry of Power and Renewable Energy | http://powermin.gov.lk/english/?page_id=1507 | WRI | 1012076 | [9 empty] | 156.67 | 139.06 | 103.81 | 108.40 | 106.92 | NO-ESTIMATION | NO-ESTIMATION | NO-ESTIMATION | NO-ESTIMATION | CAPACITY-FACTOR-V1
LKA | Sri Lanka | Inginiyagala |  | WRI1030428 | 11 | 7.6674 | 80.6668 | Hydro |  |  |  | 1951.0 | Ceylon Electricity Board | Ministry of Power and Renewable Energy | http://powermin.gov.lk/english/?page_id=1507 | WRI | 1012080 | [9 empty] | 48.08 | 40.36 | 32.67 | 33.04 | 33.53 | NO-ESTIMATION | NO-ESTIMATION | NO-ESTIMATION | NO-ESTIMATION | CAPACITY-FACTOR-V1
LKA | Sri Lanka | Moragahakanda |  | WRI1030427 | 25 | 7.6994 | 80.7699 | Hydro |  |  |  |  | Ceylon Electricity Board | Sri Lanka Foundation | https://srilankafoundation.org/newsfeed/moragahakanda-hydro-electricity-plant-ready-to-generate-electricity/ | WRI | [10 empty] | 100.70 | 90.24 | 68.21 | 68.30 | 67.2 | SOLAR-V1-NO-AGE | SOLAR-V1-NO-AGE | SOLAR-V1-NO-AGE | SOLAR-V1-NO-AGE | SOLAR-V1-NO-AGE
LKA | Sri Lanka | Deduru Oya |  | WRI1030432 | 1.5 | 7.7183 | 80.2744 | Hydro |  |  |  |  | Ceylon Electricity Board | Sunday Observer | https://web.archive.org/web/20160304112703/http://www.sundayobserver.lk/2014/05/18/fea04.asp | WRI | [10 empty] | 6.86 | 5.99 | 4.80 | 5.27 | 5.96 | NO-ESTIMATION | NO-ESTIMATION | NO-ESTIMATION | NO-ESTIMATION | CAPACITY-FACTOR-V1
LKA | Sri Lanka | Old Laxapana |  | WRI1030423 | 50 | 9.9190 | 80.4894 | Hydro |  |  |  |  | Ceylon Electricity Board | Ministry of Power and Renewable Energy | http://powermin.gov.lk/english/?page_id=1507 | WRI | 1012084 | [13 empty] | 115.41 | NO-ESTIMATION | NO-ESTIMATION | NO-ESTIMATION | NO-ESTIMATION | CAPACITY-FACTOR-V1
LSO | Lesotho | 'Muela |  | WRI1023088 | 72 | -28.7804 | 28.4535 | Hydro | [5 empty] | African Development Bank Group | http://powerafrica.opendataforafrica.org | Power Africa | 1021904 | [9 empty] | 184.77 | 184.77 | 184.77 | 185.28 | 184.77 | NO-ESTIMATION | NO-ESTIMATION | NO-ESTIMATION | NO-ESTIMATION | CAPACITY-FACTOR-V1
LTU | Lithuania | Kruonis Pumped Storage Hydroelectric Power Plant Lithuania |  | GEODB0042161 | 900 | 54.7990 | 24.2475 | Hydro | [5 empty] | GEODB | http://globalenergyobservatory.org | GEODB | 1021951 | 2017 |  |  |  | 574.828 | 559.622 |  |  | JRC-PPDB-OPEN | 3175.60 | 2003.92 | 1419.52 | 2674.65 | 2047.13 | SOLAR-V1-NO-AGE | SOLAR-V1-NO-AGE | SOLAR-V1-NO-AGE | SOLAR-V1-NO-AGE | SOLAR-V1-NO-AGE
LTU | Lithuania | Kaunas Hydroelectric Power Plant Lithuania |  | GEODB0042162 | 100.8 | 54.8741 | 24.0000 | Hydro | [5 empty] | GEODB | http://globalenergyobservatory.org | GEODB | 1021948 | 2017 | [8 empty] | 425.24 | 369.11 | 259.16 | 411.31 | 451.97 | NO-ESTIMATION | NO-ESTIMATION | NO-ESTIMATION | NO-ESTIMATION | CAPACITY-FACTOR-V1
LUX | Luxembourg | Vianden Pumped Storage Power Plant Luxembourg |  | GEODB0045216 | 1296 | 49.9518 | 6.1784 | Hydro | [5 empty] | GEODB | http://globalenergyobservatory.org | GEODB | 1029376 | 2017 |  |  | 1414.6 | 1413.375 | 1344.452 |  |  | JRC-PPDB-OPEN | 2443.57 | 3016.00 | 3599.13 | 3342.20 | 4056.41 | SOLAR-V1-NO-AGE | SOLAR-V1-NO-AGE | SOLAR-V1-NO-AGE | SOLAR-V1-NO-AGE | SOLAR-V1-NO-AGE
LVA | Latvia | Plavinas HPP |  | WRI1022436 | 894 | 56.5830 | 25.2394 | Hydro | [5 empty] | ENTSOE | https://transparency.entsoe.eu/generation/r2/installedCapacityPerProductionUnit/show | GEODB | 1021832 |  |  |  | 144.894 | 217.504 | 395.995 |  |  | JRC-PPDB-OPEN | 2544.77 | 2575.76 | 2546.52 | 2718.88 | 2721.44 | SOLAR-V1-NO-AGE | SOLAR-V1-NO-AGE | SOLAR-V1-NO-AGE | SOLAR-V1-NO-AGE | SOLAR-V1-NO-AGE
LVA | Latvia | Kegums HPP |  | WRI1022439 | 240 | 56.7405 | 24.7113 | Hydro | [5 empty] | ENTSOE | https://transparency.entsoe.eu/generation/r2/installedCapacityPerProductionUnit/show | GEODB | 1021831 | [9 empty] | 589.30 | 606.27 | 589.77 | 640.05 | 638.38 | NO-ESTIMATION | NO-ESTIMATION | NO-ESTIMATION | NO-ESTIMATION | CAPACITY-FACTOR-V1
LVA | Latvia | Riga HPP |  | WRI1022438 | 402 | 56.8520 | 24.2724 | Hydro | [5 empty] | ENTSOE | https://transparency.entsoe.eu/generation/r2/installedCapacityPerProductionUnit/show | GEODB | 1021835 | [9 empty] | 946.97 | 975.39 | 947.75 | 1031.86 | 1029.18 | NO-ESTIMATION | NO-ESTIMATION | NO-ESTIMATION | NO-ESTIMATION | CAPACITY-FACTOR-V1
MAR | Morocco | MANSOUR ED DAHBI |  | WRI1023697 | 10 | 30.9125 | -6.7600 | Hydro |  |  |  | 1973.0 | Office National de l\'Electricite (ONE) | GEODB | http://globalenergyobservatory.org/geoid/41650 | GEODB | 1056404 |  |  |  |  | 19.3 |  |  |  | Office National de l'Electricite | 31.99 | 22.99 | 21.58 | 20.32 | 18.21 | HYDRO-V1 | HYDRO-V1 | HYDRO-V1 | HYDRO-V1 | HYDRO-V1
MAR | Morocco | LALLA TAKERKOUST |  | WRI1023696 | 8.8 | 31.3550 | -8.1360 | Hydro |  |  |  | 1938.0 | Office National de l\'Electricite (ONE) | GEODB | http://globalenergyobservatory.org/geoid/41653 | GEODB | 1024698 |  |  |  |  | 8.7 |  |  |  | Office National de l'Electricite | 26.73 | 19.60 | 17.06 | 15.88 | 16.2 | SOLAR-V1-NO-AGE | SOLAR-V1-NO-AGE | SOLAR-V1-NO-AGE | SOLAR-V1-NO-AGE | SOLAR-V1-NO-AGE
MAR | Morocco | HASSAN 1ER |  | WRI1023693 | 67 | 31.8460 | -7.0783 | Hydro |  |  |  | 1991.0 | Office National de lâ€™ElectricitÃ© (ONE) | Arab Union of Electricity | http://www.auptde.org/NewsDetails.aspx?lang=en&NID=283 | GEODB | 1024681 | [9 empty] | 209.95 | 138.54 | 118.85 | 111.82 | 88.58 | SOLAR-V1-NO-AGE | SOLAR-V1-NO-AGE | SOLAR-V1-NO-AGE | SOLAR-V1-NO-AGE | SOLAR-V1-NO-AGE
MAR | Morocco | BINE EL OUIDANE |  | WRI1023675 | 135 | 32.1070 | -6.4640 | Hydro |  |  |  | 1955.0 | Office National de l\'Electricite (ONE) | Arab Union of Electricity | http://www.auptde.org/NewsDetails.aspx?lang=en&NID=283 | GEODB | 1024683 | [9 empty] | 374.16 | 198.66 | 203.02 | 210.36 | 161.23 | NO-ESTIMATION | NO-ESTIMATION | NO-ESTIMATION | NO-ESTIMATION | CAPACITY-FACTOR-V1
MAR | Morocco | STEP UR1 * |  | WRI1023710 | 464 | 32.2065 | -6.5310 | Hydro |  |  |  | 2005.0 |  | Arab Union of Electricity | http://www.auptde.org/NewsDetails.aspx?lang=en&NID=283 | GEODB | [10 empty] | 1326.91 | 673.45 | 739.61 | 675.30 | 673.45 | SOLAR-V1-NO-AGE | SOLAR-V1-NO-AGE | SOLAR-V1-NO-AGE | SOLAR-V1-NO-AGE | SOLAR-V1-NO-AGE
MAR | Morocco | AFOURER |  | WRI1023669 | 92 | 32.2076 | -6.5318 | Hydro |  |  |  | 1955.0 | Office National de l\'Electricite (ONE) | Arab Union of Electricity | http://www.auptde.org/NewsDetails.aspx?lang=en&NID=283 | GEODB | 1024676 | [9 empty] | 296.33 | 186.36 | 197.05 | 186.87 | 186.36 | NO-ESTIMATION | NO-ESTIMATION | NO-ESTIMATION | NO-ESTIMATION | CAPACITY-FACTOR-V1
MAR | Morocco | ALMASSIRA |  | WRI1023674 | 128 | 32.4756 | -7.6374 | Hydro |  |  |  | 1980.0 | Office National de l\'Electricite (ONE) | Arab Union of Electricity | http://www.auptde.org/NewsDetails.aspx?lang=en&NID=283 | GEODB | 1024678 | [9 empty] | 341.97 | 197.54 | 185.93 | 159.72 | 168.74 | SOLAR-V1-NO-AGE | SOLAR-V1-NO-AGE | SOLAR-V1-NO-AGE | SOLAR-V1-NO-AGE | SOLAR-V1-NO-AGE
MAR | Morocco | A. EL HANSALI |  | WRI1023668 | 92 | 32.6935 | -5.8883 | Hydro |  |  |  | 2003.0 | Office National de l\'Electricite (ONE) | Arab Union of Electricity | http://www.auptde.org/NewsDetails.aspx?lang=en&NID=283 | GEODB | [10 empty] | 189.30 | 129.57 | 142.36 | 111.66 | 118.42 | SOLAR-V1-NO-AGE | SOLAR-V1-NO-AGE | SOLAR-V1-NO-AGE | SOLAR-V1-NO-AGE | SOLAR-V1-NO-AGE
MAR | Morocco | IMFOUT |  | WRI1023695 | 32 | 32.7256 | -7.9266 | Hydro |  |  |  | 1947.0 | Office National de l\'Electricite (ONE) | GEODB | http://globalenergyobservatory.org/geoid/41651 | GEODB | 1024695 |  |  |  |  | 15.8 |  |  |  | Office National de l'Electricite | 88.79 | 63.29 | 59.54 | 53.59 | 58.41 | SOLAR-V1-NO-AGE | SOLAR-V1-NO-AGE | SOLAR-V1-NO-AGE | SOLAR-V1-NO-AGE | SOLAR-V1-NO-AGE
MAR | Morocco | DAOURAT |  | WRI1023690 | 17 | 32.9359 | -8.0637 | Hydro |  |  |  | 1950.0 | Office National de lâ€™ElectricitÃ© (ONE) | Arab Union of Electricity | http://www.auptde.org/NewsDetails.aspx?lang=en&NID=283 | GEODB | 1024688 | [9 empty] | 47.49 | 33.72 | 31.98 | 28.44 | 31.68 | SOLAR-V1-NO-AGE | SOLAR-V1-NO-AGE | SOLAR-V1-NO-AGE | SOLAR-V1-NO-AGE | SOLAR-V1-NO-AGE
MAR | Morocco | Elborj |  | WRI1023692 | 22 | 33.1545 | -8.1150 | Hydro |  |  |  | 2010.0 | Office National de lâ€™ElectricitÃ© (ONE) | Arab Union of Electricity | http://www.auptde.org/NewsDetails.aspx?lang=en&NID=283 | GEODB | [10 empty] | 62.05 | 44.42 | 41.84 | 37.60 | 40.91 | NO-ESTIMATION | NO-ESTIMATION | NO-ESTIMATION | NO-ESTIMATION | CAPACITY-FACTOR-V1
MAR | Morocco | Sidi Said Maachou |  | WRI1061194 | 20.8 | 33.1545 | -8.1150 | Hydro |  |  |  |  | Office National de l\'Electricite (ONE) | GEODB | http://globalenergyobservatory.org/form.php?pid=41623 | GEODB | 1061990 | [9 empty] | 58.55 | 41.88 | 39.45 | 35.43 | 38.57 | NO-ESTIMATION | NO-ESTIMATION | NO-ESTIMATION | NO-ESTIMATION | CAPACITY-FACTOR-V1
MAR | Morocco | Allal Al Fassi |  | WRI1023673 | 240 | 33.9307 | -4.6781 | Hydro |  |  |  | 1994.0 | Office National de l\'Electricite (ONE) | Arab Union of Electricity | http://www.auptde.org/NewsDetails.aspx?lang=en&NID=283 | GEODB | 1024680 | [9 empty] | 698.78 | 154.96 | 264.69 | 72.22 | 133.92 | NO-ESTIMATION | NO-ESTIMATION | NO-ESTIMATION | NO-ESTIMATION | CAPACITY-FACTOR-V1
MAR | Morocco | EL KANSERA |  | WRI1023691 | 8.3 | 34.0417 | -5.9077 | Hydro |  |  |  | 1946.0 | Office National de lâ€™ElectricitÃ© (ONE) | Arab Union of Electricity | http://www.auptde.org/NewsDetails.aspx?lang=en&NID=283 | GEODB | [10 empty] | 25.97 | 14.27 | 16.56 | 15.47 | 15.18 | NO-ESTIMATION | NO-ESTIMATION | NO-ESTIMATION | NO-ESTIMATION | CAPACITY-FACTOR-V1
MAR | Morocco | IDRISS 1er |  | WRI1023694 | 40.6 | 34.1616 | -4.7492 | Hydro |  |  |  | 1978.0 | Office National de lâ€™ElectricitÃ© (ONE) | Arab Union of Electricity | http://www.auptde.org/NewsDetails.aspx?lang=en&NID=283 | GEODB | 1024694 | [9 empty] | 134.63 | 74.52 | 76.93 | 74.34 | 57.35 | NO-ESTIMATION | NO-ESTIMATION | NO-ESTIMATION | NO-ESTIMATION | CAPACITY-FACTOR-V1
MAR | Morocco | Al wahda |  | WRI1023672 | 240 | 34.5983 | -5.1990 | Hydro |  |  |  | 1998.0 | Office National de l\'Electricite (ONE) | Arab Union of Electricity | http://www.auptde.org/NewsDetails.aspx?lang=en&NID=283 | GEODB | 1024679 | [9 empty] | 713.55 | 219.53 | 221.28 | 193.48 | 176.67 | NO-ESTIMATION | NO-ESTIMATION | NO-ESTIMATION | NO-ESTIMATION | NO-ESTIMATION
MAR | Morocco | MOHAMED V |  | WRI1023698 | 23 | 34.6630 | -2.9382 | Hydro |  |  |  | 1967.0 | Office National de l\'Electricite (ONE) | GEODB | http://globalenergyobservatory.org/geoid/41614 | GEODB | 1034505 |  |  |  |  | 41.9 |  |  |  | Office National de l'Electricite | 66.34 | 44.30 | 38.81 | 32.31 | 43.71 | NO-ESTIMATION | NO-ESTIMATION | NO-ESTIMATION | NO-ESTIMATION | NO-ESTIMATION
MAR | Morocco | Oued El Makhazine |  | WRI1023700 | 36 | 34.9416 | -5.8398 | Hydro |  |  |  | 1979.0 | Office National de l\'Electricite (ONE) | GEODB | http://globalenergyobservatory.org/geoid/41613 | GEODB | 1024702 |  |  |  |  | 13.7 |  |  |  | Office National de l'Electricite | 131.81 | 41.79 | 46.79 | 44.56 | 40.43 | NO-ESTIMATION | NO-ESTIMATION | NO-ESTIMATION | NO-ESTIMATION | CAPACITY-FACTOR-V1
MDA | Moldova | Hydropower Plant Dubasari |  | WRI1002988 | 48 | 47.2778 | 29.1230 | Hydro | [5 empty] | Energy Charter Secretariat | http://www.energycharter.org/fileadmin/DocumentsMedia/IDEER/IDEER-Moldova_2015_en.pdf | GEODB | 1023019 | [9 empty] | 172.45 | 165.99 | 167.30 | 213.71 | 175.55 | SOLAR-V1-NO-AGE | SOLAR-V1-NO-AGE | SOLAR-V1-NO-AGE | SOLAR-V1-NO-AGE | SOLAR-V1-NO-AGE
MDA | Moldova | Hydropower Plant CHE-Costesti |  | WRI1002987 | 16 | 47.8381 | 27.2246 | Hydro |  |  |  | 1978.0 |  | Energy Charter Secretariat | http://www.energycharter.org/fileadmin/DocumentsMedia/IDEER/IDEER-Moldova_2015_en.pdf | GEODB | [10 empty] | 58.13 | 57.55 | 67.60 | 70.76 | 60.51 | SOLAR-V1-NO-AGE | SOLAR-V1-NO-AGE | SOLAR-V1-NO-AGE | SOLAR-V1-NO-AGE | SOLAR-V1-NO-AGE
MDG | Madagascar | Andekaleka |  | WRI1023093 | 58 | -18.7942 | 48.6193 | Hydro | [5 empty] | African Development Bank Group | http://powerafrica.opendataforafrica.org | Power Africa | 1020143 | [9 empty] | 241.96 | 189.01 | 190.10 | 188.64 | 176.43 | NO-ESTIMATION | NO-ESTIMATION | NO-ESTIMATION | NO-ESTIMATION | CAPACITY-FACTOR-V1
MDG | Madagascar | La Mandraka |  | WRI1023094 | 24 | -18.9213 | 47.9295 | Hydro | [5 empty] | African Development Bank Group | http://powerafrica.opendataforafrica.org | Power Africa | 1020146 | [9 empty] | 100.22 | 67.91 | 69.90 | 48.80 | 60.01 | NO-ESTIMATION | NO-ESTIMATION | NO-ESTIMATION | NO-ESTIMATION | CAPACITY-FACTOR-V1
MDG | Madagascar | Antelomita |  | WRI1023097 | 8.9 | -19.0119 | 47.7033 | Hydro | [5 empty] | African Development Bank Group | http://powerafrica.opendataforafrica.org | Power Africa | 1020144 | [9 empty] | 33.38 | 27.80 | 22.91 | 27.99 | 23.74 | NO-ESTIMATION | NO-ESTIMATION | NO-ESTIMATION | NO-ESTIMATION | CAPACITY-FACTOR-V1
MDG | Madagascar | Tsiazompaniry |  | WRI1026780 | 5.25 | -19.2478 | 47.8339 | Hydro |  |  |  |  | HENRI FRAISE FILS & CIE | CDM | https://cdm.unfccc.int/Projects/DB/RINA1323809385.82/view | Power Africa | 1076410 | [9 empty] | 19.15 | 16.34 | 13.45 | 16.45 | 13.94 | NO-ESTIMATION | NO-ESTIMATION | NO-ESTIMATION | NO-ESTIMATION | CAPACITY-FACTOR-V1
MDG | Madagascar | Sahanivotry |  | WRI1026779 | 16.5 | -20.2003 | 47.1328 | Hydro |  |  |  |  | HYDELEC Madagascar SA | CDM | https://cdm.unfccc.int/Projects/DB/TUEV-SUED1269612670.69/view | Power Africa | 1076389 | [9 empty] | 55.00 | 36.09 | 36.09 | 36.19 | 36.09 | SOLAR-V1-NO-AGE | SOLAR-V1-NO-AGE | SOLAR-V1-NO-AGE | SOLAR-V1-NO-AGE | SOLAR-V1-NO-AGE
MEX | Mexico | JosÃ© Cecilio del Valle |  | MEX0006577 | 21 | 14.9613 | -92.2545 | Hydro | [5 empty] | CFE | http://base.energia.gob.mx/nacei/Archivos/3%20P%C3%A1gina%20Datos%20de%20Infraestructura/Ingl%C3%A9s/PowerPlantsRenewGE1MW_NorthAmerica_201606.xlsx | North American Cooperation on Energy Information and ComisiÃ³n Reguladora de EnergÃ­a | 1013079 | 2016 | [8 empty] | 78.58 | 77.87 | 66.48 | 67.29 | 65.78 | SOLAR-V1-NO-AGE | SOLAR-V1-NO-AGE | SOLAR-V1-NO-AGE | SOLAR-V1-NO-AGE | SOLAR-V1-NO-AGE
MEX | Mexico | SchpoinÃ¡ |  | MEX0006558 | 2.2 | 16.3145 | -92.4261 | Hydro | [5 empty] | CFE | http://base.energia.gob.mx/nacei/Archivos/3%20P%C3%A1gina%20Datos%20de%20Infraestructura/Ingl%C3%A9s/PowerPlantsRenewGE1MW_NorthAmerica_201606.xlsx | North American Cooperation on Energy Information and ComisiÃ³n Reguladora de EnergÃ­a | 1013151 | 2016 | [8 empty] | 10.86 | 9.63 | 9.17 | 9.19 | 9.84 | NO-ESTIMATION | NO-ESTIMATION | NO-ESTIMATION | NO-ESTIMATION | CAPACITY-FACTOR-V1
MEX | Mexico | Belisario DomÃ­nguez (Angostura) |  | MEX0001857 | 900 | 16.4018 | -92.7784 | Hydro |  |  |  |  | CFE | CFE-CENACE | http://base.energia.gob.mx/nacei/Archivos/3%20P%C3%A1gina%20Datos%20de%20Infraestructura/Ingl%C3%A9s/PowerPlantsAllGE100MW_NorthAmerica_201606.xlsx | North American Cooperation on Energy Information and ComisiÃ³n Reguladora de EnergÃ­a | 1013012 | 2016 | [8 empty] | 4145.44 | 3279.12 | 3628.54 | 3609.28 | 3539.97 | NO-ESTIMATION | NO-ESTIMATION | NO-ESTIMATION | NO-ESTIMATION | CAPACITY-FACTOR-V1
MEX | Mexico | Manuel Moreno Torres (ChicoasÃ©n) |  | MEX0001853 | 2400 | 16.9428 | -93.1012 | Hydro |  |  |  |  | CFE | CFE-CENACE | http://base.energia.gob.mx/nacei/Archivos/3%20P%C3%A1gina%20Datos%20de%20Infraestructura/Ingl%C3%A9s/PowerPlantsAllGE100MW_NorthAmerica_201606.xlsx | North American Cooperation on Energy Information and ComisiÃ³n Reguladora de EnergÃ­a | 1013106 | 2016 | [8 empty] | 11500.45 | 9090.78 | 10497.19 | 10525.95 | 9885.87 | NO-ESTIMATION | NO-ESTIMATION | NO-ESTIMATION | NO-ESTIMATION | CAPACITY-FACTOR-V1
MEX | Mexico | Bombana |  | MEX0006563 | 5.2 | 16.9575 | -93.0258 | Hydro | [5 empty] | CFE | http://base.energia.gob.mx/nacei/Archivos/3%20P%C3%A1gina%20Datos%20de%20Infraestructura/Ingl%C3%A9s/PowerPlantsRenewGE1MW_NorthAmerica_201606.xlsx | North American Cooperation on Energy Information and ComisiÃ³n Reguladora de EnergÃ­a | 1013015 | 2016 | [8 empty] | 14.40 | 11.28 | 11.91 | 11.94 | 11.91 | NO-ESTIMATION | NO-ESTIMATION | NO-ESTIMATION | NO-ESTIMATION | CAPACITY-FACTOR-V1
MEX | Mexico | Malpaso |  | MEX0001855 | 1080 | 17.1806 | -93.5973 | Hydro |  |  |  |  | CFE | CFE-CENACE | http://base.energia.gob.mx/nacei/Archivos/3%20P%C3%A1gina%20Datos%20de%20Infraestructura/Ingl%C3%A9s/PowerPlantsAllGE100MW_NorthAmerica_201606.xlsx | North American Cooperation on Energy Information and ComisiÃ³n Reguladora de EnergÃ­a | 1013097 | 2016 | [8 empty] | 4879.14 | 3827.71 | 4247.97 | 4259.61 | 4152.58 | SOLAR-V1-NO-AGE | SOLAR-V1-NO-AGE | SOLAR-V1-NO-AGE | SOLAR-V1-NO-AGE | SOLAR-V1-NO-AGE
MEX | Mexico | Colotlipa |  | MEX0006566 | 8 | 17.4101 | -99.2437 | Hydro | [5 empty] | CFE | http://base.energia.gob.mx/nacei/Archivos/3%20P%C3%A1gina%20Datos%20de%20Infraestructura/Ingl%C3%A9s/PowerPlantsRenewGE1MW_NorthAmerica_201606.xlsx | North American Cooperation on Energy Information and ComisiÃ³n Reguladora de EnergÃ­a | 1013039 | 2016 | [8 empty] | 24.04 | 20.87 | 20.20 | 20.26 | 20.2 | SOLAR-V1-NO-AGE | SOLAR-V1-NO-AGE | SOLAR-V1-NO-AGE | SOLAR-V1-NO-AGE | SOLAR-V1-NO-AGE
MEX | Mexico | Ãngel Albino Corzo (PeÃ±itas) |  | MEX0001862 | 420 | 17.4463 | -93.4628 | Hydro |  |  |  |  | CFE | CFE-CENACE | http://base.energia.gob.mx/nacei/Archivos/3%20P%C3%A1gina%20Datos%20de%20Infraestructura/Ingl%C3%A9s/PowerPlantsAllGE100MW_NorthAmerica_201606.xlsx | North American Cooperation on Energy Information and ComisiÃ³n Reguladora de EnergÃ­a |  | 2016 | [8 empty] | 1607.96 | 1496.13 | 1534.47 | 1538.68 | 1497.38 | NO-ESTIMATION | NO-ESTIMATION | NO-ESTIMATION | NO-ESTIMATION | NO-ESTIMATION
MEX | Mexico | Tamazulapan |  | MEX0006559 | 2.5 | 17.6868 | -97.6178 | Hydro | [5 empty] | CFE | http://base.energia.gob.mx/nacei/Archivos/3%20P%C3%A1gina%20Datos%20de%20Infraestructura/Ingl%C3%A9s/PowerPlantsRenewGE1MW_NorthAmerica_201606.xlsx | North American Cooperation on Energy Information and ComisiÃ³n Reguladora de EnergÃ­a | 1013154 | 2016 | [8 empty] | 9.13 | 8.03 | 8.44 | 7.14 | 9.86 | NO-ESTIMATION | NO-ESTIMATION | NO-ESTIMATION | NO-ESTIMATION | CAPACITY-FACTOR-V1
MEX | Mexico | Carlos RamÃ­rez Ulloa (El Caracol) |  | MEX0001860 | 600 | 17.9505 | -99.9943 | Hydro |  |  |  |  | CFE | CFE-CENACE | http://base.energia.gob.mx/nacei/Archivos/3%20P%C3%A1gina%20Datos%20de%20Infraestructura/Ingl%C3%A9s/PowerPlantsAllGE100MW_NorthAmerica_201606.xlsx | North American Cooperation on Energy Information and ComisiÃ³n Reguladora de EnergÃ­a | 1013132 | 2016 | [8 empty] | 2003.97 | 1780.86 | 1600.33 | 1655.85 | 1629.38 | NO-ESTIMATION | NO-ESTIMATION | NO-ESTIMATION | NO-ESTIMATION | CAPACITY-FACTOR-V1
MEX | Mexico | La Villita |  | MEX0001864 | 320 | 18.0457 | -102.1825 | Hydro |  |  |  |  | CFE | CFE-CENACE | http://base.energia.gob.mx/nacei/Archivos/3%20P%C3%A1gina%20Datos%20de%20Infraestructura/Ingl%C3%A9s/PowerPlantsAllGE100MW_NorthAmerica_201606.xlsx | North American Cooperation on Energy Information and ComisiÃ³n Reguladora de EnergÃ­a | 1013174 | 2016 | [8 empty] | 944.16 | 959.98 | 871.20 | 862.26 | 783.73 | NO-ESTIMATION | NO-ESTIMATION | NO-ESTIMATION | NO-ESTIMATION | CAPACITY-FACTOR-V1
MEX | Mexico | Temascal |  | MEX0001863 | 354 | 18.2324 | -96.4115 | Hydro |  |  |  |  | CFE | CFE-CENACE | http://base.energia.gob.mx/nacei/Archivos/3%20P%C3%A1gina%20Datos%20de%20Infraestructura/Ingl%C3%A9s/PowerPlantsAllGE100MW_NorthAmerica_201606.xlsx | North American Cooperation on Energy Information and ComisiÃ³n Reguladora de EnergÃ­a | 1013157 | 2016 | [8 empty] | 1234.10 | 1040.03 | 930.40 | 939.47 | 990.07 | NO-ESTIMATION | NO-ESTIMATION | NO-ESTIMATION | NO-ESTIMATION | CAPACITY-FACTOR-V1
MEX | Mexico | Infiernillo |  | MEX0001854 | 1200 | 18.2711 | -101.8939 | Hydro |  |  |  |  | CFE | CFE-CENACE | http://base.energia.gob.mx/nacei/Archivos/3%20P%C3%A1gina%20Datos%20de%20Infraestructura/Ingl%C3%A9s/PowerPlantsAllGE100MW_NorthAmerica_201606.xlsx | North American Cooperation on Energy Information and ComisiÃ³n Reguladora de EnergÃ­a | 1013074 | 2016 | [8 empty] | 4546.63 | 3757.23 | 3781.70 | 3749.58 | 3436.71 | NO-ESTIMATION | NO-ESTIMATION | NO-ESTIMATION | NO-ESTIMATION | CAPACITY-FACTOR-V1
MEX | Mexico | Chilapan |  | MEX0006579 | 26 | 18.4195 | -95.1538 | Hydro | [5 empty] | CFE | http://base.energia.gob.mx/nacei/Archivos/3%20P%C3%A1gina%20Datos%20de%20Infraestructura/Ingl%C3%A9s/PowerPlantsRenewGE1MW_NorthAmerica_201606.xlsx | North American Cooperation on Energy Information and ComisiÃ³n Reguladora de EnergÃ­a | 1013032 | 2016 | [8 empty] | 91.17 | 74.25 | 67.87 | 65.60 | 68 | NO-ESTIMATION | NO-ESTIMATION | NO-ESTIMATION | NO-ESTIMATION | CAPACITY-FACTOR-V1
MEX | Mexico | Mexicana de Hidroelectricidad Mexhidro |  | MEX0006640 | 30 | 18.7015 | -100.6699 | Hydro | [5 empty] | INERE | http://base.energia.gob.mx/nacei/Archivos/3%20P%C3%A1gina%20Datos%20de%20Infraestructura/Ingl%C3%A9s/PowerPlantsRenewGE1MW_NorthAmerica_201606.xlsx | North American Cooperation on Energy Information and ComisiÃ³n Reguladora de EnergÃ­a |  | 2016 | [8 empty] | 110.17 | 119.63 | 96.53 | 96.14 | 111.85 | NO-ESTIMATION | NO-ESTIMATION | NO-ESTIMATION | NO-ESTIMATION | NO-ESTIMATION
MEX | Mexico | CompaÃ±Ã­a Industrial Veracruzana |  | MEX0006632 | 4 | 18.8030 | -97.1790 | Hydro | [5 empty] | INERE | http://base.energia.gob.mx/nacei/Archivos/3%20P%C3%A1gina%20Datos%20de%20Infraestructura/Ingl%C3%A9s/PowerPlantsRenewGE1MW_NorthAmerica_201606.xlsx | North American Cooperation on Energy Information and ComisiÃ³n Reguladora de EnergÃ­a |  | 2016 | [8 empty] | 11.10 | 8.94 | 9.18 | 9.20 | 9.18 | NO-ESTIMATION | NO-ESTIMATION | NO-ESTIMATION | NO-ESTIMATION | CAPACITY-FACTOR-V1
MEX | Mexico | Hidroelectricas Virita |  | MEX0006631 | 2.6 | 18.8327 | -97.1004 | Hydro | [5 empty] | INERE | http://base.energia.gob.mx/nacei/Archivos/3%20P%C3%A1gina%20Datos%20de%20Infraestructura/Ingl%C3%A9s/PowerPlantsRenewGE1MW_NorthAmerica_201606.xlsx | North American Cooperation on Energy Information and ComisiÃ³n Reguladora de EnergÃ­a |  | 2016 | [8 empty] | 8.25 | 6.80 | 7.00 | 7.02 | 7 | HYDRO-V1 | HYDRO-V1 | HYDRO-V1 | HYDRO-V1 | HYDRO-V1
MEX | Mexico | Papelera Veracruzana |  | MEX0006628 | 1.3 | 18.8343 | -97.1030 | Hydro | [5 empty] | INERE | http://base.energia.gob.mx/nacei/Archivos/3%20P%C3%A1gina%20Datos%20de%20Infraestructura/Ingl%C3%A9s/PowerPlantsRenewGE1MW_NorthAmerica_201606.xlsx | North American Cooperation on Energy Information and ComisiÃ³n Reguladora de EnergÃ­a |  | 2016 | [8 empty] | 3.55 | 2.83 | 2.93 | 2.94 | 2.93 | SOLAR-V1-NO-AGE | SOLAR-V1-NO-AGE | SOLAR-V1-NO-AGE | SOLAR-V1-NO-AGE | SOLAR-V1-NO-AGE
MEX | Mexico | Tuxpango |  | MEX0006581 | 36 | 18.8371 | -97.0339 | Hydro | [5 empty] | CFE | http://base.energia.gob.mx/nacei/Archivos/3%20P%C3%A1gina%20Datos%20de%20Infraestructura/Ingl%C3%A9s/PowerPlantsRenewGE1MW_NorthAmerica_201606.xlsx | North American Cooperation on Energy Information and ComisiÃ³n Reguladora de EnergÃ­a | 1013169 | 2016 | [8 empty] | 107.09 | 116.31 | 98.60 | 94.14 | 101.48 | SOLAR-V1-NO-AGE | SOLAR-V1-NO-AGE | SOLAR-V1-NO-AGE | SOLAR-V1-NO-AGE | SOLAR-V1-NO-AGE
MEX | Mexico | Hidrorizaba II |  | MEX0006634 | 4.4 | 18.8421 | -97.0710 | Hydro | [5 empty] | INERE | http://base.energia.gob.mx/nacei/Archivos/3%20P%C3%A1gina%20Datos%20de%20Infraestructura/Ingl%C3%A9s/PowerPlantsRenewGE1MW_NorthAmerica_201606.xlsx | North American Cooperation on Energy Information and ComisiÃ³n Reguladora de EnergÃ­a | 1110264 | 2016 | [8 empty] | 15.23 | 15.11 | 13.61 | 13.49 | 14.75 | NO-ESTIMATION | NO-ESTIMATION | NO-ESTIMATION | NO-ESTIMATION | NO-ESTIMATION
MEX | Mexico | Procesamiento Energetico Mexicano |  | MEX0006637 | 11.3 | 18.8446 | -97.0612 | Hydro | [5 empty] | INERE | http://base.energia.gob.mx/nacei/Archivos/3%20P%C3%A1gina%20Datos%20de%20Infraestructura/Ingl%C3%A9s/PowerPlantsRenewGE1MW_NorthAmerica_201606.xlsx | North American Cooperation on Energy Information and ComisiÃ³n Reguladora de EnergÃ­a |  | 2016 | [8 empty] | 37.33 | 39.96 | 33.19 | 32.86 | 36.27 | SOLAR-V1-NO-AGE | SOLAR-V1-NO-AGE | SOLAR-V1-NO-AGE | SOLAR-V1-NO-AGE | SOLAR-V1-NO-AGE
MEX | Mexico | Alameda |  | MEX0006565 | 7 | 18.8452 | -99.4619 | Hydro | [5 empty] | CFE | http://base.energia.gob.mx/nacei/Archivos/3%20P%C3%A1gina%20Datos%20de%20Infraestructura/Ingl%C3%A9s/PowerPlantsRenewGE1MW_NorthAmerica_201606.xlsx | North American Cooperation on Energy Information and ComisiÃ³n Reguladora de EnergÃ­a | 1012621 | 2016 | [8 empty] | 19.11 | 15.76 | 15.75 | 15.79 | 15.75 | NO-ESTIMATION | NO-ESTIMATION | NO-ESTIMATION | NO-ESTIMATION | CAPACITY-FACTOR-V1
MEX | Mexico | Hidrorizaba |  | MEX0006629 | 1.6 | 18.8455 | -97.0684 | Hydro | [5 empty] | INERE | http://base.energia.gob.mx/nacei/Archivos/3%20P%C3%A1gina%20Datos%20de%20Infraestructura/Ingl%C3%A9s/PowerPlantsRenewGE1MW_NorthAmerica_201606.xlsx | North American Cooperation on Energy Information and ComisiÃ³n Reguladora de EnergÃ­a | 1110264 | 2016 | [8 empty] | 6.29 | 6.20 | 5.63 | 5.62 | 6.07 | SOLAR-V1-NO-AGE | SOLAR-V1-NO-AGE | SOLAR-V1-NO-AGE | SOLAR-V1-NO-AGE | SOLAR-V1-NO-AGE
MEX | Mexico | CervecerÃ­a CuauhtÃ©moc-Moctezuma |  | MEX0006636 | 10 | 18.8715 | -97.1256 | Hydro | [5 empty] | INERE | http://base.energia.gob.mx/nacei/Archivos/3%20P%C3%A1gina%20Datos%20de%20Infraestructura/Ingl%C3%A9s/PowerPlantsRenewGE1MW_NorthAmerica_201606.xlsx | North American Cooperation on Energy Information and ComisiÃ³n Reguladora de EnergÃ­a |  | 2016 | [8 empty] | 33.99 | 35.53 | 30.32 | 30.03 | 33.09 | SOLAR-V1-NO-AGE | SOLAR-V1-NO-AGE | SOLAR-V1-NO-AGE | SOLAR-V1-NO-AGE | SOLAR-V1-NO-AGE
MEX | Mexico | IxtaczoquitlÃ¡n |  | MEX0006555 | 1.6 | 18.9054 | -97.0132 | Hydro | [5 empty] | CFE | http://base.energia.gob.mx/nacei/Archivos/3%20P%C3%A1gina%20Datos%20de%20Infraestructura/Ingl%C3%A9s/PowerPlantsRenewGE1MW_NorthAmerica_201606.xlsx | North American Cooperation on Energy Information and ComisiÃ³n Reguladora de EnergÃ­a | 1013076 | 2016 | [8 empty] | 5.27 | 4.25 | 4.51 | 4.52 | 4.51 | NO-ESTIMATION | NO-ESTIMATION | NO-ESTIMATION | NO-ESTIMATION | CAPACITY-FACTOR-V1
MEX | Mexico | Portezuelos I y II |  | MEX0006562 | 4.1 | 18.9241 | -98.3427 | Hydro | [5 empty] | CFE | http://base.energia.gob.mx/nacei/Archivos/3%20P%C3%A1gina%20Datos%20de%20Infraestructura/Ingl%C3%A9s/PowerPlantsRenewGE1MW_NorthAmerica_201606.xlsx | North American Cooperation on Energy Information and ComisiÃ³n Reguladora de EnergÃ­a | 1013123 | 2016 | [8 empty] | 16.19 | 13.89 | 13.75 | 13.62 | 13.18 | SOLAR-V1-NO-AGE | SOLAR-V1-NO-AGE | SOLAR-V1-NO-AGE | SOLAR-V1-NO-AGE | SOLAR-V1-NO-AGE
MEX | Mexico | Gobierno del Estado |  | MEX0006633 | 4.1 | 19.0914 | -102.0827 | Hydro | [5 empty] | INERE | http://base.energia.gob.mx/nacei/Archivos/3%20P%C3%A1gina%20Datos%20de%20Infraestructura/Ingl%C3%A9s/PowerPlantsRenewGE1MW_NorthAmerica_201606.xlsx | North American Cooperation on Energy Information and ComisiÃ³n Reguladora de EnergÃ­a |  | 2016 | [8 empty] | 17.13 | 15.42 | 14.99 | 15.68 | 14.89 | NO-ESTIMATION | NO-ESTIMATION | NO-ESTIMATION | NO-ESTIMATION | CAPACITY-FACTOR-V1
MEX | Mexico | CÃ³bano |  | MEX0006586 | 60 | 19.1660 | -102.0116 | Hydro | [5 empty] | CFE | http://base.energia.gob.mx/nacei/Archivos/3%20P%C3%A1gina%20Datos%20de%20Infraestructura/Ingl%C3%A9s/PowerPlantsRenewGE1MW_NorthAmerica_201606.xlsx | North American Cooperation on Energy Information and ComisiÃ³n Reguladora de EnergÃ­a |  | 2016 | [8 empty] | 209.03 | 173.98 | 175.47 | 171.81 | 179.5 | SOLAR-V1-NO-AGE | SOLAR-V1-NO-AGE | SOLAR-V1-NO-AGE | SOLAR-V1-NO-AGE | SOLAR-V1-NO-AGE
MEX | Mexico | Hidroelectricidad del Pacifico |  | MEX0006635 | 9.2 | 19.2541 | -103.3701 | Hydro | [5 empty] | INERE | http://base.energia.gob.mx/nacei/Archivos/3%20P%C3%A1gina%20Datos%20de%20Infraestructura/Ingl%C3%A9s/PowerPlantsRenewGE1MW_NorthAmerica_201606.xlsx | North American Cooperation on Energy Information and ComisiÃ³n Reguladora de EnergÃ­a |  | 2016 | [8 empty] | 27.84 | 23.44 | 23.42 | 23.49 | 23.42 | NO-ESTIMATION | NO-ESTIMATION | NO-ESTIMATION | NO-ESTIMATION | CAPACITY-FACTOR-V1
MEX | Mexico | Cupatitzio |  | MEX0006590 | 80 | 19.2688 | -102.0799 | Hydro | [5 empty] | CFE | http://base.energia.gob.mx/nacei/Archivos/3%20P%C3%A1gina%20Datos%20de%20Infraestructura/Ingl%C3%A9s/PowerPlantsRenewGE1MW_NorthAmerica_201606.xlsx | North American Cooperation on Energy Information and ComisiÃ³n Reguladora de EnergÃ­a | 1013044 | 2016 | [8 empty] | 284.71 | 266.86 | 242.97 | 245.60 | 241.99 | SOLAR-V1-NO-AGE | SOLAR-V1-NO-AGE | SOLAR-V1-NO-AGE | SOLAR-V1-NO-AGE | SOLAR-V1-NO-AGE
MEX | Mexico | Proveedora de Electricidad de Occidente |  | MEX0006639 | 19 | 19.2910 | -102.7738 | Hydro | [5 empty] | INERE | http://base.energia.gob.mx/nacei/Archivos/3%20P%C3%A1gina%20Datos%20de%20Infraestructura/Ingl%C3%A9s/PowerPlantsRenewGE1MW_NorthAmerica_201606.xlsx | North American Cooperation on Energy Information and ComisiÃ³n Reguladora de EnergÃ­a |  | 2016 | [8 empty] | 73.07 | 67.53 | 70.08 | 64.98 | 65.28 | NO-ESTIMATION | NO-ESTIMATION | NO-ESTIMATION | NO-ESTIMATION | CAPACITY-FACTOR-V1
MEX | Mexico | Zumpimito |  | MEX0006567 | 8.4 | 19.3607 | -102.0697 | Hydro | [5 empty] | CFE | http://base.energia.gob.mx/nacei/Archivos/3%20P%C3%A1gina%20Datos%20de%20Infraestructura/Ingl%C3%A9s/PowerPlantsRenewGE1MW_NorthAmerica_201606.xlsx | North American Cooperation on Energy Information and ComisiÃ³n Reguladora de EnergÃ­a | 1013179 | 2016 | [8 empty] | 26.19 | 22.00 | 22.16 | 22.22 | 22.16 | SOLAR-V1-NO-AGE | SOLAR-V1-NO-AGE | SOLAR-V1-NO-AGE | SOLAR-V1-NO-AGE | SOLAR-V1-NO-AGE
MEX | Mexico | Texolo |  | MEX0006556 | 1.6 | 19.4023 | -96.9936 | Hydro | [5 empty] | CFE | http://base.energia.gob.mx/nacei/Archivos/3%20P%C3%A1gina%20Datos%20de%20Infraestructura/Ingl%C3%A9s/PowerPlantsRenewGE1MW_NorthAmerica_201606.xlsx | North American Cooperation on Energy Information and ComisiÃ³n Reguladora de EnergÃ­a | 1013161 | 2016 | [8 empty] | 5.27 | 4.25 | 4.51 | 4.52 | 4.51 | NO-ESTIMATION | NO-ESTIMATION | NO-ESTIMATION | NO-ESTIMATION | CAPACITY-FACTOR-V1
MEX | Mexico | San Pedro PorÃºas |  | MEX0006560 | 2.6 | 19.4026 | -101.3199 | Hydro | [5 empty] | CFE | http://base.energia.gob.mx/nacei/Archivos/3%20P%C3%A1gina%20Datos%20de%20Infraestructura/Ingl%C3%A9s/PowerPlantsRenewGE1MW_NorthAmerica_201606.xlsx | North American Cooperation on Energy Information and ComisiÃ³n Reguladora de EnergÃ­a | 1013144 | 2016 | [8 empty] | 8.48 | 6.82 | 7.24 | 7.26 | 7.24 | NO-ESTIMATION | NO-ESTIMATION | NO-ESTIMATION | NO-ESTIMATION | NO-ESTIMATION
MEX | Mexico | Tirio |  | MEX0006553 | 1.1 | 19.6297 | -101.2589 | Hydro | [5 empty] | CFE | http://base.energia.gob.mx/nacei/Archivos/3%20P%C3%A1gina%20Datos%20de%20Infraestructura/Ingl%C3%A9s/PowerPlantsRenewGE1MW_NorthAmerica_201606.xlsx | North American Cooperation on Energy Information and ComisiÃ³n Reguladora de EnergÃ­a | 1013164 | 2016 | [8 empty] | 3.33 | 2.47 | 2.80 | 2.81 | 2.8 | SOLAR-V1-NO-AGE | SOLAR-V1-NO-AGE | SOLAR-V1-NO-AGE | SOLAR-V1-NO-AGE | SOLAR-V1-NO-AGE
MEX | Mexico | Minas |  | MEX0006573 | 15 | 19.6898 | -97.1452 | Hydro | [5 empty] | CFE | http://base.energia.gob.mx/nacei/Archivos/3%20P%C3%A1gina%20Datos%20de%20Infraestructura/Ingl%C3%A9s/PowerPlantsRenewGE1MW_NorthAmerica_201606.xlsx | North American Cooperation on Energy Information and ComisiÃ³n Reguladora de EnergÃ­a | 1013105 | 2016 | [8 empty] | 51.58 | 46.73 | 39.48 | 41.89 | 43.6 | NO-ESTIMATION | NO-ESTIMATION | NO-ESTIMATION | NO-ESTIMATION | NO-ESTIMATION
MEX | Mexico | Platanal |  | MEX0006571 | 12.6 | 19.9237 | -102.2536 | Hydro | [5 empty] | CFE | http://base.energia.gob.mx/nacei/Archivos/3%20P%C3%A1gina%20Datos%20de%20Infraestructura/Ingl%C3%A9s/PowerPlantsRenewGE1MW_NorthAmerica_201606.xlsx | North American Cooperation on Energy Information and ComisiÃ³n Reguladora de EnergÃ­a | 1013120 | 2016 | [8 empty] | 47.98 | 43.28 | 39.82 | 40.79 | 40.49 | SOLAR-V1-NO-AGE | SOLAR-V1-NO-AGE | SOLAR-V1-NO-AGE | SOLAR-V1-NO-AGE | SOLAR-V1-NO-AGE
MEX | Mexico | Botello |  | MEX0006574 | 18 | 19.9266 | -101.6704 | Hydro | [5 empty] | CFE | http://base.energia.gob.mx/nacei/Archivos/3%20P%C3%A1gina%20Datos%20de%20Infraestructura/Ingl%C3%A9s/PowerPlantsRenewGE1MW_NorthAmerica_201606.xlsx | North American Cooperation on Energy Information and ComisiÃ³n Reguladora de EnergÃ­a | 1013017 | 2016 | [8 empty] | 52.68 | 45.51 | 44.04 | 44.16 | 44.04 | NO-ESTIMATION | NO-ESTIMATION | NO-ESTIMATION | NO-ESTIMATION | CAPACITY-FACTOR-V1
MEX | Mexico | CompaÃ±Ã­a de EnergÃ­a Mexicana |  | MEX0006641 | 36 | 19.9580 | -97.4453 | Hydro | [5 empty] | INERE | http://base.energia.gob.mx/nacei/Archivos/3%20P%C3%A1gina%20Datos%20de%20Infraestructura/Ingl%C3%A9s/PowerPlantsRenewGE1MW_NorthAmerica_201606.xlsx | North American Cooperation on Energy Information and ComisiÃ³n Reguladora de EnergÃ­a |  | 2016 | [8 empty] | 122.17 | 121.83 | 102.81 | 102.01 | 100.85 | NO-ESTIMATION | NO-ESTIMATION | NO-ESTIMATION | NO-ESTIMATION | NO-ESTIMATION
MEX | Mexico | Encanto |  | MEX0006570 | 10 | 19.9779 | -97.1767 | Hydro | [5 empty] | CFE | http://base.energia.gob.mx/nacei/Archivos/3%20P%C3%A1gina%20Datos%20de%20Infraestructura/Ingl%C3%A9s/PowerPlantsRenewGE1MW_NorthAmerica_201606.xlsx | North American Cooperation on Energy Information and ComisiÃ³n Reguladora de EnergÃ­a | 1013053 | 2016 | [8 empty] | 30.14 | 26.16 | 25.34 | 25.41 | 25.34 | SOLAR-V1-NO-AGE | SOLAR-V1-NO-AGE | SOLAR-V1-NO-AGE | SOLAR-V1-NO-AGE | SOLAR-V1-NO-AGE
MEX | Mexico | Lerma (Tepuxtepec) |  | MEX0006589 | 74 | 19.9825 | -100.2524 | Hydro | [5 empty] | CFE | http://base.energia.gob.mx/nacei/Archivos/3%20P%C3%A1gina%20Datos%20de%20Infraestructura/Ingl%C3%A9s/PowerPlantsRenewGE1MW_NorthAmerica_201606.xlsx | North American Cooperation on Energy Information and ComisiÃ³n Reguladora de EnergÃ­a | 1012627 | 2016 | [8 empty] | 254.32 | 271.20 | 234.33 | 230.24 | 237.71 | SOLAR-V1-NO-AGE | SOLAR-V1-NO-AGE | SOLAR-V1-NO-AGE | SOLAR-V1-NO-AGE | SOLAR-V1-NO-AGE
MEX | Mexico | Mazatepec |  | MEX0001869 | 220 | 20.0144 | -97.4062 | Hydro |  |  |  |  | CFE | CFE-CENACE | http://base.energia.gob.mx/nacei/Archivos/3%20P%C3%A1gina%20Datos%20de%20Infraestructura/Ingl%C3%A9s/PowerPlantsAllGE100MW_NorthAmerica_201606.xlsx | North American Cooperation on Energy Information and ComisiÃ³n Reguladora de EnergÃ­a | 1013100 | 2016 | [8 empty] | 644.73 | 627.45 | 522.19 | 533.54 | 510.17 | SOLAR-V1-NO-AGE | SOLAR-V1-NO-AGE | SOLAR-V1-NO-AGE | SOLAR-V1-NO-AGE | SOLAR-V1-NO-AGE
MEX | Mexico | Hidroelectrica Cajon de PeÃ±a |  | MEX0006627 | 1.2 | 20.0171 | -105.2216 | Hydro | [5 empty] | INERE | http://base.energia.gob.mx/nacei/Archivos/3%20P%C3%A1gina%20Datos%20de%20Infraestructura/Ingl%C3%A9s/PowerPlantsRenewGE1MW_NorthAmerica_201606.xlsx | North American Cooperation on Energy Information and ComisiÃ³n Reguladora de EnergÃ­a |  | 2016 | [8 empty] | 3.47 | 2.70 | 2.89 | 2.90 | 2.89 | SOLAR-V1-NO-AGE | SOLAR-V1-NO-AGE | SOLAR-V1-NO-AGE | SOLAR-V1-NO-AGE | SOLAR-V1-NO-AGE
MEX | Mexico | CompaÃ±Ã­a Electrica Carolina |  | MEX0006630 | 2.5 | 20.2048 | -100.8865 | Hydro | [5 empty] | INERE | http://base.energia.gob.mx/nacei/Archivos/3%20P%C3%A1gina%20Datos%20de%20Infraestructura/Ingl%C3%A9s/PowerPlantsRenewGE1MW_NorthAmerica_201606.xlsx | North American Cooperation on Energy Information and ComisiÃ³n Reguladora de EnergÃ­a |  | 2016 | [8 empty] | 10.22 | 9.97 | 9.66 | 9.69 | 9.66 | SOLAR-V1-NO-AGE | SOLAR-V1-NO-AGE | SOLAR-V1-NO-AGE | SOLAR-V1-NO-AGE | SOLAR-V1-NO-AGE
MEX | Mexico | Tepexic |  | MEX0006583 | 39 | 20.2100 | -97.9477 | Hydro | [5 empty] | CFE | http://base.energia.gob.mx/nacei/Archivos/3%20P%C3%A1gina%20Datos%20de%20Infraestructura/Ingl%C3%A9s/PowerPlantsRenewGE1MW_NorthAmerica_201606.xlsx | North American Cooperation on Energy Information and ComisiÃ³n Reguladora de EnergÃ­a | 1012633 | 2016 | [8 empty] | 124.74 | 119.65 | 101.37 | 115.46 | 103.88 | SOLAR-V1-NO-AGE | SOLAR-V1-NO-AGE | SOLAR-V1-NO-AGE | SOLAR-V1-NO-AGE | SOLAR-V1-NO-AGE
MEX | Mexico | Necaxa |  | MEX0001873 | 109 | 20.2171 | -97.9872 | Hydro |  |  |  |  | CFE | CFE-CENACE | http://base.energia.gob.mx/nacei/Archivos/3%20P%C3%A1gina%20Datos%20de%20Infraestructura/Ingl%C3%A9s/PowerPlantsAllGE100MW_NorthAmerica_201606.xlsx | North American Cooperation on Energy Information and ComisiÃ³n Reguladora de EnergÃ­a | 1012628 | 2016 | [8 empty] | 359.79 | 343.25 | 292.15 | 332.96 | 299.16 | NO-ESTIMATION | NO-ESTIMATION | NO-ESTIMATION | NO-ESTIMATION | CAPACITY-FACTOR-V1
MEX | Mexico | Patla |  | MEX0006582 | 37 | 20.2389 | -97.8924 | Hydro | [5 empty] | CFE | http://base.energia.gob.mx/nacei/Archivos/3%20P%C3%A1gina%20Datos%20de%20Infraestructura/Ingl%C3%A9s/PowerPlantsRenewGE1MW_NorthAmerica_201606.xlsx | North American Cooperation on Energy Information and ComisiÃ³n Reguladora de EnergÃ­a | 1012630 | 2016 | [8 empty] | 118.35 | 113.52 | 96.17 | 109.54 | 98.55 | SOLAR-V1-NO-AGE | SOLAR-V1-NO-AGE | SOLAR-V1-NO-AGE | SOLAR-V1-NO-AGE | SOLAR-V1-NO-AGE
MEX | Mexico | Puente Grande |  | MEX0006568 | 9 | 20.5769 | -103.1462 | Hydro | [5 empty] | CFE | http://base.energia.gob.mx/nacei/Archivos/3%20P%C3%A1gina%20Datos%20de%20Infraestructura/Ingl%C3%A9s/PowerPlantsRenewGE1MW_NorthAmerica_201606.xlsx | North American Cooperation on Energy Information and ComisiÃ³n Reguladora de EnergÃ­a | 1013128 | 2016 | [8 empty] | 38.38 | 40.93 | 36.48 | 37.03 | 36.66 | SOLAR-V1-NO-AGE | SOLAR-V1-NO-AGE | SOLAR-V1-NO-AGE | SOLAR-V1-NO-AGE | SOLAR-V1-NO-AGE
MEX | Mexico | Luis M. Rojas (Intermedia) |  | MEX0006564 | 5.3 | 20.6979 | -103.2700 | Hydro | [5 empty] | CFE | http://base.energia.gob.mx/nacei/Archivos/3%20P%C3%A1gina%20Datos%20de%20Infraestructura/Ingl%C3%A9s/PowerPlantsRenewGE1MW_NorthAmerica_201606.xlsx | North American Cooperation on Energy Information and ComisiÃ³n Reguladora de EnergÃ­a | 1013094 | 2016 | [8 empty] | 22.04 | 23.00 | 20.92 | 21.24 | 21.02 | NO-ESTIMATION | NO-ESTIMATION | NO-ESTIMATION | NO-ESTIMATION | CAPACITY-FACTOR-V1
MEX | Mexico | ValentÃ­n GÃ³mez FarÃ­as (Agua Prieta) |  | MEX0001867 | 240 | 20.7008 | -103.2450 | Hydro |  |  |  |  | CFE | CFE-CENACE | http://base.energia.gob.mx/nacei/Archivos/3%20P%C3%A1gina%20Datos%20de%20Infraestructura/Ingl%C3%A9s/PowerPlantsAllGE100MW_NorthAmerica_201606.xlsx | North American Cooperation on Energy Information and ComisiÃ³n Reguladora de EnergÃ­a | 1013006 | 2016 | [8 empty] | 799.76 | 824.76 | 736.57 | 750.49 | 736.57 | NO-ESTIMATION | NO-ESTIMATION | NO-ESTIMATION | NO-ESTIMATION | CAPACITY-FACTOR-V1
MEX | Mexico | Colimilla |  | MEX0006584 | 51.2 | 20.7847 | -103.3247 | Hydro | [5 empty] | CFE | http://base.energia.gob.mx/nacei/Archivos/3%20P%C3%A1gina%20Datos%20de%20Infraestructura/Ingl%C3%A9s/PowerPlantsRenewGE1MW_NorthAmerica_201606.xlsx | North American Cooperation on Energy Information and ComisiÃ³n Reguladora de EnergÃ­a | 1013036 | 2016 | [8 empty] | 181.86 | 199.97 | 172.47 | 181.59 | 173.09 | SOLAR-V1-NO-AGE | SOLAR-V1-NO-AGE | SOLAR-V1-NO-AGE | SOLAR-V1-NO-AGE | SOLAR-V1-NO-AGE
MEX | Mexico | Fernando Hiriart Balderrama (ZimapÃ¡n) |  | MEX0001865 | 292 | 20.8468 | -99.4584 | Hydro |  |  |  |  | CFE | CFE-CENACE | http://base.energia.gob.mx/nacei/Archivos/3%20P%C3%A1gina%20Datos%20de%20Infraestructura/Ingl%C3%A9s/PowerPlantsAllGE100MW_NorthAmerica_201606.xlsx | North American Cooperation on Energy Information and ComisiÃ³n Reguladora de EnergÃ­a | 1013178 | 2016 | [8 empty] | 1042.91 | 1054.35 | 968.68 | 1012.44 | 703.08 | SOLAR-V1-NO-AGE | SOLAR-V1-NO-AGE | SOLAR-V1-NO-AGE | SOLAR-V1-NO-AGE | SOLAR-V1-NO-AGE
MEX | Mexico | Manuel M. DiÃ©guez (Santa Rosa) |  | MEX0006588 | 70 | 20.9088 | -103.7059 | Hydro | [5 empty] | CFE | http://base.energia.gob.mx/nacei/Archivos/3%20P%C3%A1gina%20Datos%20de%20Infraestructura/Ingl%C3%A9s/PowerPlantsRenewGE1MW_NorthAmerica_201606.xlsx | North American Cooperation on Energy Information and ComisiÃ³n Reguladora de EnergÃ­a | 1013147 | 2016 | [8 empty] | 221.84 | 275.49 | 215.68 | 250.36 | 238.74 | NO-ESTIMATION | NO-ESTIMATION | NO-ESTIMATION | NO-ESTIMATION | CAPACITY-FACTOR-V1
MEX | Mexico | Alfredo ElÃ­as Ayub (La Yesca) |  | MEX0001859 | 750 | 21.1979 | -104.1047 | Hydro |  |  |  |  | CFE | CFE-CENACE | http://base.energia.gob.mx/nacei/Archivos/3%20P%C3%A1gina%20Datos%20de%20Infraestructura/Ingl%C3%A9s/PowerPlantsAllGE100MW_NorthAmerica_201606.xlsx | North American Cooperation on Energy Information and ComisiÃ³n Reguladora de EnergÃ­a | 1066717 | 2016 | [8 empty] | 2765.42 | 2243.90 | 2260.87 | 2189.86 | 2170.74 | NO-ESTIMATION | NO-ESTIMATION | NO-ESTIMATION | NO-ESTIMATION | CAPACITY-FACTOR-V1
MEX | Mexico | Leonardo RodrÃ­guez Alcaine (El CajÃ³n) |  | MEX0001858 | 750 | 21.4279 | -104.4507 | Hydro |  |  |  |  | CFE | CFE-CENACE | http://base.energia.gob.mx/nacei/Archivos/3%20P%C3%A1gina%20Datos%20de%20Infraestructura/Ingl%C3%A9s/PowerPlantsAllGE100MW_NorthAmerica_201606.xlsx | North American Cooperation on Energy Information and ComisiÃ³n Reguladora de EnergÃ­a | 1053379 | 2016 | [8 empty] | 2765.42 | 2243.90 | 2260.87 | 2267.06 | 2223.79 | NO-ESTIMATION | NO-ESTIMATION | NO-ESTIMATION | NO-ESTIMATION | NO-ESTIMATION
MEX | Mexico | JumatÃ¡n |  | MEX0006557 | 2.2 | 21.6526 | -105.0253 | Hydro | [5 empty] | CFE | http://base.energia.gob.mx/nacei/Archivos/3%20P%C3%A1gina%20Datos%20de%20Infraestructura/Ingl%C3%A9s/PowerPlantsRenewGE1MW_NorthAmerica_201606.xlsx | North American Cooperation on Energy Information and ComisiÃ³n Reguladora de EnergÃ­a |  | 2016 | [8 empty] | 6.98 | 5.75 | 5.93 | 5.94 | 5.93 | NO-ESTIMATION | NO-ESTIMATION | NO-ESTIMATION | NO-ESTIMATION | CAPACITY-FACTOR-V1
MEX | Mexico | Aguamilpa Solidaridad |  | MEX0001856 | 960 | 21.8395 | -104.8038 | Hydro |  |  |  |  | CFE | CFE-CENACE | http://base.energia.gob.mx/nacei/Archivos/3%20P%C3%A1gina%20Datos%20de%20Infraestructura/Ingl%C3%A9s/PowerPlantsAllGE100MW_NorthAmerica_201606.xlsx | North American Cooperation on Energy Information and ComisiÃ³n Reguladora de EnergÃ­a | 1013007 | 2016 | [8 empty] | 3528.04 | 2896.52 | 2882.21 | 2889.20 | 2881.31 | SOLAR-V1-NO-AGE | SOLAR-V1-NO-AGE | SOLAR-V1-NO-AGE | SOLAR-V1-NO-AGE | SOLAR-V1-NO-AGE
MEX | Mexico | ElectroquÃ­mica |  | MEX0006554 | 1.4 | 22.1000 | -99.1524 | Hydro | [5 empty] | CFE | http://base.energia.gob.mx/nacei/Archivos/3%20P%C3%A1gina%20Datos%20de%20Infraestructura/Ingl%C3%A9s/PowerPlantsRenewGE1MW_NorthAmerica_201606.xlsx | North American Cooperation on Energy Information and ComisiÃ³n Reguladora de EnergÃ­a | 1013052 | 2016 | [8 empty] | 4.52 | 5.03 | 5.07 | 4.85 | 3.39 | SOLAR-V1-NO-AGE | SOLAR-V1-NO-AGE | SOLAR-V1-NO-AGE | SOLAR-V1-NO-AGE | SOLAR-V1-NO-AGE
MEX | Mexico | Camilo Arriaga (El Salto) |  | MEX0006575 | 18 | 22.5881 | -99.3810 | Hydro | [5 empty] | CFE | http://base.energia.gob.mx/nacei/Archivos/3%20P%C3%A1gina%20Datos%20de%20Infraestructura/Ingl%C3%A9s/PowerPlantsRenewGE1MW_NorthAmerica_201606.xlsx | North American Cooperation on Energy Information and ComisiÃ³n Reguladora de EnergÃ­a | 1013021 | 2016 | [8 empty] | 52.59 | 47.15 | 43.38 | 42.75 | 43.42 | NO-ESTIMATION | NO-ESTIMATION | NO-ESTIMATION | NO-ESTIMATION | NO-ESTIMATION
MEX | Mexico | Primero Empresa Minera |  | MEX0006638 | 14 | 24.4633 | -105.9750 | Hydro | [5 empty] | INERE | http://base.energia.gob.mx/nacei/Archivos/3%20P%C3%A1gina%20Datos%20de%20Infraestructura/Ingl%C3%A9s/PowerPlantsRenewGE1MW_NorthAmerica_201606.xlsx | North American Cooperation on Energy Information and ComisiÃ³n Reguladora de EnergÃ­a |  | 2016 | [8 empty] | 48.86 | 49.05 | 48.36 | 41.31 | 38.17 | NO-ESTIMATION | NO-ESTIMATION | NO-ESTIMATION | NO-ESTIMATION | CAPACITY-FACTOR-V1
MEX | Mexico | RaÃºl J. Marsal (Comedero) |  | MEX0001880 | 100 | 24.5707 | -106.8084 | Hydro |  |  |  |  | CFE | CFE-CENACE | http://base.energia.gob.mx/nacei/Archivos/3%20P%C3%A1gina%20Datos%20de%20Infraestructura/Ingl%C3%A9s/PowerPlantsAllGE100MW_NorthAmerica_201606.xlsx | North American Cooperation on Energy Information and ComisiÃ³n Reguladora de EnergÃ­a | 1013133 | 2016 | [8 empty] | 333.27 | 345.44 | 310.54 | 292.61 | 281.55 | SOLAR-V1-NO-AGE | SOLAR-V1-NO-AGE | SOLAR-V1-NO-AGE | SOLAR-V1-NO-AGE | SOLAR-V1-NO-AGE
MEX | Mexico | Salvador Alvarado (Sanalona) |  | MEX0006572 | 14 | 24.8163 | -107.1513 | Hydro | [5 empty] | CFE | http://base.energia.gob.mx/nacei/Archivos/3%20P%C3%A1gina%20Datos%20de%20Infraestructura/Ingl%C3%A9s/PowerPlantsRenewGE1MW_NorthAmerica_201606.xlsx | North American Cooperation on Energy Information and ComisiÃ³n Reguladora de EnergÃ­a | 1013135 | 2016 | [8 empty] | 50.01 | 47.04 | 44.24 | 44.36 | 46.11 | NO-ESTIMATION | NO-ESTIMATION | NO-ESTIMATION | NO-ESTIMATION | CAPACITY-FACTOR-V1
MEX | Mexico | Humaya |  | MEX0006591 | 90 | 25.0971 | -107.3913 | Hydro | [5 empty] | CFE | http://base.energia.gob.mx/nacei/Archivos/3%20P%C3%A1gina%20Datos%20de%20Infraestructura/Ingl%C3%A9s/PowerPlantsRenewGE1MW_NorthAmerica_201606.xlsx | North American Cooperation on Energy Information and ComisiÃ³n Reguladora de EnergÃ­a | 1013071 | 2016 | [8 empty] | 297.84 | 330.32 | 278.05 | 279.72 | 262.63 | NO-ESTIMATION | NO-ESTIMATION | NO-ESTIMATION | NO-ESTIMATION | CAPACITY-FACTOR-V1
MEX | Mexico | Bacurato |  | MEX0006592 | 92 | 25.8537 | -107.9021 | Hydro | [5 empty] | CFE | http://base.energia.gob.mx/nacei/Archivos/3%20P%C3%A1gina%20Datos%20de%20Infraestructura/Ingl%C3%A9s/PowerPlantsRenewGE1MW_NorthAmerica_201606.xlsx | North American Cooperation on Energy Information and ComisiÃ³n Reguladora de EnergÃ­a | 1013013 | 2016 | [8 empty] | 306.61 | 288.53 | 257.75 | 250.79 | 253.64 | HYDRO-V1 | HYDRO-V1 | HYDRO-V1 | HYDRO-V1 | HYDRO-V1
MEX | Mexico | El Fuerte |  | MEX0006585 | 59.4 | 26.5073 | -108.5756 | Hydro | [5 empty] | CFE | http://base.energia.gob.mx/nacei/Archivos/3%20P%C3%A1gina%20Datos%20de%20Infraestructura/Ingl%C3%A9s/PowerPlantsRenewGE1MW_NorthAmerica_201606.xlsx | North American Cooperation on Energy Information and ComisiÃ³n Reguladora de EnergÃ­a |  | 2016 | [8 empty] | 213.56 | 296.27 | 203.49 | 198.43 | 184.23 | NO-ESTIMATION | NO-ESTIMATION | NO-ESTIMATION | NO-ESTIMATION | CAPACITY-FACTOR-V1
MEX | Mexico | FalcÃ³n |  | MEX0006580 | 31.5 | 26.5584 | -99.1694 | Hydro | [5 empty] | CFE | http://base.energia.gob.mx/nacei/Archivos/3%20P%C3%A1gina%20Datos%20de%20Infraestructura/Ingl%C3%A9s/PowerPlantsRenewGE1MW_NorthAmerica_201606.xlsx | North American Cooperation on Energy Information and ComisiÃ³n Reguladora de EnergÃ­a | 1013056 | 2016 | [8 empty] | 114.31 | 121.40 | 107.23 | 115.28 | 115.02 | NO-ESTIMATION | NO-ESTIMATION | NO-ESTIMATION | NO-ESTIMATION | CAPACITY-FACTOR-V1
MEX | Mexico | Luis Donaldo Colosio (Huites) |  | MEX0001861 | 422 | 26.8444 | -108.3687 | Hydro |  |  |  |  | CFE | CFE-CENACE | http://base.energia.gob.mx/nacei/Archivos/3%20P%C3%A1gina%20Datos%20de%20Infraestructura/Ingl%C3%A9s/PowerPlantsAllGE100MW_NorthAmerica_201606.xlsx | North American Cooperation on Energy Information and ComisiÃ³n Reguladora de EnergÃ­a | 1013038 | 2016 | [8 empty] | 1253.99 | 1346.88 | 1297.36 | 1119.54 | 1093.07 | SOLAR-V1-NO-AGE | SOLAR-V1-NO-AGE | SOLAR-V1-NO-AGE | SOLAR-V1-NO-AGE | SOLAR-V1-NO-AGE
MEX | Mexico | MocÃºzari |  | MEX0006569 | 9.6 | 27.2251 | -109.1068 | Hydro | [5 empty] | CFE | http://base.energia.gob.mx/nacei/Archivos/3%20P%C3%A1gina%20Datos%20de%20Infraestructura/Ingl%C3%A9s/PowerPlantsRenewGE1MW_NorthAmerica_201606.xlsx | North American Cooperation on Energy Information and ComisiÃ³n Reguladora de EnergÃ­a | 1013107 | 2016 | [8 empty] | 32.60 | 32.42 | 29.80 | 30.43 | 29.2 | NO-ESTIMATION | NO-ESTIMATION | NO-ESTIMATION | NO-ESTIMATION | CAPACITY-FACTOR-V1
MEX | Mexico | Boquilla |  | MEX0006578 | 25 | 27.5445 | -105.4141 | Hydro | [5 empty] | CFE | http://base.energia.gob.mx/nacei/Archivos/3%20P%C3%A1gina%20Datos%20de%20Infraestructura/Ingl%C3%A9s/PowerPlantsRenewGE1MW_NorthAmerica_201606.xlsx | North American Cooperation on Energy Information and ComisiÃ³n Reguladora de EnergÃ­a | 1013016 | 2016 | [8 empty] | 95.32 | 94.33 | 77.97 | 84.14 | 82.99 | NO-ESTIMATION | NO-ESTIMATION | NO-ESTIMATION | NO-ESTIMATION | CAPACITY-FACTOR-V1
MEX | Mexico | Colina |  | MEX0006561 | 3 | 27.5763 | -105.3820 | Hydro | [5 empty] | CFE | http://base.energia.gob.mx/nacei/Archivos/3%20P%C3%A1gina%20Datos%20de%20Infraestructura/Ingl%C3%A9s/PowerPlantsRenewGE1MW_NorthAmerica_201606.xlsx | North American Cooperation on Energy Information and ComisiÃ³n Reguladora de EnergÃ­a | 1058637 | 2016 | [8 empty] | 11.95 | 10.46 | 9.51 | 11.09 | 10.45 | SOLAR-V1-NO-AGE | SOLAR-V1-NO-AGE | SOLAR-V1-NO-AGE | SOLAR-V1-NO-AGE | SOLAR-V1-NO-AGE
MEX | Mexico | OviÃ¡chic |  | MEX0006576 | 19.2 | 27.8250 | -109.8947 | Hydro | [5 empty] | CFE | http://base.energia.gob.mx/nacei/Archivos/3%20P%C3%A1gina%20Datos%20de%20Infraestructura/Ingl%C3%A9s/PowerPlantsRenewGE1MW_NorthAmerica_201606.xlsx | North American Cooperation on Energy Information and ComisiÃ³n Reguladora de EnergÃ­a | 1013114 | 2016 | [8 empty] | 76.14 | 84.82 | 72.11 | 74.36 | 75.06 | SOLAR-V1-NO-AGE | SOLAR-V1-NO-AGE | SOLAR-V1-NO-AGE | SOLAR-V1-NO-AGE | SOLAR-V1-NO-AGE
MEX | Mexico | Plutarco ElÃ­as Calles (El Novillo) |  | MEX0001872 | 135 | 28.9780 | -109.6420 | Hydro |  |  |  |  | CFE | CFE-CENACE | http://base.energia.gob.mx/nacei/Archivos/3%20P%C3%A1gina%20Datos%20de%20Infraestructura/Ingl%C3%A9s/PowerPlantsAllGE100MW_NorthAmerica_201606.xlsx | North American Cooperation on Energy Information and ComisiÃ³n Reguladora de EnergÃ­a | 1013121 | 2016 | [8 empty] | 459.99 | 475.37 | 497.07 | 383.88 | 381.64 | NO-ESTIMATION | NO-ESTIMATION | NO-ESTIMATION | NO-ESTIMATION | CAPACITY-FACTOR-V1
MEX | Mexico | La Amistad |  | MEX0006587 | 66 | 29.4485 | -101.0602 | Hydro | [5 empty] | CFE | http://base.energia.gob.mx/nacei/Archivos/3%20P%C3%A1gina%20Datos%20de%20Infraestructura/Ingl%C3%A9s/PowerPlantsRenewGE1MW_NorthAmerica_201606.xlsx | North American Cooperation on Energy Information and ComisiÃ³n Reguladora de EnergÃ­a | 1013084 | 2016 | [8 empty] | 240.71 | 238.49 | 224.66 | 242.74 | 240.9 | NO-ESTIMATION | NO-ESTIMATION | NO-ESTIMATION | NO-ESTIMATION | CAPACITY-FACTOR-V1
MKD | Macedonia | Globocica (Crn Drim) Hydroelectric Power Plant Macedonia |  | GEODB0042704 | 42 | 41.3371 | 20.6347 | Hydro | [5 empty] | GEODB | http://globalenergyobservatory.org | GEODB | 1014456 | 2017 | [8 empty] | 119.85 | 83.90 | 121.05 | 118.42 | 80.64 | NO-ESTIMATION | NO-ESTIMATION | NO-ESTIMATION | NO-ESTIMATION | CAPACITY-FACTOR-V1
MKD | Macedonia | Tikves Hydroelectric Power Plant Macedonia |  | GEODB0042706 | 116 | 41.4035 | 21.9373 | Hydro | [5 empty] | GEODB | http://globalenergyobservatory.org | GEODB | 1014465 | 2017 | [8 empty] | 332.38 | 165.30 | 347.62 | 307.51 | 227.24 | NO-ESTIMATION | NO-ESTIMATION | NO-ESTIMATION | NO-ESTIMATION | NO-ESTIMATION
MKD | Macedonia | Spilje Hydroelectric Power Plant Macedonia |  | GEODB0042703 | 84 | 41.4936 | 20.5054 | Hydro | [5 empty] | GEODB | http://globalenergyobservatory.org | GEODB | 1014464 | 2017 | [8 empty] | 241.15 | 138.41 | 236.90 | 243.53 | 138.44 | NO-ESTIMATION | NO-ESTIMATION | NO-ESTIMATION | NO-ESTIMATION | CAPACITY-FACTOR-V1
MKD | Macedonia | Vrben Hydroelectric Power Plant Macedonia |  | GEODB0042707 | 12.8 | 41.7166 | 20.7219 | Hydro | [5 empty] | GEODB | http://globalenergyobservatory.org | GEODB | 1014467 | 2017 | [8 empty] | 31.38 | 25.07 | 32.30 | 32.38 | 25.07 | SOLAR-V1-NO-AGE | SOLAR-V1-NO-AGE | SOLAR-V1-NO-AGE | SOLAR-V1-NO-AGE | SOLAR-V1-NO-AGE
MKD | Macedonia | Vrutok Hydroelectric Power Plant Macedonia |  | GEODB0042708 | 150 | 41.7707 | 20.8377 | Hydro | [5 empty] | GEODB | http://globalenergyobservatory.org | GEODB | 1014460 | 2017 | [8 empty] | 359.78 | 276.84 | 370.57 | 371.59 | 276.84 | NO-ESTIMATION | NO-ESTIMATION | NO-ESTIMATION | NO-ESTIMATION | CAPACITY-FACTOR-V1
MKD | Macedonia | Raven Hydroelectric Power Plant Macedonia |  | GEODB0042709 | 19.2 | 41.7791 | 20.8563 | Hydro | [5 empty] | GEODB | http://globalenergyobservatory.org | GEODB | 1014462 | 2017 | [8 empty] | 47.11 | 37.65 | 48.49 | 48.62 | 37.65 | NO-ESTIMATION | NO-ESTIMATION | NO-ESTIMATION | NO-ESTIMATION | CAPACITY-FACTOR-V1
MKD | Macedonia | Kozjak Hydroelectric Power Plant Macedonia |  | GEODB0042705 | 80 | 41.8792 | 21.1921 | Hydro | [5 empty] | GEODB | http://globalenergyobservatory.org | GEODB | 1014468 | 2017 | [8 empty] | 229.75 | 130.58 | 232.92 | 226.24 | 131.89 | SOLAR-V1-NO-AGE | SOLAR-V1-NO-AGE | SOLAR-V1-NO-AGE | SOLAR-V1-NO-AGE | SOLAR-V1-NO-AGE
MKD | Macedonia | Sveta Peka Hydroelectric Power Plant Macedonia |  | GEODB0044849 | 36.4 | 41.9249 | 21.2647 | Hydro | [5 empty] | GEODB | http://globalenergyobservatory.org | GEODB |  | 2017 | [8 empty] | 103.96 | 69.92 | 105.40 | 102.36 | 69.92 | NO-ESTIMATION | NO-ESTIMATION | NO-ESTIMATION | NO-ESTIMATION | CAPACITY-FACTOR-V1
MKD | Macedonia | Matka Hydroelectric Power Plant Macedonia |  | GEODB0044851 | 9.6 | 41.9528 | 21.2982 | Hydro | [5 empty] | GEODB | http://globalenergyobservatory.org | GEODB | 1052114 | 2017 | [8 empty] | 30.16 | 21.28 | 30.54 | 29.62 | 21.28 | NO-ESTIMATION | NO-ESTIMATION | NO-ESTIMATION | NO-ESTIMATION | CAPACITY-FACTOR-V1
MKD | Macedonia | Kalimantsi Hydroelectric Power Plant Macedonia |  | GEODB0044852 | 12.6 | 41.9712 | 22.5781 | Hydro | [5 empty] | GEODB | http://globalenergyobservatory.org | GEODB |  | 2017 | [8 empty] | 40.03 | 28.54 | 36.17 | 38.19 | 25.5 | NO-ESTIMATION | NO-ESTIMATION | NO-ESTIMATION | NO-ESTIMATION | CAPACITY-FACTOR-V1
MLI | Mali | Selingue Hydroelectric Power Plant Mali |  | GEODB0042549 | 44 | 11.6383 | -8.2300 | Hydro | [5 empty] | GEODB | http://globalenergyobservatory.org | GEODB | 1016308 | 2017 | [8 empty] | 251.31 | 251.31 | 199.21 | 199.76 | 211.22 | SOLAR-V1-NO-AGE | SOLAR-V1-NO-AGE | SOLAR-V1-NO-AGE | SOLAR-V1-NO-AGE | SOLAR-V1-NO-AGE
MLI | Mali | Sotuba Hydroelectric Power Plant Mali |  | GEODB0042550 | 5.2 | 12.6379 | -7.9254 | Hydro | [5 empty] | GEODB | http://globalenergyobservatory.org | GEODB | 1016310 | 2017 | [8 empty] | 24.78 | 24.28 | 22.70 | 22.97 | 22.01 | SOLAR-V1-NO-AGE | SOLAR-V1-NO-AGE | SOLAR-V1-NO-AGE | SOLAR-V1-NO-AGE | SOLAR-V1-NO-AGE
MLI | Mali | Manantali Hydroelectric Power Plant Mali |  | GEODB0042546 | 200 | 13.1956 | -10.4289 | Hydro | [5 empty] | GEODB | http://globalenergyobservatory.org | GEODB | 1028444 | 2017 | [8 empty] | 1007.42 | 702.69 | 939.21 | 889.38 | 1007.42 | NO-ESTIMATION | NO-ESTIMATION | NO-ESTIMATION | NO-ESTIMATION | NO-ESTIMATION
MLI | Mali | Felou Hydroelectric Power Plant Mali |  | GEODB0043693 | 62.3 | 14.3582 | -11.3492 | Hydro | [5 empty] | GEODB | http://globalenergyobservatory.org | GEODB | 1066578 | 2017 | [8 empty] | 285.23 | 284.17 | 258.62 | 262.01 | 285.23 | NO-ESTIMATION | NO-ESTIMATION | NO-ESTIMATION | NO-ESTIMATION | CAPACITY-FACTOR-V1
MMR | Myanmar | Kun |  | WRI1061356 | 60 | 18.4200 | 96.3640 | Hydro |  |  |  | 2011.0 |  | Open Development Myanmar | https://opendevelopmentmyanmar.net/dataset/?id=myanmar-power-stations&search_query=P3R5cGU9ZGF0YXNldCZ0YXhvbm9teT1hbGwmc29ydGluZz1zY29yZSZxdWVyeT1wb3dlcg== | WRI |  |  |  |  | 190.0 |  |  |  |  | Open Development Myanmar | 253.03 | 171.33 | 182.22 | 258.50 | 221.11 | NO-ESTIMATION | NO-ESTIMATION | NO-ESTIMATION | NO-ESTIMATION | NO-ESTIMATION
MMR | Myanmar | Zaungtu |  | WRI1061376 | 20 | 18.4200 | 96.3870 | Hydro |  |  |  | 2000.0 |  | Open Development Myanmar | https://opendevelopmentmyanmar.net/dataset/?id=myanmar-power-stations&search_query=P3R5cGU9ZGF0YXNldCZ0YXhvbm9teT1hbGwmc29ydGluZz1zY29yZSZxdWVyeT1wb3dlcg== | WRI | 1023273 |  |  |  | 76.0 |  |  |  |  | Open Development Myanmar | 88.27 | 61.98 | 65.61 | 89.89 | 77.42 | NO-ESTIMATION | NO-ESTIMATION | NO-ESTIMATION | NO-ESTIMATION | CAPACITY-FACTOR-V1
MMR | Myanmar | Phyu Creek |  | WRI1061381 | 65 | 18.5100 | 96.3540 | Hydro |  |  |  | 2017.0 |  | Mizzima | http://www.mizzima.com/development-news/upper-paunglaung-hydropower-project-opened-sittang-river-valley | WRI | [10 empty] | 279.22 | 191.95 | 224.81 | 295.27 | 267.16 | NO-ESTIMATION | NO-ESTIMATION | NO-ESTIMATION | NO-ESTIMATION | CAPACITY-FACTOR-V1
MMR | Myanmar | Kyee ON Kyee Wa |  | WRI1061357 | 74 | 18.9000 | 96.2210 | Hydro |  |  |  | 2012.0 |  | Open Development Myanmar | https://opendevelopmentmyanmar.net/dataset/?id=myanmar-power-stations&search_query=P3R5cGU9ZGF0YXNldCZ0YXhvbm9teT1hbGwmc29ydGluZz1zY29yZSZxdWVyeT1wb3dlcg== | WRI | 1088942 |  |  |  | 370.0 |  |  |  |  | Open Development Myanmar | 343.73 | 221.49 | 258.21 | 325.20 | 279.42 | NO-ESTIMATION | NO-ESTIMATION | NO-ESTIMATION | NO-ESTIMATION | NO-ESTIMATION
MMR | Myanmar | Yeâ€°Ã›Âªnew |  | WRI1061373 | 25 | 19.0700 | 95.4420 | Hydro |  |  |  | 2007.0 |  | Open Development Myanmar | https://opendevelopmentmyanmar.net/dataset/?id=myanmar-power-stations&search_query=P3R5cGU9ZGF0YXNldCZ0YXhvbm9teT1hbGwmc29ydGluZz1zY29yZSZxdWVyeT1wb3dlcg== | WRI |  |  |  |  | 123.0 |  |  |  |  | Open Development Myanmar | 92.39 | 62.70 | 73.24 | 92.07 | 84.01 | SOLAR-V1-NO-AGE | SOLAR-V1-NO-AGE | SOLAR-V1-NO-AGE | SOLAR-V1-NO-AGE | SOLAR-V1-NO-AGE
MMR | Myanmar | Khabaung |  | WRI1061354 | 30 | 19.1600 | 96.7170 | Hydro |  |  |  | 2008.0 |  | Open Development Myanmar | https://opendevelopmentmyanmar.net/dataset/?id=myanmar-power-stations&search_query=P3R5cGU9ZGF0YXNldCZ0YXhvbm9teT1hbGwmc29ydGluZz1zY29yZSZxdWVyeT1wb3dlcg== | WRI | 1065662 |  |  |  | 120.0 |  |  |  |  | Open Development Myanmar | 116.85 | 75.86 | 89.83 | 117.17 | 102.75 | SOLAR-V1-NO-AGE | SOLAR-V1-NO-AGE | SOLAR-V1-NO-AGE | SOLAR-V1-NO-AGE | SOLAR-V1-NO-AGE
MMR | Myanmar | Baluchaung BHP (2) |  | WRI1061351 | 168 | 19.5600 | 97.3590 | Hydro |  |  |  | 1974.0 | Myanmar Electric Power Enterprise (MEPE) | Open Development Myanmar | https://opendevelopmentmyanmar.net/dataset/?id=myanmar-power-stations&search_query=P3R5cGU9ZGF0YXNldCZ0YXhvbm9teT1hbGwmc29ydGluZz1zY29yZSZxdWVyeT1wb3dlcg== | WRI | 1083647 |  |  |  | 1190.0 |  |  |  |  | Open Development Myanmar | 681.20 | 513.14 | 591.68 | 684.36 | 603.19 | NO-ESTIMATION | NO-ESTIMATION | NO-ESTIMATION | NO-ESTIMATION | NO-ESTIMATION
MMR | Myanmar | Baluchaung BHP (1) |  | WRI1061350 | 28 | 19.5700 | 97.3160 | Hydro |  |  |  | 1992.0 | Myanmar Electric Power Enterprise (MEPE) | Open Development Myanmar | https://opendevelopmentmyanmar.net/dataset/?id=myanmar-power-stations&search_query=P3R5cGU9ZGF0YXNldCZ0YXhvbm9teT1hbGwmc29ydGluZz1zY29yZSZxdWVyeT1wb3dlcg== | WRI | 1083646 |  |  |  | 200.0 |  |  |  |  | Open Development Myanmar | 119.94 | 95.26 | 108.35 | 120.48 | 110.27 | NO-ESTIMATION | NO-ESTIMATION | NO-ESTIMATION | NO-ESTIMATION | CAPACITY-FACTOR-V1
MMR | Myanmar | Shwegyin |  | WRI1061366 | 75.2 | 19.6800 | 96.2910 | Hydro |  |  |  | 2011.0 |  | Open Development Myanmar | https://opendevelopmentmyanmar.net/dataset/?id=myanmar-power-stations&search_query=P3R5cGU9ZGF0YXNldCZ0YXhvbm9teT1hbGwmc29ydGluZz1zY29yZSZxdWVyeT1wb3dlcg== | WRI | 1065663 |  |  |  | 262.0 |  |  |  |  | Open Development Myanmar | 305.77 | 243.43 | 269.36 | 324.64 | 279.21 | SOLAR-V1-NO-AGE | SOLAR-V1-NO-AGE | SOLAR-V1-NO-AGE | SOLAR-V1-NO-AGE | SOLAR-V1-NO-AGE
MMR | Myanmar | Paunglaung |  | WRI1061363 | 280 | 19.7800 | 96.3330 | Hydro |  |  |  | 2005.0 |  | Open Development Myanmar | https://opendevelopmentmyanmar.net/dataset/?id=myanmar-power-stations&search_query=P3R5cGU9ZGF0YXNldCZ0YXhvbm9teT1hbGwmc29ydGluZz1zY29yZSZxdWVyeT1wb3dlcg== | WRI | 1023259 |  |  |  | 911.0 |  |  |  |  | Open Development Myanmar | 1013.52 | 646.61 | 825.72 | 1012.13 | 880.57 | SOLAR-V1-NO-AGE | SOLAR-V1-NO-AGE | SOLAR-V1-NO-AGE | SOLAR-V1-NO-AGE | SOLAR-V1-NO-AGE
MMR | Myanmar | Mone |  | WRI1061361 | 75 | 20.4800 | 94.2550 | Hydro |  |  |  | 2004.0 |  | Open Development Myanmar | https://opendevelopmentmyanmar.net/dataset/?id=myanmar-power-stations&search_query=P3R5cGU9ZGF0YXNldCZ0YXhvbm9teT1hbGwmc29ydGluZz1zY29yZSZxdWVyeT1wb3dlcg== | WRI | 1052733 |  |  |  | 330.0 |  |  |  |  | Open Development Myanmar | 369.09 | 244.47 | 306.01 | 368.83 | 345.16 | SOLAR-V1-NO-AGE | SOLAR-V1-NO-AGE | SOLAR-V1-NO-AGE | SOLAR-V1-NO-AGE | SOLAR-V1-NO-AGE
MMR | Myanmar | KengTawn |  | WRI1061353 | 54 | 20.9100 | 97.9750 | Hydro |  |  |  | 2008.0 |  | Open Development Myanmar | https://opendevelopmentmyanmar.net/dataset/?id=myanmar-power-stations&search_query=P3R5cGU9ZGF0YXNldCZ0YXhvbm9teT1hbGwmc29ydGluZz1zY29yZSZxdWVyeT1wb3dlcg== | WRI | 1063744 |  |  |  | 378.0 |  |  |  |  | Open Development Myanmar | 230.63 | 163.69 | 188.80 | 218.46 | 200.05 | HYDRO-V1 | HYDRO-V1 | HYDRO-V1 | HYDRO-V1 | HYDRO-V1
MMR | Myanmar | Zawgyi (2) |  | WRI1061378 | 12 | 21.4000 | 86.8970 | Hydro |  |  |  | 1998.0 |  | Open Development Myanmar | https://opendevelopmentmyanmar.net/dataset/?id=myanmar-power-stations&search_query=P3R5cGU9ZGF0YXNldCZ0YXhvbm9teT1hbGwmc29ydGluZz1zY29yZSZxdWVyeT1wb3dlcg== | WRI |  |  |  |  | 30.0 |  |  |  |  | Open Development Myanmar | 49.48 | 33.73 | 42.05 | 52.27 | 45.72 | SOLAR-V1-NO-AGE | SOLAR-V1-NO-AGE | SOLAR-V1-NO-AGE | SOLAR-V1-NO-AGE | SOLAR-V1-NO-AGE
MMR | Myanmar | Zawgyi (1) |  | WRI1061377 | 18 | 21.5700 | 96.8730 | Hydro |  |  |  | 1995.0 |  | Open Development Myanmar | https://opendevelopmentmyanmar.net/dataset/?id=myanmar-power-stations&search_query=P3R5cGU9ZGF0YXNldCZ0YXhvbm9teT1hbGwmc29ydGluZz1zY29yZSZxdWVyeT1wb3dlcg== | WRI | 1023274 |  |  |  | 35.0 |  |  |  |  | Open Development Myanmar | 79.63 | 60.47 | 68.85 | 78.62 | 71.56 | SOLAR-V1-NO-AGE | SOLAR-V1-NO-AGE | SOLAR-V1-NO-AGE | SOLAR-V1-NO-AGE | SOLAR-V1-NO-AGE
MMR | Myanmar | Yeywa |  | WRI1061374 | 790 | 21.6700 | 96.4730 | Hydro |  |  |  | 2010.0 |  | Open Development Myanmar | https://opendevelopmentmyanmar.net/dataset/?id=myanmar-power-stations&search_query=P3R5cGU9ZGF0YXNldCZ0YXhvbm9teT1hbGwmc29ydGluZz1zY29yZSZxdWVyeT1wb3dlcg== | WRI | 1023270 |  |  |  | 3550.0 |  |  |  |  | Open Development Myanmar | 3271.29 | 2491.06 | 2868.12 | 3280.25 | 3001.88 | NO-ESTIMATION | NO-ESTIMATION | NO-ESTIMATION | NO-ESTIMATION | CAPACITY-FACTOR-V1
MMR | Myanmar | Kinda |  | WRI1061355 | 56 | 21.8100 | 95.5890 | Hydro |  |  |  | 1985.0 |  | Open Development Myanmar | https://opendevelopmentmyanmar.net/dataset/?id=myanmar-power-stations&search_query=P3R5cGU9ZGF0YXNldCZ0YXhvbm9teT1hbGwmc29ydGluZz1zY29yZSZxdWVyeT1wb3dlcg== | WRI | 1023229 |  |  |  | 165.0 |  |  |  |  | Open Development Myanmar | 217.28 | 140.76 | 166.83 | 217.87 | 190.95 | NO-ESTIMATION | NO-ESTIMATION | NO-ESTIMATION | NO-ESTIMATION | CAPACITY-FACTOR-V1
MMR | Myanmar | Sedawgyi |  | WRI1061364 | 25 | 22.3500 | 96.3230 | Hydro |  |  |  | 1989.0 |  | Open Development Myanmar | https://opendevelopmentmyanmar.net/dataset/?id=myanmar-power-stations&search_query=P3R5cGU9ZGF0YXNldCZ0YXhvbm9teT1hbGwmc29ydGluZz1zY29yZSZxdWVyeT1wb3dlcg== | WRI | 1023261 |  |  |  | 134.0 |  |  |  |  | Open Development Myanmar | 108.33 | 78.36 | 91.72 | 108.63 | 100.01 | NO-ESTIMATION | NO-ESTIMATION | NO-ESTIMATION | NO-ESTIMATION | NO-ESTIMATION
MMR | Myanmar | Thaphanseik |  | WRI1061370 | 30 | 23.3100 | 95.3580 | Hydro |  |  |  | 2002.0 |  | Open Development Myanmar | https://opendevelopmentmyanmar.net/dataset/?id=myanmar-power-stations&search_query=P3R5cGU9ZGF0YXNldCZ0YXhvbm9teT1hbGwmc29ydGluZz1zY29yZSZxdWVyeT1wb3dlcg== | WRI | 1052732 |  |  |  | 117.0 |  |  |  |  | Open Development Myanmar | 126.00 | 91.27 | 107.61 | 126.35 | 115.65 | SOLAR-V1-NO-AGE | SOLAR-V1-NO-AGE | SOLAR-V1-NO-AGE | SOLAR-V1-NO-AGE | SOLAR-V1-NO-AGE
MMR | Myanmar | Shweli (1) |  | WRI1061367 | 600 | 23.7000 | 97.5070 | Hydro |  |  |  | 2008.0 |  | Open Development Myanmar | https://opendevelopmentmyanmar.net/dataset/?id=myanmar-power-stations&search_query=P3R5cGU9ZGF0YXNldCZ0YXhvbm9teT1hbGwmc29ydGluZz1zY29yZSZxdWVyeT1wb3dlcg== | WRI | 1058259 |  |  |  | 4022.0 |  |  |  |  | Open Development Myanmar | 2457.83 | 1850.11 | 2153.12 | 2474.77 | 2270.44 | NO-ESTIMATION | NO-ESTIMATION | NO-ESTIMATION | NO-ESTIMATION | CAPACITY-FACTOR-V1
MMR | Myanmar | Tarpein-1 |  | WRI1061368 | 240 | 24.4200 | 97.5250 | Hydro |  |  |  | 2011.0 |  | Open Development Myanmar | https://opendevelopmentmyanmar.net/dataset/?id=myanmar-power-stations&search_query=P3R5cGU9ZGF0YXNldCZ0YXhvbm9teT1hbGwmc29ydGluZz1zY29yZSZxdWVyeT1wb3dlcg== | WRI | 1069160 |  |  |  | 1065.0 |  |  |  |  | Open Development Myanmar | 1136.99 | 689.25 | 875.60 | 1000.82 | 919.05 | HYDRO-V1 | HYDRO-V1 | HYDRO-V1 | HYDRO-V1 | HYDRO-V1
MNE | Montenegro | Perucica Hydroelectric Power Plant Montenegro |  | GEODB0042687 | 307 | 42.6718 | 18.9951 | Hydro | [5 empty] | GEODB | http://globalenergyobservatory.org | GEODB | 1015538 | 2017 | [8 empty] | 1075.19 | 700.55 | 874.56 | 702.47 | 485.98 | SOLAR-V1-NO-AGE | SOLAR-V1-NO-AGE | SOLAR-V1-NO-AGE | SOLAR-V1-NO-AGE | SOLAR-V1-NO-AGE
MNE | Montenegro | Piva (Mratinje) Hydroelectric Power Plant Montenegro |  | GEODB0042686 | 360 | 43.2725 | 18.8422 | Hydro | [5 empty] | GEODB | http://globalenergyobservatory.org | GEODB | 1015539 | 2017 |  |  |  | 791.413 | 359.559 |  |  | JRC-PPDB-OPEN | 1029.98 | 652.29 | 861.69 | 654.08 | 200.37 | SOLAR-V1-NO-AGE | SOLAR-V1-NO-AGE | SOLAR-V1-NO-AGE | SOLAR-V1-NO-AGE | SOLAR-V1-NO-AGE
MOZ | Mozambique | Cahora Bassa |  | WRI1000110 | 2075 | -15.5859 | 32.7047 | Hydro |  |  |  | 1974.0 |  | Hydropower Resources Statistical Database in Africa | http://afrec-energy.org/En/administration/hydro/index.php | GEODB | 1018368 | [13 empty] | 13243.7 | SOLAR-V1-NO-AGE | SOLAR-V1-NO-AGE | SOLAR-V1-NO-AGE | SOLAR-V1-NO-AGE | SOLAR-V1-NO-AGE
MOZ | Mozambique | Chicamba |  | WRI1000111 | 44 | -19.1557 | 33.1450 | Hydro |  |  |  | 1959.0 |  | Hydropower Resources Statistical Database in Africa | http://afrec-energy.org/En/administration/hydro/index.php | GEODB | 1014575 | [9 empty] | 103.62 | 101.42 | 110.28 | 103.91 | 114.52 | SOLAR-V1-NO-AGE | SOLAR-V1-NO-AGE | SOLAR-V1-NO-AGE | SOLAR-V1-NO-AGE | SOLAR-V1-NO-AGE
MOZ | Mozambique | Corumana |  | WRI1000112 | 166 | -25.2185 | 32.1342 | Hydro |  |  |  | 1988.0 |  | Hydropower Resources Statistical Database in Africa | http://afrec-energy.org/En/administration/hydro/index.php | GEODB | 1014576 | [9 empty] | 485.18 | 440.00 | 518.92 | 341.94 | 438.36 | NO-ESTIMATION | NO-ESTIMATION | NO-ESTIMATION | NO-ESTIMATION | CAPACITY-FACTOR-V1
MUS | Mauritius | Tamarin Falls |  | WRI1023128 | 11.383 | -20.3425 | 57.4614 | Hydro | [5 empty] | African Development Bank Group | http://powerafrica.opendataforafrica.org | Power Africa | 1011889 | [13 empty] | 16.84 | NO-ESTIMATION | NO-ESTIMATION | NO-ESTIMATION | NO-ESTIMATION | CAPACITY-FACTOR-V1
MUS | Mauritius | Ferney |  | WRI1023116 | 10 | -20.3611 | 57.6978 | Hydro | [5 empty] | African Development Bank Group | http://powerafrica.opendataforafrica.org | Power Africa | 1042003 | [13 empty] | 14.79 | NO-ESTIMATION | NO-ESTIMATION | NO-ESTIMATION | NO-ESTIMATION | CAPACITY-FACTOR-V1
MUS | Mauritius | Champagne Mauritius |  | WRI1023113 | 30 | -20.3655 | 57.6782 | Hydro | [5 empty] | African Development Bank Group | http://powerafrica.opendataforafrica.org | Power Africa | 1011884 | [13 empty] | 44.38 | SOLAR-V1-NO-AGE | SOLAR-V1-NO-AGE | SOLAR-V1-NO-AGE | SOLAR-V1-NO-AGE | SOLAR-V1-NO-AGE
MWI | Malawi | Tedzani Falls |  | WRI1023105 | 91.6 | -15.5500 | 34.7833 | Hydro | [5 empty] | African Development Bank Group | http://powerafrica.opendataforafrica.org | Power Africa | 1014347 | [9 empty] | 373.56 | 373.56 | 424.27 | 422.19 | 421.04 | SOLAR-V1-NO-AGE | SOLAR-V1-NO-AGE | SOLAR-V1-NO-AGE | SOLAR-V1-NO-AGE | SOLAR-V1-NO-AGE
MWI | Malawi | Nkula |  | WRI1023104 | 124 | -15.5580 | 34.7870 | Hydro | [5 empty] | African Development Bank Group | http://powerafrica.opendataforafrica.org | Power Africa | 1014346¦1063550 | [9 empty] | 492.03 | 492.03 | 560.67 | 557.82 | 556.3 | SOLAR-V1-NO-AGE | SOLAR-V1-NO-AGE | SOLAR-V1-NO-AGE | SOLAR-V1-NO-AGE | SOLAR-V1-NO-AGE
MWI | Malawi | Kapichira |  | WRI1023102 | 128 | -15.8957 | 34.7538 | Hydro | [5 empty] | African Development Bank Group | http://powerafrica.opendataforafrica.org | Power Africa | 1014340 | [9 empty] | 524.98 | 547.04 | 578.76 | 575.82 | 574.24 | HYDRO-V1 | HYDRO-V1 | HYDRO-V1 | HYDRO-V1 | HYDRO-V1
MYS | Malaysia | Batang Al |  | WRI1000280 | 103 | 1.1472 | 111.8743 | Hydro | [5 empty] | Penisular Malaysia Electricity Supply Company | http://www.st.gov.my/index.php/component/k2/item/606-peninsular-malaysia-electricity-supply-industry-outlook-2014.html | GEODB | 1028018 | [9 empty] | 321.64 | 311.96 | 321.87 | 382.42 | 314.31 | NO-ESTIMATION | NO-ESTIMATION | NO-ESTIMATION | NO-ESTIMATION | CAPACITY-FACTOR-V1
MYS | Malaysia | SG. Piah Lower |  | WRI1000235 | 54 | 4.3945 | 101.1947 | Hydro | [5 empty] | Penisular Malaysia Electricity Supply Company | http://www.st.gov.my/index.php/component/k2/item/606-peninsular-malaysia-electricity-supply-industry-outlook-2014.html | CARMA | [10 empty] | 150.98 | 150.98 | 150.98 | 166.08 | 135.92 | NO-ESTIMATION | NO-ESTIMATION | NO-ESTIMATION | NO-ESTIMATION | CAPACITY-FACTOR-V1
MYS | Malaysia | Kenyir |  | WRI1000239 | 400 | 5.0229 | 102.9109 | Hydro | [5 empty] | Penisular Malaysia Electricity Supply Company | http://www.st.gov.my/index.php/component/k2/item/606-peninsular-malaysia-electricity-supply-industry-outlook-2014.html | GEODB | 1046865 | [9 empty] | 966.16 | 958.63 | 948.99 | 1232.27 | 919.77 | NO-ESTIMATION | NO-ESTIMATION | NO-ESTIMATION | NO-ESTIMATION | NO-ESTIMATION
MYS | Malaysia | Tenom Pangi |  | WRI1000273 | 66 | 5.1333 | 115.9500 | Hydro | [5 empty] | Penisular Malaysia Electricity Supply Company | http://www.st.gov.my/index.php/component/k2/item/606-peninsular-malaysia-electricity-supply-industry-outlook-2014.html | CARMA | 1061303 | [9 empty] | 218.24 | 199.10 | 195.41 | 211.88 | 209.08 | SOLAR-V1-NO-AGE | SOLAR-V1-NO-AGE | SOLAR-V1-NO-AGE | SOLAR-V1-NO-AGE | SOLAR-V1-NO-AGE
MYS | Malaysia | Hulu Terengganu |  | WRI1000283 | 250 | 5.1545 | 102.6054 | Hydro | [5 empty] | Penisular Malaysia Electricity Supply Company | http://www.st.gov.my/index.php/component/k2/item/606-peninsular-malaysia-electricity-supply-industry-outlook-2014.html | GEODB | [10 empty] | 561.94 | 561.94 | 561.94 | 647.54 | 508.21 | SOLAR-V1-NO-AGE | SOLAR-V1-NO-AGE | SOLAR-V1-NO-AGE | SOLAR-V1-NO-AGE | SOLAR-V1-NO-AGE
MYS | Malaysia | Kenering |  | WRI1000232 | 120 | 5.2153 | 101.0980 | Hydro | [5 empty] | Penisular Malaysia Electricity Supply Company | http://www.st.gov.my/index.php/component/k2/item/606-peninsular-malaysia-electricity-supply-industry-outlook-2014.html | GEODB | 1031179 | [9 empty] | 339.09 | 481.59 | 362.97 | 407.20 | 417.72 | NO-ESTIMATION | NO-ESTIMATION | NO-ESTIMATION | NO-ESTIMATION | CAPACITY-FACTOR-V1
MYS | Malaysia | Temenggor |  | WRI1000237 | 348 | 5.4070 | 101.3010 | Hydro | [5 empty] | Penisular Malaysia Electricity Supply Company | http://www.st.gov.my/index.php/component/k2/item/606-peninsular-malaysia-electricity-supply-industry-outlook-2014.html | GEODB | 1031210 | [9 empty] | 899.51 | 902.25 | 909.06 | 1042.15 | 862.07 | SOLAR-V1-NO-AGE | SOLAR-V1-NO-AGE | SOLAR-V1-NO-AGE | SOLAR-V1-NO-AGE | SOLAR-V1-NO-AGE
MYS | Malaysia | Bersia |  | WRI1000233 | 48 | 5.4297 | 101.2092 | Hydro | [5 empty] | Penisular Malaysia Electricity Supply Company | http://www.st.gov.my/index.php/component/k2/item/606-peninsular-malaysia-electricity-supply-industry-outlook-2014.html | GEODB | 1031175 | [9 empty] | 149.01 | 148.31 | 149.25 | 154.65 | 149.92 | NO-ESTIMATION | NO-ESTIMATION | NO-ESTIMATION | NO-ESTIMATION | CAPACITY-FACTOR-V1
MYS | Malaysia | Pergau |  | WRI1000238 | 600 | 5.6250 | 101.7031 | Hydro | [5 empty] | Penisular Malaysia Electricity Supply Company | http://www.st.gov.my/index.php/component/k2/item/606-peninsular-malaysia-electricity-supply-industry-outlook-2014.html | GEODB | 1031191 | [9 empty] | 1402.86 | 1402.86 | 1402.86 | 1541.07 | 1206.72 | SOLAR-V1-NO-AGE | SOLAR-V1-NO-AGE | SOLAR-V1-NO-AGE | SOLAR-V1-NO-AGE | SOLAR-V1-NO-AGE
NAM | Namibia | Ruacana |  | WRI1023133 | 240 | -17.3861 | 14.2137 | Hydro | [5 empty] | African Development Bank Group | http://powerafrica.opendataforafrica.org | Power Africa | 1023340 | [9 empty] | 919.38 | 923.59 | 931.06 | 986.99 | 1071.45 | NO-ESTIMATION | NO-ESTIMATION | NO-ESTIMATION | NO-ESTIMATION | CAPACITY-FACTOR-V1
NGA | Nigeria | Jebba |  | WRI1000037 | 540 | 9.1380 | 4.7883 | Hydro |  |  |  |  | Government of Nigeria | Sarafinchin | http://www.sarafinchin.com/index.php/projects/africa/kainji-and-jebba-dams-niger-river-nigeria/ | GEODB | 1023941 | [13 empty] | 1981.84 | NO-ESTIMATION | NO-ESTIMATION | NO-ESTIMATION | NO-ESTIMATION | CAPACITY-FACTOR-V1
NGA | Nigeria | Kainji |  | WRI1000036 | 760 | 9.8641 | 4.6124 | Hydro |  |  |  |  | Government of Nigeria | Sarafinchin | http://www.sarafinchin.com/index.php/projects/africa/kainji-and-jebba-dams-niger-river-nigeria/ | GEODB | 1023942 | [13 empty] | 2789.25 | NO-ESTIMATION | NO-ESTIMATION | NO-ESTIMATION | NO-ESTIMATION | CAPACITY-FACTOR-V1
NGA | Nigeria | Shiroro |  | WRI1000035 | 600 | 9.9724 | 6.8353 | Hydro |  |  |  |  | Government of Nigeria | Sarafinchin | http://www.sarafinchin.com/index.php/projects/africa/kainji-and-jebba-dams-niger-river-nigeria/ | GEODB | 1023945 | [9 empty] | 1721.79 | 2093.69 | 2151.78 | 2442.32 | 2631.64 | NO-ESTIMATION | NO-ESTIMATION | NO-ESTIMATION | NO-ESTIMATION | CAPACITY-FACTOR-V1
NIC | Nicaragua | Carlos Fonesca (Santa Barbara) Hydroelectric Power Plant Nicaragua |  | GEODB0043592 | 54.4 | 12.7158 | -86.2798 | Hydro | [5 empty] | GEODB | http://globalenergyobservatory.org | GEODB |  | 2017 | [8 empty] | 181.75 | 149.79 | 175.34 | 118.61 | 136.04 | NO-ESTIMATION | NO-ESTIMATION | NO-ESTIMATION | NO-ESTIMATION | NO-ESTIMATION
NIC | Nicaragua | Centroamerica Hydroelectric Power Plant Nicaragua |  | GEODB0043591 | 50 | 13.1068 | -86.0516 | Hydro | [5 empty] | GEODB | http://globalenergyobservatory.org | GEODB | 1019630 | 2017 | [8 empty] | 204.67 | 137.46 | 145.92 | 106.89 | 129.25 | NO-ESTIMATION | NO-ESTIMATION | NO-ESTIMATION | NO-ESTIMATION | CAPACITY-FACTOR-V1
NOR | Norway | Laudal |  | WRI1003314 | 38 | 58.2450 | 7.5141 | Hydro | [5 empty] | ENTSOE | https://transparency.entsoe.eu/generation/r2/installedCapacityPerProductionUnit/show?name=&defaultValue=true&viewType=TABLE&areaType=BZN&atch=false&dateTime.dateTime=01.01.2016+00:00¦UTC¦YEAR&area.values=CTY¦10YNO-0--------C!BZN¦10YNO-1--------2&productionType.values=B01&productionType.values=B02&productionType.values=B03&productionType.values=B04&productionType.values=B05&productionType.values=B06&productionType.values=B07&productionType.values=B08&productionType.values=B09&productionType.values=B10&productionType.values=B11&productionType.values=B12&productionType.values=B13&productionType.values=B14&productionType.values=B20&productionType.values=B15&productionType.values=B16&productionType.values=B17&productionType.values=B18&productionType.values=B19&DataTables_Table_0_length=521 | WRI | 1032968 | [9 empty] | 162.86 | 166.31 | 166.31 | 159.80 | 167.11 | SOLAR-V1-NO-AGE | SOLAR-V1-NO-AGE | SOLAR-V1-NO-AGE | SOLAR-V1-NO-AGE | SOLAR-V1-NO-AGE
NOR | Norway | Ana-Sira |  | WRI1003002 | 183 | 58.2950 | 6.4531 | Hydro | [5 empty] | ENTSOE | https://transparency.entsoe.eu/generation/r2/installedCapacityPerProductionUnit/show?name=&defaultValue=true&viewType=TABLE&areaType=BZN&atch=false&dateTime.dateTime=01.01.2016+00:00¦UTC¦YEAR&area.values=CTY¦10YNO-0--------C!BZN¦10YNO-1--------2&productionType.values=B01&productionType.values=B02&productionType.values=B03&productionType.values=B04&productionType.values=B05&productionType.values=B06&productionType.values=B07&productionType.values=B08&productionType.values=B09&productionType.values=B10&productionType.values=B11&productionType.values=B12&productionType.values=B13&productionType.values=B14&productionType.values=B20&productionType.values=B15&productionType.values=B16&productionType.values=B17&productionType.values=B18&productionType.values=B19&DataTables_Table_0_length=477 | WRI | 1028891 | [9 empty] | 768.75 | 779.03 | 757.60 | 718.35 | 723.12 | SOLAR-V1-NO-AGE | SOLAR-V1-NO-AGE | SOLAR-V1-NO-AGE | SOLAR-V1-NO-AGE | SOLAR-V1-NO-AGE
NOR | Norway | Steinsfoss |  | WRI1003528 | 125 | 58.3002 | 7.9675 | Hydro | [5 empty] | ENTSOE | https://transparency.entsoe.eu/generation/r2/installedCapacityPerProductionUnit/show?name=&defaultValue=true&viewType=TABLE&areaType=BZN&atch=false&dateTime.dateTime=01.01.2016+00:00¦UTC¦YEAR&area.values=CTY¦10YNO-0--------C!BZN¦10YNO-1--------2&productionType.values=B01&productionType.values=B02&productionType.values=B03&productionType.values=B04&productionType.values=B05&productionType.values=B06&productionType.values=B07&productionType.values=B08&productionType.values=B09&productionType.values=B10&productionType.values=B11&productionType.values=B12&productionType.values=B13&productionType.values=B14&productionType.values=B20&productionType.values=B15&productionType.values=B16&productionType.values=B17&productionType.values=B18&productionType.values=B19&DataTables_Table_0_length=485 | WRI | 1021392 | [9 empty] | 572.23 | 507.19 | 510.02 | 592.18 | 526.17 | NO-ESTIMATION | NO-ESTIMATION | NO-ESTIMATION | NO-ESTIMATION | CAPACITY-FACTOR-V1
NOR | Norway | Jossingfjord |  | WRI1003256 | 7 | 58.3258 | 6.3517 | Hydro | [5 empty] | ENTSOE | https://transparency.entsoe.eu/generation/r2/installedCapacityPerProductionUnit/show?name=&defaultValue=true&viewType=TABLE&areaType=BZN&atch=false&dateTime.dateTime=01.01.2016+00:00¦UTC¦YEAR&area.values=CTY¦10YNO-0--------C!BZN¦10YNO-1--------2&productionType.values=B01&productionType.values=B02&productionType.values=B03&productionType.values=B04&productionType.values=B05&productionType.values=B06&productionType.values=B07&productionType.values=B08&productionType.values=B09&productionType.values=B10&productionType.values=B11&productionType.values=B12&productionType.values=B13&productionType.values=B14&productionType.values=B20&productionType.values=B15&productionType.values=B16&productionType.values=B17&productionType.values=B18&productionType.values=B19&DataTables_Table_0_length=584 | WRI | 1105683 | [9 empty] | 25.99 | 24.18 | 24.18 | 24.25 | 24.18 | NO-ESTIMATION | NO-ESTIMATION | NO-ESTIMATION | NO-ESTIMATION | NO-ESTIMATION
NOR | Norway | Nomeland |  | WRI1003391 | 56 | 58.3567 | 7.9045 | Hydro | [5 empty] | ENTSOE | https://transparency.entsoe.eu/generation/r2/installedCapacityPerProductionUnit/show?name=&defaultValue=true&viewType=TABLE&areaType=BZN&atch=false&dateTime.dateTime=01.01.2016+00:00¦UTC¦YEAR&area.values=CTY¦10YNO-0--------C!BZN¦10YNO-1--------2&productionType.values=B01&productionType.values=B02&productionType.values=B03&productionType.values=B04&productionType.values=B05&productionType.values=B06&productionType.values=B07&productionType.values=B08&productionType.values=B09&productionType.values=B10&productionType.values=B11&productionType.values=B12&productionType.values=B13&productionType.values=B14&productionType.values=B20&productionType.values=B15&productionType.values=B16&productionType.values=B17&productionType.values=B18&productionType.values=B19&DataTables_Table_0_length=504 | WRI | 1021390 | [9 empty] | 276.92 | 246.82 | 248.09 | 285.91 | 254.97 | NO-ESTIMATION | NO-ESTIMATION | NO-ESTIMATION | NO-ESTIMATION | NO-ESTIMATION
NOR | Norway | Lindland |  | WRI1003321 | 24 | 58.3588 | 6.3034 | Hydro | [5 empty] | ENTSOE | https://transparency.entsoe.eu/generation/r2/installedCapacityPerProductionUnit/show?name=&defaultValue=true&viewType=TABLE&areaType=BZN&atch=false&dateTime.dateTime=01.01.2016+00:00¦UTC¦YEAR&area.values=CTY¦10YNO-0--------C!BZN¦10YNO-1--------2&productionType.values=B01&productionType.values=B02&productionType.values=B03&productionType.values=B04&productionType.values=B05&productionType.values=B06&productionType.values=B07&productionType.values=B08&productionType.values=B09&productionType.values=B10&productionType.values=B11&productionType.values=B12&productionType.values=B13&productionType.values=B14&productionType.values=B20&productionType.values=B15&productionType.values=B16&productionType.values=B17&productionType.values=B18&productionType.values=B19&DataTables_Table_0_length=539 | WRI | 1051228 | [9 empty] | 109.29 | 109.48 | 109.14 | 113.24 | 106.77 | NO-ESTIMATION | NO-ESTIMATION | NO-ESTIMATION | NO-ESTIMATION | NO-ESTIMATION
NOR | Norway | Iveland |  | WRI1003249 | 53 | 58.3904 | 7.8944 | Hydro | [5 empty] | ENTSOE | https://transparency.entsoe.eu/generation/r2/installedCapacityPerProductionUnit/show?name=&defaultValue=true&viewType=TABLE&areaType=BZN&atch=false&dateTime.dateTime=01.01.2016+00:00¦UTC¦YEAR&area.values=CTY¦10YNO-0--------C!BZN¦10YNO-1--------2&productionType.values=B01&productionType.values=B02&productionType.values=B03&productionType.values=B04&productionType.values=B05&productionType.values=B06&productionType.values=B07&productionType.values=B08&productionType.values=B09&productionType.values=B10&productionType.values=B11&productionType.values=B12&productionType.values=B13&productionType.values=B14&productionType.values=B20&productionType.values=B15&productionType.values=B16&productionType.values=B17&productionType.values=B18&productionType.values=B19&DataTables_Table_0_length=506 | WRI | 1021389¦1100167 | [9 empty] | 262.09 | 233.60 | 234.80 | 270.60 | 241.31 | NO-ESTIMATION | NO-ESTIMATION | NO-ESTIMATION | NO-ESTIMATION | CAPACITY-FACTOR-V1
NOR | Norway | Rygene |  | WRI1003465 | 65 | 58.4062 | 8.6377 | Hydro | [5 empty] | ENTSOE | https://transparency.entsoe.eu/generation/r2/installedCapacityPerProductionUnit/show?name=&defaultValue=true&viewType=TABLE&areaType=BZN&atch=false&dateTime.dateTime=01.01.2016+00:00¦UTC¦YEAR&area.values=CTY¦10YNO-0--------C!BZN¦10YNO-1--------2&productionType.values=B01&productionType.values=B02&productionType.values=B03&productionType.values=B04&productionType.values=B05&productionType.values=B06&productionType.values=B07&productionType.values=B08&productionType.values=B09&productionType.values=B10&productionType.values=B11&productionType.values=B12&productionType.values=B13&productionType.values=B14&productionType.values=B20&productionType.values=B15&productionType.values=B16&productionType.values=B17&productionType.values=B18&productionType.values=B19&DataTables_Table_0_length=499 | WRI | 1010505 | [9 empty] | 309.40 | 295.89 | 301.39 | 311.25 | 289.91 | SOLAR-V1-NO-AGE | SOLAR-V1-NO-AGE | SOLAR-V1-NO-AGE | SOLAR-V1-NO-AGE | SOLAR-V1-NO-AGE
NOR | Norway | Bjelland |  | WRI1003036 | 70 | 58.4068 | 7.5282 | Hydro | [5 empty] | ENTSOE | https://transparency.entsoe.eu/generation/r2/installedCapacityPerProductionUnit/show?name=&defaultValue=true&viewType=TABLE&areaType=BZN&atch=false&dateTime.dateTime=01.01.2016+00:00¦UTC¦YEAR&area.values=CTY¦10YNO-0--------C!BZN¦10YNO-1--------2&productionType.values=B01&productionType.values=B02&productionType.values=B03&productionType.values=B04&productionType.values=B05&productionType.values=B06&productionType.values=B07&productionType.values=B08&productionType.values=B09&productionType.values=B10&productionType.values=B11&productionType.values=B12&productionType.values=B13&productionType.values=B14&productionType.values=B20&productionType.values=B15&productionType.values=B16&productionType.values=B17&productionType.values=B18&productionType.values=B19&DataTables_Table_0_length=495 | WRI | 1032964 | [9 empty] | 300.51 | 306.87 | 306.87 | 294.88 | 308.34 | NO-ESTIMATION | NO-ESTIMATION | NO-ESTIMATION | NO-ESTIMATION | NO-ESTIMATION
NOR | Norway | Honnefoss |  | WRI1003229 | 4 | 58.4190 | 6.1095 | Hydro | [5 empty] | ENTSOE | https://transparency.entsoe.eu/generation/r2/installedCapacityPerProductionUnit/show?name=&defaultValue=true&viewType=TABLE&areaType=BZN&atch=false&dateTime.dateTime=01.01.2016+00:00¦UTC¦YEAR&area.values=CTY¦10YNO-0--------C!BZN¦10YNO-1--------2&productionType.values=B01&productionType.values=B02&productionType.values=B03&productionType.values=B04&productionType.values=B05&productionType.values=B06&productionType.values=B07&productionType.values=B08&productionType.values=B09&productionType.values=B10&productionType.values=B11&productionType.values=B12&productionType.values=B13&productionType.values=B14&productionType.values=B20&productionType.values=B15&productionType.values=B16&productionType.values=B17&productionType.values=B18&productionType.values=B19&DataTables_Table_0_length=621 | WRI | 1090982 | [9 empty] | 14.73 | 13.75 | 13.75 | 13.79 | 13.75 | SOLAR-V1-NO-AGE | SOLAR-V1-NO-AGE | SOLAR-V1-NO-AGE | SOLAR-V1-NO-AGE | SOLAR-V1-NO-AGE
NOR | Norway | Haukland |  | WRI1003196 | 6 | 58.4651 | 6.5443 | Hydro | [5 empty] | ENTSOE | https://transparency.entsoe.eu/generation/r2/installedCapacityPerProductionUnit/show?name=&defaultValue=true&viewType=TABLE&areaType=BZN&atch=false&dateTime.dateTime=01.01.2016+00:00¦UTC¦YEAR&area.values=CTY¦10YNO-0--------C!BZN¦10YNO-1--------2&productionType.values=B01&productionType.values=B02&productionType.values=B03&productionType.values=B04&productionType.values=B05&productionType.values=B06&productionType.values=B07&productionType.values=B08&productionType.values=B09&productionType.values=B10&productionType.values=B11&productionType.values=B12&productionType.values=B13&productionType.values=B14&productionType.values=B20&productionType.values=B15&productionType.values=B16&productionType.values=B17&productionType.values=B18&productionType.values=B19&DataTables_Table_0_length=597 | WRI | 1090981 | [9 empty] | 19.89 | 18.34 | 18.34 | 18.39 | 18.34 | SOLAR-V1-NO-AGE | SOLAR-V1-NO-AGE | SOLAR-V1-NO-AGE | SOLAR-V1-NO-AGE | SOLAR-V1-NO-AGE
NOR | Norway | Hylen |  | WRI1003243 | 190 | 58.4653 | 6.5440 | Hydro | [5 empty] | ENTSOE | https://transparency.entsoe.eu/generation/r2/installedCapacityPerProductionUnit/show?name=&defaultValue=true&viewType=TABLE&areaType=BZN&atch=false&dateTime.dateTime=01.01.2016+00:00¦UTC¦YEAR&area.values=CTY¦10YNO-0--------C!BZN¦10YNO-1--------2&productionType.values=B01&productionType.values=B02&productionType.values=B03&productionType.values=B04&productionType.values=B05&productionType.values=B06&productionType.values=B07&productionType.values=B08&productionType.values=B09&productionType.values=B10&productionType.values=B11&productionType.values=B12&productionType.values=B13&productionType.values=B14&productionType.values=B20&productionType.values=B15&productionType.values=B16&productionType.values=B17&productionType.values=B18&productionType.values=B19&DataTables_Table_0_length=475 | WRI | 1030275 | [9 empty] | 740.24 | 697.29 | 697.29 | 699.20 | 697.29 | NO-ESTIMATION | NO-ESTIMATION | NO-ESTIMATION | NO-ESTIMATION | CAPACITY-FACTOR-V1
NOR | Norway | Haverstad |  | WRI1003199 | 62 | 58.5066 | 7.4195 | Hydro | [5 empty] | ENTSOE | https://transparency.entsoe.eu/generation/r2/installedCapacityPerProductionUnit/show?name=&defaultValue=true&viewType=TABLE&areaType=BZN&atch=false&dateTime.dateTime=01.01.2016+00:00¦UTC¦YEAR&area.values=CTY¦10YNO-0--------C!BZN¦10YNO-1--------2&productionType.values=B01&productionType.values=B02&productionType.values=B03&productionType.values=B04&productionType.values=B05&productionType.values=B06&productionType.values=B07&productionType.values=B08&productionType.values=B09&productionType.values=B10&productionType.values=B11&productionType.values=B12&productionType.values=B13&productionType.values=B14&productionType.values=B20&productionType.values=B15&productionType.values=B16&productionType.values=B17&productionType.values=B18&productionType.values=B19&DataTables_Table_0_length=500 | WRI | 1032966 | [9 empty] | 266.17 | 271.80 | 271.80 | 261.18 | 273.1 | NO-ESTIMATION | NO-ESTIMATION | NO-ESTIMATION | NO-ESTIMATION | CAPACITY-FACTOR-V1
NOR | Norway | Hanefoss |  | WRI1003189 | 42 | 58.5294 | 8.3377 | Hydro | [5 empty] | ENTSOE | https://transparency.entsoe.eu/generation/r2/installedCapacityPerProductionUnit/show?name=&defaultValue=true&viewType=TABLE&areaType=BZN&atch=false&dateTime.dateTime=01.01.2016+00:00¦UTC¦YEAR&area.values=CTY¦10YNO-0--------C!BZN¦10YNO-1--------2&productionType.values=B01&productionType.values=B02&productionType.values=B03&productionType.values=B04&productionType.values=B05&productionType.values=B06&productionType.values=B07&productionType.values=B08&productionType.values=B09&productionType.values=B10&productionType.values=B11&productionType.values=B12&productionType.values=B13&productionType.values=B14&productionType.values=B20&productionType.values=B15&productionType.values=B16&productionType.values=B17&productionType.values=B18&productionType.values=B19&DataTables_Table_0_length=515 | WRI | 1010306 | [9 empty] | 159.82 | 171.77 | 166.38 | 157.50 | 171.77 | NO-ESTIMATION | NO-ESTIMATION | NO-ESTIMATION | NO-ESTIMATION | CAPACITY-FACTOR-V1
NOR | Norway | Skjerka |  | WRI1003494 | 120 | 58.5540 | 7.3762 | Hydro | [5 empty] | ENTSOE | https://transparency.entsoe.eu/generation/r2/installedCapacityPerProductionUnit/show?name=&defaultValue=true&viewType=TABLE&areaType=BZN&atch=false&dateTime.dateTime=01.01.2016+00:00¦UTC¦YEAR&area.values=CTY¦10YNO-0--------C!BZN¦10YNO-1--------2&productionType.values=B01&productionType.values=B02&productionType.values=B03&productionType.values=B04&productionType.values=B05&productionType.values=B06&productionType.values=B07&productionType.values=B08&productionType.values=B09&productionType.values=B10&productionType.values=B11&productionType.values=B12&productionType.values=B13&productionType.values=B14&productionType.values=B20&productionType.values=B15&productionType.values=B16&productionType.values=B17&productionType.values=B18&productionType.values=B19&DataTables_Table_0_length=486 | Open Power System Data | 1080843 | [9 empty] | 455.44 | 466.33 | 466.33 | 450.99 | 468.86 | NO-ESTIMATION | NO-ESTIMATION | NO-ESTIMATION | NO-ESTIMATION | CAPACITY-FACTOR-V1
NOR | Norway | Boylefoss |  | WRI1003052 | 102 | 58.5962 | 8.7164 | Hydro | [5 empty] | ENTSOE | https://transparency.entsoe.eu/generation/r2/installedCapacityPerProductionUnit/show?name=&defaultValue=true&viewType=TABLE&areaType=BZN&atch=false&dateTime.dateTime=01.01.2016+00:00¦UTC¦YEAR&area.values=CTY¦10YNO-0--------C!BZN¦10YNO-1--------2&productionType.values=B01&productionType.values=B02&productionType.values=B03&productionType.values=B04&productionType.values=B05&productionType.values=B06&productionType.values=B07&productionType.values=B08&productionType.values=B09&productionType.values=B10&productionType.values=B11&productionType.values=B12&productionType.values=B13&productionType.values=B14&productionType.values=B20&productionType.values=B15&productionType.values=B16&productionType.values=B17&productionType.values=B18&productionType.values=B19&DataTables_Table_0_length=489 | WRI | 1010307 | [9 empty] | 506.56 | 508.07 | 474.92 | 475.07 | 455.08 | SOLAR-V1-NO-AGE | SOLAR-V1-NO-AGE | SOLAR-V1-NO-AGE | SOLAR-V1-NO-AGE | SOLAR-V1-NO-AGE
NOR | Norway | Flatenfoss |  | WRI1003126 | 14 | 58.6299 | 8.6888 | Hydro | [5 empty] | ENTSOE | https://transparency.entsoe.eu/generation/r2/installedCapacityPerProductionUnit/show?name=&defaultValue=true&viewType=TABLE&areaType=BZN&atch=false&dateTime.dateTime=01.01.2016+00:00¦UTC¦YEAR&area.values=CTY¦10YNO-0--------C!BZN¦10YNO-1--------2&productionType.values=B01&productionType.values=B02&productionType.values=B03&productionType.values=B04&productionType.values=B05&productionType.values=B06&productionType.values=B07&productionType.values=B08&productionType.values=B09&productionType.values=B10&productionType.values=B11&productionType.values=B12&productionType.values=B13&productionType.values=B14&productionType.values=B20&productionType.values=B15&productionType.values=B16&productionType.values=B17&productionType.values=B18&productionType.values=B19&DataTables_Table_0_length=558 | WRI | 1010308¦1101483 | [9 empty] | 74.30 | 74.33 | 69.62 | 73.16 | 66.89 | NO-ESTIMATION | NO-ESTIMATION | NO-ESTIMATION | NO-ESTIMATION | CAPACITY-FACTOR-V1
NOR | Norway | Tonstad |  | WRI1003576 | 1130 | 58.6648 | 6.7084 | Hydro | [5 empty] | ENTSOE | https://transparency.entsoe.eu/generation/r2/installedCapacityPerProductionUnit/show?name=&defaultValue=true&viewType=TABLE&areaType=BZN&atch=false&dateTime.dateTime=01.01.2016+00:00¦UTC¦YEAR&area.values=CTY¦10YNO-0--------C!BZN¦10YNO-1--------2&productionType.values=B01&productionType.values=B02&productionType.values=B03&productionType.values=B04&productionType.values=B05&productionType.values=B06&productionType.values=B07&productionType.values=B08&productionType.values=B09&productionType.values=B10&productionType.values=B11&productionType.values=B12&productionType.values=B13&productionType.values=B14&productionType.values=B20&productionType.values=B15&productionType.values=B16&productionType.values=B17&productionType.values=B18&productionType.values=B19&DataTables_Table_0_length=457 | WRI | 1028897 | [9 empty] | 3988.43 | 4026.87 | 4057.17 | 3896.49 | 4027.72 | NO-ESTIMATION | NO-ESTIMATION | NO-ESTIMATION | NO-ESTIMATION | CAPACITY-FACTOR-V1
NOR | Norway | Duge |  | WRI1003088 | 200 | 58.6659 | 6.5031 | Hydro | [5 empty] | ENTSOE | https://transparency.entsoe.eu/generation/r2/installedCapacityPerProductionUnit/show?name=&defaultValue=true&viewType=TABLE&areaType=BZN&atch=false&dateTime.dateTime=01.01.2016+00:00¦UTC¦YEAR&area.values=CTY¦10YNO-0--------C!BZN¦10YNO-1--------2&productionType.values=B01&productionType.values=B02&productionType.values=B03&productionType.values=B04&productionType.values=B05&productionType.values=B06&productionType.values=B07&productionType.values=B08&productionType.values=B09&productionType.values=B10&productionType.values=B11&productionType.values=B12&productionType.values=B13&productionType.values=B14&productionType.values=B20&productionType.values=B15&productionType.values=B16&productionType.values=B17&productionType.values=B18&productionType.values=B19&DataTables_Table_0_length=473 | WRI | 1028892 | [9 empty] | 760.92 | 778.97 | 753.37 |  | 888.41 | NO-ESTIMATION | NO-ESTIMATION | NO-ESTIMATION | NO-ESTIMATION | CAPACITY-FACTOR-V1
NOR | Norway | Logna |  | WRI1003327 | 22 | 58.7638 | 7.5096 | Hydro | [5 empty] | ENTSOE | https://transparency.entsoe.eu/generation/r2/installedCapacityPerProductionUnit/show?name=&defaultValue=true&viewType=TABLE&areaType=BZN&atch=false&dateTime.dateTime=01.01.2016+00:00¦UTC¦YEAR&area.values=CTY¦10YNO-0--------C!BZN¦10YNO-1--------2&productionType.values=B01&productionType.values=B02&productionType.values=B03&productionType.values=B04&productionType.values=B05&productionType.values=B06&productionType.values=B07&productionType.values=B08&productionType.values=B09&productionType.values=B10&productionType.values=B11&productionType.values=B12&productionType.values=B13&productionType.values=B14&productionType.values=B20&productionType.values=B15&productionType.values=B16&productionType.values=B17&productionType.values=B18&productionType.values=B19&DataTables_Table_0_length=543 | WRI | 1032969 | [9 empty] | 88.63 | 83.52 | 83.52 | 83.75 | 83.52 | SOLAR-V1-NO-AGE | SOLAR-V1-NO-AGE | SOLAR-V1-NO-AGE | SOLAR-V1-NO-AGE | SOLAR-V1-NO-AGE
NOR | Norway | Maudal |  | WRI1003350 | 29 | 58.7647 | 6.3684 | Hydro | [5 empty] | ENTSOE | https://transparency.entsoe.eu/generation/r2/installedCapacityPerProductionUnit/show?name=&defaultValue=true&viewType=TABLE&areaType=BZN&atch=false&dateTime.dateTime=01.01.2016+00:00¦UTC¦YEAR&area.values=CTY¦10YNO-0--------C!BZN¦10YNO-1--------2&productionType.values=B01&productionType.values=B02&productionType.values=B03&productionType.values=B04&productionType.values=B05&productionType.values=B06&productionType.values=B07&productionType.values=B08&productionType.values=B09&productionType.values=B10&productionType.values=B11&productionType.values=B12&productionType.values=B13&productionType.values=B14&productionType.values=B20&productionType.values=B15&productionType.values=B16&productionType.values=B17&productionType.values=B18&productionType.values=B19&DataTables_Table_0_length=528 | WRI | 1058236 | [9 empty] | 116.63 | 109.90 | 109.90 | 110.20 | 109.9 | SOLAR-V1-NO-AGE | SOLAR-V1-NO-AGE | SOLAR-V1-NO-AGE | SOLAR-V1-NO-AGE | SOLAR-V1-NO-AGE
NOR | Norway | Solhom |  | WRI1003513 | 250 | 58.7683 | 7.0202 | Hydro | [5 empty] | ENTSOE | https://transparency.entsoe.eu/generation/r2/installedCapacityPerProductionUnit/show?name=&defaultValue=true&viewType=TABLE&areaType=BZN&atch=false&dateTime.dateTime=01.01.2016+00:00¦UTC¦YEAR&area.values=CTY¦10YNO-0--------C!BZN¦10YNO-1--------2&productionType.values=B01&productionType.values=B02&productionType.values=B03&productionType.values=B04&productionType.values=B05&productionType.values=B06&productionType.values=B07&productionType.values=B08&productionType.values=B09&productionType.values=B10&productionType.values=B11&productionType.values=B12&productionType.values=B13&productionType.values=B14&productionType.values=B20&productionType.values=B15&productionType.values=B16&productionType.values=B17&productionType.values=B18&productionType.values=B19&DataTables_Table_0_length=468 | WRI | 1028895 | [9 empty] | 838.33 | 870.97 | 861.03 | 834.67 | 864.46 | NO-ESTIMATION | NO-ESTIMATION | NO-ESTIMATION | NO-ESTIMATION | CAPACITY-FACTOR-V1
NOR | Norway | Tjorhom |  | WRI1003573 | 140 | 58.8794 | 6.8212 | Hydro | [5 empty] | ENTSOE | https://transparency.entsoe.eu/generation/r2/installedCapacityPerProductionUnit/show?name=&defaultValue=true&viewType=TABLE&areaType=BZN&atch=false&dateTime.dateTime=01.01.2016+00:00¦UTC¦YEAR&area.values=CTY¦10YNO-0--------C!BZN¦10YNO-1--------2&productionType.values=B01&productionType.values=B02&productionType.values=B03&productionType.values=B04&productionType.values=B05&productionType.values=B06&productionType.values=B07&productionType.values=B08&productionType.values=B09&productionType.values=B10&productionType.values=B11&productionType.values=B12&productionType.values=B13&productionType.values=B14&productionType.values=B20&productionType.values=B15&productionType.values=B16&productionType.values=B17&productionType.values=B18&productionType.values=B19&DataTables_Table_0_length=480 | WRI | 1028896 | [9 empty] | 543.42 | 546.82 | 550.58 | 532.16 | 546.93 | NO-ESTIMATION | NO-ESTIMATION | NO-ESTIMATION | NO-ESTIMATION | CAPACITY-FACTOR-V1
NOR | Norway | Jorundland |  | WRI1003254 | 65 | 58.8976 | 8.2598 | Hydro | [5 empty] | ENTSOE | https://transparency.entsoe.eu/generation/r2/installedCapacityPerProductionUnit/show?name=&defaultValue=true&viewType=TABLE&areaType=BZN&atch=false&dateTime.dateTime=01.01.2016+00:00¦UTC¦YEAR&area.values=CTY¦10YNO-0--------C!BZN¦10YNO-1--------2&productionType.values=B01&productionType.values=B02&productionType.values=B03&productionType.values=B04&productionType.values=B05&productionType.values=B06&productionType.values=B07&productionType.values=B08&productionType.values=B09&productionType.values=B10&productionType.values=B11&productionType.values=B12&productionType.values=B13&productionType.values=B14&productionType.values=B20&productionType.values=B15&productionType.values=B16&productionType.values=B17&productionType.values=B18&productionType.values=B19&DataTables_Table_0_length=498 | WRI | 1010503 | [9 empty] | 291.04 | 295.52 | 256.45 | 289.56 | 256.95 | NO-ESTIMATION | NO-ESTIMATION | NO-ESTIMATION | NO-ESTIMATION | NO-ESTIMATION
NOR | Norway | Kvinen |  | WRI1003303 | 90 | 58.9281 | 7.0838 | Hydro | [5 empty] | ENTSOE | https://transparency.entsoe.eu/generation/r2/installedCapacityPerProductionUnit/show?name=&defaultValue=true&viewType=TABLE&areaType=BZN&atch=false&dateTime.dateTime=01.01.2016+00:00¦UTC¦YEAR&area.values=CTY¦10YNO-0--------C!BZN¦10YNO-1--------2&productionType.values=B01&productionType.values=B02&productionType.values=B03&productionType.values=B04&productionType.values=B05&productionType.values=B06&productionType.values=B07&productionType.values=B08&productionType.values=B09&productionType.values=B10&productionType.values=B11&productionType.values=B12&productionType.values=B13&productionType.values=B14&productionType.values=B20&productionType.values=B15&productionType.values=B16&productionType.values=B17&productionType.values=B18&productionType.values=B19&DataTables_Table_0_length=490 | WRI | 1028893 | [9 empty] | 366.86 | 377.57 | 377.57 | 365.71 | 383.34 | NO-ESTIMATION | NO-ESTIMATION | NO-ESTIMATION | NO-ESTIMATION | CAPACITY-FACTOR-V1
NOR | Norway | Berlifoss |  | WRI1003031 | 13 | 58.9458 | 8.4821 | Hydro | [5 empty] | ENTSOE | https://transparency.entsoe.eu/generation/r2/installedCapacityPerProductionUnit/show?name=&defaultValue=true&viewType=TABLE&areaType=BZN&atch=false&dateTime.dateTime=01.01.2016+00:00¦UTC¦YEAR&area.values=CTY¦10YNO-0--------C!BZN¦10YNO-1--------2&productionType.values=B01&productionType.values=B02&productionType.values=B03&productionType.values=B04&productionType.values=B05&productionType.values=B06&productionType.values=B07&productionType.values=B08&productionType.values=B09&productionType.values=B10&productionType.values=B11&productionType.values=B12&productionType.values=B13&productionType.values=B14&productionType.values=B20&productionType.values=B15&productionType.values=B16&productionType.values=B17&productionType.values=B18&productionType.values=B19&DataTables_Table_0_length=561 | WRI | 1010499 | [9 empty] | 55.95 | 56.72 | 56.45 | 55.22 | 56.72 | NO-ESTIMATION | NO-ESTIMATION | NO-ESTIMATION | NO-ESTIMATION | CAPACITY-FACTOR-V1
NOR | Norway | Dynjanfoss |  | WRI1003090 | 39 | 58.9516 | 8.3953 | Hydro | [5 empty] | ENTSOE | https://transparency.entsoe.eu/generation/r2/installedCapacityPerProductionUnit/show?name=&defaultValue=true&viewType=TABLE&areaType=BZN&atch=false&dateTime.dateTime=01.01.2016+00:00¦UTC¦YEAR&area.values=CTY¦10YNO-0--------C!BZN¦10YNO-1--------2&productionType.values=B01&productionType.values=B02&productionType.values=B03&productionType.values=B04&productionType.values=B05&productionType.values=B06&productionType.values=B07&productionType.values=B08&productionType.values=B09&productionType.values=B10&productionType.values=B11&productionType.values=B12&productionType.values=B13&productionType.values=B14&productionType.values=B20&productionType.values=B15&productionType.values=B16&productionType.values=B17&productionType.values=B18&productionType.values=B19&DataTables_Table_0_length=519 | WRI | 1010500 | [9 empty] | 174.29 | 177.31 | 176.48 |  | 173.24 | NO-ESTIMATION | NO-ESTIMATION | NO-ESTIMATION | NO-ESTIMATION | CAPACITY-FACTOR-V1
NOR | Norway | Dalsfoss |  | WRI1003075 | 8 | 58.9671 | 9.3137 | Hydro | [5 empty] | ENTSOE | https://transparency.entsoe.eu/generation/r2/installedCapacityPerProductionUnit/show?name=&defaultValue=true&viewType=TABLE&areaType=BZN&atch=false&dateTime.dateTime=01.01.2016+00:00¦UTC¦YEAR&area.values=CTY¦10YNO-0--------C!BZN¦10YNO-1--------2&productionType.values=B01&productionType.values=B02&productionType.values=B03&productionType.values=B04&productionType.values=B05&productionType.values=B06&productionType.values=B07&productionType.values=B08&productionType.values=B09&productionType.values=B10&productionType.values=B11&productionType.values=B12&productionType.values=B13&productionType.values=B14&productionType.values=B20&productionType.values=B15&productionType.values=B16&productionType.values=B17&productionType.values=B18&productionType.values=B19&DataTables_Table_0_length=581 | WRI | 1082988 | [9 empty] | 38.56 | 39.01 | 38.75 | 38.92 | 38.33 | NO-ESTIMATION | NO-ESTIMATION | NO-ESTIMATION | NO-ESTIMATION | CAPACITY-FACTOR-V1
NOR | Norway | Hovatn |  | WRI1003233 | 55 | 58.9829 | 7.6694 | Hydro | [5 empty] | ENTSOE | https://transparency.entsoe.eu/generation/r2/installedCapacityPerProductionUnit/show?name=&defaultValue=true&viewType=TABLE&areaType=BZN&atch=false&dateTime.dateTime=01.01.2016+00:00¦UTC¦YEAR&area.values=CTY¦10YNO-0--------C!BZN¦10YNO-1--------2&productionType.values=B01&productionType.values=B02&productionType.values=B03&productionType.values=B04&productionType.values=B05&productionType.values=B06&productionType.values=B07&productionType.values=B08&productionType.values=B09&productionType.values=B10&productionType.values=B11&productionType.values=B12&productionType.values=B13&productionType.values=B14&productionType.values=B20&productionType.values=B15&productionType.values=B16&productionType.values=B17&productionType.values=B18&productionType.values=B19&DataTables_Table_0_length=505 | WRI | 1021388 | [9 empty] | 254.78 | 261.78 | 261.78 | 263.36 | 269.78 | SOLAR-V1-NO-AGE | SOLAR-V1-NO-AGE | SOLAR-V1-NO-AGE | SOLAR-V1-NO-AGE | SOLAR-V1-NO-AGE
NOR | Norway | Hekni |  | WRI1003204 | 60 | 58.9950 | 7.5473 | Hydro | [5 empty] | ENTSOE | https://transparency.entsoe.eu/generation/r2/installedCapacityPerProductionUnit/show?name=&defaultValue=true&viewType=TABLE&areaType=BZN&atch=false&dateTime.dateTime=01.01.2016+00:00¦UTC¦YEAR&area.values=CTY¦10YNO-0--------C!BZN¦10YNO-1--------2&productionType.values=B01&productionType.values=B02&productionType.values=B03&productionType.values=B04&productionType.values=B05&productionType.values=B06&productionType.values=B07&productionType.values=B08&productionType.values=B09&productionType.values=B10&productionType.values=B11&productionType.values=B12&productionType.values=B13&productionType.values=B14&productionType.values=B20&productionType.values=B15&productionType.values=B16&productionType.values=B17&productionType.values=B18&productionType.values=B19&DataTables_Table_0_length=501 | WRI | 1010501 | [9 empty] | 277.94 | 285.58 | 285.58 | 287.30 | 294.3 | NO-ESTIMATION | NO-ESTIMATION | NO-ESTIMATION | NO-ESTIMATION | NO-ESTIMATION
NOR | Norway | Jossang krv. |  | WRI1003255 | 38 | 59.0003 | 6.0750 | Hydro | [5 empty] | ENTSOE | https://transparency.entsoe.eu/generation/r2/installedCapacityPerProductionUnit/show?name=&defaultValue=true&viewType=TABLE&areaType=BZN&atch=false&dateTime.dateTime=01.01.2016+00:00¦UTC¦YEAR&area.values=CTY¦10YNO-0--------C!BZN¦10YNO-1--------2&productionType.values=B01&productionType.values=B02&productionType.values=B03&productionType.values=B04&productionType.values=B05&productionType.values=B06&productionType.values=B07&productionType.values=B08&productionType.values=B09&productionType.values=B10&productionType.values=B11&productionType.values=B12&productionType.values=B13&productionType.values=B14&productionType.values=B20&productionType.values=B15&productionType.values=B16&productionType.values=B17&productionType.values=B18&productionType.values=B19&DataTables_Table_0_length=522 | WRI | 1105222 | [9 empty] | 163.30 | 154.48 | 154.48 | 154.90 | 154.48 | SOLAR-V1-NO-AGE | SOLAR-V1-NO-AGE | SOLAR-V1-NO-AGE | SOLAR-V1-NO-AGE | SOLAR-V1-NO-AGE
NOR | Norway | Roskrepp |  | WRI1003460 | 56 | 59.0257 | 7.0853 | Hydro | [5 empty] | ENTSOE | https://transparency.entsoe.eu/generation/r2/installedCapacityPerProductionUnit/show?name=&defaultValue=true&viewType=TABLE&areaType=BZN&atch=false&dateTime.dateTime=01.01.2016+00:00¦UTC¦YEAR&area.values=CTY¦10YNO-0--------C!BZN¦10YNO-1--------2&productionType.values=B01&productionType.values=B02&productionType.values=B03&productionType.values=B04&productionType.values=B05&productionType.values=B06&productionType.values=B07&productionType.values=B08&productionType.values=B09&productionType.values=B10&productionType.values=B11&productionType.values=B12&productionType.values=B13&productionType.values=B14&productionType.values=B20&productionType.values=B15&productionType.values=B16&productionType.values=B17&productionType.values=B18&productionType.values=B19&DataTables_Table_0_length=503 | WRI | 1028894 | [9 empty] | 271.53 | 244.96 | 238.30 | 265.07 | 232.89 | SOLAR-V1-NO-AGE | SOLAR-V1-NO-AGE | SOLAR-V1-NO-AGE | SOLAR-V1-NO-AGE | SOLAR-V1-NO-AGE
NOR | Norway | Tjodan |  | WRI1003571 | 130 | 59.0521 | 6.6524 | Hydro | [5 empty] | ENTSOE | https://transparency.entsoe.eu/generation/r2/installedCapacityPerProductionUnit/show?name=&defaultValue=true&viewType=TABLE&areaType=BZN&atch=false&dateTime.dateTime=01.01.2016+00:00¦UTC¦YEAR&area.values=CTY¦10YNO-0--------C!BZN¦10YNO-1--------2&productionType.values=B01&productionType.values=B02&productionType.values=B03&productionType.values=B04&productionType.values=B05&productionType.values=B06&productionType.values=B07&productionType.values=B08&productionType.values=B09&productionType.values=B10&productionType.values=B11&productionType.values=B12&productionType.values=B13&productionType.values=B14&productionType.values=B20&productionType.values=B15&productionType.values=B16&productionType.values=B17&productionType.values=B18&productionType.values=B19&DataTables_Table_0_length=482 | Open Power System Data | 1022094 | [9 empty] | 476.34 | 488.07 | 490.81 | 477.64 | 495.54 | SOLAR-V1-NO-AGE | SOLAR-V1-NO-AGE | SOLAR-V1-NO-AGE | SOLAR-V1-NO-AGE | SOLAR-V1-NO-AGE
NOR | Norway | Lysebotn |  | WRI1003339 | 264 | 59.0538 | 6.6258 | Hydro | [5 empty] | ENTSOE | https://transparency.entsoe.eu/generation/r2/installedCapacityPerProductionUnit/show?name=&defaultValue=true&viewType=TABLE&areaType=BZN&atch=false&dateTime.dateTime=01.01.2016+00:00¦UTC¦YEAR&area.values=CTY¦10YNO-0--------C!BZN¦10YNO-1--------2&productionType.values=B01&productionType.values=B02&productionType.values=B03&productionType.values=B04&productionType.values=B05&productionType.values=B06&productionType.values=B07&productionType.values=B08&productionType.values=B09&productionType.values=B10&productionType.values=B11&productionType.values=B12&productionType.values=B13&productionType.values=B14&productionType.values=B20&productionType.values=B15&productionType.values=B16&productionType.values=B17&productionType.values=B18&productionType.values=B19&DataTables_Table_0_length=466 | WRI | 1022092 | [9 empty] | 1041.71 | 982.04 | 982.04 | 984.73 | 982.04 | SOLAR-V1-NO-AGE | SOLAR-V1-NO-AGE | SOLAR-V1-NO-AGE | SOLAR-V1-NO-AGE | SOLAR-V1-NO-AGE
NOR | Norway | Asebotn |  | WRI1003007 | 17 | 59.0568 | 6.6587 | Hydro | [5 empty] | ENTSOE | https://transparency.entsoe.eu/generation/r2/installedCapacityPerProductionUnit/show?name=&defaultValue=true&viewType=TABLE&areaType=BZN&atch=false&dateTime.dateTime=01.01.2016+00:00¦UTC¦YEAR&area.values=CTY¦10YNO-0--------C!BZN¦10YNO-1--------2&productionType.values=B01&productionType.values=B02&productionType.values=B03&productionType.values=B04&productionType.values=B05&productionType.values=B06&productionType.values=B07&productionType.values=B08&productionType.values=B09&productionType.values=B10&productionType.values=B11&productionType.values=B12&productionType.values=B13&productionType.values=B14&productionType.values=B20&productionType.values=B15&productionType.values=B16&productionType.values=B17&productionType.values=B18&productionType.values=B19&DataTables_Table_0_length=115 | WRI | 1010954 | [9 empty] | 77.16 | 80.86 | 81.22 | 77.23 | 83.64 | SOLAR-V1-NO-AGE | SOLAR-V1-NO-AGE | SOLAR-V1-NO-AGE | SOLAR-V1-NO-AGE | SOLAR-V1-NO-AGE
NOR | Norway | Brokke |  | WRI1003062 | 443 | 59.1233 | 7.5106 | Hydro | [5 empty] | ENTSOE | https://transparency.entsoe.eu/generation/r2/installedCapacityPerProductionUnit/show?name=&defaultValue=true&viewType=TABLE&areaType=BZN&atch=false&dateTime.dateTime=01.01.2016+00:00¦UTC¦YEAR&area.values=CTY¦10YNO-0--------C!BZN¦10YNO-1--------2&productionType.values=B01&productionType.values=B02&productionType.values=B03&productionType.values=B04&productionType.values=B05&productionType.values=B06&productionType.values=B07&productionType.values=B08&productionType.values=B09&productionType.values=B10&productionType.values=B11&productionType.values=B12&productionType.values=B13&productionType.values=B14&productionType.values=B20&productionType.values=B15&productionType.values=B16&productionType.values=B17&productionType.values=B18&productionType.values=B19&DataTables_Table_0_length=462 | WRI | 1025093 | [9 empty] | 1354.09 | 1688.68 | 1670.36 | 1613.82 | 1680.14 | NO-ESTIMATION | NO-ESTIMATION | NO-ESTIMATION | NO-ESTIMATION | CAPACITY-FACTOR-V1
NOR | Norway | Breiava |  | WRI1003058 | 16 | 59.1593 | 6.6173 | Hydro | [5 empty] | ENTSOE | https://transparency.entsoe.eu/generation/r2/installedCapacityPerProductionUnit/show?name=&defaultValue=true&viewType=TABLE&areaType=BZN&atch=false&dateTime.dateTime=01.01.2016+00:00¦UTC¦YEAR&area.values=CTY¦10YNO-0--------C!BZN¦10YNO-1--------2&productionType.values=B01&productionType.values=B02&productionType.values=B03&productionType.values=B04&productionType.values=B05&productionType.values=B06&productionType.values=B07&productionType.values=B08&productionType.values=B09&productionType.values=B10&productionType.values=B11&productionType.values=B12&productionType.values=B13&productionType.values=B14&productionType.values=B20&productionType.values=B15&productionType.values=B16&productionType.values=B17&productionType.values=B18&productionType.values=B19&DataTables_Table_0_length=555 | WRI | 1086969 | [9 empty] | 58.45 | 54.32 | 54.32 | 54.47 | 54.32 | NO-ESTIMATION | NO-ESTIMATION | NO-ESTIMATION | NO-ESTIMATION | CAPACITY-FACTOR-V1
NOR | Norway | Finndola |  | WRI1003121 | 130 | 59.1780 | 8.0128 | Hydro | [5 empty] | ENTSOE | https://transparency.entsoe.eu/generation/r2/installedCapacityPerProductionUnit/show?name=&defaultValue=true&viewType=TABLE&areaType=BZN&atch=false&dateTime.dateTime=01.01.2016+00:00¦UTC¦YEAR&area.values=CTY¦10YNO-0--------C!BZN¦10YNO-1--------2&productionType.values=B01&productionType.values=B02&productionType.values=B03&productionType.values=B04&productionType.values=B05&productionType.values=B06&productionType.values=B07&productionType.values=B08&productionType.values=B09&productionType.values=B10&productionType.values=B11&productionType.values=B12&productionType.values=B13&productionType.values=B14&productionType.values=B20&productionType.values=B15&productionType.values=B16&productionType.values=B17&productionType.values=B18&productionType.values=B19&DataTables_Table_0_length=483 | WRI | 1032981 | [9 empty] | 502.62 | 473.23 | 473.23 | 474.53 | 473.23 | SOLAR-V1-NO-AGE | SOLAR-V1-NO-AGE | SOLAR-V1-NO-AGE | SOLAR-V1-NO-AGE | SOLAR-V1-NO-AGE
NOR | Norway | Klosterfoss |  | WRI1003284 | 12 | 59.1984 | 9.6096 | Hydro | [5 empty] | ENTSOE | https://transparency.entsoe.eu/generation/r2/installedCapacityPerProductionUnit/show?name=&defaultValue=true&viewType=TABLE&areaType=BZN&atch=false&dateTime.dateTime=01.01.2016+00:00¦UTC¦YEAR&area.values=CTY¦10YNO-0--------C!BZN¦10YNO-1--------2&productionType.values=B01&productionType.values=B02&productionType.values=B03&productionType.values=B04&productionType.values=B05&productionType.values=B06&productionType.values=B07&productionType.values=B08&productionType.values=B09&productionType.values=B10&productionType.values=B11&productionType.values=B12&productionType.values=B13&productionType.values=B14&productionType.values=B20&productionType.values=B15&productionType.values=B16&productionType.values=B17&productionType.values=B18&productionType.values=B19&DataTables_Table_0_length=562 | WRI | 1034398 | [9 empty] | 61.23 | 62.00 | 62.00 | 59.86 | 61.81 | SOLAR-V1-NO-AGE | SOLAR-V1-NO-AGE | SOLAR-V1-NO-AGE | SOLAR-V1-NO-AGE | SOLAR-V1-NO-AGE
NOR | Norway | Haukrei |  | WRI1003197 | 19 | 59.2048 | 7.8318 | Hydro | [5 empty] | ENTSOE | https://transparency.entsoe.eu/generation/r2/installedCapacityPerProductionUnit/show?name=&defaultValue=true&viewType=TABLE&areaType=BZN&atch=false&dateTime.dateTime=01.01.2016+00:00¦UTC¦YEAR&area.values=CTY¦10YNO-0--------C!BZN¦10YNO-1--------2&productionType.values=B01&productionType.values=B02&productionType.values=B03&productionType.values=B04&productionType.values=B05&productionType.values=B06&productionType.values=B07&productionType.values=B08&productionType.values=B09&productionType.values=B10&productionType.values=B11&productionType.values=B12&productionType.values=B13&productionType.values=B14&productionType.values=B20&productionType.values=B15&productionType.values=B16&productionType.values=B17&productionType.values=B18&productionType.values=B19&DataTables_Table_0_length=547 | WRI | 1017035 | [9 empty] | 69.54 | 64.64 | 64.64 | 64.81 | 64.64 | NO-ESTIMATION | NO-ESTIMATION | NO-ESTIMATION | NO-ESTIMATION | NO-ESTIMATION
NOR | Norway | Fjone |  | WRI1003125 | 60 | 59.2170 | 8.4518 | Hydro | [5 empty] | ENTSOE | https://transparency.entsoe.eu/generation/r2/installedCapacityPerProductionUnit/show?name=&defaultValue=true&viewType=TABLE&areaType=BZN&atch=false&dateTime.dateTime=01.01.2016+00:00¦UTC¦YEAR&area.values=CTY¦10YNO-0--------C!BZN¦10YNO-1--------2&productionType.values=B01&productionType.values=B02&productionType.values=B03&productionType.values=B04&productionType.values=B05&productionType.values=B06&productionType.values=B07&productionType.values=B08&productionType.values=B09&productionType.values=B10&productionType.values=B11&productionType.values=B12&productionType.values=B13&productionType.values=B14&productionType.values=B20&productionType.values=B15&productionType.values=B16&productionType.values=B17&productionType.values=B18&productionType.values=B19&DataTables_Table_0_length=502 | WRI | 1032982 | [9 empty] | 245.78 | 249.86 | 249.86 | 247.00 | 250.09 | SOLAR-V1-NO-AGE | SOLAR-V1-NO-AGE | SOLAR-V1-NO-AGE | SOLAR-V1-NO-AGE | SOLAR-V1-NO-AGE
NOR | Norway | Hjelmeland |  | WRI1003213 | 6 | 59.2239 | 6.2193 | Hydro | [5 empty] | ENTSOE | https://transparency.entsoe.eu/generation/r2/installedCapacityPerProductionUnit/show?name=&defaultValue=true&viewType=TABLE&areaType=BZN&atch=false&dateTime.dateTime=01.01.2016+00:00¦UTC¦YEAR&area.values=CTY¦10YNO-0--------C!BZN¦10YNO-1--------2&productionType.values=B01&productionType.values=B02&productionType.values=B03&productionType.values=B04&productionType.values=B05&productionType.values=B06&productionType.values=B07&productionType.values=B08&productionType.values=B09&productionType.values=B10&productionType.values=B11&productionType.values=B12&productionType.values=B13&productionType.values=B14&productionType.values=B20&productionType.values=B15&productionType.values=B16&productionType.values=B17&productionType.values=B18&productionType.values=B19&DataTables_Table_0_length=586 | WRI | 1058237 | [9 empty] | 22.28 | 20.73 | 20.73 | 20.78 | 20.73 | SOLAR-V1-NO-AGE | SOLAR-V1-NO-AGE | SOLAR-V1-NO-AGE | SOLAR-V1-NO-AGE | SOLAR-V1-NO-AGE
NOR | Norway | Fossum |  | WRI1003143 | 1 | 59.2414 | 9.5607 | Hydro | [5 empty] | ENTSOE | https://transparency.entsoe.eu/generation/r2/installedCapacityPerProductionUnit/show?name=&defaultValue=true&viewType=TABLE&areaType=BZN&atch=false&dateTime.dateTime=01.01.2016+00:00¦UTC¦YEAR&area.values=CTY¦10YNO-0--------C!BZN¦10YNO-1--------2&productionType.values=B01&productionType.values=B02&productionType.values=B03&productionType.values=B04&productionType.values=B05&productionType.values=B06&productionType.values=B07&productionType.values=B08&productionType.values=B09&productionType.values=B10&productionType.values=B11&productionType.values=B12&productionType.values=B13&productionType.values=B14&productionType.values=B20&productionType.values=B15&productionType.values=B16&productionType.values=B17&productionType.values=B18&productionType.values=B19&DataTables_Table_0_length=634 | WRI | 1022054 | [9 empty] | 4.47 | 4.15 | 4.33 | 4.31 | 4.18 | NO-ESTIMATION | NO-ESTIMATION | NO-ESTIMATION | NO-ESTIMATION | CAPACITY-FACTOR-V1
NOR | Norway | Kiste |  | WRI1003275 | 7 | 59.2428 | 9.8119 | Hydro | [5 empty] | ENTSOE | https://transparency.entsoe.eu/generation/r2/installedCapacityPerProductionUnit/show?name=&defaultValue=true&viewType=TABLE&areaType=BZN&atch=false&dateTime.dateTime=01.01.2016+00:00¦UTC¦YEAR&area.values=CTY¦10YNO-0--------C!BZN¦10YNO-1--------2&productionType.values=B01&productionType.values=B02&productionType.values=B03&productionType.values=B04&productionType.values=B05&productionType.values=B06&productionType.values=B07&productionType.values=B08&productionType.values=B09&productionType.values=B10&productionType.values=B11&productionType.values=B12&productionType.values=B13&productionType.values=B14&productionType.values=B20&productionType.values=B15&productionType.values=B16&productionType.values=B17&productionType.values=B18&productionType.values=B19&DataTables_Table_0_length=583 | WRI | 1051226 | [9 empty] | 23.15 | 21.34 | 21.34 | 21.40 | 21.34 | SOLAR-V1-NO-AGE | SOLAR-V1-NO-AGE | SOLAR-V1-NO-AGE | SOLAR-V1-NO-AGE | SOLAR-V1-NO-AGE
NOR | Norway | Sarp |  | WRI1003475 | 90 | 59.2764 | 11.1337 | Hydro | [5 empty] | ENTSOE | https://transparency.entsoe.eu/generation/r2/installedCapacityPerProductionUnit/show?name=&defaultValue=true&viewType=TABLE&areaType=BZN&atch=false&dateTime.dateTime=01.01.2016+00:00¦UTC¦YEAR&area.values=CTY¦10YNO-0--------C!BZN¦10YNO-1--------2&productionType.values=B01&productionType.values=B02&productionType.values=B03&productionType.values=B04&productionType.values=B05&productionType.values=B06&productionType.values=B07&productionType.values=B08&productionType.values=B09&productionType.values=B10&productionType.values=B11&productionType.values=B12&productionType.values=B13&productionType.values=B14&productionType.values=B20&productionType.values=B15&productionType.values=B16&productionType.values=B17&productionType.values=B18&productionType.values=B19&DataTables_Table_0_length=653 | WRI | 1018077 | [9 empty] | 401.53 | 406.75 | 407.11 | 364.47 | 359.55 | NO-ESTIMATION | NO-ESTIMATION | NO-ESTIMATION | NO-ESTIMATION | CAPACITY-FACTOR-V1
NOR | Norway | Borregaard inst |  | WRI1003050 | 62 | 59.2765 | 11.1305 | Hydro | [5 empty] | ENTSOE | https://transparency.entsoe.eu/generation/r2/installedCapacityPerProductionUnit/show?name=&defaultValue=true&viewType=TABLE&areaType=BZN&atch=false&dateTime.dateTime=01.01.2016+00:00¦UTC¦YEAR&area.values=CTY¦10YNO-0--------C!BZN¦10YNO-1--------2&productionType.values=B01&productionType.values=B02&productionType.values=B03&productionType.values=B04&productionType.values=B05&productionType.values=B06&productionType.values=B07&productionType.values=B08&productionType.values=B09&productionType.values=B10&productionType.values=B11&productionType.values=B12&productionType.values=B13&productionType.values=B14&productionType.values=B20&productionType.values=B15&productionType.values=B16&productionType.values=B17&productionType.values=B18&productionType.values=B19&DataTables_Table_0_length=659 | WRI | [10 empty] | 276.44 | 280.04 | 280.29 | 250.91 | 247.52 | SOLAR-V1-NO-AGE | SOLAR-V1-NO-AGE | SOLAR-V1-NO-AGE | SOLAR-V1-NO-AGE | SOLAR-V1-NO-AGE
NOR | Norway | Eidsfoss |  | WRI1003095 | 18 | 59.2970 | 9.2199 | Hydro | [5 empty] | ENTSOE | https://transparency.entsoe.eu/generation/r2/installedCapacityPerProductionUnit/show?name=&defaultValue=true&viewType=TABLE&areaType=BZN&atch=false&dateTime.dateTime=01.01.2016+00:00¦UTC¦YEAR&area.values=CTY¦10YNO-0--------C!BZN¦10YNO-1--------2&productionType.values=B01&productionType.values=B02&productionType.values=B03&productionType.values=B04&productionType.values=B05&productionType.values=B06&productionType.values=B07&productionType.values=B08&productionType.values=B09&productionType.values=B10&productionType.values=B11&productionType.values=B12&productionType.values=B13&productionType.values=B14&productionType.values=B20&productionType.values=B15&productionType.values=B16&productionType.values=B17&productionType.values=B18&productionType.values=B19&DataTables_Table_0_length=550 | WRI | 1024275¦1091546 | [9 empty] | 94.20 | 87.71 | 86.27 | 94.08 | 84.55 | NO-ESTIMATION | NO-ESTIMATION | NO-ESTIMATION | NO-ESTIMATION | CAPACITY-FACTOR-V1
NOR | Norway | Vrangfoss |  | WRI1003649 | 42 | 59.3021 | 9.2047 | Hydro | [5 empty] | ENTSOE | https://transparency.entsoe.eu/generation/r2/installedCapacityPerProductionUnit/show?name=&defaultValue=true&viewType=TABLE&areaType=BZN&atch=false&dateTime.dateTime=01.01.2016+00:00¦UTC¦YEAR&area.values=CTY¦10YNO-0--------C!BZN¦10YNO-1--------2&productionType.values=B01&productionType.values=B02&productionType.values=B03&productionType.values=B04&productionType.values=B05&productionType.values=B06&productionType.values=B07&productionType.values=B08&productionType.values=B09&productionType.values=B10&productionType.values=B11&productionType.values=B12&productionType.values=B13&productionType.values=B14&productionType.values=B20&productionType.values=B15&productionType.values=B16&productionType.values=B17&productionType.values=B18&productionType.values=B19&DataTables_Table_0_length=516 | WRI | 1024303 | [9 empty] | 202.21 | 188.11 | 185.24 | 202.93 | 180.73 | NO-ESTIMATION | NO-ESTIMATION | NO-ESTIMATION | NO-ESTIMATION | NO-ESTIMATION
NOR | Norway | Hogga |  | WRI1003219 | 20 | 59.3105 | 9.0452 | Hydro | [5 empty] | ENTSOE | https://transparency.entsoe.eu/generation/r2/installedCapacityPerProductionUnit/show?name=&defaultValue=true&viewType=TABLE&areaType=BZN&atch=false&dateTime.dateTime=01.01.2016+00:00¦UTC¦YEAR&area.values=CTY¦10YNO-0--------C!BZN¦10YNO-1--------2&productionType.values=B01&productionType.values=B02&productionType.values=B03&productionType.values=B04&productionType.values=B05&productionType.values=B06&productionType.values=B07&productionType.values=B08&productionType.values=B09&productionType.values=B10&productionType.values=B11&productionType.values=B12&productionType.values=B13&productionType.values=B14&productionType.values=B20&productionType.values=B15&productionType.values=B16&productionType.values=B17&productionType.values=B18&productionType.values=B19&DataTables_Table_0_length=544 | WRI | 1030273 | [9 empty] | 100.07 | 103.07 | 96.92 | 100.33 | 92.91 | SOLAR-V1-NO-AGE | SOLAR-V1-NO-AGE | SOLAR-V1-NO-AGE | SOLAR-V1-NO-AGE | SOLAR-V1-NO-AGE
NOR | Norway | Hogstad |  | WRI1003220 | 11 | 59.3213 | 9.6570 | Hydro | [5 empty] | ENTSOE | https://transparency.entsoe.eu/generation/r2/installedCapacityPerProductionUnit/show?name=&defaultValue=true&viewType=TABLE&areaType=BZN&atch=false&dateTime.dateTime=01.01.2016+00:00¦UTC¦YEAR&area.values=CTY¦10YNO-0--------C!BZN¦10YNO-1--------2&productionType.values=B01&productionType.values=B02&productionType.values=B03&productionType.values=B04&productionType.values=B05&productionType.values=B06&productionType.values=B07&productionType.values=B08&productionType.values=B09&productionType.values=B10&productionType.values=B11&productionType.values=B12&productionType.values=B13&productionType.values=B14&productionType.values=B20&productionType.values=B15&productionType.values=B16&productionType.values=B17&productionType.values=B18&productionType.values=B19&DataTables_Table_0_length=564 | WRI | 1032983 | [9 empty] | 40.39 | 37.55 | 37.55 | 37.66 | 37.55 | NO-ESTIMATION | NO-ESTIMATION | NO-ESTIMATION | NO-ESTIMATION | CAPACITY-FACTOR-V1
NOR | Norway | Flittig |  | WRI1003128 | 5 | 59.3229 | 9.5375 | Hydro | [5 empty] | ENTSOE | https://transparency.entsoe.eu/generation/r2/installedCapacityPerProductionUnit/show?name=&defaultValue=true&viewType=TABLE&areaType=BZN&atch=false&dateTime.dateTime=01.01.2016+00:00¦UTC¦YEAR&area.values=CTY¦10YNO-0--------C!BZN¦10YNO-1--------2&productionType.values=B01&productionType.values=B02&productionType.values=B03&productionType.values=B04&productionType.values=B05&productionType.values=B06&productionType.values=B07&productionType.values=B08&productionType.values=B09&productionType.values=B10&productionType.values=B11&productionType.values=B12&productionType.values=B13&productionType.values=B14&productionType.values=B20&productionType.values=B15&productionType.values=B16&productionType.values=B17&productionType.values=B18&productionType.values=B19&DataTables_Table_0_length=606 | WRI | 1094576 | [9 empty] | 20.21 | 19.53 | 20.05 | 19.94 | 19.55 | NO-ESTIMATION | NO-ESTIMATION | NO-ESTIMATION | NO-ESTIMATION | NO-ESTIMATION
NOR | Norway | Holen |  | WRI1003222 | 460 | 59.3460 | 7.2493 | Hydro | [5 empty] | ENTSOE | https://transparency.entsoe.eu/generation/r2/installedCapacityPerProductionUnit/show?name=&defaultValue=true&viewType=TABLE&areaType=BZN&atch=false&dateTime.dateTime=01.01.2016+00:00¦UTC¦YEAR&area.values=CTY¦10YNO-0--------C!BZN¦10YNO-1--------2&productionType.values=B01&productionType.values=B02&productionType.values=B03&productionType.values=B04&productionType.values=B05&productionType.values=B06&productionType.values=B07&productionType.values=B08&productionType.values=B09&productionType.values=B10&productionType.values=B11&productionType.values=B12&productionType.values=B13&productionType.values=B14&productionType.values=B20&productionType.values=B15&productionType.values=B16&productionType.values=B17&productionType.values=B18&productionType.values=B19&DataTables_Table_0_length=461 | WRI | 1025094¦1105506 | [9 empty] | 1547.64 | 1534.49 | 1493.73 | 1496.82 | 1461.42 | SOLAR-V1-NO-AGE | SOLAR-V1-NO-AGE | SOLAR-V1-NO-AGE | SOLAR-V1-NO-AGE | SOLAR-V1-NO-AGE
NOR | Norway | Gausbu |  | WRI1003156 | 9 | 59.3674 | 7.8963 | Hydro | [5 empty] | ENTSOE | https://transparency.entsoe.eu/generation/r2/installedCapacityPerProductionUnit/show?name=&defaultValue=true&viewType=TABLE&areaType=BZN&atch=false&dateTime.dateTime=01.01.2016+00:00¦UTC¦YEAR&area.values=CTY¦10YNO-0--------C!BZN¦10YNO-1--------2&productionType.values=B01&productionType.values=B02&productionType.values=B03&productionType.values=B04&productionType.values=B05&productionType.values=B06&productionType.values=B07&productionType.values=B08&productionType.values=B09&productionType.values=B10&productionType.values=B11&productionType.values=B12&productionType.values=B13&productionType.values=B14&productionType.values=B20&productionType.values=B15&productionType.values=B16&productionType.values=B17&productionType.values=B18&productionType.values=B19&DataTables_Table_0_length=571 | WRI | 1028964 | [9 empty] | 40.26 | 41.13 | 41.05 | 40.70 | 42.41 | NO-ESTIMATION | NO-ESTIMATION | NO-ESTIMATION | NO-ESTIMATION | NO-ESTIMATION
NOR | Norway | Hjorteland |  | WRI1003214 | 9 | 59.3748 | 6.4495 | Hydro | [5 empty] | ENTSOE | https://transparency.entsoe.eu/generation/r2/installedCapacityPerProductionUnit/show?name=&defaultValue=true&viewType=TABLE&areaType=BZN&atch=false&dateTime.dateTime=01.01.2016+00:00¦UTC¦YEAR&area.values=CTY¦10YNO-0--------C!BZN¦10YNO-1--------2&productionType.values=B01&productionType.values=B02&productionType.values=B03&productionType.values=B04&productionType.values=B05&productionType.values=B06&productionType.values=B07&productionType.values=B08&productionType.values=B09&productionType.values=B10&productionType.values=B11&productionType.values=B12&productionType.values=B13&productionType.values=B14&productionType.values=B20&productionType.values=B15&productionType.values=B16&productionType.values=B17&productionType.values=B18&productionType.values=B19&DataTables_Table_0_length=573 | WRI | 1105505 | [9 empty] | 41.39 | 41.14 | 41.13 | 39.57 | 42.31 | SOLAR-V1-NO-AGE | SOLAR-V1-NO-AGE | SOLAR-V1-NO-AGE | SOLAR-V1-NO-AGE | SOLAR-V1-NO-AGE
NOR | Norway | Tokke |  | WRI1003574 | 480 | 59.4479 | 8.0354 | Hydro | [5 empty] | ENTSOE | https://transparency.entsoe.eu/generation/r2/installedCapacityPerProductionUnit/show?name=&defaultValue=true&viewType=TABLE&areaType=BZN&atch=false&dateTime.dateTime=01.01.2016+00:00¦UTC¦YEAR&area.values=CTY¦10YNO-0--------C!BZN¦10YNO-1--------2&productionType.values=B01&productionType.values=B02&productionType.values=B03&productionType.values=B04&productionType.values=B05&productionType.values=B06&productionType.values=B07&productionType.values=B08&productionType.values=B09&productionType.values=B10&productionType.values=B11&productionType.values=B12&productionType.values=B13&productionType.values=B14&productionType.values=B20&productionType.values=B15&productionType.values=B16&productionType.values=B17&productionType.values=B18&productionType.values=B19&DataTables_Table_0_length=460 | WRI | 1030314 | [9 empty] | 1751.97 | 1739.24 | 1789.37 | 1747.00 | 1872.41 | NO-ESTIMATION | NO-ESTIMATION | NO-ESTIMATION | NO-ESTIMATION | CAPACITY-FACTOR-V1
NOR | Norway | Lio |  | WRI1003323 | 51 | 59.4627 | 7.9391 | Hydro | [5 empty] | ENTSOE | https://transparency.entsoe.eu/generation/r2/installedCapacityPerProductionUnit/show?name=&defaultValue=true&viewType=TABLE&areaType=BZN&atch=false&dateTime.dateTime=01.01.2016+00:00¦UTC¦YEAR&area.values=CTY¦10YNO-0--------C!BZN¦10YNO-1--------2&productionType.values=B01&productionType.values=B02&productionType.values=B03&productionType.values=B04&productionType.values=B05&productionType.values=B06&productionType.values=B07&productionType.values=B08&productionType.values=B09&productionType.values=B10&productionType.values=B11&productionType.values=B12&productionType.values=B13&productionType.values=B14&productionType.values=B20&productionType.values=B15&productionType.values=B16&productionType.values=B17&productionType.values=B18&productionType.values=B19&DataTables_Table_0_length=507 | WRI | 1030286 | [9 empty] | 201.19 | 189.35 | 189.35 | 189.86 | 189.35 | NO-ESTIMATION | NO-ESTIMATION | NO-ESTIMATION | NO-ESTIMATION | CAPACITY-FACTOR-V1
NOR | Norway | Saurdal |  | WRI1003478 | 674 | 59.4828 | 6.6726 | Hydro | [5 empty] | ENTSOE | https://transparency.entsoe.eu/generation/r2/installedCapacityPerProductionUnit/show?name=&defaultValue=true&viewType=TABLE&areaType=BZN&atch=false&dateTime.dateTime=01.01.2016+00:00¦UTC¦YEAR&area.values=CTY¦10YNO-0--------C!BZN¦10YNO-1--------2&productionType.values=B01&productionType.values=B02&productionType.values=B03&productionType.values=B04&productionType.values=B05&productionType.values=B06&productionType.values=B07&productionType.values=B08&productionType.values=B09&productionType.values=B10&productionType.values=B11&productionType.values=B12&productionType.values=B13&productionType.values=B14&productionType.values=B20&productionType.values=B15&productionType.values=B16&productionType.values=B17&productionType.values=B18&productionType.values=B19&DataTables_Table_0_length=458 | WRI | 1030303 | [9 empty] | 2408.51 | 2567.00 | 2263.33 | 2433.14 | 2396.42 | SOLAR-V1-NO-AGE | SOLAR-V1-NO-AGE | SOLAR-V1-NO-AGE | SOLAR-V1-NO-AGE | SOLAR-V1-NO-AGE
NOR | Norway | Sundsbarm |  | WRI1003543 | 118 | 59.4976 | 8.6343 | Hydro | [5 empty] | ENTSOE | https://transparency.entsoe.eu/generation/r2/installedCapacityPerProductionUnit/show?name=&defaultValue=true&viewType=TABLE&areaType=BZN&atch=false&dateTime.dateTime=01.01.2016+00:00¦UTC¦YEAR&area.values=CTY¦10YNO-0--------C!BZN¦10YNO-1--------2&productionType.values=B01&productionType.values=B02&productionType.values=B03&productionType.values=B04&productionType.values=B05&productionType.values=B06&productionType.values=B07&productionType.values=B08&productionType.values=B09&productionType.values=B10&productionType.values=B11&productionType.values=B12&productionType.values=B13&productionType.values=B14&productionType.values=B20&productionType.values=B15&productionType.values=B16&productionType.values=B17&productionType.values=B18&productionType.values=B19&DataTables_Table_0_length=487 | WRI | 1028987 | [9 empty] | 432.49 | 412.56 | 432.49 | 437.56 | 414.46 | SOLAR-V1-NO-AGE | SOLAR-V1-NO-AGE | SOLAR-V1-NO-AGE | SOLAR-V1-NO-AGE | SOLAR-V1-NO-AGE
NOR | Norway | Kvilldal |  | WRI1003302 | 1444 | 59.5118 | 6.5846 | Hydro | [5 empty] | ENTSOE | https://transparency.entsoe.eu/generation/r2/installedCapacityPerProductionUnit/show?name=&defaultValue=true&viewType=TABLE&areaType=BZN&atch=false&dateTime.dateTime=01.01.2016+00:00¦UTC¦YEAR&area.values=CTY¦10YNO-0--------C!BZN¦10YNO-1--------2&productionType.values=B01&productionType.values=B02&productionType.values=B03&productionType.values=B04&productionType.values=B05&productionType.values=B06&productionType.values=B07&productionType.values=B08&productionType.values=B09&productionType.values=B10&productionType.values=B11&productionType.values=B12&productionType.values=B13&productionType.values=B14&productionType.values=B20&productionType.values=B15&productionType.values=B16&productionType.values=B17&productionType.values=B18&productionType.values=B19&DataTables_Table_0_length=456 | WRI | 1030283 | [9 empty] | 5614.82 | 5954.37 | 5303.79 | 5668.84 | 5588.92 | SOLAR-V1-NO-AGE | SOLAR-V1-NO-AGE | SOLAR-V1-NO-AGE | SOLAR-V1-NO-AGE | SOLAR-V1-NO-AGE
NOR | Norway | Bjordal |  | WRI1003040 | 6 | 59.5393 | 5.5952 | Hydro | [5 empty] | ENTSOE | https://transparency.entsoe.eu/generation/r2/installedCapacityPerProductionUnit/show?name=&defaultValue=true&viewType=TABLE&areaType=BZN&atch=false&dateTime.dateTime=01.01.2016+00:00¦UTC¦YEAR&area.values=CTY¦10YNO-0--------C!BZN¦10YNO-1--------2&productionType.values=B01&productionType.values=B02&productionType.values=B03&productionType.values=B04&productionType.values=B05&productionType.values=B06&productionType.values=B07&productionType.values=B08&productionType.values=B09&productionType.values=B10&productionType.values=B11&productionType.values=B12&productionType.values=B13&productionType.values=B14&productionType.values=B20&productionType.values=B15&productionType.values=B16&productionType.values=B17&productionType.values=B18&productionType.values=B19&DataTables_Table_0_length=415 | WRI | 1024924 | [9 empty] | 31.87 | 31.50 | 31.74 | 31.58 | 31.62 | NO-ESTIMATION | NO-ESTIMATION | NO-ESTIMATION | NO-ESTIMATION | CAPACITY-FACTOR-V1
NOR | Norway | Vamma |  | WRI1003622 | 252 | 59.5423 | 11.1704 | Hydro | [5 empty] | ENTSOE | https://transparency.entsoe.eu/generation/r2/installedCapacityPerProductionUnit/show?name=&defaultValue=true&viewType=TABLE&areaType=BZN&atch=false&dateTime.dateTime=01.01.2016+00:00¦UTC¦YEAR&area.values=CTY¦10YNO-0--------C!BZN¦10YNO-1--------2&productionType.values=B01&productionType.values=B02&productionType.values=B03&productionType.values=B04&productionType.values=B05&productionType.values=B06&productionType.values=B07&productionType.values=B08&productionType.values=B09&productionType.values=B10&productionType.values=B11&productionType.values=B12&productionType.values=B13&productionType.values=B14&productionType.values=B20&productionType.values=B15&productionType.values=B16&productionType.values=B17&productionType.values=B18&productionType.values=B19&DataTables_Table_0_length=639 | WRI | 1018078 | [9 empty] | 935.20 | 949.81 | 950.81 | 952.40 | 817.65 | NO-ESTIMATION | NO-ESTIMATION | NO-ESTIMATION | NO-ESTIMATION | CAPACITY-FACTOR-V1
NOR | Norway | Byrte |  | WRI1003069 | 25 | 59.5576 | 7.8115 | Hydro | [5 empty] | ENTSOE | https://transparency.entsoe.eu/generation/r2/installedCapacityPerProductionUnit/show?name=&defaultValue=true&viewType=TABLE&areaType=BZN&atch=false&dateTime.dateTime=01.01.2016+00:00¦UTC¦YEAR&area.values=CTY¦10YNO-0--------C!BZN¦10YNO-1--------2&productionType.values=B01&productionType.values=B02&productionType.values=B03&productionType.values=B04&productionType.values=B05&productionType.values=B06&productionType.values=B07&productionType.values=B08&productionType.values=B09&productionType.values=B10&productionType.values=B11&productionType.values=B12&productionType.values=B13&productionType.values=B14&productionType.values=B20&productionType.values=B15&productionType.values=B16&productionType.values=B17&productionType.values=B18&productionType.values=B19&DataTables_Table_0_length=537 | WRI | 1030264 | [9 empty] | 99.00 | 93.19 | 93.19 | 93.45 | 93.19 | NO-ESTIMATION | NO-ESTIMATION | NO-ESTIMATION | NO-ESTIMATION | CAPACITY-FACTOR-V1
NOR | Norway | Tinfos Telemark |  | WRI1003568 | 70 | 59.5686 | 9.2645 | Hydro | [5 empty] | ENTSOE | https://transparency.entsoe.eu/generation/r2/installedCapacityPerProductionUnit/show?name=&defaultValue=true&viewType=TABLE&areaType=BZN&atch=false&dateTime.dateTime=01.01.2016+00:00¦UTC¦YEAR&area.values=CTY¦10YNO-0--------C!BZN¦10YNO-1--------2&productionType.values=B01&productionType.values=B02&productionType.values=B03&productionType.values=B04&productionType.values=B05&productionType.values=B06&productionType.values=B07&productionType.values=B08&productionType.values=B09&productionType.values=B10&productionType.values=B11&productionType.values=B12&productionType.values=B13&productionType.values=B14&productionType.values=B20&productionType.values=B15&productionType.values=B16&productionType.values=B17&productionType.values=B18&productionType.values=B19&DataTables_Table_0_length=496 | WRI | [10 empty] | 333.17 | 331.05 | 320.74 | 334.09 | 343.84 | SOLAR-V1-NO-AGE | SOLAR-V1-NO-AGE | SOLAR-V1-NO-AGE | SOLAR-V1-NO-AGE | SOLAR-V1-NO-AGE
NOR | Norway | Svelgfoss |  | WRI1003555 | 111 | 59.5813 | 9.2572 | Hydro | [5 empty] | ENTSOE | https://transparency.entsoe.eu/generation/r2/installedCapacityPerProductionUnit/show?name=&defaultValue=true&viewType=TABLE&areaType=BZN&atch=false&dateTime.dateTime=01.01.2016+00:00¦UTC¦YEAR&area.values=CTY¦10YNO-0--------C!BZN¦10YNO-1--------2&productionType.values=B01&productionType.values=B02&productionType.values=B03&productionType.values=B04&productionType.values=B05&productionType.values=B06&productionType.values=B07&productionType.values=B08&productionType.values=B09&productionType.values=B10&productionType.values=B11&productionType.values=B12&productionType.values=B13&productionType.values=B14&productionType.values=B20&productionType.values=B15&productionType.values=B16&productionType.values=B17&productionType.values=B18&productionType.values=B19&DataTables_Table_0_length=488 | WRI | 1024300 | [9 empty] | 535.02 | 531.66 | 515.30 | 536.49 | 551.94 | NO-ESTIMATION | NO-ESTIMATION | NO-ESTIMATION | NO-ESTIMATION | NO-ESTIMATION
NOR | Norway | Hjartdola |  | WRI1003212 | 150 | 59.6042 | 8.7120 | Hydro | [5 empty] | ENTSOE | https://transparency.entsoe.eu/generation/r2/installedCapacityPerProductionUnit/show?name=&defaultValue=true&viewType=TABLE&areaType=BZN&atch=false&dateTime.dateTime=01.01.2016+00:00¦UTC¦YEAR&area.values=CTY¦10YNO-0--------C!BZN¦10YNO-1--------2&productionType.values=B01&productionType.values=B02&productionType.values=B03&productionType.values=B04&productionType.values=B05&productionType.values=B06&productionType.values=B07&productionType.values=B08&productionType.values=B09&productionType.values=B10&productionType.values=B11&productionType.values=B12&productionType.values=B13&productionType.values=B14&productionType.values=B20&productionType.values=B15&productionType.values=B16&productionType.values=B17&productionType.values=B18&productionType.values=B19&DataTables_Table_0_length=479 | WRI | 1028985 | [9 empty] | 526.33 | 511.44 | 525.59 | 532.52 | 578.51 | NO-ESTIMATION | NO-ESTIMATION | NO-ESTIMATION | NO-ESTIMATION | NO-ESTIMATION
NOR | Norway | Skollenborg |  | WRI1003499 | 102 | 59.6189 | 9.6677 | Hydro | [5 empty] | ENTSOE | https://transparency.entsoe.eu/generation/r2/installedCapacityPerProductionUnit/show?name=&defaultValue=true&viewType=TABLE&areaType=BZN&atch=false&dateTime.dateTime=01.01.2016+00:00¦UTC¦YEAR&area.values=CTY¦10YNO-0--------C!BZN¦10YNO-1--------2&productionType.values=B01&productionType.values=B02&productionType.values=B03&productionType.values=B04&productionType.values=B05&productionType.values=B06&productionType.values=B07&productionType.values=B08&productionType.values=B09&productionType.values=B10&productionType.values=B11&productionType.values=B12&productionType.values=B13&productionType.values=B14&productionType.values=B20&productionType.values=B15&productionType.values=B16&productionType.values=B17&productionType.values=B18&productionType.values=B19&DataTables_Table_0_length=648 | WRI | 1028993 | [9 empty] | 491.08 | 491.08 | 476.45 | 509.55 | 492.78 | SOLAR-V1-NO-AGE | SOLAR-V1-NO-AGE | SOLAR-V1-NO-AGE | SOLAR-V1-NO-AGE | SOLAR-V1-NO-AGE
NOR | Norway | Vinje |  | WRI1003643 | 375 | 59.6246 | 7.8508 | Hydro | [5 empty] | ENTSOE | https://transparency.entsoe.eu/generation/r2/installedCapacityPerProductionUnit/show?name=&defaultValue=true&viewType=TABLE&areaType=BZN&atch=false&dateTime.dateTime=01.01.2016+00:00¦UTC¦YEAR&area.values=CTY¦10YNO-0--------C!BZN¦10YNO-1--------2&productionType.values=B01&productionType.values=B02&productionType.values=B03&productionType.values=B04&productionType.values=B05&productionType.values=B06&productionType.values=B07&productionType.values=B08&productionType.values=B09&productionType.values=B10&productionType.values=B11&productionType.values=B12&productionType.values=B13&productionType.values=B14&productionType.values=B20&productionType.values=B15&productionType.values=B16&productionType.values=B17&productionType.values=B18&productionType.values=B19&DataTables_Table_0_length=463 | WRI | 1030317 | [9 empty] | 1173.68 | 1181.11 | 1285.13 | 1186.34 | 1365.41 | SOLAR-V1-NO-AGE | SOLAR-V1-NO-AGE | SOLAR-V1-NO-AGE | SOLAR-V1-NO-AGE | SOLAR-V1-NO-AGE
NOR | Norway | Solberg2 |  | WRI1003512 | 240 | 59.6365 | 11.1542 | Hydro | [5 empty] | ENTSOE | https://transparency.entsoe.eu/generation/r2/installedCapacityPerProductionUnit/show?name=&defaultValue=true&viewType=TABLE&areaType=BZN&atch=false&dateTime.dateTime=01.01.2016+00:00¦UTC¦YEAR&area.values=CTY¦10YNO-0--------C!BZN¦10YNO-1--------2&productionType.values=B01&productionType.values=B02&productionType.values=B03&productionType.values=B04&productionType.values=B05&productionType.values=B06&productionType.values=B07&productionType.values=B08&productionType.values=B09&productionType.values=B10&productionType.values=B11&productionType.values=B12&productionType.values=B13&productionType.values=B14&productionType.values=B20&productionType.values=B15&productionType.values=B16&productionType.values=B17&productionType.values=B18&productionType.values=B19&DataTables_Table_0_length=646 | WRI | [10 empty] | 898.57 | 912.49 | 913.45 | 914.98 | 786.62 | NO-ESTIMATION | NO-ESTIMATION | NO-ESTIMATION | NO-ESTIMATION | CAPACITY-FACTOR-V1
NOR | Norway | Sonna |  | WRI1003516 | 310 | 59.6471 | 6.3538 | Hydro | [5 empty] | ENTSOE | https://transparency.entsoe.eu/generation/r2/installedCapacityPerProductionUnit/show?name=&defaultValue=true&viewType=TABLE&areaType=BZN&atch=false&dateTime.dateTime=01.01.2016+00:00¦UTC¦YEAR&area.values=CTY¦10YNO-0--------C!BZN¦10YNO-1--------2&productionType.values=B01&productionType.values=B02&productionType.values=B03&productionType.values=B04&productionType.values=B05&productionType.values=B06&productionType.values=B07&productionType.values=B08&productionType.values=B09&productionType.values=B10&productionType.values=B11&productionType.values=B12&productionType.values=B13&productionType.values=B14&productionType.values=B20&productionType.values=B15&productionType.values=B16&productionType.values=B17&productionType.values=B18&productionType.values=B19&DataTables_Table_0_length=464 | WRI | 1063346¦1063347 | [9 empty] | 1223.23 | 1153.15 | 1153.15 | 1156.31 | 1153.15 | NO-ESTIMATION | NO-ESTIMATION | NO-ESTIMATION | NO-ESTIMATION | NO-ESTIMATION
NOR | Norway | Suldal 2 |  | WRI1003541 | 350 | 59.6496 | 6.8166 | Hydro | [5 empty] | ENTSOE | https://transparency.entsoe.eu/generation/r2/installedCapacityPerProductionUnit/show?name=&defaultValue=true&viewType=TABLE&areaType=BZN&atch=false&dateTime.dateTime=01.01.2016+00:00¦UTC¦YEAR&area.values=CTY¦10YNO-0--------C!BZN¦10YNO-1--------2&productionType.values=B01&productionType.values=B02&productionType.values=B03&productionType.values=B04&productionType.values=B05&productionType.values=B06&productionType.values=B07&productionType.values=B08&productionType.values=B09&productionType.values=B10&productionType.values=B11&productionType.values=B12&productionType.values=B13&productionType.values=B14&productionType.values=B20&productionType.values=B15&productionType.values=B16&productionType.values=B17&productionType.values=B18&productionType.values=B19&DataTables_Table_0_length=478 | WRI | 1024296 | [9 empty] | 1056.95 | 1070.84 | 1070.84 | 1043.20 | 1103.33 | SOLAR-V1-NO-AGE | SOLAR-V1-NO-AGE | SOLAR-V1-NO-AGE | SOLAR-V1-NO-AGE | SOLAR-V1-NO-AGE
NOR | Norway | Hardeland |  | WRI1003190 | 42 | 59.6576 | 6.0967 | Hydro | [5 empty] | ENTSOE | https://transparency.entsoe.eu/generation/r2/installedCapacityPerProductionUnit/show?name=&defaultValue=true&viewType=TABLE&areaType=BZN&atch=false&dateTime.dateTime=01.01.2016+00:00¦UTC¦YEAR&area.values=CTY¦10YNO-0--------C!BZN¦10YNO-1--------2&productionType.values=B01&productionType.values=B02&productionType.values=B03&productionType.values=B04&productionType.values=B05&productionType.values=B06&productionType.values=B07&productionType.values=B08&productionType.values=B09&productionType.values=B10&productionType.values=B11&productionType.values=B12&productionType.values=B13&productionType.values=B14&productionType.values=B20&productionType.values=B15&productionType.values=B16&productionType.values=B17&productionType.values=B18&productionType.values=B19&DataTables_Table_0_length=517 | WRI | 1018207 | [9 empty] | 171.54 | 180.51 | 181.19 | 178.28 | 181.19 | SOLAR-V1-NO-AGE | SOLAR-V1-NO-AGE | SOLAR-V1-NO-AGE | SOLAR-V1-NO-AGE | SOLAR-V1-NO-AGE
NOR | Norway | Gronvollfoss |  | WRI1003172 | 40 | 59.6577 | 9.2079 | Hydro | [5 empty] | ENTSOE | https://transparency.entsoe.eu/generation/r2/installedCapacityPerProductionUnit/show?name=&defaultValue=true&viewType=TABLE&areaType=BZN&atch=false&dateTime.dateTime=01.01.2016+00:00¦UTC¦YEAR&area.values=CTY¦10YNO-0--------C!BZN¦10YNO-1--------2&productionType.values=B01&productionType.values=B02&productionType.values=B03&productionType.values=B04&productionType.values=B05&productionType.values=B06&productionType.values=B07&productionType.values=B08&productionType.values=B09&productionType.values=B10&productionType.values=B11&productionType.values=B12&productionType.values=B13&productionType.values=B14&productionType.values=B20&productionType.values=B15&productionType.values=B16&productionType.values=B17&productionType.values=B18&productionType.values=B19&DataTables_Table_0_length=518 | WRI | 1028984 | [9 empty] | 190.09 | 188.88 | 182.98 | 190.61 | 196.19 | SOLAR-V1-NO-AGE | SOLAR-V1-NO-AGE | SOLAR-V1-NO-AGE | SOLAR-V1-NO-AGE | SOLAR-V1-NO-AGE
NOR | Norway | Gamlebrofoss |  | WRI1003154 | 17 | 59.6578 | 9.6515 | Hydro | [5 empty] | ENTSOE | https://transparency.entsoe.eu/generation/r2/installedCapacityPerProductionUnit/show?name=&defaultValue=true&viewType=TABLE&areaType=BZN&atch=false&dateTime.dateTime=01.01.2016+00:00¦UTC¦YEAR&area.values=CTY¦10YNO-0--------C!BZN¦10YNO-1--------2&productionType.values=B01&productionType.values=B02&productionType.values=B03&productionType.values=B04&productionType.values=B05&productionType.values=B06&productionType.values=B07&productionType.values=B08&productionType.values=B09&productionType.values=B10&productionType.values=B11&productionType.values=B12&productionType.values=B13&productionType.values=B14&productionType.values=B20&productionType.values=B15&productionType.values=B16&productionType.values=B17&productionType.values=B18&productionType.values=B19&DataTables_Table_0_length=692 | WRI | 1011422 | [9 empty] | 88.23 | 87.81 | 90.09 | 88.10 | 87.82 | NO-ESTIMATION | NO-ESTIMATION | NO-ESTIMATION | NO-ESTIMATION | CAPACITY-FACTOR-V1
NOR | Norway | Kvanndal |  | WRI1003299 | 50 | 59.6581 | 6.9834 | Hydro | [5 empty] | ENTSOE | https://transparency.entsoe.eu/generation/r2/installedCapacityPerProductionUnit/show?name=&defaultValue=true&viewType=TABLE&areaType=BZN&atch=false&dateTime.dateTime=01.01.2016+00:00¦UTC¦YEAR&area.values=CTY¦10YNO-0--------C!BZN¦10YNO-1--------2&productionType.values=B01&productionType.values=B02&productionType.values=B03&productionType.values=B04&productionType.values=B05&productionType.values=B06&productionType.values=B07&productionType.values=B08&productionType.values=B09&productionType.values=B10&productionType.values=B11&productionType.values=B12&productionType.values=B13&productionType.values=B14&productionType.values=B20&productionType.values=B15&productionType.values=B16&productionType.values=B17&productionType.values=B18&productionType.values=B19&DataTables_Table_0_length=511 | WRI | 1024282 | [9 empty] | 200.68 | 189.08 | 189.08 | 189.59 | 189.08 | NO-ESTIMATION | NO-ESTIMATION | NO-ESTIMATION | NO-ESTIMATION | CAPACITY-FACTOR-V1
NOR | Norway | Litledalen |  | WRI1003326 | 20 | 59.6635 | 6.0654 | Hydro | [5 empty] | ENTSOE | https://transparency.entsoe.eu/generation/r2/installedCapacityPerProductionUnit/show?name=&defaultValue=true&viewType=TABLE&areaType=BZN&atch=false&dateTime.dateTime=01.01.2016+00:00¦UTC¦YEAR&area.values=CTY¦10YNO-0--------C!BZN¦10YNO-1--------2&productionType.values=B01&productionType.values=B02&productionType.values=B03&productionType.values=B04&productionType.values=B05&productionType.values=B06&productionType.values=B07&productionType.values=B08&productionType.values=B09&productionType.values=B10&productionType.values=B11&productionType.values=B12&productionType.values=B13&productionType.values=B14&productionType.values=B20&productionType.values=B15&productionType.values=B16&productionType.values=B17&productionType.values=B18&productionType.values=B19&DataTables_Table_0_length=546 | WRI | 1018208 | [9 empty] | 86.02 | 90.29 | 91.63 | 89.24 | 91.87 | NO-ESTIMATION | NO-ESTIMATION | NO-ESTIMATION | NO-ESTIMATION | CAPACITY-FACTOR-V1
NOR | Norway | Storlivatn |  | WRI1003537 | 66 | 59.6852 | 6.5196 | Hydro | [5 empty] | ENTSOE | https://transparency.entsoe.eu/generation/r2/installedCapacityPerProductionUnit/show?name=&defaultValue=true&viewType=TABLE&areaType=BZN&atch=false&dateTime.dateTime=01.01.2016+00:00¦UTC¦YEAR&area.values=CTY¦10YNO-0--------C!BZN¦10YNO-1--------2&productionType.values=B01&productionType.values=B02&productionType.values=B03&productionType.values=B04&productionType.values=B05&productionType.values=B06&productionType.values=B07&productionType.values=B08&productionType.values=B09&productionType.values=B10&productionType.values=B11&productionType.values=B12&productionType.values=B13&productionType.values=B14&productionType.values=B20&productionType.values=B15&productionType.values=B16&productionType.values=B17&productionType.values=B18&productionType.values=B19&DataTables_Table_0_length=497 | WRI | 1028113 | [9 empty] | 265.00 | 249.67 | 249.67 | 250.36 | 249.67 | NO-ESTIMATION | NO-ESTIMATION | NO-ESTIMATION | NO-ESTIMATION | CAPACITY-FACTOR-V1
NOR | Norway | Dalvatn |  | WRI1003076 | 37 | 59.6906 | 6.5701 | Hydro | [5 empty] | ENTSOE | https://transparency.entsoe.eu/generation/r2/installedCapacityPerProductionUnit/show?name=&defaultValue=true&viewType=TABLE&areaType=BZN&atch=false&dateTime.dateTime=01.01.2016+00:00¦UTC¦YEAR&area.values=CTY¦10YNO-0--------C!BZN¦10YNO-1--------2&productionType.values=B01&productionType.values=B02&productionType.values=B03&productionType.values=B04&productionType.values=B05&productionType.values=B06&productionType.values=B07&productionType.values=B08&productionType.values=B09&productionType.values=B10&productionType.values=B11&productionType.values=B12&productionType.values=B13&productionType.values=B14&productionType.values=B20&productionType.values=B15&productionType.values=B16&productionType.values=B17&productionType.values=B18&productionType.values=B19&DataTables_Table_0_length=524 | WRI | 1063345 | [9 empty] | 148.25 | 139.65 | 139.65 | 140.04 | 139.65 | NO-ESTIMATION | NO-ESTIMATION | NO-ESTIMATION | NO-ESTIMATION | CAPACITY-FACTOR-V1
NOR | Norway | Kjela |  | WRI1003277 | 72 | 59.7308 | 7.4255 | Hydro | [5 empty] | ENTSOE | https://transparency.entsoe.eu/generation/r2/installedCapacityPerProductionUnit/show?name=&defaultValue=true&viewType=TABLE&areaType=BZN&atch=false&dateTime.dateTime=01.01.2016+00:00¦UTC¦YEAR&area.values=CTY¦10YNO-0--------C!BZN¦10YNO-1--------2&productionType.values=B01&productionType.values=B02&productionType.values=B03&productionType.values=B04&productionType.values=B05&productionType.values=B06&productionType.values=B07&productionType.values=B08&productionType.values=B09&productionType.values=B10&productionType.values=B11&productionType.values=B12&productionType.values=B13&productionType.values=B14&productionType.values=B20&productionType.values=B15&productionType.values=B16&productionType.values=B17&productionType.values=B18&productionType.values=B19&DataTables_Table_0_length=493 | WRI | 1030278 | [9 empty] | 272.31 | 271.09 | 277.38 | 271.83 | 288.85 | NO-ESTIMATION | NO-ESTIMATION | NO-ESTIMATION | NO-ESTIMATION | CAPACITY-FACTOR-V1
NOR | Norway | Haukeli |  | WRI1003195 | 6 | 59.7331 | 7.5464 | Hydro | [5 empty] | ENTSOE | https://transparency.entsoe.eu/generation/r2/installedCapacityPerProductionUnit/show?name=&defaultValue=true&viewType=TABLE&areaType=BZN&atch=false&dateTime.dateTime=01.01.2016+00:00¦UTC¦YEAR&area.values=CTY¦10YNO-0--------C!BZN¦10YNO-1--------2&productionType.values=B01&productionType.values=B02&productionType.values=B03&productionType.values=B04&productionType.values=B05&productionType.values=B06&productionType.values=B07&productionType.values=B08&productionType.values=B09&productionType.values=B10&productionType.values=B11&productionType.values=B12&productionType.values=B13&productionType.values=B14&productionType.values=B20&productionType.values=B15&productionType.values=B16&productionType.values=B17&productionType.values=B18&productionType.values=B19&DataTables_Table_0_length=596 | WRI | 1030272 | [9 empty] | 25.32 | 25.16 | 25.69 | 25.23 | 27.22 | SOLAR-V1-NO-AGE | SOLAR-V1-NO-AGE | SOLAR-V1-NO-AGE | SOLAR-V1-NO-AGE | SOLAR-V1-NO-AGE
NOR | Norway | Kleiva |  | WRI1003282 | 5 | 59.7393 | 6.5187 | Hydro | [5 empty] | ENTSOE | https://transparency.entsoe.eu/generation/r2/installedCapacityPerProductionUnit/show?name=&defaultValue=true&viewType=TABLE&areaType=BZN&atch=false&dateTime.dateTime=01.01.2016+00:00¦UTC¦YEAR&area.values=CTY¦10YNO-0--------C!BZN¦10YNO-1--------2&productionType.values=B01&productionType.values=B02&productionType.values=B03&productionType.values=B04&productionType.values=B05&productionType.values=B06&productionType.values=B07&productionType.values=B08&productionType.values=B09&productionType.values=B10&productionType.values=B11&productionType.values=B12&productionType.values=B13&productionType.values=B14&productionType.values=B20&productionType.values=B15&productionType.values=B16&productionType.values=B17&productionType.values=B18&productionType.values=B19&DataTables_Table_0_length=612 | WRI | 1105811 | [9 empty] | 15.80 | 14.64 | 14.64 | 14.68 | 14.64 | SOLAR-V1-NO-AGE | SOLAR-V1-NO-AGE | SOLAR-V1-NO-AGE | SOLAR-V1-NO-AGE | SOLAR-V1-NO-AGE
NOR | Norway | Songa |  | WRI1003515 | 140 | 59.7776 | 7.7258 | Hydro | [5 empty] | ENTSOE | https://transparency.entsoe.eu/generation/r2/installedCapacityPerProductionUnit/show?name=&defaultValue=true&viewType=TABLE&areaType=BZN&atch=false&dateTime.dateTime=01.01.2016+00:00¦UTC¦YEAR&area.values=CTY¦10YNO-0--------C!BZN¦10YNO-1--------2&productionType.values=B01&productionType.values=B02&productionType.values=B03&productionType.values=B04&productionType.values=B05&productionType.values=B06&productionType.values=B07&productionType.values=B08&productionType.values=B09&productionType.values=B10&productionType.values=B11&productionType.values=B12&productionType.values=B13&productionType.values=B14&productionType.values=B20&productionType.values=B15&productionType.values=B16&productionType.values=B17&productionType.values=B18&productionType.values=B19&DataTables_Table_0_length=481 | WRI | 1030308 | [9 empty] | 490.19 | 527.27 | 518.20 | 519.62 | 511.66 | NO-ESTIMATION | NO-ESTIMATION | NO-ESTIMATION | NO-ESTIMATION | CAPACITY-FACTOR-V1
NOR | Norway | Liarelva |  | WRI1003320 | 2 | 59.8070 | 5.9818 | Hydro | [5 empty] | ENTSOE | https://transparency.entsoe.eu/generation/r2/installedCapacityPerProductionUnit/show?name=&defaultValue=true&viewType=TABLE&areaType=BZN&atch=false&dateTime.dateTime=01.01.2016+00:00¦UTC¦YEAR&area.values=CTY¦10YNO-0--------C!BZN¦10YNO-1--------2&productionType.values=B01&productionType.values=B02&productionType.values=B03&productionType.values=B04&productionType.values=B05&productionType.values=B06&productionType.values=B07&productionType.values=B08&productionType.values=B09&productionType.values=B10&productionType.values=B11&productionType.values=B12&productionType.values=B13&productionType.values=B14&productionType.values=B20&productionType.values=B15&productionType.values=B16&productionType.values=B17&productionType.values=B18&productionType.values=B19&DataTables_Table_0_length=626 | WRI | 1105265 | [9 empty] | 7.84 | 7.16 | 7.16 | 7.18 | 7.16 | SOLAR-V1-NO-AGE | SOLAR-V1-NO-AGE | SOLAR-V1-NO-AGE | SOLAR-V1-NO-AGE | SOLAR-V1-NO-AGE
NOR | Norway | Roldal |  | WRI1003458 | 192 | 59.8215 | 6.8176 | Hydro | [5 empty] | ENTSOE | https://transparency.entsoe.eu/generation/r2/installedCapacityPerProductionUnit/show?name=&defaultValue=true&viewType=TABLE&areaType=BZN&atch=false&dateTime.dateTime=01.01.2016+00:00¦UTC¦YEAR&area.values=CTY¦10YNO-0--------C!BZN¦10YNO-1--------2&productionType.values=B01&productionType.values=B02&productionType.values=B03&productionType.values=B04&productionType.values=B05&productionType.values=B06&productionType.values=B07&productionType.values=B08&productionType.values=B09&productionType.values=B10&productionType.values=B11&productionType.values=B12&productionType.values=B13&productionType.values=B14&productionType.values=B20&productionType.values=B15&productionType.values=B16&productionType.values=B17&productionType.values=B18&productionType.values=B19&DataTables_Table_0_length=474 | WRI | 1024292 | [9 empty] | 661.35 | 688.21 | 687.76 | 690.09 | 760.45 | SOLAR-V1-NO-AGE | SOLAR-V1-NO-AGE | SOLAR-V1-NO-AGE | SOLAR-V1-NO-AGE | SOLAR-V1-NO-AGE
NOR | Norway | Novle |  | WRI1003398 | 50 | 59.8385 | 6.8805 | Hydro | [5 empty] | ENTSOE | https://transparency.entsoe.eu/generation/r2/installedCapacityPerProductionUnit/show?name=&defaultValue=true&viewType=TABLE&areaType=BZN&atch=false&dateTime.dateTime=01.01.2016+00:00¦UTC¦YEAR&area.values=CTY¦10YNO-0--------C!BZN¦10YNO-1--------2&productionType.values=B01&productionType.values=B02&productionType.values=B03&productionType.values=B04&productionType.values=B05&productionType.values=B06&productionType.values=B07&productionType.values=B08&productionType.values=B09&productionType.values=B10&productionType.values=B11&productionType.values=B12&productionType.values=B13&productionType.values=B14&productionType.values=B20&productionType.values=B15&productionType.values=B16&productionType.values=B17&productionType.values=B18&productionType.values=B19&DataTables_Table_0_length=510 | WRI | 1024288 | [9 empty] | 186.41 | 198.44 | 198.32 | 198.98 | 219.12 | HYDRO-V1 | HYDRO-V1 | HYDRO-V1 | HYDRO-V1 | HYDRO-V1
NOR | Norway | Froystul |  | WRI1003149 | 50 | 59.8467 | 8.4274 | Hydro | [5 empty] | ENTSOE | https://transparency.entsoe.eu/generation/r2/installedCapacityPerProductionUnit/show?name=&defaultValue=true&viewType=TABLE&areaType=BZN&atch=false&dateTime.dateTime=01.01.2016+00:00¦UTC¦YEAR&area.values=CTY¦10YNO-0--------C!BZN¦10YNO-1--------2&productionType.values=B01&productionType.values=B02&productionType.values=B03&productionType.values=B04&productionType.values=B05&productionType.values=B06&productionType.values=B07&productionType.values=B08&productionType.values=B09&productionType.values=B10&productionType.values=B11&productionType.values=B12&productionType.values=B13&productionType.values=B14&productionType.values=B20&productionType.values=B15&productionType.values=B16&productionType.values=B17&productionType.values=B18&productionType.values=B19&DataTables_Table_0_length=508 | WRI | 1024279 | [9 empty] | 208.22 | 209.21 | 231.40 | 209.76 | 208.61 | SOLAR-V1-NO-AGE | SOLAR-V1-NO-AGE | SOLAR-V1-NO-AGE | SOLAR-V1-NO-AGE | SOLAR-V1-NO-AGE
NOR | Norway | Vemork |  | WRI1003630 | 224 | 59.8468 | 8.4274 | Hydro | [5 empty] | ENTSOE | https://transparency.entsoe.eu/generation/r2/installedCapacityPerProductionUnit/show?name=&defaultValue=true&viewType=TABLE&areaType=BZN&atch=false&dateTime.dateTime=01.01.2016+00:00¦UTC¦YEAR&area.values=CTY¦10YNO-0--------C!BZN¦10YNO-1--------2&productionType.values=B01&productionType.values=B02&productionType.values=B03&productionType.values=B04&productionType.values=B05&productionType.values=B06&productionType.values=B07&productionType.values=B08&productionType.values=B09&productionType.values=B10&productionType.values=B11&productionType.values=B12&productionType.values=B13&productionType.values=B14&productionType.values=B20&productionType.values=B15&productionType.values=B16&productionType.values=B17&productionType.values=B18&productionType.values=B19&DataTables_Table_0_length=470 | WRI | 1024302 | [9 empty] | 769.78 | 774.23 | 878.69 | 776.27 | 773.7 | NO-ESTIMATION | NO-ESTIMATION | NO-ESTIMATION | NO-ESTIMATION | CAPACITY-FACTOR-V1
NOR | Norway | Saheim |  | WRI1003471 | 206 | 59.8770 | 8.5929 | Hydro | [5 empty] | ENTSOE | https://transparency.entsoe.eu/generation/r2/installedCapacityPerProductionUnit/show?name=&defaultValue=true&viewType=TABLE&areaType=BZN&atch=false&dateTime.dateTime=01.01.2016+00:00¦UTC¦YEAR&area.values=CTY¦10YNO-0--------C!BZN¦10YNO-1--------2&productionType.values=B01&productionType.values=B02&productionType.values=B03&productionType.values=B04&productionType.values=B05&productionType.values=B06&productionType.values=B07&productionType.values=B08&productionType.values=B09&productionType.values=B10&productionType.values=B11&productionType.values=B12&productionType.values=B13&productionType.values=B14&productionType.values=B20&productionType.values=B15&productionType.values=B16&productionType.values=B17&productionType.values=B18&productionType.values=B19&DataTables_Table_0_length=471 | WRI | 1024293 | [9 empty] | 765.13 | 756.45 | 849.88 | 760.75 | 775.91 | NO-ESTIMATION | NO-ESTIMATION | NO-ESTIMATION | NO-ESTIMATION | CAPACITY-FACTOR-V1
NOR | Norway | Embrets3 |  | WRI1003106 | 78 | 59.9010 | 9.9290 | Hydro | [5 empty] | ENTSOE | https://transparency.entsoe.eu/generation/r2/installedCapacityPerProductionUnit/show?name=&defaultValue=true&viewType=TABLE&areaType=BZN&atch=false&dateTime.dateTime=01.01.2016+00:00¦UTC¦YEAR&area.values=CTY¦10YNO-0--------C!BZN¦10YNO-1--------2&productionType.values=B01&productionType.values=B02&productionType.values=B03&productionType.values=B04&productionType.values=B05&productionType.values=B06&productionType.values=B07&productionType.values=B08&productionType.values=B09&productionType.values=B10&productionType.values=B11&productionType.values=B12&productionType.values=B13&productionType.values=B14&productionType.values=B20&productionType.values=B15&productionType.values=B16&productionType.values=B17&productionType.values=B18&productionType.values=B19&DataTables_Table_0_length=684 | WRI | [10 empty] | 354.26 | 355.52 | 354.26 | 345.90 | 354.26 | HYDRO-V1 | HYDRO-V1 | HYDRO-V1 | HYDRO-V1 | HYDRO-V1
NOR | Norway | Haugfoss |  | WRI1003194 | 4 | 59.9138 | 9.8857 | Hydro | [5 empty] | ENTSOE | https://transparency.entsoe.eu/generation/r2/installedCapacityPerProductionUnit/show?name=&defaultValue=true&viewType=TABLE&areaType=BZN&atch=false&dateTime.dateTime=01.01.2016+00:00¦UTC¦YEAR&area.values=CTY¦10YNO-0--------C!BZN¦10YNO-1--------2&productionType.values=B01&productionType.values=B02&productionType.values=B03&productionType.values=B04&productionType.values=B05&productionType.values=B06&productionType.values=B07&productionType.values=B08&productionType.values=B09&productionType.values=B10&productionType.values=B11&productionType.values=B12&productionType.values=B13&productionType.values=B14&productionType.values=B20&productionType.values=B15&productionType.values=B16&productionType.values=B17&productionType.values=B18&productionType.values=B19&DataTables_Table_0_length=728 | WRI | 1023009 | [9 empty] | 16.65 | 16.47 | 17.19 | 14.85 | 16.47 | NO-ESTIMATION | NO-ESTIMATION | NO-ESTIMATION | NO-ESTIMATION | CAPACITY-FACTOR-V1
NOR | Norway | Geithusfoss |  | WRI1003157 | 15 | 59.9290 | 9.9635 | Hydro | [5 empty] | ENTSOE | https://transparency.entsoe.eu/generation/r2/installedCapacityPerProductionUnit/show?name=&defaultValue=true&viewType=TABLE&areaType=BZN&atch=false&dateTime.dateTime=01.01.2016+00:00¦UTC¦YEAR&area.values=CTY¦10YNO-0--------C!BZN¦10YNO-1--------2&productionType.values=B01&productionType.values=B02&productionType.values=B03&productionType.values=B04&productionType.values=B05&productionType.values=B06&productionType.values=B07&productionType.values=B08&productionType.values=B09&productionType.values=B10&productionType.values=B11&productionType.values=B12&productionType.values=B13&productionType.values=B14&productionType.values=B20&productionType.values=B15&productionType.values=B16&productionType.values=B17&productionType.values=B18&productionType.values=B19&DataTables_Table_0_length=695 | WRI | 1032358 | [9 empty] | 76.24 | 76.03 | 77.74 | 69.69 | 76.03 | NO-ESTIMATION | NO-ESTIMATION | NO-ESTIMATION | NO-ESTIMATION | CAPACITY-FACTOR-V1
NOR | Norway | Gravfoss |  | WRI1003167 | 24 | 59.9294 | 9.9465 | Hydro | [5 empty] | ENTSOE | https://transparency.entsoe.eu/generation/r2/installedCapacityPerProductionUnit/show?name=&defaultValue=true&viewType=TABLE&areaType=BZN&atch=false&dateTime.dateTime=01.01.2016+00:00¦UTC¦YEAR&area.values=CTY¦10YNO-0--------C!BZN¦10YNO-1--------2&productionType.values=B01&productionType.values=B02&productionType.values=B03&productionType.values=B04&productionType.values=B05&productionType.values=B06&productionType.values=B07&productionType.values=B08&productionType.values=B09&productionType.values=B10&productionType.values=B11&productionType.values=B12&productionType.values=B13&productionType.values=B14&productionType.values=B20&productionType.values=B15&productionType.values=B16&productionType.values=B17&productionType.values=B18&productionType.values=B19&DataTables_Table_0_length=679 | WRI | 1013841 | [9 empty] | 113.75 | 113.75 | 116.48 | 110.02 | 113.75 | NO-ESTIMATION | NO-ESTIMATION | NO-ESTIMATION | NO-ESTIMATION | CAPACITY-FACTOR-V1
NOR | Norway | Kaggefoss |  | WRI1003261 | 101 | 59.9314 | 9.9476 | Hydro | [5 empty] | ENTSOE | https://transparency.entsoe.eu/generation/r2/installedCapacityPerProductionUnit/show?name=&defaultValue=true&viewType=TABLE&areaType=BZN&atch=false&dateTime.dateTime=01.01.2016+00:00¦UTC¦YEAR&area.values=CTY¦10YNO-0--------C!BZN¦10YNO-1--------2&productionType.values=B01&productionType.values=B02&productionType.values=B03&productionType.values=B04&productionType.values=B05&productionType.values=B06&productionType.values=B07&productionType.values=B08&productionType.values=B09&productionType.values=B10&productionType.values=B11&productionType.values=B12&productionType.values=B13&productionType.values=B14&productionType.values=B20&productionType.values=B15&productionType.values=B16&productionType.values=B17&productionType.values=B18&productionType.values=B19&DataTables_Table_0_length=649 | WRI | 1013842 | [9 empty] | 444.22 | 444.22 | 454.99 | 428.46 | 444.22 | SOLAR-V1-NO-AGE | SOLAR-V1-NO-AGE | SOLAR-V1-NO-AGE | SOLAR-V1-NO-AGE | SOLAR-V1-NO-AGE
NOR | Norway | Djupdal |  | WRI1003080 | 17 | 59.9396 | 9.3392 | Hydro | [5 empty] | ENTSOE | https://transparency.entsoe.eu/generation/r2/installedCapacityPerProductionUnit/show?name=&defaultValue=true&viewType=TABLE&areaType=BZN&atch=false&dateTime.dateTime=01.01.2016+00:00¦UTC¦YEAR&area.values=CTY¦10YNO-0--------C!BZN¦10YNO-1--------2&productionType.values=B01&productionType.values=B02&productionType.values=B03&productionType.values=B04&productionType.values=B05&productionType.values=B06&productionType.values=B07&productionType.values=B08&productionType.values=B09&productionType.values=B10&productionType.values=B11&productionType.values=B12&productionType.values=B13&productionType.values=B14&productionType.values=B20&productionType.values=B15&productionType.values=B16&productionType.values=B17&productionType.values=B18&productionType.values=B19&DataTables_Table_0_length=689 | WRI | 1011420 | [9 empty] | 92.66 | 90.02 | 88.88 | 89.62 | 87.3 | SOLAR-V1-NO-AGE | SOLAR-V1-NO-AGE | SOLAR-V1-NO-AGE | SOLAR-V1-NO-AGE | SOLAR-V1-NO-AGE
NOR | Norway | Bingsfoss |  | WRI1003034 | 36 | 59.9900 | 11.2648 | Hydro | [5 empty] | ENTSOE | https://transparency.entsoe.eu/generation/r2/installedCapacityPerProductionUnit/show?name=&defaultValue=true&viewType=TABLE&areaType=BZN&atch=false&dateTime.dateTime=01.01.2016+00:00¦UTC¦YEAR&area.values=CTY¦10YNO-0--------C!BZN¦10YNO-1--------2&productionType.values=B01&productionType.values=B02&productionType.values=B03&productionType.values=B04&productionType.values=B05&productionType.values=B06&productionType.values=B07&productionType.values=B08&productionType.values=B09&productionType.values=B10&productionType.values=B11&productionType.values=B12&productionType.values=B13&productionType.values=B14&productionType.values=B20&productionType.values=B15&productionType.values=B16&productionType.values=B17&productionType.values=B18&productionType.values=B19&DataTables_Table_0_length=672 | WRI | 1009952 | [9 empty] | 145.03 | 159.83 | 159.97 | 160.21 | 158.2 | SOLAR-V1-NO-AGE | SOLAR-V1-NO-AGE | SOLAR-V1-NO-AGE | SOLAR-V1-NO-AGE | SOLAR-V1-NO-AGE
NOR | Norway | Mykstufoss |  | WRI1003372 | 72 | 60.0493 | 9.2006 | Hydro | [5 empty] | ENTSOE | https://transparency.entsoe.eu/generation/r2/installedCapacityPerProductionUnit/show?name=&defaultValue=true&viewType=TABLE&areaType=BZN&atch=false&dateTime.dateTime=01.01.2016+00:00¦UTC¦YEAR&area.values=CTY¦10YNO-0--------C!BZN¦10YNO-1--------2&productionType.values=B01&productionType.values=B02&productionType.values=B03&productionType.values=B04&productionType.values=B05&productionType.values=B06&productionType.values=B07&productionType.values=B08&productionType.values=B09&productionType.values=B10&productionType.values=B11&productionType.values=B12&productionType.values=B13&productionType.values=B14&productionType.values=B20&productionType.values=B15&productionType.values=B16&productionType.values=B17&productionType.values=B18&productionType.values=B19&DataTables_Table_0_length=657 | WRI | 1011423 | [9 empty] | 343.88 | 321.97 | 343.82 | 319.18 | 323.45 | NO-ESTIMATION | NO-ESTIMATION | NO-ESTIMATION | NO-ESTIMATION | CAPACITY-FACTOR-V1
NOR | Norway | Horga |  | WRI1003232 | 7 | 60.0561 | 9.5393 | Hydro | [5 empty] | ENTSOE | https://transparency.entsoe.eu/generation/r2/installedCapacityPerProductionUnit/show?name=&defaultValue=true&viewType=TABLE&areaType=BZN&atch=false&dateTime.dateTime=01.01.2016+00:00¦UTC¦YEAR&area.values=CTY¦10YNO-0--------C!BZN¦10YNO-1--------2&productionType.values=B01&productionType.values=B02&productionType.values=B03&productionType.values=B04&productionType.values=B05&productionType.values=B06&productionType.values=B07&productionType.values=B08&productionType.values=B09&productionType.values=B10&productionType.values=B11&productionType.values=B12&productionType.values=B13&productionType.values=B14&productionType.values=B20&productionType.values=B15&productionType.values=B16&productionType.values=B17&productionType.values=B18&productionType.values=B19&DataTables_Table_0_length=710 | WRI | 1085533 | [9 empty] | 29.03 | 28.80 | 30.06 | 25.91 | 28.8 | SOLAR-V1-NO-AGE | SOLAR-V1-NO-AGE | SOLAR-V1-NO-AGE | SOLAR-V1-NO-AGE | SOLAR-V1-NO-AGE
NOR | Norway | Ramfoss |  | WRI1003436 | 39 | 60.0825 | 9.8155 | Hydro | [5 empty] | ENTSOE | https://transparency.entsoe.eu/generation/r2/installedCapacityPerProductionUnit/show?name=&defaultValue=true&viewType=TABLE&areaType=BZN&atch=false&dateTime.dateTime=01.01.2016+00:00¦UTC¦YEAR&area.values=CTY¦10YNO-0--------C!BZN¦10YNO-1--------2&productionType.values=B01&productionType.values=B02&productionType.values=B03&productionType.values=B04&productionType.values=B05&productionType.values=B06&productionType.values=B07&productionType.values=B08&productionType.values=B09&productionType.values=B10&productionType.values=B11&productionType.values=B12&productionType.values=B13&productionType.values=B14&productionType.values=B20&productionType.values=B15&productionType.values=B16&productionType.values=B17&productionType.values=B18&productionType.values=B19&DataTables_Table_0_length=669 | WRI | 1026513 | [9 empty] | 167.54 | 167.54 | 166.24 | 167.86 | 166.75 | SOLAR-V1-NO-AGE | SOLAR-V1-NO-AGE | SOLAR-V1-NO-AGE | SOLAR-V1-NO-AGE | SOLAR-V1-NO-AGE
NOR | Norway | Oksla |  | WRI1003409 | 240 | 60.1201 | 6.5566 | Hydro | [5 empty] | ENTSOE | https://transparency.entsoe.eu/generation/r2/installedCapacityPerProductionUnit/show?name=&defaultValue=true&viewType=TABLE&areaType=BZN&atch=false&dateTime.dateTime=01.01.2016+00:00¦UTC¦YEAR&area.values=CTY¦10YNO-0--------C!BZN¦10YNO-1--------2&productionType.values=B01&productionType.values=B02&productionType.values=B03&productionType.values=B04&productionType.values=B05&productionType.values=B06&productionType.values=B07&productionType.values=B08&productionType.values=B09&productionType.values=B10&productionType.values=B11&productionType.values=B12&productionType.values=B13&productionType.values=B14&productionType.values=B20&productionType.values=B15&productionType.values=B16&productionType.values=B17&productionType.values=B18&productionType.values=B19&DataTables_Table_0_length=469 | WRI | 1030295 | [9 empty] | 973.90 | 919.64 | 919.64 | 922.16 | 919.64 | NO-ESTIMATION | NO-ESTIMATION | NO-ESTIMATION | NO-ESTIMATION | CAPACITY-FACTOR-V1
NOR | Norway | Arvik |  | WRI1003006 | 5 | 60.1261 | 12.4564 | Hydro | [5 empty] | ENTSOE | https://transparency.entsoe.eu/generation/r2/installedCapacityPerProductionUnit/show?name=&defaultValue=true&viewType=TABLE&areaType=BZN&atch=false&dateTime.dateTime=01.01.2016+00:00¦UTC¦YEAR&area.values=CTY¦10YNO-0--------C!BZN¦10YNO-1--------2&productionType.values=B01&productionType.values=B02&productionType.values=B03&productionType.values=B04&productionType.values=B05&productionType.values=B06&productionType.values=B07&productionType.values=B08&productionType.values=B09&productionType.values=B10&productionType.values=B11&productionType.values=B12&productionType.values=B13&productionType.values=B14&productionType.values=B20&productionType.values=B15&productionType.values=B16&productionType.values=B17&productionType.values=B18&productionType.values=B19&DataTables_Table_0_length=154 | WRI | 1084990 | [9 empty] | 18.66 | 20.67 | 20.67 | 20.73 | 19.01 | NO-ESTIMATION | NO-ESTIMATION | NO-ESTIMATION | NO-ESTIMATION | CAPACITY-FACTOR-V1
NOR | Norway | Tysso 2 |  | WRI1003601 | 258 | 60.1292 | 6.6412 | Hydro | [5 empty] | ENTSOE | https://transparency.entsoe.eu/generation/r2/installedCapacityPerProductionUnit/show?name=&defaultValue=true&viewType=TABLE&areaType=BZN&atch=false&dateTime.dateTime=01.01.2016+00:00¦UTC¦YEAR&area.values=CTY¦10YNO-0--------C!BZN¦10YNO-1--------2&productionType.values=B01&productionType.values=B02&productionType.values=B03&productionType.values=B04&productionType.values=B05&productionType.values=B06&productionType.values=B07&productionType.values=B08&productionType.values=B09&productionType.values=B10&productionType.values=B11&productionType.values=B12&productionType.values=B13&productionType.values=B14&productionType.values=B20&productionType.values=B15&productionType.values=B16&productionType.values=B17&productionType.values=B18&productionType.values=B19&DataTables_Table_0_length=467 | WRI | [10 empty] | 975.80 | 872.43 | 861.97 | 958.39 | 860.83 | SOLAR-V1-NO-AGE | SOLAR-V1-NO-AGE | SOLAR-V1-NO-AGE | SOLAR-V1-NO-AGE | SOLAR-V1-NO-AGE
NOR | Norway | Mauranger |  | WRI1003351 | 307 | 60.1318 | 6.3305 | Hydro | [5 empty] | ENTSOE | https://transparency.entsoe.eu/generation/r2/installedCapacityPerProductionUnit/show?name=&defaultValue=true&viewType=TABLE&areaType=BZN&atch=false&dateTime.dateTime=01.01.2016+00:00¦UTC¦YEAR&area.values=CTY¦10YNO-0--------C!BZN¦10YNO-1--------2&productionType.values=B01&productionType.values=B02&productionType.values=B03&productionType.values=B04&productionType.values=B05&productionType.values=B06&productionType.values=B07&productionType.values=B08&productionType.values=B09&productionType.values=B10&productionType.values=B11&productionType.values=B12&productionType.values=B13&productionType.values=B14&productionType.values=B20&productionType.values=B15&productionType.values=B16&productionType.values=B17&productionType.values=B18&productionType.values=B19&DataTables_Table_0_length=57 | WRI | 1030290 | [9 empty] | 1131.47 | 1131.47 | 1171.49 | 1174.70 | 1183.86 | SOLAR-V1-NO-AGE | SOLAR-V1-NO-AGE | SOLAR-V1-NO-AGE | SOLAR-V1-NO-AGE | SOLAR-V1-NO-AGE
NOR | Norway | Funnefoss |  | WRI1003151 | 44 | 60.1671 | 11.5293 | Hydro | [5 empty] | ENTSOE | https://transparency.entsoe.eu/generation/r2/installedCapacityPerProductionUnit/show?name=&defaultValue=true&viewType=TABLE&areaType=BZN&atch=false&dateTime.dateTime=01.01.2016+00:00¦UTC¦YEAR&area.values=CTY¦10YNO-0--------C!BZN¦10YNO-1--------2&productionType.values=B01&productionType.values=B02&productionType.values=B03&productionType.values=B04&productionType.values=B05&productionType.values=B06&productionType.values=B07&productionType.values=B08&productionType.values=B09&productionType.values=B10&productionType.values=B11&productionType.values=B12&productionType.values=B13&productionType.values=B14&productionType.values=B20&productionType.values=B15&productionType.values=B16&productionType.values=B17&productionType.values=B18&productionType.values=B19&DataTables_Table_0_length=666 | WRI | 1009953 | [9 empty] | 195.56 | 193.51 | 198.36 | 195.91 | 193.4 | SOLAR-V1-NO-AGE | SOLAR-V1-NO-AGE | SOLAR-V1-NO-AGE | SOLAR-V1-NO-AGE | SOLAR-V1-NO-AGE
NOR | Norway | Hofsfoss |  | WRI1003216 | 32 | 60.1851 | 10.2411 | Hydro | [5 empty] | ENTSOE | https://transparency.entsoe.eu/generation/r2/installedCapacityPerProductionUnit/show?name=&defaultValue=true&viewType=TABLE&areaType=BZN&atch=false&dateTime.dateTime=01.01.2016+00:00¦UTC¦YEAR&area.values=CTY¦10YNO-0--------C!BZN¦10YNO-1--------2&productionType.values=B01&productionType.values=B02&productionType.values=B03&productionType.values=B04&productionType.values=B05&productionType.values=B06&productionType.values=B07&productionType.values=B08&productionType.values=B09&productionType.values=B10&productionType.values=B11&productionType.values=B12&productionType.values=B13&productionType.values=B14&productionType.values=B20&productionType.values=B15&productionType.values=B16&productionType.values=B17&productionType.values=B18&productionType.values=B19&DataTables_Table_0_length=673 | WRI | 1024306 | [9 empty] | 136.11 | 136.57 | 136.11 | 139.44 | 136.11 | SOLAR-V1-NO-AGE | SOLAR-V1-NO-AGE | SOLAR-V1-NO-AGE | SOLAR-V1-NO-AGE | SOLAR-V1-NO-AGE
NOR | Norway | Jukla |  | WRI1003258 | 44 | 60.1891 | 6.3831 | Hydro | [5 empty] | ENTSOE | https://transparency.entsoe.eu/generation/r2/installedCapacityPerProductionUnit/show?name=&defaultValue=true&viewType=TABLE&areaType=BZN&atch=false&dateTime.dateTime=01.01.2016+00:00¦UTC¦YEAR&area.values=CTY¦10YNO-0--------C!BZN¦10YNO-1--------2&productionType.values=B01&productionType.values=B02&productionType.values=B03&productionType.values=B04&productionType.values=B05&productionType.values=B06&productionType.values=B07&productionType.values=B08&productionType.values=B09&productionType.values=B10&productionType.values=B11&productionType.values=B12&productionType.values=B13&productionType.values=B14&productionType.values=B20&productionType.values=B15&productionType.values=B16&productionType.values=B17&productionType.values=B18&productionType.values=B19&DataTables_Table_0_length=95 | WRI | 1030266 | [9 empty] | 204.31 | 204.31 | 211.62 | 212.20 | 212.17 | SOLAR-V1-NO-AGE | SOLAR-V1-NO-AGE | SOLAR-V1-NO-AGE | SOLAR-V1-NO-AGE | SOLAR-V1-NO-AGE
NOR | Norway | Begna |  | WRI1003026 | 1 | 60.2026 | 10.2499 | Hydro | [5 empty] | ENTSOE | https://transparency.entsoe.eu/generation/r2/installedCapacityPerProductionUnit/show?name=&defaultValue=true&viewType=TABLE&areaType=BZN&atch=false&dateTime.dateTime=01.01.2016+00:00¦UTC¦YEAR&area.values=CTY¦10YNO-0--------C!BZN¦10YNO-1--------2&productionType.values=B01&productionType.values=B02&productionType.values=B03&productionType.values=B04&productionType.values=B05&productionType.values=B06&productionType.values=B07&productionType.values=B08&productionType.values=B09&productionType.values=B10&productionType.values=B11&productionType.values=B12&productionType.values=B13&productionType.values=B14&productionType.values=B20&productionType.values=B15&productionType.values=B16&productionType.values=B17&productionType.values=B18&productionType.values=B19&DataTables_Table_0_length=740 | WRI | 1055817 | [9 empty] | 3.58 | 3.57 | 3.56 | 3.83 | 3.56 | SOLAR-V1-NO-AGE | SOLAR-V1-NO-AGE | SOLAR-V1-NO-AGE | SOLAR-V1-NO-AGE | SOLAR-V1-NO-AGE
NOR | Norway | Hensfoss |  | WRI1003207 | 20 | 60.2113 | 10.2367 | Hydro | [5 empty] | ENTSOE | https://transparency.entsoe.eu/generation/r2/installedCapacityPerProductionUnit/show?name=&defaultValue=true&viewType=TABLE&areaType=BZN&atch=false&dateTime.dateTime=01.01.2016+00:00¦UTC¦YEAR&area.values=CTY¦10YNO-0--------C!BZN¦10YNO-1--------2&productionType.values=B01&productionType.values=B02&productionType.values=B03&productionType.values=B04&productionType.values=B05&productionType.values=B06&productionType.values=B07&productionType.values=B08&productionType.values=B09&productionType.values=B10&productionType.values=B11&productionType.values=B12&productionType.values=B13&productionType.values=B14&productionType.values=B20&productionType.values=B15&productionType.values=B16&productionType.values=B17&productionType.values=B18&productionType.values=B19&DataTables_Table_0_length=685 | WRI | 1024305 | [9 empty] | 92.37 | 92.65 | 92.37 | 94.47 | 92.37 | SOLAR-V1-NO-AGE | SOLAR-V1-NO-AGE | SOLAR-V1-NO-AGE | SOLAR-V1-NO-AGE | SOLAR-V1-NO-AGE
NOR | Norway | Kistefoss |  | WRI1003276 | 7 | 60.2221 | 10.3687 | Hydro | [5 empty] | ENTSOE | https://transparency.entsoe.eu/generation/r2/installedCapacityPerProductionUnit/show?name=&defaultValue=true&viewType=TABLE&areaType=BZN&atch=false&dateTime.dateTime=01.01.2016+00:00¦UTC¦YEAR&area.values=CTY¦10YNO-0--------C!BZN¦10YNO-1--------2&productionType.values=B01&productionType.values=B02&productionType.values=B03&productionType.values=B04&productionType.values=B05&productionType.values=B06&productionType.values=B07&productionType.values=B08&productionType.values=B09&productionType.values=B10&productionType.values=B11&productionType.values=B12&productionType.values=B13&productionType.values=B14&productionType.values=B20&productionType.values=B15&productionType.values=B16&productionType.values=B17&productionType.values=B18&productionType.values=B19&DataTables_Table_0_length=713 | WRI | 1080027 | [9 empty] | 34.93 | 34.61 | 35.74 | 33.96 | 33.88 | SOLAR-V1-NO-AGE | SOLAR-V1-NO-AGE | SOLAR-V1-NO-AGE | SOLAR-V1-NO-AGE | SOLAR-V1-NO-AGE
NOR | Norway | Bergerfoss |  | WRI1003028 | 3 | 60.2278 | 10.3753 | Hydro | [5 empty] | ENTSOE | https://transparency.entsoe.eu/generation/r2/installedCapacityPerProductionUnit/show?name=&defaultValue=true&viewType=TABLE&areaType=BZN&atch=false&dateTime.dateTime=01.01.2016+00:00¦UTC¦YEAR&area.values=CTY¦10YNO-0--------C!BZN¦10YNO-1--------2&productionType.values=B01&productionType.values=B02&productionType.values=B03&productionType.values=B04&productionType.values=B05&productionType.values=B06&productionType.values=B07&productionType.values=B08&productionType.values=B09&productionType.values=B10&productionType.values=B11&productionType.values=B12&productionType.values=B13&productionType.values=B14&productionType.values=B20&productionType.values=B15&productionType.values=B16&productionType.values=B17&productionType.values=B18&productionType.values=B19&DataTables_Table_0_length=733 | WRI | 1026517 | [9 empty] | 14.15 | 14.01 | 14.54 | 13.83 | 13.7 | SOLAR-V1-NO-AGE | SOLAR-V1-NO-AGE | SOLAR-V1-NO-AGE | SOLAR-V1-NO-AGE | SOLAR-V1-NO-AGE
NOR | Norway | Nore 1 |  | WRI1003396 | 302 | 60.2385 | 9.0008 | Hydro | [5 empty] | ENTSOE | https://transparency.entsoe.eu/generation/r2/installedCapacityPerProductionUnit/show?name=&defaultValue=true&viewType=TABLE&areaType=BZN&atch=false&dateTime.dateTime=01.01.2016+00:00¦UTC¦YEAR&area.values=CTY¦10YNO-0--------C!BZN¦10YNO-1--------2&productionType.values=B01&productionType.values=B02&productionType.values=B03&productionType.values=B04&productionType.values=B05&productionType.values=B06&productionType.values=B07&productionType.values=B08&productionType.values=B09&productionType.values=B10&productionType.values=B11&productionType.values=B12&productionType.values=B13&productionType.values=B14&productionType.values=B20&productionType.values=B15&productionType.values=B16&productionType.values=B17&productionType.values=B18&productionType.values=B19&DataTables_Table_0_length=63 | WRI | [10 empty] | 1004.83 | 1004.83 | 986.32 | 953.91 | 990.65 | SOLAR-V1-NO-AGE | SOLAR-V1-NO-AGE | SOLAR-V1-NO-AGE | SOLAR-V1-NO-AGE | SOLAR-V1-NO-AGE
NOR | Norway | Eikelandsosen |  | WRI1003098 | 35 | 60.2486 | 5.7382 | Hydro | [5 empty] | ENTSOE | https://transparency.entsoe.eu/generation/r2/installedCapacityPerProductionUnit/show?name=&defaultValue=true&viewType=TABLE&areaType=BZN&atch=false&dateTime.dateTime=01.01.2016+00:00¦UTC¦YEAR&area.values=CTY¦10YNO-0--------C!BZN¦10YNO-1--------2&productionType.values=B01&productionType.values=B02&productionType.values=B03&productionType.values=B04&productionType.values=B05&productionType.values=B06&productionType.values=B07&productionType.values=B08&productionType.values=B09&productionType.values=B10&productionType.values=B11&productionType.values=B12&productionType.values=B13&productionType.values=B14&productionType.values=B20&productionType.values=B15&productionType.values=B16&productionType.values=B17&productionType.values=B18&productionType.values=B19&DataTables_Table_0_length=525 | WRI | 1030609 | [9 empty] | 150.41 | 142.28 | 142.28 | 142.67 | 142.28 | SOLAR-V1-NO-AGE | SOLAR-V1-NO-AGE | SOLAR-V1-NO-AGE | SOLAR-V1-NO-AGE | SOLAR-V1-NO-AGE
NOR | Norway | Uvdal 1 |  | WRI1003612 | 150 | 60.2650 | 8.9308 | Hydro | [5 empty] | ENTSOE | https://transparency.entsoe.eu/generation/r2/installedCapacityPerProductionUnit/show?name=&defaultValue=true&viewType=TABLE&areaType=BZN&atch=false&dateTime.dateTime=01.01.2016+00:00¦UTC¦YEAR&area.values=CTY¦10YNO-0--------C!BZN¦10YNO-1--------2&productionType.values=B01&productionType.values=B02&productionType.values=B03&productionType.values=B04&productionType.values=B05&productionType.values=B06&productionType.values=B07&productionType.values=B08&productionType.values=B09&productionType.values=B10&productionType.values=B11&productionType.values=B12&productionType.values=B13&productionType.values=B14&productionType.values=B20&productionType.values=B15&productionType.values=B16&productionType.values=B17&productionType.values=B18&productionType.values=B19&DataTables_Table_0_length=81 | WRI | 1010418 | [9 empty] | 643.17 | 607.14 | 670.55 | 608.81 | 669.12 | SOLAR-V1-NO-AGE | SOLAR-V1-NO-AGE | SOLAR-V1-NO-AGE | SOLAR-V1-NO-AGE | SOLAR-V1-NO-AGE
NOR | Norway | Eitro |  | WRI1003101 | 5 | 60.2941 | 5.9238 | Hydro | [5 empty] | ENTSOE | https://transparency.entsoe.eu/generation/r2/installedCapacityPerProductionUnit/show?name=&defaultValue=true&viewType=TABLE&areaType=BZN&atch=false&dateTime.dateTime=01.01.2016+00:00¦UTC¦YEAR&area.values=CTY¦10YNO-0--------C!BZN¦10YNO-1--------2&productionType.values=B01&productionType.values=B02&productionType.values=B03&productionType.values=B04&productionType.values=B05&productionType.values=B06&productionType.values=B07&productionType.values=B08&productionType.values=B09&productionType.values=B10&productionType.values=B11&productionType.values=B12&productionType.values=B13&productionType.values=B14&productionType.values=B20&productionType.values=B15&productionType.values=B16&productionType.values=B17&productionType.values=B18&productionType.values=B19&DataTables_Table_0_length=608 | WRI | 1104947 | [9 empty] | 15.77 | 14.60 | 14.60 | 14.64 | 14.6 | SOLAR-V1-NO-AGE | SOLAR-V1-NO-AGE | SOLAR-V1-NO-AGE | SOLAR-V1-NO-AGE | SOLAR-V1-NO-AGE
NOR | Norway | Hopselva |  | WRI1003231 | 5 | 60.3122 | 5.6698 | Hydro | [5 empty] | ENTSOE | https://transparency.entsoe.eu/generation/r2/installedCapacityPerProductionUnit/show?name=&defaultValue=true&viewType=TABLE&areaType=BZN&atch=false&dateTime.dateTime=01.01.2016+00:00¦UTC¦YEAR&area.values=CTY¦10YNO-0--------C!BZN¦10YNO-1--------2&productionType.values=B01&productionType.values=B02&productionType.values=B03&productionType.values=B04&productionType.values=B05&productionType.values=B06&productionType.values=B07&productionType.values=B08&productionType.values=B09&productionType.values=B10&productionType.values=B11&productionType.values=B12&productionType.values=B13&productionType.values=B14&productionType.values=B20&productionType.values=B15&productionType.values=B16&productionType.values=B17&productionType.values=B18&productionType.values=B19&DataTables_Table_0_length=600 | WRI | 1094368 | [9 empty] | 17.79 | 16.63 | 16.63 | 16.68 | 16.63 | SOLAR-V1-NO-AGE | SOLAR-V1-NO-AGE | SOLAR-V1-NO-AGE | SOLAR-V1-NO-AGE | SOLAR-V1-NO-AGE
NOR | Norway | Bjolvo |  | WRI1003039 | 117 | 60.4321 | 6.4184 | Hydro | [5 empty] | ENTSOE | https://transparency.entsoe.eu/generation/r2/installedCapacityPerProductionUnit/show?name=&defaultValue=true&viewType=TABLE&areaType=BZN&atch=false&dateTime.dateTime=01.01.2016+00:00¦UTC¦YEAR&area.values=CTY¦10YNO-0--------C!BZN¦10YNO-1--------2&productionType.values=B01&productionType.values=B02&productionType.values=B03&productionType.values=B04&productionType.values=B05&productionType.values=B06&productionType.values=B07&productionType.values=B08&productionType.values=B09&productionType.values=B10&productionType.values=B11&productionType.values=B12&productionType.values=B13&productionType.values=B14&productionType.values=B20&productionType.values=B15&productionType.values=B16&productionType.values=B17&productionType.values=B18&productionType.values=B19&DataTables_Table_0_length=74 | WRI | 1011136 | [9 empty] | 487.53 | 461.08 | 461.08 | 462.35 | 461.08 | SOLAR-V1-NO-AGE | SOLAR-V1-NO-AGE | SOLAR-V1-NO-AGE | SOLAR-V1-NO-AGE | SOLAR-V1-NO-AGE
NOR | Norway | Grodemfoss |  | WRI1003170 | 4 | 60.4397 | 5.8595 | Hydro | [5 empty] | ENTSOE | https://transparency.entsoe.eu/generation/r2/installedCapacityPerProductionUnit/show?name=&defaultValue=true&viewType=TABLE&areaType=BZN&atch=false&dateTime.dateTime=01.01.2016+00:00¦UTC¦YEAR&area.values=CTY¦10YNO-0--------C!BZN¦10YNO-1--------2&productionType.values=B01&productionType.values=B02&productionType.values=B03&productionType.values=B04&productionType.values=B05&productionType.values=B06&productionType.values=B07&productionType.values=B08&productionType.values=B09&productionType.values=B10&productionType.values=B11&productionType.values=B12&productionType.values=B13&productionType.values=B14&productionType.values=B20&productionType.values=B15&productionType.values=B16&productionType.values=B17&productionType.values=B18&productionType.values=B19&DataTables_Table_0_length=619 | WRI | 1090980 | [9 empty] | 18.09 | 18.35 | 18.80 | 18.04 | 19.32 | SOLAR-V1-NO-AGE | SOLAR-V1-NO-AGE | SOLAR-V1-NO-AGE | SOLAR-V1-NO-AGE | SOLAR-V1-NO-AGE
NOR | Norway | Arna |  | WRI1003004 | 9 | 60.4602 | 5.4377 | Hydro | [5 empty] | ENTSOE | https://transparency.entsoe.eu/generation/r2/installedCapacityPerProductionUnit/show?name=&defaultValue=true&viewType=TABLE&areaType=BZN&atch=false&dateTime.dateTime=01.01.2016+00:00¦UTC¦YEAR&area.values=CTY¦10YNO-0--------C!BZN¦10YNO-1--------2&productionType.values=B01&productionType.values=B02&productionType.values=B03&productionType.values=B04&productionType.values=B05&productionType.values=B06&productionType.values=B07&productionType.values=B08&productionType.values=B09&productionType.values=B10&productionType.values=B11&productionType.values=B12&productionType.values=B13&productionType.values=B14&productionType.values=B20&productionType.values=B15&productionType.values=B16&productionType.values=B17&productionType.values=B18&productionType.values=B19&DataTables_Table_0_length=136 | WRI | 1072733¦1072734 | [9 empty] | 44.30 | 46.06 | 45.55 | 46.37 | 46.25 | SOLAR-V1-NO-AGE | SOLAR-V1-NO-AGE | SOLAR-V1-NO-AGE | SOLAR-V1-NO-AGE | SOLAR-V1-NO-AGE
NOR | Norway | Kvittingen |  | WRI1003306 | 56 | 60.4647 | 5.9085 | Hydro | [5 empty] | ENTSOE | https://transparency.entsoe.eu/generation/r2/installedCapacityPerProductionUnit/show?name=&defaultValue=true&viewType=TABLE&areaType=BZN&atch=false&dateTime.dateTime=01.01.2016+00:00¦UTC¦YEAR&area.values=CTY¦10YNO-0--------C!BZN¦10YNO-1--------2&productionType.values=B01&productionType.values=B02&productionType.values=B03&productionType.values=B04&productionType.values=B05&productionType.values=B06&productionType.values=B07&productionType.values=B08&productionType.values=B09&productionType.values=B10&productionType.values=B11&productionType.values=B12&productionType.values=B13&productionType.values=B14&productionType.values=B20&productionType.values=B15&productionType.values=B16&productionType.values=B17&productionType.values=B18&productionType.values=B19&DataTables_Table_0_length=88 | WRI | 1010952 | [9 empty] | 228.65 | 228.67 | 248.44 | 228.39 | 251.65 | NO-ESTIMATION | NO-ESTIMATION | NO-ESTIMATION | NO-ESTIMATION | CAPACITY-FACTOR-V1
NOR | Norway | Sy-Sima |  | WRI1003558 | 720 | 60.4986 | 7.1443 | Hydro | [5 empty] | ENTSOE | https://transparency.entsoe.eu/generation/r2/installedCapacityPerProductionUnit/show?name=&defaultValue=true&viewType=TABLE&areaType=BZN&atch=false&dateTime.dateTime=01.01.2016+00:00¦UTC¦YEAR&area.values=CTY¦10YNO-0--------C!BZN¦10YNO-1--------2&productionType.values=B01&productionType.values=B02&productionType.values=B03&productionType.values=B04&productionType.values=B05&productionType.values=B06&productionType.values=B07&productionType.values=B08&productionType.values=B09&productionType.values=B10&productionType.values=B11&productionType.values=B12&productionType.values=B13&productionType.values=B14&productionType.values=B20&productionType.values=B15&productionType.values=B16&productionType.values=B17&productionType.values=B18&productionType.values=B19&DataTables_Table_0_length=51 | WRI | 1030304 | [9 empty] | 2880.89 | 2718.12 | 2718.12 | 2725.57 | 2718.12 | SOLAR-V1-NO-AGE | SOLAR-V1-NO-AGE | SOLAR-V1-NO-AGE | SOLAR-V1-NO-AGE | SOLAR-V1-NO-AGE
NOR | Norway | Lang Sima |  | WRI1003309 | 580 | 60.4986 | 7.1447 | Hydro | [5 empty] | ENTSOE | https://transparency.entsoe.eu/generation/r2/installedCapacityPerProductionUnit/show?name=&defaultValue=true&viewType=TABLE&areaType=BZN&atch=false&dateTime.dateTime=01.01.2016+00:00¦UTC¦YEAR&area.values=CTY¦10YNO-0--------C!BZN¦10YNO-1--------2&productionType.values=B01&productionType.values=B02&productionType.values=B03&productionType.values=B04&productionType.values=B05&productionType.values=B06&productionType.values=B07&productionType.values=B08&productionType.values=B09&productionType.values=B10&productionType.values=B11&productionType.values=B12&productionType.values=B13&productionType.values=B14&productionType.values=B20&productionType.values=B15&productionType.values=B16&productionType.values=B17&productionType.values=B18&productionType.values=B19&DataTables_Table_0_length=52 | WRI | 1030304 | [9 empty] | 2105.46 | 1974.35 | 1974.35 | 1979.76 | 1974.35 | NO-ESTIMATION | NO-ESTIMATION | NO-ESTIMATION | NO-ESTIMATION | CAPACITY-FACTOR-V1
NOR | Norway | Fossmark |  | WRI1003142 | 11 | 60.5121 | 5.7255 | Hydro | [5 empty] | ENTSOE | https://transparency.entsoe.eu/generation/r2/installedCapacityPerProductionUnit/show?name=&defaultValue=true&viewType=TABLE&areaType=BZN&atch=false&dateTime.dateTime=01.01.2016+00:00¦UTC¦YEAR&area.values=CTY¦10YNO-0--------C!BZN¦10YNO-1--------2&productionType.values=B01&productionType.values=B02&productionType.values=B03&productionType.values=B04&productionType.values=B05&productionType.values=B06&productionType.values=B07&productionType.values=B08&productionType.values=B09&productionType.values=B10&productionType.values=B11&productionType.values=B12&productionType.values=B13&productionType.values=B14&productionType.values=B20&productionType.values=B15&productionType.values=B16&productionType.values=B17&productionType.values=B18&productionType.values=B19&DataTables_Table_0_length=126 | WRI | 1010959¦1091950 | [9 empty] | 44.85 | 42.01 | 42.01 | 42.13 | 42.01 | NO-ESTIMATION | NO-ESTIMATION | NO-ESTIMATION | NO-ESTIMATION | NO-ESTIMATION
NOR | Norway | Ustekveikja |  | WRI1003611 | 42 | 60.5277 | 7.7524 | Hydro | [5 empty] | ENTSOE | https://transparency.entsoe.eu/generation/r2/installedCapacityPerProductionUnit/show?name=&defaultValue=true&viewType=TABLE&areaType=BZN&atch=false&dateTime.dateTime=01.01.2016+00:00¦UTC¦YEAR&area.values=CTY¦10YNO-0--------C!BZN¦10YNO-1--------2&productionType.values=B01&productionType.values=B02&productionType.values=B03&productionType.values=B04&productionType.values=B05&productionType.values=B06&productionType.values=B07&productionType.values=B08&productionType.values=B09&productionType.values=B10&productionType.values=B11&productionType.values=B12&productionType.values=B13&productionType.values=B14&productionType.values=B20&productionType.values=B15&productionType.values=B16&productionType.values=B17&productionType.values=B18&productionType.values=B19&DataTables_Table_0_length=99 | WRI | 1032570 | [9 empty] | 156.00 | 159.41 | 173.11 | 160.17 | 167.72 | SOLAR-V1-NO-AGE | SOLAR-V1-NO-AGE | SOLAR-V1-NO-AGE | SOLAR-V1-NO-AGE | SOLAR-V1-NO-AGE
NOR | Norway | Kaldestad |  | WRI1003263 | 30 | 60.5545 | 6.0227 | Hydro | [5 empty] | ENTSOE | https://transparency.entsoe.eu/generation/r2/installedCapacityPerProductionUnit/show?name=&defaultValue=true&viewType=TABLE&areaType=BZN&atch=false&dateTime.dateTime=01.01.2016+00:00¦UTC¦YEAR&area.values=CTY¦10YNO-0--------C!BZN¦10YNO-1--------2&productionType.values=B01&productionType.values=B02&productionType.values=B03&productionType.values=B04&productionType.values=B05&productionType.values=B06&productionType.values=B07&productionType.values=B08&productionType.values=B09&productionType.values=B10&productionType.values=B11&productionType.values=B12&productionType.values=B13&productionType.values=B14&productionType.values=B20&productionType.values=B15&productionType.values=B16&productionType.values=B17&productionType.values=B18&productionType.values=B19&DataTables_Table_0_length=106 | WRI | 1010964 | [9 empty] | 120.65 | 113.69 | 113.69 | 114.00 | 113.69 | NO-ESTIMATION | NO-ESTIMATION | NO-ESTIMATION | NO-ESTIMATION | CAPACITY-FACTOR-V1
NOR | Norway | Hodnaberg |  | WRI1003215 | 43 | 60.5579 | 6.2112 | Hydro | [5 empty] | ENTSOE | https://transparency.entsoe.eu/generation/r2/installedCapacityPerProductionUnit/show?name=&defaultValue=true&viewType=TABLE&areaType=BZN&atch=false&dateTime.dateTime=01.01.2016+00:00¦UTC¦YEAR&area.values=CTY¦10YNO-0--------C!BZN¦10YNO-1--------2&productionType.values=B01&productionType.values=B02&productionType.values=B03&productionType.values=B04&productionType.values=B05&productionType.values=B06&productionType.values=B07&productionType.values=B08&productionType.values=B09&productionType.values=B10&productionType.values=B11&productionType.values=B12&productionType.values=B13&productionType.values=B14&productionType.values=B20&productionType.values=B15&productionType.values=B16&productionType.values=B17&productionType.values=B18&productionType.values=B19&DataTables_Table_0_length=97 | WRI | 1010962 | [9 empty] | 172.29 | 162.30 | 162.30 | 162.75 | 162.3 | SOLAR-V1-NO-AGE | SOLAR-V1-NO-AGE | SOLAR-V1-NO-AGE | SOLAR-V1-NO-AGE | SOLAR-V1-NO-AGE
NOR | Norway | Usta |  | WRI1003610 | 206 | 60.5743 | 8.4096 | Hydro | [5 empty] | ENTSOE | https://transparency.entsoe.eu/generation/r2/installedCapacityPerProductionUnit/show?name=&defaultValue=true&viewType=TABLE&areaType=BZN&atch=false&dateTime.dateTime=01.01.2016+00:00¦UTC¦YEAR&area.values=CTY¦10YNO-0--------C!BZN¦10YNO-1--------2&productionType.values=B01&productionType.values=B02&productionType.values=B03&productionType.values=B04&productionType.values=B05&productionType.values=B06&productionType.values=B07&productionType.values=B08&productionType.values=B09&productionType.values=B10&productionType.values=B11&productionType.values=B12&productionType.values=B13&productionType.values=B14&productionType.values=B20&productionType.values=B15&productionType.values=B16&productionType.values=B17&productionType.values=B18&productionType.values=B19&DataTables_Table_0_length=65 | WRI | 1024977 | [9 empty] | 861.71 | 853.11 | 910.54 | 855.45 | 858.62 | NO-ESTIMATION | NO-ESTIMATION | NO-ESTIMATION | NO-ESTIMATION | NO-ESTIMATION
NOR | Norway | Hol 3 |  | WRI1003221 | 348 | 60.5744 | 8.4110 | Hydro | [5 empty] | ENTSOE | https://transparency.entsoe.eu/generation/r2/installedCapacityPerProductionUnit/show?name=&defaultValue=true&viewType=TABLE&areaType=BZN&atch=false&dateTime.dateTime=01.01.2016+00:00¦UTC¦YEAR&area.values=CTY¦10YNO-0--------C!BZN¦10YNO-1--------2&productionType.values=B01&productionType.values=B02&productionType.values=B03&productionType.values=B04&productionType.values=B05&productionType.values=B06&productionType.values=B07&productionType.values=B08&productionType.values=B09&productionType.values=B10&productionType.values=B11&productionType.values=B12&productionType.values=B13&productionType.values=B14&productionType.values=B20&productionType.values=B15&productionType.values=B16&productionType.values=B17&productionType.values=B18&productionType.values=B19&DataTables_Table_0_length=85 | WRI | [10 empty] | 1276.17 | 1274.31 | 1344.11 | 1277.80 | 1265.08 | NO-ESTIMATION | NO-ESTIMATION | NO-ESTIMATION | NO-ESTIMATION | CAPACITY-FACTOR-V1
NOR | Norway | Nes OEK |  | WRI1003389 | 299 | 60.6044 | 9.0697 | Hydro | [5 empty] | ENTSOE | https://transparency.entsoe.eu/generation/r2/installedCapacityPerProductionUnit/show?name=&defaultValue=true&viewType=TABLE&areaType=BZN&atch=false&dateTime.dateTime=01.01.2016+00:00¦UTC¦YEAR&area.values=CTY¦10YNO-0--------C!BZN¦10YNO-1--------2&productionType.values=B01&productionType.values=B02&productionType.values=B03&productionType.values=B04&productionType.values=B05&productionType.values=B06&productionType.values=B07&productionType.values=B08&productionType.values=B09&productionType.values=B10&productionType.values=B11&productionType.values=B12&productionType.values=B13&productionType.values=B14&productionType.values=B20&productionType.values=B15&productionType.values=B16&productionType.values=B17&productionType.values=B18&productionType.values=B19&DataTables_Table_0_length=58 | WRI | 1024974 | [9 empty] | 1198.34 | 1091.99 | 1152.43 | 1090.53 | 1152.43 | NO-ESTIMATION | NO-ESTIMATION | NO-ESTIMATION | NO-ESTIMATION | CAPACITY-FACTOR-V1
NOR | Norway | Evanger |  | WRI1003108 | 446 | 60.6566 | 6.1121 | Hydro | [5 empty] | ENTSOE | https://transparency.entsoe.eu/generation/r2/installedCapacityPerProductionUnit/show?name=&defaultValue=true&viewType=TABLE&areaType=BZN&atch=false&dateTime.dateTime=01.01.2016+00:00¦UTC¦YEAR&area.values=CTY¦10YNO-0--------C!BZN¦10YNO-1--------2&productionType.values=B01&productionType.values=B02&productionType.values=B03&productionType.values=B04&productionType.values=B05&productionType.values=B06&productionType.values=B07&productionType.values=B08&productionType.values=B09&productionType.values=B10&productionType.values=B11&productionType.values=B12&productionType.values=B13&productionType.values=B14&productionType.values=B20&productionType.values=B15&productionType.values=B16&productionType.values=B17&productionType.values=B18&productionType.values=B19&DataTables_Table_0_length=53 | WRI | 1010957 | [9 empty] | 1513.67 | 1513.67 | 1551.91 | 1479.06 | 1558.53 | NO-ESTIMATION | NO-ESTIMATION | NO-ESTIMATION | NO-ESTIMATION | CAPACITY-FACTOR-V1
NOR | Norway | Lya |  | WRI1003336 | 6 | 60.6643 | 8.6810 | Hydro | [5 empty] | ENTSOE | https://transparency.entsoe.eu/generation/r2/installedCapacityPerProductionUnit/show?name=&defaultValue=true&viewType=TABLE&areaType=BZN&atch=false&dateTime.dateTime=01.01.2016+00:00¦UTC¦YEAR&area.values=CTY¦10YNO-0--------C!BZN¦10YNO-1--------2&productionType.values=B01&productionType.values=B02&productionType.values=B03&productionType.values=B04&productionType.values=B05&productionType.values=B06&productionType.values=B07&productionType.values=B08&productionType.values=B09&productionType.values=B10&productionType.values=B11&productionType.values=B12&productionType.values=B13&productionType.values=B14&productionType.values=B20&productionType.values=B15&productionType.values=B16&productionType.values=B17&productionType.values=B18&productionType.values=B19&DataTables_Table_0_length=142 | WRI | 1075678 | [9 empty] | 29.19 | 28.92 | 30.45 | 28.81 | 30.45 | NO-ESTIMATION | NO-ESTIMATION | NO-ESTIMATION | NO-ESTIMATION | CAPACITY-FACTOR-V1
NOR | Norway | Fall |  | WRI1003116 | 6 | 60.6778 | 10.3526 | Hydro | [5 empty] | ENTSOE | https://transparency.entsoe.eu/generation/r2/installedCapacityPerProductionUnit/show?name=&defaultValue=true&viewType=TABLE&areaType=BZN&atch=false&dateTime.dateTime=01.01.2016+00:00¦UTC¦YEAR&area.values=CTY¦10YNO-0--------C!BZN¦10YNO-1--------2&productionType.values=B01&productionType.values=B02&productionType.values=B03&productionType.values=B04&productionType.values=B05&productionType.values=B06&productionType.values=B07&productionType.values=B08&productionType.values=B09&productionType.values=B10&productionType.values=B11&productionType.values=B12&productionType.values=B13&productionType.values=B14&productionType.values=B20&productionType.values=B15&productionType.values=B16&productionType.values=B17&productionType.values=B18&productionType.values=B19&DataTables_Table_0_length=720 | WRI | [10 empty] | 26.03 | 25.57 | 25.57 | 26.49 | 25.83 | NO-ESTIMATION | NO-ESTIMATION | NO-ESTIMATION | NO-ESTIMATION | CAPACITY-FACTOR-V1
NOR | Norway | Hemsil 2 |  | WRI1003206 | 188 | 60.7053 | 8.9718 | Hydro | [5 empty] | ENTSOE | https://transparency.entsoe.eu/generation/r2/installedCapacityPerProductionUnit/show?name=&defaultValue=true&viewType=TABLE&areaType=BZN&atch=false&dateTime.dateTime=01.01.2016+00:00¦UTC¦YEAR&area.values=CTY¦10YNO-0--------C!BZN¦10YNO-1--------2&productionType.values=B01&productionType.values=B02&productionType.values=B03&productionType.values=B04&productionType.values=B05&productionType.values=B06&productionType.values=B07&productionType.values=B08&productionType.values=B09&productionType.values=B10&productionType.values=B11&productionType.values=B12&productionType.values=B13&productionType.values=B14&productionType.values=B20&productionType.values=B15&productionType.values=B16&productionType.values=B17&productionType.values=B18&productionType.values=B19&DataTables_Table_0_length=76 | WRI | [10 empty] | 848.84 | 797.80 | 777.68 | 831.24 | 777.68 | NO-ESTIMATION | NO-ESTIMATION | NO-ESTIMATION | NO-ESTIMATION | NO-ESTIMATION
NOR | Norway | Bagn |  | WRI1003019 | 85 | 60.8261 | 9.5448 | Hydro | [5 empty] | ENTSOE | https://transparency.entsoe.eu/generation/r2/installedCapacityPerProductionUnit/show?name=&defaultValue=true&viewType=TABLE&areaType=BZN&atch=false&dateTime.dateTime=01.01.2016+00:00¦UTC¦YEAR&area.values=CTY¦10YNO-0--------C!BZN¦10YNO-1--------2&productionType.values=B01&productionType.values=B02&productionType.values=B03&productionType.values=B04&productionType.values=B05&productionType.values=B06&productionType.values=B07&productionType.values=B08&productionType.values=B09&productionType.values=B10&productionType.values=B11&productionType.values=B12&productionType.values=B13&productionType.values=B14&productionType.values=B20&productionType.values=B15&productionType.values=B16&productionType.values=B17&productionType.values=B18&productionType.values=B19&DataTables_Table_0_length=654 | WRI | 1028982 | [9 empty] | 366.80 | 366.24 | 388.16 | 368.97 | 366.24 | NO-ESTIMATION | NO-ESTIMATION | NO-ESTIMATION | NO-ESTIMATION | CAPACITY-FACTOR-V1
NOR | Norway | Leinafoss |  | WRI1003316 | 5 | 60.8318 | 7.1186 | Hydro | [5 empty] | ENTSOE | https://transparency.entsoe.eu/generation/r2/installedCapacityPerProductionUnit/show?name=&defaultValue=true&viewType=TABLE&areaType=BZN&atch=false&dateTime.dateTime=01.01.2016+00:00¦UTC¦YEAR&area.values=CTY¦10YNO-0--------C!BZN¦10YNO-1--------2&productionType.values=B01&productionType.values=B02&productionType.values=B03&productionType.values=B04&productionType.values=B05&productionType.values=B06&productionType.values=B07&productionType.values=B08&productionType.values=B09&productionType.values=B10&productionType.values=B11&productionType.values=B12&productionType.values=B13&productionType.values=B14&productionType.values=B20&productionType.values=B15&productionType.values=B16&productionType.values=B17&productionType.values=B18&productionType.values=B19&DataTables_Table_0_length=152 | WRI | 1024973 | [9 empty] | 19.71 | 19.55 | 20.99 | 21.40 | 20.84 | SOLAR-V1-NO-AGE | SOLAR-V1-NO-AGE | SOLAR-V1-NO-AGE | SOLAR-V1-NO-AGE | SOLAR-V1-NO-AGE
NOR | Norway | Hellandsfoss |  | WRI1003205 | 35 | 60.8324 | 5.8825 | Hydro | [5 empty] | ENTSOE | https://transparency.entsoe.eu/generation/r2/installedCapacityPerProductionUnit/show?name=&defaultValue=true&viewType=TABLE&areaType=BZN&atch=false&dateTime.dateTime=01.01.2016+00:00¦UTC¦YEAR&area.values=CTY¦10YNO-0--------C!BZN¦10YNO-1--------2&productionType.values=B01&productionType.values=B02&productionType.values=B03&productionType.values=B04&productionType.values=B05&productionType.values=B06&productionType.values=B07&productionType.values=B08&productionType.values=B09&productionType.values=B10&productionType.values=B11&productionType.values=B12&productionType.values=B13&productionType.values=B14&productionType.values=B20&productionType.values=B15&productionType.values=B16&productionType.values=B17&productionType.values=B18&productionType.values=B19&DataTables_Table_0_length=102 | WRI | 1010961 | [9 empty] | 142.66 | 142.36 | 145.31 | 143.05 | 145.48 | HYDRO-V1 | HYDRO-V1 | HYDRO-V1 | HYDRO-V1 | HYDRO-V1
NOR | Norway | Modalen |  | WRI1003361 | 2 | 60.8366 | 5.8599 | Hydro | [5 empty] | ENTSOE | https://transparency.entsoe.eu/generation/r2/installedCapacityPerProductionUnit/show?name=&defaultValue=true&viewType=TABLE&areaType=BZN&atch=false&dateTime.dateTime=01.01.2016+00:00¦UTC¦YEAR&area.values=CTY¦10YNO-0--------C!BZN¦10YNO-1--------2&productionType.values=B01&productionType.values=B02&productionType.values=B03&productionType.values=B04&productionType.values=B05&productionType.values=B06&productionType.values=B07&productionType.values=B08&productionType.values=B09&productionType.values=B10&productionType.values=B11&productionType.values=B12&productionType.values=B13&productionType.values=B14&productionType.values=B20&productionType.values=B15&productionType.values=B16&productionType.values=B17&productionType.values=B18&productionType.values=B19&DataTables_Table_0_length=189 | WRI | 1071886 | [9 empty] | 9.29 | 9.27 | 9.37 | 9.30 | 9.46 | SOLAR-V1-NO-AGE | SOLAR-V1-NO-AGE | SOLAR-V1-NO-AGE | SOLAR-V1-NO-AGE | SOLAR-V1-NO-AGE
NOR | Norway | Vemundsbotn |  | WRI1003631 | 55 | 60.8550 | 5.6951 | Hydro | [5 empty] | ENTSOE | https://transparency.entsoe.eu/generation/r2/installedCapacityPerProductionUnit/show?name=&defaultValue=true&viewType=TABLE&areaType=BZN&atch=false&dateTime.dateTime=01.01.2016+00:00¦UTC¦YEAR&area.values=CTY¦10YNO-0--------C!BZN¦10YNO-1--------2&productionType.values=B01&productionType.values=B02&productionType.values=B03&productionType.values=B04&productionType.values=B05&productionType.values=B06&productionType.values=B07&productionType.values=B08&productionType.values=B09&productionType.values=B10&productionType.values=B11&productionType.values=B12&productionType.values=B13&productionType.values=B14&productionType.values=B20&productionType.values=B15&productionType.values=B16&productionType.values=B17&productionType.values=B18&productionType.values=B19&DataTables_Table_0_length=91 | WRI | 1010971 | [9 empty] | 220.37 | 207.60 | 207.60 | 208.17 | 207.6 | NO-ESTIMATION | NO-ESTIMATION | NO-ESTIMATION | NO-ESTIMATION | CAPACITY-FACTOR-V1
NOR | Norway | Aurland5 |  | WRI1003017 | 1398 | 60.8629 | 7.3017 | Hydro | [5 empty] | ENTSOE | https://transparency.entsoe.eu/generation/r2/installedCapacityPerProductionUnit/show?name=&defaultValue=true&viewType=TABLE&areaType=BZN&atch=false&dateTime.dateTime=01.01.2016+00:00¦UTC¦YEAR&area.values=CTY¦10YNO-0--------C!BZN¦10YNO-1--------2&productionType.values=B01&productionType.values=B02&productionType.values=B03&productionType.values=B04&productionType.values=B05&productionType.values=B06&productionType.values=B07&productionType.values=B08&productionType.values=B09&productionType.values=B10&productionType.values=B11&productionType.values=B12&productionType.values=B13&productionType.values=B14&productionType.values=B20&productionType.values=B15&productionType.values=B16&productionType.values=B17&productionType.values=B18&productionType.values=B19&DataTables_Table_0_length=129 | WRI | [10 empty] | 5305.73 | 5305.73 | 5305.73 | 5362.91 | 5305.73 | HYDRO-V1 | HYDRO-V1 | HYDRO-V1 | HYDRO-V1 | HYDRO-V1
NOR | Norway | Abjora |  | WRI1002991 | 103 | 60.8648 | 9.2790 | Hydro | [5 empty] | ENTSOE | https://transparency.entsoe.eu/generation/r2/installedCapacityPerProductionUnit/show?name=&defaultValue=true&viewType=TABLE&areaType=BZN&atch=false&dateTime.dateTime=01.01.2016+00:00¦UTC¦YEAR&area.values=CTY¦10YNO-0--------C!BZN¦10YNO-1--------2&productionType.values=B01&productionType.values=B02&productionType.values=B03&productionType.values=B04&productionType.values=B05&productionType.values=B06&productionType.values=B07&productionType.values=B08&productionType.values=B09&productionType.values=B10&productionType.values=B11&productionType.values=B12&productionType.values=B13&productionType.values=B14&productionType.values=B20&productionType.values=B15&productionType.values=B16&productionType.values=B17&productionType.values=B18&productionType.values=B19&DataTables_Table_0_length=647 | WRI | 1028980 | [9 empty] | 432.40 | 398.80 | 399.60 | 381.73 | 432.4 | SOLAR-V1-NO-AGE | SOLAR-V1-NO-AGE | SOLAR-V1-NO-AGE | SOLAR-V1-NO-AGE | SOLAR-V1-NO-AGE
NOR | Norway | Matre |  | WRI1003349 | 275 | 60.8744 | 5.5905 | Hydro | [5 empty] | ENTSOE | https://transparency.entsoe.eu/generation/r2/installedCapacityPerProductionUnit/show?name=&defaultValue=true&viewType=TABLE&areaType=BZN&atch=false&dateTime.dateTime=01.01.2016+00:00¦UTC¦YEAR&area.values=CTY¦10YNO-0--------C!BZN¦10YNO-1--------2&productionType.values=B01&productionType.values=B02&productionType.values=B03&productionType.values=B04&productionType.values=B05&productionType.values=B06&productionType.values=B07&productionType.values=B08&productionType.values=B09&productionType.values=B10&productionType.values=B11&productionType.values=B12&productionType.values=B13&productionType.values=B14&productionType.values=B20&productionType.values=B15&productionType.values=B16&productionType.values=B17&productionType.values=B18&productionType.values=B19&DataTables_Table_0_length=60 | WRI | 1010965 | [9 empty] | 921.55 | 943.50 | 928.45 | 924.07 | 928.45 | SOLAR-V1-NO-AGE | SOLAR-V1-NO-AGE | SOLAR-V1-NO-AGE | SOLAR-V1-NO-AGE | SOLAR-V1-NO-AGE
NOR | Norway | Brekkefoss |  | WRI1003061 | 2 | 60.8876 | 8.4604 | Hydro | [5 empty] | ENTSOE | https://transparency.entsoe.eu/generation/r2/installedCapacityPerProductionUnit/show?name=&defaultValue=true&viewType=TABLE&areaType=BZN&atch=false&dateTime.dateTime=01.01.2016+00:00¦UTC¦YEAR&area.values=CTY¦10YNO-0--------C!BZN¦10YNO-1--------2&productionType.values=B01&productionType.values=B02&productionType.values=B03&productionType.values=B04&productionType.values=B05&productionType.values=B06&productionType.values=B07&productionType.values=B08&productionType.values=B09&productionType.values=B10&productionType.values=B11&productionType.values=B12&productionType.values=B13&productionType.values=B14&productionType.values=B20&productionType.values=B15&productionType.values=B16&productionType.values=B17&productionType.values=B18&productionType.values=B19&DataTables_Table_0_length=187 | WRI | 1024968 | [9 empty] | 9.10 | 8.82 | 9.09 | 8.73 | 9.3 | SOLAR-V1-NO-AGE | SOLAR-V1-NO-AGE | SOLAR-V1-NO-AGE | SOLAR-V1-NO-AGE | SOLAR-V1-NO-AGE
NOR | Norway | Nygard |  | WRI1003399 | 93 | 60.8933 | 6.0563 | Hydro | [5 empty] | ENTSOE | https://transparency.entsoe.eu/generation/r2/installedCapacityPerProductionUnit/show?name=&defaultValue=true&viewType=TABLE&areaType=BZN&atch=false&dateTime.dateTime=01.01.2016+00:00¦UTC¦YEAR&area.values=CTY¦10YNO-0--------C!BZN¦10YNO-1--------2&productionType.values=B01&productionType.values=B02&productionType.values=B03&productionType.values=B04&productionType.values=B05&productionType.values=B06&productionType.values=B07&productionType.values=B08&productionType.values=B09&productionType.values=B10&productionType.values=B11&productionType.values=B12&productionType.values=B13&productionType.values=B14&productionType.values=B20&productionType.values=B15&productionType.values=B16&productionType.values=B17&productionType.values=B18&productionType.values=B19&DataTables_Table_0_length=236 | WRI | 1057274¦1063951 | [9 empty] | 375.58 | 353.99 | 353.99 | 354.96 | 353.99 | NO-ESTIMATION | NO-ESTIMATION | NO-ESTIMATION | NO-ESTIMATION | CAPACITY-FACTOR-V1
NOR | Norway | Askerudfoss |  | WRI1003011 | 15 | 60.8971 | 6.2015 | Hydro | [5 empty] | ENTSOE | https://transparency.entsoe.eu/generation/r2/installedCapacityPerProductionUnit/show?name=&defaultValue=true&viewType=TABLE&areaType=BZN&atch=false&dateTime.dateTime=01.01.2016+00:00¦UTC¦YEAR&area.values=CTY¦10YNO-0--------C!BZN¦10YNO-1--------2&productionType.values=B01&productionType.values=B02&productionType.values=B03&productionType.values=B04&productionType.values=B05&productionType.values=B06&productionType.values=B07&productionType.values=B08&productionType.values=B09&productionType.values=B10&productionType.values=B11&productionType.values=B12&productionType.values=B13&productionType.values=B14&productionType.values=B20&productionType.values=B15&productionType.values=B16&productionType.values=B17&productionType.values=B18&productionType.values=B19&DataTables_Table_0_length=696 | WRI | 1033058 | [9 empty] | 66.34 | 66.22 | 69.34 | 69.61 | 71.15 | SOLAR-V1-NO-AGE | SOLAR-V1-NO-AGE | SOLAR-V1-NO-AGE | SOLAR-V1-NO-AGE | SOLAR-V1-NO-AGE
NOR | Norway | Hommelfoss |  | WRI1003227 | 3 | 60.9002 | 5.6179 | Hydro | [5 empty] | ENTSOE | https://transparency.entsoe.eu/generation/r2/installedCapacityPerProductionUnit/show?name=&defaultValue=true&viewType=TABLE&areaType=BZN&atch=false&dateTime.dateTime=01.01.2016+00:00¦UTC¦YEAR&area.values=CTY¦10YNO-0--------C!BZN¦10YNO-1--------2&productionType.values=B01&productionType.values=B02&productionType.values=B03&productionType.values=B04&productionType.values=B05&productionType.values=B06&productionType.values=B07&productionType.values=B08&productionType.values=B09&productionType.values=B10&productionType.values=B11&productionType.values=B12&productionType.values=B13&productionType.values=B14&productionType.values=B20&productionType.values=B15&productionType.values=B16&productionType.values=B17&productionType.values=B18&productionType.values=B19&DataTables_Table_0_length=181 | WRI | 1010963 | [9 empty] | 9.34 | 8.61 | 8.61 | 8.63 | 8.61 | SOLAR-V1-NO-AGE | SOLAR-V1-NO-AGE | SOLAR-V1-NO-AGE | SOLAR-V1-NO-AGE | SOLAR-V1-NO-AGE
NOR | Norway | Steinsland |  | WRI1003529 | 198 | 60.9261 | 5.9781 | Hydro | [5 empty] | ENTSOE | https://transparency.entsoe.eu/generation/r2/installedCapacityPerProductionUnit/show?name=&defaultValue=true&viewType=TABLE&areaType=BZN&atch=false&dateTime.dateTime=01.01.2016+00:00¦UTC¦YEAR&area.values=CTY¦10YNO-0--------C!BZN¦10YNO-1--------2&productionType.values=B01&productionType.values=B02&productionType.values=B03&productionType.values=B04&productionType.values=B05&productionType.values=B06&productionType.values=B07&productionType.values=B08&productionType.values=B09&productionType.values=B10&productionType.values=B11&productionType.values=B12&productionType.values=B13&productionType.values=B14&productionType.values=B20&productionType.values=B15&productionType.values=B16&productionType.values=B17&productionType.values=B18&productionType.values=B19&DataTables_Table_0_length=66 | WRI | 1010968 | [9 empty] | 763.33 | 718.57 | 718.57 | 720.54 | 718.57 | NO-ESTIMATION | NO-ESTIMATION | NO-ESTIMATION | NO-ESTIMATION | CAPACITY-FACTOR-V1
NOR | Norway | Gjuva |  | WRI1003161 | 11 | 60.9297 | 8.4229 | Hydro | [5 empty] | ENTSOE | https://transparency.entsoe.eu/generation/r2/installedCapacityPerProductionUnit/show?name=&defaultValue=true&viewType=TABLE&areaType=BZN&atch=false&dateTime.dateTime=01.01.2016+00:00¦UTC¦YEAR&area.values=CTY¦10YNO-0--------C!BZN¦10YNO-1--------2&productionType.values=B01&productionType.values=B02&productionType.values=B03&productionType.values=B04&productionType.values=B05&productionType.values=B06&productionType.values=B07&productionType.values=B08&productionType.values=B09&productionType.values=B10&productionType.values=B11&productionType.values=B12&productionType.values=B13&productionType.values=B14&productionType.values=B20&productionType.values=B15&productionType.values=B16&productionType.values=B17&productionType.values=B18&productionType.values=B19&DataTables_Table_0_length=127 | WRI | 1024969 | [9 empty] | 40.51 | 37.67 | 37.67 | 37.77 | 37.67 | SOLAR-V1-NO-AGE | SOLAR-V1-NO-AGE | SOLAR-V1-NO-AGE | SOLAR-V1-NO-AGE | SOLAR-V1-NO-AGE
NOR | Norway | Faslefoss |  | WRI1003119 | 20 | 60.9570 | 9.3008 | Hydro | [5 empty] | ENTSOE | https://transparency.entsoe.eu/generation/r2/installedCapacityPerProductionUnit/show?name=&defaultValue=true&viewType=TABLE&areaType=BZN&atch=false&dateTime.dateTime=01.01.2016+00:00¦UTC¦YEAR&area.values=CTY¦10YNO-0--------C!BZN¦10YNO-1--------2&productionType.values=B01&productionType.values=B02&productionType.values=B03&productionType.values=B04&productionType.values=B05&productionType.values=B06&productionType.values=B07&productionType.values=B08&productionType.values=B09&productionType.values=B10&productionType.values=B11&productionType.values=B12&productionType.values=B13&productionType.values=B14&productionType.values=B20&productionType.values=B15&productionType.values=B16&productionType.values=B17&productionType.values=B18&productionType.values=B19&DataTables_Table_0_length=686 | WRI | 1024873 | [9 empty] | 97.15 | 96.54 | 96.94 | 96.60 | 96.95 | NO-ESTIMATION | NO-ESTIMATION | NO-ESTIMATION | NO-ESTIMATION | CAPACITY-FACTOR-V1
NOR | Norway | Oljusjoen |  | WRI1003411 | 56 | 60.9727 | 8.0747 | Hydro | [5 empty] | ENTSOE | https://transparency.entsoe.eu/generation/r2/installedCapacityPerProductionUnit/show?name=&defaultValue=true&viewType=TABLE&areaType=BZN&atch=false&dateTime.dateTime=01.01.2016+00:00¦UTC¦YEAR&area.values=CTY¦10YNO-0--------C!BZN¦10YNO-1--------2&productionType.values=B01&productionType.values=B02&productionType.values=B03&productionType.values=B04&productionType.values=B05&productionType.values=B06&productionType.values=B07&productionType.values=B08&productionType.values=B09&productionType.values=B10&productionType.values=B11&productionType.values=B12&productionType.values=B13&productionType.values=B14&productionType.values=B20&productionType.values=B15&productionType.values=B16&productionType.values=B17&productionType.values=B18&productionType.values=B19&DataTables_Table_0_length=90 | WRI | 1025043 | [9 empty] | 224.77 | 211.77 | 211.77 | 212.35 | 211.77 | NO-ESTIMATION | NO-ESTIMATION | NO-ESTIMATION | NO-ESTIMATION | NO-ESTIMATION
NOR | Norway | Krokevatn |  | WRI1003294 | 4 | 60.9838 | 5.6986 | Hydro | [5 empty] | ENTSOE | https://transparency.entsoe.eu/generation/r2/installedCapacityPerProductionUnit/show?name=&defaultValue=true&viewType=TABLE&areaType=BZN&atch=false&dateTime.dateTime=01.01.2016+00:00¦UTC¦YEAR&area.values=CTY¦10YNO-0--------C!BZN¦10YNO-1--------2&productionType.values=B01&productionType.values=B02&productionType.values=B03&productionType.values=B04&productionType.values=B05&productionType.values=B06&productionType.values=B07&productionType.values=B08&productionType.values=B09&productionType.values=B10&productionType.values=B11&productionType.values=B12&productionType.values=B13&productionType.values=B14&productionType.values=B20&productionType.values=B15&productionType.values=B16&productionType.values=B17&productionType.values=B18&productionType.values=B19&DataTables_Table_0_length=174 | WRI | 1105814 | [9 empty] | 13.11 | 12.13 | 12.13 | 12.16 | 12.13 | NO-ESTIMATION | NO-ESTIMATION | NO-ESTIMATION | NO-ESTIMATION | NO-ESTIMATION
NOR | Norway | Torpa |  | WRI1003577 | 170 | 60.9961 | 10.0577 | Hydro | [5 empty] | ENTSOE | https://transparency.entsoe.eu/generation/r2/installedCapacityPerProductionUnit/show?name=&defaultValue=true&viewType=TABLE&areaType=BZN&atch=false&dateTime.dateTime=01.01.2016+00:00¦UTC¦YEAR&area.values=CTY¦10YNO-0--------C!BZN¦10YNO-1--------2&productionType.values=B01&productionType.values=B02&productionType.values=B03&productionType.values=B04&productionType.values=B05&productionType.values=B06&productionType.values=B07&productionType.values=B08&productionType.values=B09&productionType.values=B10&productionType.values=B11&productionType.values=B12&productionType.values=B13&productionType.values=B14&productionType.values=B20&productionType.values=B15&productionType.values=B16&productionType.values=B17&productionType.values=B18&productionType.values=B19&DataTables_Table_0_length=640 | WRI | 1064002 | [9 empty] | 724.04 | 750.88 | 724.04 | 689.98 | 750.88 | NO-ESTIMATION | NO-ESTIMATION | NO-ESTIMATION | NO-ESTIMATION | CAPACITY-FACTOR-V1
NOR | Norway | Eldrevatn |  | WRI1003103 | 6 | 61.0192 | 8.1309 | Hydro | [5 empty] | ENTSOE | https://transparency.entsoe.eu/generation/r2/installedCapacityPerProductionUnit/show?name=&defaultValue=true&viewType=TABLE&areaType=BZN&atch=false&dateTime.dateTime=01.01.2016+00:00¦UTC¦YEAR&area.values=CTY¦10YNO-0--------C!BZN¦10YNO-1--------2&productionType.values=B01&productionType.values=B02&productionType.values=B03&productionType.values=B04&productionType.values=B05&productionType.values=B06&productionType.values=B07&productionType.values=B08&productionType.values=B09&productionType.values=B10&productionType.values=B11&productionType.values=B12&productionType.values=B13&productionType.values=B14&productionType.values=B20&productionType.values=B15&productionType.values=B16&productionType.values=B17&productionType.values=B18&productionType.values=B19&DataTables_Table_0_length=147 | WRI | 1094054 | [9 empty] | 19.89 | 18.34 | 18.34 | 18.39 | 18.34 | NO-ESTIMATION | NO-ESTIMATION | NO-ESTIMATION | NO-ESTIMATION | CAPACITY-FACTOR-V1
NOR | Norway | Refsdal |  | WRI1003441 | 100 | 61.0213 | 6.5673 | Hydro | [5 empty] | ENTSOE | https://transparency.entsoe.eu/generation/r2/installedCapacityPerProductionUnit/show?name=&defaultValue=true&viewType=TABLE&areaType=BZN&atch=false&dateTime.dateTime=01.01.2016+00:00¦UTC¦YEAR&area.values=CTY¦10YNO-0--------C!BZN¦10YNO-1--------2&productionType.values=B01&productionType.values=B02&productionType.values=B03&productionType.values=B04&productionType.values=B05&productionType.values=B06&productionType.values=B07&productionType.values=B08&productionType.values=B09&productionType.values=B10&productionType.values=B11&productionType.values=B12&productionType.values=B13&productionType.values=B14&productionType.values=B20&productionType.values=B15&productionType.values=B16&productionType.values=B17&productionType.values=B18&productionType.values=B19&DataTables_Table_0_length=79 | WRI | 1029418¦1030300¦1058007 | [9 empty] | 402.57 | 379.35 | 379.35 | 380.39 | 379.35 | SOLAR-V1-NO-AGE | SOLAR-V1-NO-AGE | SOLAR-V1-NO-AGE | SOLAR-V1-NO-AGE | SOLAR-V1-NO-AGE
NOR | Norway | Stuvane |  | WRI1003540 | 42 | 61.0514 | 7.6418 | Hydro | [5 empty] | ENTSOE | https://transparency.entsoe.eu/generation/r2/installedCapacityPerProductionUnit/show?name=&defaultValue=true&viewType=TABLE&areaType=BZN&atch=false&dateTime.dateTime=01.01.2016+00:00¦UTC¦YEAR&area.values=CTY¦10YNO-0--------C!BZN¦10YNO-1--------2&productionType.values=B01&productionType.values=B02&productionType.values=B03&productionType.values=B04&productionType.values=B05&productionType.values=B06&productionType.values=B07&productionType.values=B08&productionType.values=B09&productionType.values=B10&productionType.values=B11&productionType.values=B12&productionType.values=B13&productionType.values=B14&productionType.values=B20&productionType.values=B15&productionType.values=B16&productionType.values=B17&productionType.values=B18&productionType.values=B19&DataTables_Table_0_length=98 | WRI | 1025044 | [9 empty] | 197.85 | 182.93 | 182.93 | 183.43 | 182.93 | NO-ESTIMATION | NO-ESTIMATION | NO-ESTIMATION | NO-ESTIMATION | CAPACITY-FACTOR-V1
NOR | Norway | Borgund |  | WRI1003049 | 240 | 61.0586 | 7.8191 | Hydro | [5 empty] | ENTSOE | https://transparency.entsoe.eu/generation/r2/installedCapacityPerProductionUnit/show?name=&defaultValue=true&viewType=TABLE&areaType=BZN&atch=false&dateTime.dateTime=01.01.2016+00:00¦UTC¦YEAR&area.values=CTY¦10YNO-0--------C!BZN¦10YNO-1--------2&productionType.values=B01&productionType.values=B02&productionType.values=B03&productionType.values=B04&productionType.values=B05&productionType.values=B06&productionType.values=B07&productionType.values=B08&productionType.values=B09&productionType.values=B10&productionType.values=B11&productionType.values=B12&productionType.values=B13&productionType.values=B14&productionType.values=B20&productionType.values=B15&productionType.values=B16&productionType.values=B17&productionType.values=B18&productionType.values=B19&DataTables_Table_0_length=64 | WRI | 1025042 | [9 empty] | 925.64 | 840.33 | 840.33 | 849.96 | 840.33 | NO-ESTIMATION | NO-ESTIMATION | NO-ESTIMATION | NO-ESTIMATION | CAPACITY-FACTOR-V1
NOR | Norway | Lutufallet |  | WRI1003335 | 15 | 61.0656 | 12.5818 | Hydro | [5 empty] | ENTSOE | https://transparency.entsoe.eu/generation/r2/installedCapacityPerProductionUnit/show?name=&defaultValue=true&viewType=TABLE&areaType=BZN&atch=false&dateTime.dateTime=01.01.2016+00:00¦UTC¦YEAR&area.values=CTY¦10YNO-0--------C!BZN¦10YNO-1--------2&productionType.values=B01&productionType.values=B02&productionType.values=B03&productionType.values=B04&productionType.values=B05&productionType.values=B06&productionType.values=B07&productionType.values=B08&productionType.values=B09&productionType.values=B10&productionType.values=B11&productionType.values=B12&productionType.values=B13&productionType.values=B14&productionType.values=B20&productionType.values=B15&productionType.values=B16&productionType.values=B17&productionType.values=B18&productionType.values=B19&DataTables_Table_0_length=694 | WRI | 1018240 | [9 empty] | 80.07 | 79.70 | 77.94 | 79.51 | 75.97 | HYDRO-V1 | HYDRO-V1 | HYDRO-V1 | HYDRO-V1 | HYDRO-V1
NOR | Norway | Hove |  | WRI1003234 | 73 | 61.0698 | 6.5948 | Hydro | [5 empty] | ENTSOE | https://transparency.entsoe.eu/generation/r2/installedCapacityPerProductionUnit/show?name=&defaultValue=true&viewType=TABLE&areaType=BZN&atch=false&dateTime.dateTime=01.01.2016+00:00¦UTC¦YEAR&area.values=CTY¦10YNO-0--------C!BZN¦10YNO-1--------2&productionType.values=B01&productionType.values=B02&productionType.values=B03&productionType.values=B04&productionType.values=B05&productionType.values=B06&productionType.values=B07&productionType.values=B08&productionType.values=B09&productionType.values=B10&productionType.values=B11&productionType.values=B12&productionType.values=B13&productionType.values=B14&productionType.values=B20&productionType.values=B15&productionType.values=B16&productionType.values=B17&productionType.values=B18&productionType.values=B19&DataTables_Table_0_length=84 | WRI | 1030274 | [9 empty] | 294.62 | 277.67 | 277.67 | 278.43 | 277.67 | NO-ESTIMATION | NO-ESTIMATION | NO-ESTIMATION | NO-ESTIMATION | CAPACITY-FACTOR-V1
NOR | Norway | Mesna |  | WRI1003357 | 42 | 61.1170 | 10.4709 | Hydro | [5 empty] | ENTSOE | https://transparency.entsoe.eu/generation/r2/installedCapacityPerProductionUnit/show?name=&defaultValue=true&viewType=TABLE&areaType=BZN&atch=false&dateTime.dateTime=01.01.2016+00:00¦UTC¦YEAR&area.values=CTY¦10YNO-0--------C!BZN¦10YNO-1--------2&productionType.values=B01&productionType.values=B02&productionType.values=B03&productionType.values=B04&productionType.values=B05&productionType.values=B06&productionType.values=B07&productionType.values=B08&productionType.values=B09&productionType.values=B10&productionType.values=B11&productionType.values=B12&productionType.values=B13&productionType.values=B14&productionType.values=B20&productionType.values=B15&productionType.values=B16&productionType.values=B17&productionType.values=B18&productionType.values=B19&DataTables_Table_0_length=667 | WRI | 1022520 | [9 empty] | 162.43 | 154.70 | 161.33 | 162.02 | 163.17 | NO-ESTIMATION | NO-ESTIMATION | NO-ESTIMATION | NO-ESTIMATION | CAPACITY-FACTOR-V1
NOR | Norway | Lomen |  | WRI1003329 | 60 | 61.1355 | 8.8793 | Hydro | [5 empty] | ENTSOE | https://transparency.entsoe.eu/generation/r2/installedCapacityPerProductionUnit/show?name=&defaultValue=true&viewType=TABLE&areaType=BZN&atch=false&dateTime.dateTime=01.01.2016+00:00¦UTC¦YEAR&area.values=CTY¦10YNO-0--------C!BZN¦10YNO-1--------2&productionType.values=B01&productionType.values=B02&productionType.values=B03&productionType.values=B04&productionType.values=B05&productionType.values=B06&productionType.values=B07&productionType.values=B08&productionType.values=B09&productionType.values=B10&productionType.values=B11&productionType.values=B12&productionType.values=B13&productionType.values=B14&productionType.values=B20&productionType.values=B15&productionType.values=B16&productionType.values=B17&productionType.values=B18&productionType.values=B19&DataTables_Table_0_length=660 | WRI | 1024876 | [9 empty] | 275.89 | 277.82 | 276.25 | 276.35 | 275.89 | NO-ESTIMATION | NO-ESTIMATION | NO-ESTIMATION | NO-ESTIMATION | CAPACITY-FACTOR-V1
NOR | Norway | Naddvik |  | WRI1003375 | 118 | 61.1822 | 7.6355 | Hydro | [5 empty] | ENTSOE | https://transparency.entsoe.eu/generation/r2/installedCapacityPerProductionUnit/show?name=&defaultValue=true&viewType=TABLE&areaType=BZN&atch=false&dateTime.dateTime=01.01.2016+00:00¦UTC¦YEAR&area.values=CTY¦10YNO-0--------C!BZN¦10YNO-1--------2&productionType.values=B01&productionType.values=B02&productionType.values=B03&productionType.values=B04&productionType.values=B05&productionType.values=B06&productionType.values=B07&productionType.values=B08&productionType.values=B09&productionType.values=B10&productionType.values=B11&productionType.values=B12&productionType.values=B13&productionType.values=B14&productionType.values=B20&productionType.values=B15&productionType.values=B16&productionType.values=B17&productionType.values=B18&productionType.values=B19&DataTables_Table_0_length=73 | Open Power System Data | 1024610 | [9 empty] | 410.91 | 414.42 | 414.42 | 415.56 | 412.54 | SOLAR-V1-NO-AGE | SOLAR-V1-NO-AGE | SOLAR-V1-NO-AGE | SOLAR-V1-NO-AGE | SOLAR-V1-NO-AGE
NOR | Norway | Kaupanger |  | WRI1003270 | 6 | 61.1832 | 7.2349 | Hydro | [5 empty] | ENTSOE | https://transparency.entsoe.eu/generation/r2/installedCapacityPerProductionUnit/show?name=&defaultValue=true&viewType=TABLE&areaType=BZN&atch=false&dateTime.dateTime=01.01.2016+00:00¦UTC¦YEAR&area.values=CTY¦10YNO-0--------C!BZN¦10YNO-1--------2&productionType.values=B01&productionType.values=B02&productionType.values=B03&productionType.values=B04&productionType.values=B05&productionType.values=B06&productionType.values=B07&productionType.values=B08&productionType.values=B09&productionType.values=B10&productionType.values=B11&productionType.values=B12&productionType.values=B13&productionType.values=B14&productionType.values=B20&productionType.values=B15&productionType.values=B16&productionType.values=B17&productionType.values=B18&productionType.values=B19&DataTables_Table_0_length=149 | WRI | 1082584¦1082591¦1094567 | [9 empty] | 22.28 | 20.73 | 20.73 | 20.78 | 20.73 | SOLAR-V1-NO-AGE | SOLAR-V1-NO-AGE | SOLAR-V1-NO-AGE | SOLAR-V1-NO-AGE | SOLAR-V1-NO-AGE
NOR | Norway | Ylja |  | WRI1003651 | 66 | 61.1975 | 8.3808 | Hydro | [5 empty] | ENTSOE | https://transparency.entsoe.eu/generation/r2/installedCapacityPerProductionUnit/show?name=&defaultValue=true&viewType=TABLE&areaType=BZN&atch=false&dateTime.dateTime=01.01.2016+00:00¦UTC¦YEAR&area.values=CTY¦10YNO-0--------C!BZN¦10YNO-1--------2&productionType.values=B01&productionType.values=B02&productionType.values=B03&productionType.values=B04&productionType.values=B05&productionType.values=B06&productionType.values=B07&productionType.values=B08&productionType.values=B09&productionType.values=B10&productionType.values=B11&productionType.values=B12&productionType.values=B13&productionType.values=B14&productionType.values=B20&productionType.values=B15&productionType.values=B16&productionType.values=B17&productionType.values=B18&productionType.values=B19&DataTables_Table_0_length=658 | WRI | 1024881 | [9 empty] | 258.41 | 258.01 | 258.01 | 249.94 | 255.12 | NO-ESTIMATION | NO-ESTIMATION | NO-ESTIMATION | NO-ESTIMATION | CAPACITY-FACTOR-V1
NOR | Norway | Hunderfossen |  | WRI1003238 | 124 | 61.2171 | 10.4394 | Hydro | [5 empty] | ENTSOE | https://transparency.entsoe.eu/generation/r2/installedCapacityPerProductionUnit/show?name=&defaultValue=true&viewType=TABLE&areaType=BZN&atch=false&dateTime.dateTime=01.01.2016+00:00¦UTC¦YEAR&area.values=CTY¦10YNO-0--------C!BZN¦10YNO-1--------2&productionType.values=B01&productionType.values=B02&productionType.values=B03&productionType.values=B04&productionType.values=B05&productionType.values=B06&productionType.values=B07&productionType.values=B08&productionType.values=B09&productionType.values=B10&productionType.values=B11&productionType.values=B12&productionType.values=B13&productionType.values=B14&productionType.values=B20&productionType.values=B15&productionType.values=B16&productionType.values=B17&productionType.values=B18&productionType.values=B19&DataTables_Table_0_length=643 | WRI | 1024883 | [9 empty] | 505.49 | 521.17 | 518.72 | 508.63 | 504.43 | SOLAR-V1-NO-AGE | SOLAR-V1-NO-AGE | SOLAR-V1-NO-AGE | SOLAR-V1-NO-AGE | SOLAR-V1-NO-AGE
NOR | Norway | Osa |  | WRI1003418 | 96 | 61.2350 | 11.5091 | Hydro | [5 empty] | ENTSOE | https://transparency.entsoe.eu/generation/r2/installedCapacityPerProductionUnit/show?name=&defaultValue=true&viewType=TABLE&areaType=BZN&atch=false&dateTime.dateTime=01.01.2016+00:00¦UTC¦YEAR&area.values=CTY¦10YNO-0--------C!BZN¦10YNO-1--------2&productionType.values=B01&productionType.values=B02&productionType.values=B03&productionType.values=B04&productionType.values=B05&productionType.values=B06&productionType.values=B07&productionType.values=B08&productionType.values=B09&productionType.values=B10&productionType.values=B11&productionType.values=B12&productionType.values=B13&productionType.values=B14&productionType.values=B20&productionType.values=B15&productionType.values=B16&productionType.values=B17&productionType.values=B18&productionType.values=B19&DataTables_Table_0_length=652 | WRI | 1018242 | [9 empty] | 395.43 | 392.99 | 401.59 | 397.02 | 393.81 | SOLAR-V1-NO-AGE | SOLAR-V1-NO-AGE | SOLAR-V1-NO-AGE | SOLAR-V1-NO-AGE | SOLAR-V1-NO-AGE
NOR | Norway | Eiriksdal |  | WRI1003100 | 100 | 61.2359 | 6.1984 | Hydro | [5 empty] | ENTSOE | https://transparency.entsoe.eu/generation/r2/installedCapacityPerProductionUnit/show?name=&defaultValue=true&viewType=TABLE&areaType=BZN&atch=false&dateTime.dateTime=01.01.2016+00:00¦UTC¦YEAR&area.values=CTY¦10YNO-0--------C!BZN¦10YNO-1--------2&productionType.values=B01&productionType.values=B02&productionType.values=B03&productionType.values=B04&productionType.values=B05&productionType.values=B06&productionType.values=B07&productionType.values=B08&productionType.values=B09&productionType.values=B10&productionType.values=B11&productionType.values=B12&productionType.values=B13&productionType.values=B14&productionType.values=B20&productionType.values=B15&productionType.values=B16&productionType.values=B17&productionType.values=B18&productionType.values=B19&DataTables_Table_0_length=80 | WRI | 1081111 | [9 empty] | 402.57 | 379.35 | 379.35 | 380.39 | 379.35 | SOLAR-V1-NO-AGE | SOLAR-V1-NO-AGE | SOLAR-V1-NO-AGE | SOLAR-V1-NO-AGE | SOLAR-V1-NO-AGE
NOR | Norway | Kalvedalen |  | WRI1003264 | 22 | 61.2567 | 8.7586 | Hydro | [5 empty] | ENTSOE | https://transparency.entsoe.eu/generation/r2/installedCapacityPerProductionUnit/show?name=&defaultValue=true&viewType=TABLE&areaType=BZN&atch=false&dateTime.dateTime=01.01.2016+00:00¦UTC¦YEAR&area.values=CTY¦10YNO-0--------C!BZN¦10YNO-1--------2&productionType.values=B01&productionType.values=B02&productionType.values=B03&productionType.values=B04&productionType.values=B05&productionType.values=B06&productionType.values=B07&productionType.values=B08&productionType.values=B09&productionType.values=B10&productionType.values=B11&productionType.values=B12&productionType.values=B13&productionType.values=B14&productionType.values=B20&productionType.values=B15&productionType.values=B16&productionType.values=B17&productionType.values=B18&productionType.values=B19&DataTables_Table_0_length=682 | WRI | 1024874 | [9 empty] | 88.79 | 83.68 | 83.68 | 83.91 | 83.68 | NO-ESTIMATION | NO-ESTIMATION | NO-ESTIMATION | NO-ESTIMATION | CAPACITY-FACTOR-V1
NOR | Norway | Kangsliaga |  | WRI1003265 | 3 | 61.2567 | 8.7586 | Hydro | [5 empty] | ENTSOE | https://transparency.entsoe.eu/generation/r2/installedCapacityPerProductionUnit/show?name=&defaultValue=true&viewType=TABLE&areaType=BZN&atch=false&dateTime.dateTime=01.01.2016+00:00¦UTC¦YEAR&area.values=CTY¦10YNO-0--------C!BZN¦10YNO-1--------2&productionType.values=B01&productionType.values=B02&productionType.values=B03&productionType.values=B04&productionType.values=B05&productionType.values=B06&productionType.values=B07&productionType.values=B08&productionType.values=B09&productionType.values=B10&productionType.values=B11&productionType.values=B12&productionType.values=B13&productionType.values=B14&productionType.values=B20&productionType.values=B15&productionType.values=B16&productionType.values=B17&productionType.values=B18&productionType.values=B19&DataTables_Table_0_length=308 | WRI | 1075672 | [9 empty] | 9.36 | 8.63 | 8.63 | 8.65 | 8.63 | SOLAR-V1-NO-AGE | SOLAR-V1-NO-AGE | SOLAR-V1-NO-AGE | SOLAR-V1-NO-AGE | SOLAR-V1-NO-AGE
NOR | Norway | Aroy |  | WRI1003005 | 108 | 61.2768 | 7.1547 | Hydro | [5 empty] | ENTSOE | https://transparency.entsoe.eu/generation/r2/installedCapacityPerProductionUnit/show?name=&defaultValue=true&viewType=TABLE&areaType=BZN&atch=false&dateTime.dateTime=01.01.2016+00:00¦UTC¦YEAR&area.values=CTY¦10YNO-0--------C!BZN¦10YNO-1--------2&productionType.values=B01&productionType.values=B02&productionType.values=B03&productionType.values=B04&productionType.values=B05&productionType.values=B06&productionType.values=B07&productionType.values=B08&productionType.values=B09&productionType.values=B10&productionType.values=B11&productionType.values=B12&productionType.values=B13&productionType.values=B14&productionType.values=B20&productionType.values=B15&productionType.values=B16&productionType.values=B17&productionType.values=B18&productionType.values=B19&DataTables_Table_0_length=77 | WRI | 1029417 | [9 empty] | 475.51 | 450.44 | 450.44 | 451.67 | 450.44 | NO-ESTIMATION | NO-ESTIMATION | NO-ESTIMATION | NO-ESTIMATION | CAPACITY-FACTOR-V1
NOR | Norway | Tyin |  | WRI1003597 | 440 | 61.3103 | 7.8316 | Hydro | [5 empty] | ENTSOE | https://transparency.entsoe.eu/generation/r2/installedCapacityPerProductionUnit/show?name=&defaultValue=true&viewType=TABLE&areaType=BZN&atch=false&dateTime.dateTime=01.01.2016+00:00¦UTC¦YEAR&area.values=CTY¦10YNO-0--------C!BZN¦10YNO-1--------2&productionType.values=B01&productionType.values=B02&productionType.values=B03&productionType.values=B04&productionType.values=B05&productionType.values=B06&productionType.values=B07&productionType.values=B08&productionType.values=B09&productionType.values=B10&productionType.values=B11&productionType.values=B12&productionType.values=B13&productionType.values=B14&productionType.values=B20&productionType.values=B15&productionType.values=B16&productionType.values=B17&productionType.values=B18&productionType.values=B19&DataTables_Table_0_length=54 | WRI | 1052102 | [9 empty] | 1407.92 | 1301.38 | 1407.92 | 1347.67 | 1375.35 | NO-ESTIMATION | NO-ESTIMATION | NO-ESTIMATION | NO-ESTIMATION | NO-ESTIMATION
NOR | Norway | Holsbru |  | WRI1003225 | 56 | 61.3119 | 7.8316 | Hydro | [5 empty] | ENTSOE | https://transparency.entsoe.eu/generation/r2/installedCapacityPerProductionUnit/show?name=&defaultValue=true&viewType=TABLE&areaType=BZN&atch=false&dateTime.dateTime=01.01.2016+00:00¦UTC¦YEAR&area.values=CTY¦10YNO-0--------C!BZN¦10YNO-1--------2&productionType.values=B01&productionType.values=B02&productionType.values=B03&productionType.values=B04&productionType.values=B05&productionType.values=B06&productionType.values=B07&productionType.values=B08&productionType.values=B09&productionType.values=B10&productionType.values=B11&productionType.values=B12&productionType.values=B13&productionType.values=B14&productionType.values=B20&productionType.values=B15&productionType.values=B16&productionType.values=B17&productionType.values=B18&productionType.values=B19&DataTables_Table_0_length=89 | WRI | 1086288 | [9 empty] | 218.79 | 204.00 | 218.45 | 211.60 | 214.3 | SOLAR-V1-NO-AGE | SOLAR-V1-NO-AGE | SOLAR-V1-NO-AGE | SOLAR-V1-NO-AGE | SOLAR-V1-NO-AGE
NOR | Norway | Dale |  | WRI1003071 | 171 | 61.3375 | 5.4120 | Hydro | [5 empty] | ENTSOE | https://transparency.entsoe.eu/generation/r2/installedCapacityPerProductionUnit/show?name=&defaultValue=true&viewType=TABLE&areaType=BZN&atch=false&dateTime.dateTime=01.01.2016+00:00¦UTC¦YEAR&area.values=CTY¦10YNO-0--------C!BZN¦10YNO-1--------2&productionType.values=B01&productionType.values=B02&productionType.values=B03&productionType.values=B04&productionType.values=B05&productionType.values=B06&productionType.values=B07&productionType.values=B08&productionType.values=B09&productionType.values=B10&productionType.values=B11&productionType.values=B12&productionType.values=B13&productionType.values=B14&productionType.values=B20&productionType.values=B15&productionType.values=B16&productionType.values=B17&productionType.values=B18&productionType.values=B19&DataTables_Table_0_length=67 | WRI | 1010955¦1010956¦1075685 | [9 empty] | 714.58 | 675.92 | 675.92 | 677.77 | 675.92 | NO-ESTIMATION | NO-ESTIMATION | NO-ESTIMATION | NO-ESTIMATION | NO-ESTIMATION
NOR | Norway | Mel |  | WRI1003352 | 60 | 61.3467 | 6.5565 | Hydro | [5 empty] | ENTSOE | https://transparency.entsoe.eu/generation/r2/installedCapacityPerProductionUnit/show?name=&defaultValue=true&viewType=TABLE&areaType=BZN&atch=false&dateTime.dateTime=01.01.2016+00:00¦UTC¦YEAR&area.values=CTY¦10YNO-0--------C!BZN¦10YNO-1--------2&productionType.values=B01&productionType.values=B02&productionType.values=B03&productionType.values=B04&productionType.values=B05&productionType.values=B06&productionType.values=B07&productionType.values=B08&productionType.values=B09&productionType.values=B10&productionType.values=B11&productionType.values=B12&productionType.values=B13&productionType.values=B14&productionType.values=B20&productionType.values=B15&productionType.values=B16&productionType.values=B17&productionType.values=B18&productionType.values=B19&DataTables_Table_0_length=87 | WRI | 1029414 | [9 empty] | 243.96 | 249.05 | 246.91 | 258.07 | 268.55 | SOLAR-V1-NO-AGE | SOLAR-V1-NO-AGE | SOLAR-V1-NO-AGE | SOLAR-V1-NO-AGE | SOLAR-V1-NO-AGE
NOR | Norway | Brulandsfoss |  | WRI1003063 | 15 | 61.4358 | 5.9152 | Hydro | [5 empty] | ENTSOE | https://transparency.entsoe.eu/generation/r2/installedCapacityPerProductionUnit/show?name=&defaultValue=true&viewType=TABLE&areaType=BZN&atch=false&dateTime.dateTime=01.01.2016+00:00¦UTC¦YEAR&area.values=CTY¦10YNO-0--------C!BZN¦10YNO-1--------2&productionType.values=B01&productionType.values=B02&productionType.values=B03&productionType.values=B04&productionType.values=B05&productionType.values=B06&productionType.values=B07&productionType.values=B08&productionType.values=B09&productionType.values=B10&productionType.values=B11&productionType.values=B12&productionType.values=B13&productionType.values=B14&productionType.values=B20&productionType.values=B15&productionType.values=B16&productionType.values=B17&productionType.values=B18&productionType.values=B19&DataTables_Table_0_length=119 | WRI | 1058006 | [9 empty] | 62.35 | 61.99 | 60.27 | 64.86 | 65.67 | SOLAR-V1-NO-AGE | SOLAR-V1-NO-AGE | SOLAR-V1-NO-AGE | SOLAR-V1-NO-AGE | SOLAR-V1-NO-AGE
NOR | Norway | Stakaldefossen |  | WRI1003524 | 107 | 61.4459 | 6.0097 | Hydro | [5 empty] | ENTSOE | https://transparency.entsoe.eu/generation/r2/installedCapacityPerProductionUnit/show?name=&defaultValue=true&viewType=TABLE&areaType=BZN&atch=false&dateTime.dateTime=01.01.2016+00:00¦UTC¦YEAR&area.values=CTY¦10YNO-0--------C!BZN¦10YNO-1--------2&productionType.values=B01&productionType.values=B02&productionType.values=B03&productionType.values=B04&productionType.values=B05&productionType.values=B06&productionType.values=B07&productionType.values=B08&productionType.values=B09&productionType.values=B10&productionType.values=B11&productionType.values=B12&productionType.values=B13&productionType.values=B14&productionType.values=B20&productionType.values=B15&productionType.values=B16&productionType.values=B17&productionType.values=B18&productionType.values=B19&DataTables_Table_0_length=78 | WRI | 1058010 | [9 empty] | 406.26 | 406.42 | 395.99 | 420.79 | 426.71 | SOLAR-V1-NO-AGE | SOLAR-V1-NO-AGE | SOLAR-V1-NO-AGE | SOLAR-V1-NO-AGE | SOLAR-V1-NO-AGE
NOR | Norway | Ovre Vinstra |  | WRI1003429 | 150 | 61.4833 | 9.3125 | Hydro | [5 empty] | ENTSOE | https://transparency.entsoe.eu/generation/r2/installedCapacityPerProductionUnit/show?name=&defaultValue=true&viewType=TABLE&areaType=BZN&atch=false&dateTime.dateTime=01.01.2016+00:00¦UTC¦YEAR&area.values=CTY¦10YNO-0--------C!BZN¦10YNO-1--------2&productionType.values=B01&productionType.values=B02&productionType.values=B03&productionType.values=B04&productionType.values=B05&productionType.values=B06&productionType.values=B07&productionType.values=B08&productionType.values=B09&productionType.values=B10&productionType.values=B11&productionType.values=B12&productionType.values=B13&productionType.values=B14&productionType.values=B20&productionType.values=B15&productionType.values=B16&productionType.values=B17&productionType.values=B18&productionType.values=B19&DataTables_Table_0_length=641 | WRI | 1024877 | [9 empty] | 531.98 | 487.48 | 531.98 | 533.44 | 531.98 | NO-ESTIMATION | NO-ESTIMATION | NO-ESTIMATION | NO-ESTIMATION | CAPACITY-FACTOR-V1
NOR | Norway | Fortun |  | WRI1003136 | 273 | 61.5049 | 7.7003 | Hydro | [5 empty] | ENTSOE | https://transparency.entsoe.eu/generation/r2/installedCapacityPerProductionUnit/show?name=&defaultValue=true&viewType=TABLE&areaType=BZN&atch=false&dateTime.dateTime=01.01.2016+00:00¦UTC¦YEAR&area.values=CTY¦10YNO-0--------C!BZN¦10YNO-1--------2&productionType.values=B01&productionType.values=B02&productionType.values=B03&productionType.values=B04&productionType.values=B05&productionType.values=B06&productionType.values=B07&productionType.values=B08&productionType.values=B09&productionType.values=B10&productionType.values=B11&productionType.values=B12&productionType.values=B13&productionType.values=B14&productionType.values=B20&productionType.values=B15&productionType.values=B16&productionType.values=B17&productionType.values=B18&productionType.values=B19&DataTables_Table_0_length=61 | WRI | 1024278 | [9 empty] | 894.00 | 876.09 | 870.55 | 984.89 | 851.07 | NO-ESTIMATION | NO-ESTIMATION | NO-ESTIMATION | NO-ESTIMATION | CAPACITY-FACTOR-V1
NOR | Norway | Kjosnesfjorden |  | WRI1003281 | 97 | 61.5177 | 6.6154 | Hydro | [5 empty] | ENTSOE | https://transparency.entsoe.eu/generation/r2/installedCapacityPerProductionUnit/show?name=&defaultValue=true&viewType=TABLE&areaType=BZN&atch=false&dateTime.dateTime=01.01.2016+00:00¦UTC¦YEAR&area.values=CTY¦10YNO-0--------C!BZN¦10YNO-1--------2&productionType.values=B01&productionType.values=B02&productionType.values=B03&productionType.values=B04&productionType.values=B05&productionType.values=B06&productionType.values=B07&productionType.values=B08&productionType.values=B09&productionType.values=B10&productionType.values=B11&productionType.values=B12&productionType.values=B13&productionType.values=B14&productionType.values=B20&productionType.values=B15&productionType.values=B16&productionType.values=B17&productionType.values=B18&productionType.values=B19&DataTables_Table_0_length=82 | WRI | 1077325 | [9 empty] | 361.14 | 361.29 | 351.83 | 374.30 | 379.69 | NO-ESTIMATION | NO-ESTIMATION | NO-ESTIMATION | NO-ESTIMATION | NO-ESTIMATION
NOR | Norway | Jostedal |  | WRI1003257 | 320 | 61.5266 | 7.2879 | Hydro | [5 empty] | ENTSOE | https://transparency.entsoe.eu/generation/r2/installedCapacityPerProductionUnit/show?name=&defaultValue=true&viewType=TABLE&areaType=BZN&atch=false&dateTime.dateTime=01.01.2016+00:00¦UTC¦YEAR&area.values=CTY¦10YNO-0--------C!BZN¦10YNO-1--------2&productionType.values=B01&productionType.values=B02&productionType.values=B03&productionType.values=B04&productionType.values=B05&productionType.values=B06&productionType.values=B07&productionType.values=B08&productionType.values=B09&productionType.values=B10&productionType.values=B11&productionType.values=B12&productionType.values=B13&productionType.values=B14&productionType.values=B20&productionType.values=B15&productionType.values=B16&productionType.values=B17&productionType.values=B18&productionType.values=B19&DataTables_Table_0_length=56 | WRI | 1030277 | [9 empty] | 1092.96 | 1162.76 | 1111.89 | 1113.22 | 1229.33 | SOLAR-V1-NO-AGE | SOLAR-V1-NO-AGE | SOLAR-V1-NO-AGE | SOLAR-V1-NO-AGE | SOLAR-V1-NO-AGE
NOR | Norway | Herva |  | WRI1003209 | 45 | 61.5662 | 7.8624 | Hydro | [5 empty] | ENTSOE | https://transparency.entsoe.eu/generation/r2/installedCapacityPerProductionUnit/show?name=&defaultValue=true&viewType=TABLE&areaType=BZN&atch=false&dateTime.dateTime=01.01.2016+00:00¦UTC¦YEAR&area.values=CTY¦10YNO-0--------C!BZN¦10YNO-1--------2&productionType.values=B01&productionType.values=B02&productionType.values=B03&productionType.values=B04&productionType.values=B05&productionType.values=B06&productionType.values=B07&productionType.values=B08&productionType.values=B09&productionType.values=B10&productionType.values=B11&productionType.values=B12&productionType.values=B13&productionType.values=B14&productionType.values=B20&productionType.values=B15&productionType.values=B16&productionType.values=B17&productionType.values=B18&productionType.values=B19&DataTables_Table_0_length=93 | WRI | 1024280 | [9 empty] | 180.41 | 177.18 | 176.27 | 194.34 | 173.62 | NO-ESTIMATION | NO-ESTIMATION | NO-ESTIMATION | NO-ESTIMATION | CAPACITY-FACTOR-V1
NOR | Norway | Nedre Vinstra |  | WRI1003384 | 343 | 61.5761 | 9.7978 | Hydro | [5 empty] | ENTSOE | https://transparency.entsoe.eu/generation/r2/installedCapacityPerProductionUnit/show?name=&defaultValue=true&viewType=TABLE&areaType=BZN&atch=false&dateTime.dateTime=01.01.2016+00:00¦UTC¦YEAR&area.values=CTY¦10YNO-0--------C!BZN¦10YNO-1--------2&productionType.values=B01&productionType.values=B02&productionType.values=B03&productionType.values=B04&productionType.values=B05&productionType.values=B06&productionType.values=B07&productionType.values=B08&productionType.values=B09&productionType.values=B10&productionType.values=B11&productionType.values=B12&productionType.values=B13&productionType.values=B14&productionType.values=B20&productionType.values=B15&productionType.values=B16&productionType.values=B17&productionType.values=B18&productionType.values=B19&DataTables_Table_0_length=637 | WRI | 1033042 | [9 empty] | 1294.72 | 1281.74 | 1323.55 | 1298.27 | 1294.72 | SOLAR-V1-NO-AGE | SOLAR-V1-NO-AGE | SOLAR-V1-NO-AGE | SOLAR-V1-NO-AGE | SOLAR-V1-NO-AGE
NOR | Norway | Fossheim |  | WRI1003141 | 9 | 61.5801 | 6.4998 | Hydro | [5 empty] | ENTSOE | https://transparency.entsoe.eu/generation/r2/installedCapacityPerProductionUnit/show?name=&defaultValue=true&viewType=TABLE&areaType=BZN&atch=false&dateTime.dateTime=01.01.2016+00:00¦UTC¦YEAR&area.values=CTY¦10YNO-0--------C!BZN¦10YNO-1--------2&productionType.values=B01&productionType.values=B02&productionType.values=B03&productionType.values=B04&productionType.values=B05&productionType.values=B06&productionType.values=B07&productionType.values=B08&productionType.values=B09&productionType.values=B10&productionType.values=B11&productionType.values=B12&productionType.values=B13&productionType.values=B14&productionType.values=B20&productionType.values=B15&productionType.values=B16&productionType.values=B17&productionType.values=B18&productionType.values=B19&DataTables_Table_0_length=134 | WRI | 1094382 | [9 empty] | 37.58 | 37.36 | 36.33 | 39.09 | 39.57 | NO-ESTIMATION | NO-ESTIMATION | NO-ESTIMATION | NO-ESTIMATION | NO-ESTIMATION
NOR | Norway | Harpefossen |  | WRI1003191 | 100 | 61.5815 | 9.8421 | Hydro | [5 empty] | ENTSOE | https://transparency.entsoe.eu/generation/r2/installedCapacityPerProductionUnit/show?name=&defaultValue=true&viewType=TABLE&areaType=BZN&atch=false&dateTime.dateTime=01.01.2016+00:00¦UTC¦YEAR&area.values=CTY¦10YNO-0--------C!BZN¦10YNO-1--------2&productionType.values=B01&productionType.values=B02&productionType.values=B03&productionType.values=B04&productionType.values=B05&productionType.values=B06&productionType.values=B07&productionType.values=B08&productionType.values=B09&productionType.values=B10&productionType.values=B11&productionType.values=B12&productionType.values=B13&productionType.values=B14&productionType.values=B20&productionType.values=B15&productionType.values=B16&productionType.values=B17&productionType.values=B18&productionType.values=B19&DataTables_Table_0_length=650 | WRI | 1024882 | [9 empty] | 441.65 | 437.38 | 450.05 | 442.86 | 441.65 | SOLAR-V1-NO-AGE | SOLAR-V1-NO-AGE | SOLAR-V1-NO-AGE | SOLAR-V1-NO-AGE | SOLAR-V1-NO-AGE
NOR | Norway | Byrkjelo |  | WRI1003068 | 25 | 61.7336 | 6.5086 | Hydro | [5 empty] | ENTSOE | https://transparency.entsoe.eu/generation/r2/installedCapacityPerProductionUnit/show?name=&defaultValue=true&viewType=TABLE&areaType=BZN&atch=false&dateTime.dateTime=01.01.2016+00:00¦UTC¦YEAR&area.values=CTY¦10YNO-0--------C!BZN¦10YNO-1--------2&productionType.values=B01&productionType.values=B02&productionType.values=B03&productionType.values=B04&productionType.values=B05&productionType.values=B06&productionType.values=B07&productionType.values=B08&productionType.values=B09&productionType.values=B10&productionType.values=B11&productionType.values=B12&productionType.values=B13&productionType.values=B14&productionType.values=B20&productionType.values=B15&productionType.values=B16&productionType.values=B17&productionType.values=B18&productionType.values=B19&DataTables_Table_0_length=109 | WRI | 1085430 | [9 empty] | 100.54 | 94.74 | 94.74 | 95.00 | 94.74 | SOLAR-V1-NO-AGE | SOLAR-V1-NO-AGE | SOLAR-V1-NO-AGE | SOLAR-V1-NO-AGE | SOLAR-V1-NO-AGE
NOR | Norway | Svelgen |  | WRI1003554 | 140 | 61.7688 | 5.3076 | Hydro | [5 empty] | ENTSOE | https://transparency.entsoe.eu/generation/r2/installedCapacityPerProductionUnit/show?name=&defaultValue=true&viewType=TABLE&areaType=BZN&atch=false&dateTime.dateTime=01.01.2016+00:00¦UTC¦YEAR&area.values=CTY¦10YNO-0--------C!BZN¦10YNO-1--------2&productionType.values=B01&productionType.values=B02&productionType.values=B03&productionType.values=B04&productionType.values=B05&productionType.values=B06&productionType.values=B07&productionType.values=B08&productionType.values=B09&productionType.values=B10&productionType.values=B11&productionType.values=B12&productionType.values=B13&productionType.values=B14&productionType.values=B20&productionType.values=B15&productionType.values=B16&productionType.values=B17&productionType.values=B18&productionType.values=B19&DataTables_Table_0_length=70 | WRI | 1011286¦1116292 | [9 empty] | 586.42 | 554.78 | 554.78 | 556.30 | 554.78 | NO-ESTIMATION | NO-ESTIMATION | NO-ESTIMATION | NO-ESTIMATION | CAPACITY-FACTOR-V1
NOR | Norway | Eidefossen |  | WRI1003092 | 14 | 61.8037 | 9.3037 | Hydro | [5 empty] | ENTSOE | https://transparency.entsoe.eu/generation/r2/installedCapacityPerProductionUnit/show?name=&defaultValue=true&viewType=TABLE&areaType=BZN&atch=false&dateTime.dateTime=01.01.2016+00:00¦UTC¦YEAR&area.values=CTY¦10YNO-0--------C!BZN¦10YNO-1--------2&productionType.values=B01&productionType.values=B02&productionType.values=B03&productionType.values=B04&productionType.values=B05&productionType.values=B06&productionType.values=B07&productionType.values=B08&productionType.values=B09&productionType.values=B10&productionType.values=B11&productionType.values=B12&productionType.values=B13&productionType.values=B14&productionType.values=B20&productionType.values=B15&productionType.values=B16&productionType.values=B17&productionType.values=B18&productionType.values=B19&DataTables_Table_0_length=390 | WRI | 1014162 | [9 empty] | 67.75 | 65.91 | 67.41 | 66.09 | 65.91 | NO-ESTIMATION | NO-ESTIMATION | NO-ESTIMATION | NO-ESTIMATION | CAPACITY-FACTOR-V1
NOR | Norway | Askara |  | WRI1003010 | 157 | 61.8117 | 5.6615 | Hydro | [5 empty] | ENTSOE | https://transparency.entsoe.eu/generation/r2/installedCapacityPerProductionUnit/show?name=&defaultValue=true&viewType=TABLE&areaType=BZN&atch=false&dateTime.dateTime=01.01.2016+00:00¦UTC¦YEAR&area.values=CTY¦10YNO-0--------C!BZN¦10YNO-1--------2&productionType.values=B01&productionType.values=B02&productionType.values=B03&productionType.values=B04&productionType.values=B05&productionType.values=B06&productionType.values=B07&productionType.values=B08&productionType.values=B09&productionType.values=B10&productionType.values=B11&productionType.values=B12&productionType.values=B13&productionType.values=B14&productionType.values=B20&productionType.values=B15&productionType.values=B16&productionType.values=B17&productionType.values=B18&productionType.values=B19&DataTables_Table_0_length=68 | WRI | 1029412¦1029413 | [9 empty] | 656.07 | 620.58 | 620.58 | 622.28 | 620.58 | NO-ESTIMATION | NO-ESTIMATION | NO-ESTIMATION | NO-ESTIMATION | CAPACITY-FACTOR-V1
NOR | Norway | Rendal 2 |  | WRI1003446 | 114 | 61.8123 | 11.1214 | Hydro | [5 empty] | ENTSOE | https://transparency.entsoe.eu/generation/r2/installedCapacityPerProductionUnit/show?name=&defaultValue=true&viewType=TABLE&areaType=BZN&atch=false&dateTime.dateTime=01.01.2016+00:00¦UTC¦YEAR&area.values=CTY¦10YNO-0--------C!BZN¦10YNO-1--------2&productionType.values=B01&productionType.values=B02&productionType.values=B03&productionType.values=B04&productionType.values=B05&productionType.values=B06&productionType.values=B07&productionType.values=B08&productionType.values=B09&productionType.values=B10&productionType.values=B11&productionType.values=B12&productionType.values=B13&productionType.values=B14&productionType.values=B20&productionType.values=B15&productionType.values=B16&productionType.values=B17&productionType.values=B18&productionType.values=B19&DataTables_Table_0_length=644 | WRI | [10 empty] | 414.88 | 446.86 | 417.24 | 448.08 | 430.1 | SOLAR-V1-NO-AGE | SOLAR-V1-NO-AGE | SOLAR-V1-NO-AGE | SOLAR-V1-NO-AGE | SOLAR-V1-NO-AGE
NOR | Norway | Rendalen |  | WRI1003447 | 113 | 61.8123 | 11.1214 | Hydro | [5 empty] | ENTSOE | https://transparency.entsoe.eu/generation/r2/installedCapacityPerProductionUnit/show?name=&defaultValue=true&viewType=TABLE&areaType=BZN&atch=false&dateTime.dateTime=01.01.2016+00:00¦UTC¦YEAR&area.values=CTY¦10YNO-0--------C!BZN¦10YNO-1--------2&productionType.values=B01&productionType.values=B02&productionType.values=B03&productionType.values=B04&productionType.values=B05&productionType.values=B06&productionType.values=B07&productionType.values=B08&productionType.values=B09&productionType.values=B10&productionType.values=B11&productionType.values=B12&productionType.values=B13&productionType.values=B14&productionType.values=B20&productionType.values=B15&productionType.values=B16&productionType.values=B17&productionType.values=B18&productionType.values=B19&DataTables_Table_0_length=645 | WRI | 1024878 | [9 empty] | 412.32 | 444.01 | 414.65 | 445.23 | 427.4 | NO-ESTIMATION | NO-ESTIMATION | NO-ESTIMATION | NO-ESTIMATION | CAPACITY-FACTOR-V1
NOR | Norway | Innvik |  | WRI1003247 | 17 | 61.8428 | 6.6285 | Hydro | [5 empty] | ENTSOE | https://transparency.entsoe.eu/generation/r2/installedCapacityPerProductionUnit/show?name=&defaultValue=true&viewType=TABLE&areaType=BZN&atch=false&dateTime.dateTime=01.01.2016+00:00¦UTC¦YEAR&area.values=CTY¦10YNO-0--------C!BZN¦10YNO-1--------2&productionType.values=B01&productionType.values=B02&productionType.values=B03&productionType.values=B04&productionType.values=B05&productionType.values=B06&productionType.values=B07&productionType.values=B08&productionType.values=B09&productionType.values=B10&productionType.values=B11&productionType.values=B12&productionType.values=B13&productionType.values=B14&productionType.values=B20&productionType.values=B15&productionType.values=B16&productionType.values=B17&productionType.values=B18&productionType.values=B19&DataTables_Table_0_length=116 | WRI | 1055463 | [9 empty] | 77.04 | 78.07 | 75.20 | 79.81 | 81.28 | NO-ESTIMATION | NO-ESTIMATION | NO-ESTIMATION | NO-ESTIMATION | NO-ESTIMATION
NOR | Norway | Midtre Tessa |  | WRI1003358 | 9 | 61.8460 | 8.9611 | Hydro | [5 empty] | ENTSOE | https://transparency.entsoe.eu/generation/r2/installedCapacityPerProductionUnit/show?name=&defaultValue=true&viewType=TABLE&areaType=BZN&atch=false&dateTime.dateTime=01.01.2016+00:00¦UTC¦YEAR&area.values=CTY¦10YNO-0--------C!BZN¦10YNO-1--------2&productionType.values=B01&productionType.values=B02&productionType.values=B03&productionType.values=B04&productionType.values=B05&productionType.values=B06&productionType.values=B07&productionType.values=B08&productionType.values=B09&productionType.values=B10&productionType.values=B11&productionType.values=B12&productionType.values=B13&productionType.values=B14&productionType.values=B20&productionType.values=B15&productionType.values=B16&productionType.values=B17&productionType.values=B18&productionType.values=B19&DataTables_Table_0_length=399 | WRI | 1014163 | [9 empty] | 32.49 | 30.17 | 30.17 | 30.25 | 30.17 | SOLAR-V1-NO-AGE | SOLAR-V1-NO-AGE | SOLAR-V1-NO-AGE | SOLAR-V1-NO-AGE | SOLAR-V1-NO-AGE
NOR | Norway | Oyberget |  | WRI1003431 | 109 | 61.9342 | 8.0307 | Hydro | [5 empty] | ENTSOE | https://transparency.entsoe.eu/generation/r2/installedCapacityPerProductionUnit/show?name=&defaultValue=true&viewType=TABLE&areaType=BZN&atch=false&dateTime.dateTime=01.01.2016+00:00¦UTC¦YEAR&area.values=CTY¦10YNO-0--------C!BZN¦10YNO-1--------2&productionType.values=B01&productionType.values=B02&productionType.values=B03&productionType.values=B04&productionType.values=B05&productionType.values=B06&productionType.values=B07&productionType.values=B08&productionType.values=B09&productionType.values=B10&productionType.values=B11&productionType.values=B12&productionType.values=B13&productionType.values=B14&productionType.values=B20&productionType.values=B15&productionType.values=B16&productionType.values=B17&productionType.values=B18&productionType.values=B19&DataTables_Table_0_length=337 | WRI | 1056885 | [9 empty] | 468.92 | 466.71 | 466.58 | 469.10 | 466.71 | SOLAR-V1-NO-AGE | SOLAR-V1-NO-AGE | SOLAR-V1-NO-AGE | SOLAR-V1-NO-AGE | SOLAR-V1-NO-AGE
NOR | Norway | Framruste |  | WRI1003145 | 85 | 61.9410 | 7.8813 | Hydro | [5 empty] | ENTSOE | https://transparency.entsoe.eu/generation/r2/installedCapacityPerProductionUnit/show?name=&defaultValue=true&viewType=TABLE&areaType=BZN&atch=false&dateTime.dateTime=01.01.2016+00:00¦UTC¦YEAR&area.values=CTY¦10YNO-0--------C!BZN¦10YNO-1--------2&productionType.values=B01&productionType.values=B02&productionType.values=B03&productionType.values=B04&productionType.values=B05&productionType.values=B06&productionType.values=B07&productionType.values=B08&productionType.values=B09&productionType.values=B10&productionType.values=B11&productionType.values=B12&productionType.values=B13&productionType.values=B14&productionType.values=B20&productionType.values=B15&productionType.values=B16&productionType.values=B17&productionType.values=B18&productionType.values=B19&DataTables_Table_0_length=342 | WRI | 1056886 | [9 empty] | 346.70 | 340.94 | 413.31 | 351.44 | 354.56 | SOLAR-V1-NO-AGE | SOLAR-V1-NO-AGE | SOLAR-V1-NO-AGE | SOLAR-V1-NO-AGE | SOLAR-V1-NO-AGE
NOR | Norway | Tussa |  | WRI1003593 | 64 | 62.1088 | 6.5594 | Hydro | [5 empty] | ENTSOE | https://transparency.entsoe.eu/generation/r2/installedCapacityPerProductionUnit/show?name=&defaultValue=true&viewType=TABLE&areaType=BZN&atch=false&dateTime.dateTime=01.01.2016+00:00¦UTC¦YEAR&area.values=CTY¦10YNO-0--------C!BZN¦10YNO-1--------2&productionType.values=B01&productionType.values=B02&productionType.values=B03&productionType.values=B04&productionType.values=B05&productionType.values=B06&productionType.values=B07&productionType.values=B08&productionType.values=B09&productionType.values=B10&productionType.values=B11&productionType.values=B12&productionType.values=B13&productionType.values=B14&productionType.values=B20&productionType.values=B15&productionType.values=B16&productionType.values=B17&productionType.values=B18&productionType.values=B19&DataTables_Table_0_length=344 | WRI | 1032234 | [9 empty] | 250.97 | 249.56 | 250.57 | 251.26 | 256.82 | NO-ESTIMATION | NO-ESTIMATION | NO-ESTIMATION | NO-ESTIMATION | CAPACITY-FACTOR-V1
NOR | Norway | Savalen |  | WRI1003479 | 78 | 62.1868 | 10.6171 | Hydro | [5 empty] | ENTSOE | https://transparency.entsoe.eu/generation/r2/installedCapacityPerProductionUnit/show?name=&defaultValue=true&viewType=TABLE&areaType=BZN&atch=false&dateTime.dateTime=01.01.2016+00:00¦UTC¦YEAR&area.values=CTY¦10YNO-0--------C!BZN¦10YNO-1--------2&productionType.values=B01&productionType.values=B02&productionType.values=B03&productionType.values=B04&productionType.values=B05&productionType.values=B06&productionType.values=B07&productionType.values=B08&productionType.values=B09&productionType.values=B10&productionType.values=B11&productionType.values=B12&productionType.values=B13&productionType.values=B14&productionType.values=B20&productionType.values=B15&productionType.values=B16&productionType.values=B17&productionType.values=B18&productionType.values=B19&DataTables_Table_0_length=656 | WRI | 1024879 | [9 empty] | 315.34 | 297.23 | 297.23 | 298.05 | 297.23 | NO-ESTIMATION | NO-ESTIMATION | NO-ESTIMATION | NO-ESTIMATION | CAPACITY-FACTOR-V1
NOR | Norway | Embla |  | WRI1003105 | 6 | 62.2171 | 6.9098 | Hydro | [5 empty] | ENTSOE | https://transparency.entsoe.eu/generation/r2/installedCapacityPerProductionUnit/show?name=&defaultValue=true&viewType=TABLE&areaType=BZN&atch=false&dateTime.dateTime=01.01.2016+00:00¦UTC¦YEAR&area.values=CTY¦10YNO-0--------C!BZN¦10YNO-1--------2&productionType.values=B01&productionType.values=B02&productionType.values=B03&productionType.values=B04&productionType.values=B05&productionType.values=B06&productionType.values=B07&productionType.values=B08&productionType.values=B09&productionType.values=B10&productionType.values=B11&productionType.values=B12&productionType.values=B13&productionType.values=B14&productionType.values=B20&productionType.values=B15&productionType.values=B16&productionType.values=B17&productionType.values=B18&productionType.values=B19&DataTables_Table_0_length=421 | WRI | 1094058 | [9 empty] | 19.84 | 18.29 | 18.29 | 18.34 | 18.29 | NO-ESTIMATION | NO-ESTIMATION | NO-ESTIMATION | NO-ESTIMATION | CAPACITY-FACTOR-V1
NOR | Norway | Einunna |  | WRI1003099 | 12 | 62.2313 | 10.3421 | Hydro | [5 empty] | ENTSOE | https://transparency.entsoe.eu/generation/r2/installedCapacityPerProductionUnit/show?name=&defaultValue=true&viewType=TABLE&areaType=BZN&atch=false&dateTime.dateTime=01.01.2016+00:00¦UTC¦YEAR&area.values=CTY¦10YNO-0--------C!BZN¦10YNO-1--------2&productionType.values=B01&productionType.values=B02&productionType.values=B03&productionType.values=B04&productionType.values=B05&productionType.values=B06&productionType.values=B07&productionType.values=B08&productionType.values=B09&productionType.values=B10&productionType.values=B11&productionType.values=B12&productionType.values=B13&productionType.values=B14&productionType.values=B20&productionType.values=B15&productionType.values=B16&productionType.values=B17&productionType.values=B18&productionType.values=B19&DataTables_Table_0_length=699 | WRI | 1024211 | [9 empty] | 47.52 | 44.43 | 44.30 | 48.06 | 39.67 | NO-ESTIMATION | NO-ESTIMATION | NO-ESTIMATION | NO-ESTIMATION | CAPACITY-FACTOR-V1
NOR | Norway | Juvfossen |  | WRI1003260 | 7 | 62.2462 | 6.8901 | Hydro | [5 empty] | ENTSOE | https://transparency.entsoe.eu/generation/r2/installedCapacityPerProductionUnit/show?name=&defaultValue=true&viewType=TABLE&areaType=BZN&atch=false&dateTime.dateTime=01.01.2016+00:00¦UTC¦YEAR&area.values=CTY¦10YNO-0--------C!BZN¦10YNO-1--------2&productionType.values=B01&productionType.values=B02&productionType.values=B03&productionType.values=B04&productionType.values=B05&productionType.values=B06&productionType.values=B07&productionType.values=B08&productionType.values=B09&productionType.values=B10&productionType.values=B11&productionType.values=B12&productionType.values=B13&productionType.values=B14&productionType.values=B20&productionType.values=B15&productionType.values=B16&productionType.values=B17&productionType.values=B18&productionType.values=B19&DataTables_Table_0_length=407 | WRI | 1067520 | [9 empty] | 23.15 | 21.34 | 21.34 | 21.40 | 21.34 | NO-ESTIMATION | NO-ESTIMATION | NO-ESTIMATION | NO-ESTIMATION | CAPACITY-FACTOR-V1
NOR | Norway | Gjerdsvik |  | WRI1003159 | 6 | 62.2560 | 5.5839 | Hydro | [5 empty] | ENTSOE | https://transparency.entsoe.eu/generation/r2/installedCapacityPerProductionUnit/show?name=&defaultValue=true&viewType=TABLE&areaType=BZN&atch=false&dateTime.dateTime=01.01.2016+00:00¦UTC¦YEAR&area.values=CTY¦10YNO-0--------C!BZN¦10YNO-1--------2&productionType.values=B01&productionType.values=B02&productionType.values=B03&productionType.values=B04&productionType.values=B05&productionType.values=B06&productionType.values=B07&productionType.values=B08&productionType.values=B09&productionType.values=B10&productionType.values=B11&productionType.values=B12&productionType.values=B13&productionType.values=B14&productionType.values=B20&productionType.values=B15&productionType.values=B16&productionType.values=B17&productionType.values=B18&productionType.values=B19&DataTables_Table_0_length=409 | WRI | 1041761 | [9 empty] | 26.00 | 24.01 | 24.50 | 24.52 | 24.45 | NO-ESTIMATION | NO-ESTIMATION | NO-ESTIMATION | NO-ESTIMATION | CAPACITY-FACTOR-V1
NOR | Norway | Furset |  | WRI1003152 | 5 | 62.2828 | 6.8848 | Hydro | [5 empty] | ENTSOE | https://transparency.entsoe.eu/generation/r2/installedCapacityPerProductionUnit/show?name=&defaultValue=true&viewType=TABLE&areaType=BZN&atch=false&dateTime.dateTime=01.01.2016+00:00¦UTC¦YEAR&area.values=CTY¦10YNO-0--------C!BZN¦10YNO-1--------2&productionType.values=B01&productionType.values=B02&productionType.values=B03&productionType.values=B04&productionType.values=B05&productionType.values=B06&productionType.values=B07&productionType.values=B08&productionType.values=B09&productionType.values=B10&productionType.values=B11&productionType.values=B12&productionType.values=B13&productionType.values=B14&productionType.values=B20&productionType.values=B15&productionType.values=B16&productionType.values=B17&productionType.values=B18&productionType.values=B19&DataTables_Table_0_length=426 | WRI | 1072737 | [9 empty] | 15.77 | 14.60 | 14.60 | 14.64 | 14.6 | SOLAR-V1-NO-AGE | SOLAR-V1-NO-AGE | SOLAR-V1-NO-AGE | SOLAR-V1-NO-AGE | SOLAR-V1-NO-AGE
NOR | Norway | Brunstad |  | WRI1003064 | 4 | 62.2845 | 6.6772 | Hydro | [5 empty] | ENTSOE | https://transparency.entsoe.eu/generation/r2/installedCapacityPerProductionUnit/show?name=&defaultValue=true&viewType=TABLE&areaType=BZN&atch=false&dateTime.dateTime=01.01.2016+00:00¦UTC¦YEAR&area.values=CTY¦10YNO-0--------C!BZN¦10YNO-1--------2&productionType.values=B01&productionType.values=B02&productionType.values=B03&productionType.values=B04&productionType.values=B05&productionType.values=B06&productionType.values=B07&productionType.values=B08&productionType.values=B09&productionType.values=B10&productionType.values=B11&productionType.values=B12&productionType.values=B13&productionType.values=B14&productionType.values=B20&productionType.values=B15&productionType.values=B16&productionType.values=B17&productionType.values=B18&productionType.values=B19&DataTables_Table_0_length=441 | WRI | 1105207 | [9 empty] | 13.11 | 12.13 | 12.13 | 12.16 | 12.13 | NO-ESTIMATION | NO-ESTIMATION | NO-ESTIMATION | NO-ESTIMATION | CAPACITY-FACTOR-V1
NOR | Norway | Fausa |  | WRI1003120 | 8 | 62.3575 | 6.8948 | Hydro | [5 empty] | ENTSOE | https://transparency.entsoe.eu/generation/r2/installedCapacityPerProductionUnit/show?name=&defaultValue=true&viewType=TABLE&areaType=BZN&atch=false&dateTime.dateTime=01.01.2016+00:00¦UTC¦YEAR&area.values=CTY¦10YNO-0--------C!BZN¦10YNO-1--------2&productionType.values=B01&productionType.values=B02&productionType.values=B03&productionType.values=B04&productionType.values=B05&productionType.values=B06&productionType.values=B07&productionType.values=B08&productionType.values=B09&productionType.values=B10&productionType.values=B11&productionType.values=B12&productionType.values=B13&productionType.values=B14&productionType.values=B20&productionType.values=B15&productionType.values=B16&productionType.values=B17&productionType.values=B18&productionType.values=B19&DataTables_Table_0_length=402 | WRI | 1030464¦1091509 | [9 empty] | 40.09 | 38.98 | 40.02 | 40.03 | 40.89 | SOLAR-V1-NO-AGE | SOLAR-V1-NO-AGE | SOLAR-V1-NO-AGE | SOLAR-V1-NO-AGE | SOLAR-V1-NO-AGE
NOR | Norway | Berild |  | WRI1003030 | 17 | 62.4475 | 7.4875 | Hydro | [5 empty] | ENTSOE | https://transparency.entsoe.eu/generation/r2/installedCapacityPerProductionUnit/show?name=&defaultValue=true&viewType=TABLE&areaType=BZN&atch=false&dateTime.dateTime=01.01.2016+00:00¦UTC¦YEAR&area.values=CTY¦10YNO-0--------C!BZN¦10YNO-1--------2&productionType.values=B01&productionType.values=B02&productionType.values=B03&productionType.values=B04&productionType.values=B05&productionType.values=B06&productionType.values=B07&productionType.values=B08&productionType.values=B09&productionType.values=B10&productionType.values=B11&productionType.values=B12&productionType.values=B13&productionType.values=B14&productionType.values=B20&productionType.values=B15&productionType.values=B16&productionType.values=B17&productionType.values=B18&productionType.values=B19&DataTables_Table_0_length=386 | WRI | 1094045 | [9 empty] | 68.99 | 64.60 | 64.60 | 64.78 | 64.6 | SOLAR-V1-NO-AGE | SOLAR-V1-NO-AGE | SOLAR-V1-NO-AGE | SOLAR-V1-NO-AGE | SOLAR-V1-NO-AGE
NOR | Norway | Giskemo |  | WRI1003158 | 5 | 62.4772 | 6.8586 | Hydro | [5 empty] | ENTSOE | https://transparency.entsoe.eu/generation/r2/installedCapacityPerProductionUnit/show?name=&defaultValue=true&viewType=TABLE&areaType=BZN&atch=false&dateTime.dateTime=01.01.2016+00:00¦UTC¦YEAR&area.values=CTY¦10YNO-0--------C!BZN¦10YNO-1--------2&productionType.values=B01&productionType.values=B02&productionType.values=B03&productionType.values=B04&productionType.values=B05&productionType.values=B06&productionType.values=B07&productionType.values=B08&productionType.values=B09&productionType.values=B10&productionType.values=B11&productionType.values=B12&productionType.values=B13&productionType.values=B14&productionType.values=B20&productionType.values=B15&productionType.values=B16&productionType.values=B17&productionType.values=B18&productionType.values=B19&DataTables_Table_0_length=428 | WRI | [10 empty] | 17.79 | 16.63 | 16.63 | 16.68 | 16.63 | SOLAR-V1-NO-AGE | SOLAR-V1-NO-AGE | SOLAR-V1-NO-AGE | SOLAR-V1-NO-AGE | SOLAR-V1-NO-AGE
NOR | Norway | Grytten |  | WRI1003178 | 6 | 62.5024 | 7.7718 | Hydro | [5 empty] | ENTSOE | https://transparency.entsoe.eu/generation/r2/installedCapacityPerProductionUnit/show?name=&defaultValue=true&viewType=TABLE&areaType=BZN&atch=false&dateTime.dateTime=01.01.2016+00:00¦UTC¦YEAR&area.values=CTY¦10YNO-0--------C!BZN¦10YNO-1--------2&productionType.values=B01&productionType.values=B02&productionType.values=B03&productionType.values=B04&productionType.values=B05&productionType.values=B06&productionType.values=B07&productionType.values=B08&productionType.values=B09&productionType.values=B10&productionType.values=B11&productionType.values=B12&productionType.values=B13&productionType.values=B14&productionType.values=B20&productionType.values=B15&productionType.values=B16&productionType.values=B17&productionType.values=B18&productionType.values=B19&DataTables_Table_0_length=414 | WRI | [10 empty] | 26.56 | 26.42 | 27.01 | 26.62 | 27.99 | SOLAR-V1-NO-AGE | SOLAR-V1-NO-AGE | SOLAR-V1-NO-AGE | SOLAR-V1-NO-AGE | SOLAR-V1-NO-AGE
NOR | Norway | Grytten Kraftver |  | WRI1003179 | 160 | 62.5024 | 7.7718 | Hydro | [5 empty] | ENTSOE | https://transparency.entsoe.eu/generation/r2/installedCapacityPerProductionUnit/show?name=&defaultValue=true&viewType=TABLE&areaType=BZN&atch=false&dateTime.dateTime=01.01.2016+00:00¦UTC¦YEAR&area.values=CTY¦10YNO-0--------C!BZN¦10YNO-1--------2&productionType.values=B01&productionType.values=B02&productionType.values=B03&productionType.values=B04&productionType.values=B05&productionType.values=B06&productionType.values=B07&productionType.values=B08&productionType.values=B09&productionType.values=B10&productionType.values=B11&productionType.values=B12&productionType.values=B13&productionType.values=B14&productionType.values=B20&productionType.values=B15&productionType.values=B16&productionType.values=B17&productionType.values=B18&productionType.values=B19&DataTables_Table_0_length=334 | WRI | 1030269 | [9 empty] | 634.51 | 635.30 | 647.74 | 637.04 | 691.22 | SOLAR-V1-NO-AGE | SOLAR-V1-NO-AGE | SOLAR-V1-NO-AGE | SOLAR-V1-NO-AGE | SOLAR-V1-NO-AGE
NOR | Norway | Ulset |  | WRI1003604 | 40 | 62.6187 | 10.2545 | Hydro | [5 empty] | ENTSOE | https://transparency.entsoe.eu/generation/r2/installedCapacityPerProductionUnit/show?name=&defaultValue=true&viewType=TABLE&areaType=BZN&atch=false&dateTime.dateTime=01.01.2016+00:00¦UTC¦YEAR&area.values=CTY¦10YNO-0--------C!BZN¦10YNO-1--------2&productionType.values=B01&productionType.values=B02&productionType.values=B03&productionType.values=B04&productionType.values=B05&productionType.values=B06&productionType.values=B07&productionType.values=B08&productionType.values=B09&productionType.values=B10&productionType.values=B11&productionType.values=B12&productionType.values=B13&productionType.values=B14&productionType.values=B20&productionType.values=B15&productionType.values=B16&productionType.values=B17&productionType.values=B18&productionType.values=B19&DataTables_Table_0_length=668 | WRI | 1030316 | [9 empty] | 155.22 | 162.70 | 147.67 | 148.07 | 147.67 | NO-ESTIMATION | NO-ESTIMATION | NO-ESTIMATION | NO-ESTIMATION | CAPACITY-FACTOR-V1
NOR | Norway | Driva |  | WRI1003087 | 160 | 62.6230 | 8.8895 | Hydro | [5 empty] | ENTSOE | https://transparency.entsoe.eu/generation/r2/installedCapacityPerProductionUnit/show?name=&defaultValue=true&viewType=TABLE&areaType=BZN&atch=false&dateTime.dateTime=01.01.2016+00:00¦UTC¦YEAR&area.values=CTY¦10YNO-0--------C!BZN¦10YNO-1--------2&productionType.values=B01&productionType.values=B02&productionType.values=B03&productionType.values=B04&productionType.values=B05&productionType.values=B06&productionType.values=B07&productionType.values=B08&productionType.values=B09&productionType.values=B10&productionType.values=B11&productionType.values=B12&productionType.values=B13&productionType.values=B14&productionType.values=B20&productionType.values=B15&productionType.values=B16&productionType.values=B17&productionType.values=B18&productionType.values=B19&DataTables_Table_0_length=333 | WRI | 1029529 | [9 empty] | 589.10 | 574.88 | 596.11 | 597.74 | 589.1 | NO-ESTIMATION | NO-ESTIMATION | NO-ESTIMATION | NO-ESTIMATION | CAPACITY-FACTOR-V1
NOR | Norway | Aura |  | WRI1003016 | 352 | 62.6646 | 8.5244 | Hydro | [5 empty] | ENTSOE | https://transparency.entsoe.eu/generation/r2/installedCapacityPerProductionUnit/show?name=&defaultValue=true&viewType=TABLE&areaType=BZN&atch=false&dateTime.dateTime=01.01.2016+00:00¦UTC¦YEAR&area.values=CTY¦10YNO-0--------C!BZN¦10YNO-1--------2&productionType.values=B01&productionType.values=B02&productionType.values=B03&productionType.values=B04&productionType.values=B05&productionType.values=B06&productionType.values=B07&productionType.values=B08&productionType.values=B09&productionType.values=B10&productionType.values=B11&productionType.values=B12&productionType.values=B13&productionType.values=B14&productionType.values=B20&productionType.values=B15&productionType.values=B16&productionType.values=B17&productionType.values=B18&productionType.values=B19&DataTables_Table_0_length=327 | WRI | 1030259 | [9 empty] | 1282.26 | 1202.69 | 1202.69 | 1205.99 | 1202.69 | NO-ESTIMATION | NO-ESTIMATION | NO-ESTIMATION | NO-ESTIMATION | CAPACITY-FACTOR-V1
NOR | Norway | Litjfossen |  | WRI1003325 | 83 | 62.6648 | 10.1463 | Hydro | [5 empty] | ENTSOE | https://transparency.entsoe.eu/generation/r2/installedCapacityPerProductionUnit/show?name=&defaultValue=true&viewType=TABLE&areaType=BZN&atch=false&dateTime.dateTime=01.01.2016+00:00¦UTC¦YEAR&area.values=CTY¦10YNO-0--------C!BZN¦10YNO-1--------2&productionType.values=B01&productionType.values=B02&productionType.values=B03&productionType.values=B04&productionType.values=B05&productionType.values=B06&productionType.values=B07&productionType.values=B08&productionType.values=B09&productionType.values=B10&productionType.values=B11&productionType.values=B12&productionType.values=B13&productionType.values=B14&productionType.values=B20&productionType.values=B15&productionType.values=B16&productionType.values=B17&productionType.values=B18&productionType.values=B19&DataTables_Table_0_length=655 | WRI | 1030287 | [9 empty] | 322.70 | 338.21 | 307.73 | 308.57 | 307.73 | SOLAR-V1-NO-AGE | SOLAR-V1-NO-AGE | SOLAR-V1-NO-AGE | SOLAR-V1-NO-AGE | SOLAR-V1-NO-AGE
NOR | Norway | Kanstadbotn |  | WRI1003267 | 6 | 62.6760 | 8.1570 | Hydro | [5 empty] | ENTSOE | https://transparency.entsoe.eu/generation/r2/installedCapacityPerProductionUnit/show?name=&defaultValue=true&viewType=TABLE&areaType=BZN&atch=false&dateTime.dateTime=01.01.2016+00:00¦UTC¦YEAR&area.values=CTY¦10YNO-0--------C!BZN¦10YNO-1--------2&productionType.values=B01&productionType.values=B02&productionType.values=B03&productionType.values=B04&productionType.values=B05&productionType.values=B06&productionType.values=B07&productionType.values=B08&productionType.values=B09&productionType.values=B10&productionType.values=B11&productionType.values=B12&productionType.values=B13&productionType.values=B14&productionType.values=B20&productionType.values=B15&productionType.values=B16&productionType.values=B17&productionType.values=B18&productionType.values=B19&DataTables_Table_0_length=277 | WRI | [10 empty] | 26.49 | 26.60 | 28.10 | 27.99 | 25.98 | NO-ESTIMATION | NO-ESTIMATION | NO-ESTIMATION | NO-ESTIMATION | CAPACITY-FACTOR-V1
NOR | Norway | Dokkelva |  | WRI1003084 | 5 | 62.6797 | 8.1373 | Hydro | [5 empty] | ENTSOE | https://transparency.entsoe.eu/generation/r2/installedCapacityPerProductionUnit/show?name=&defaultValue=true&viewType=TABLE&areaType=BZN&atch=false&dateTime.dateTime=01.01.2016+00:00¦UTC¦YEAR&area.values=CTY¦10YNO-0--------C!BZN¦10YNO-1--------2&productionType.values=B01&productionType.values=B02&productionType.values=B03&productionType.values=B04&productionType.values=B05&productionType.values=B06&productionType.values=B07&productionType.values=B08&productionType.values=B09&productionType.values=B10&productionType.values=B11&productionType.values=B12&productionType.values=B13&productionType.values=B14&productionType.values=B20&productionType.values=B15&productionType.values=B16&productionType.values=B17&productionType.values=B18&productionType.values=B19&DataTables_Table_0_length=422 | WRI | 1085001 | [9 empty] | 17.79 | 16.63 | 16.63 | 16.68 | 16.63 | NO-ESTIMATION | NO-ESTIMATION | NO-ESTIMATION | NO-ESTIMATION | CAPACITY-FACTOR-V1
NOR | Norway | Brattset |  | WRI1003057 | 92 | 62.8021 | 10.0122 | Hydro | [5 empty] | ENTSOE | https://transparency.entsoe.eu/generation/r2/installedCapacityPerProductionUnit/show?name=&defaultValue=true&viewType=TABLE&areaType=BZN&atch=false&dateTime.dateTime=01.01.2016+00:00¦UTC¦YEAR&area.values=CTY¦10YNO-0--------C!BZN¦10YNO-1--------2&productionType.values=B01&productionType.values=B02&productionType.values=B03&productionType.values=B04&productionType.values=B05&productionType.values=B06&productionType.values=B07&productionType.values=B08&productionType.values=B09&productionType.values=B10&productionType.values=B11&productionType.values=B12&productionType.values=B13&productionType.values=B14&productionType.values=B20&productionType.values=B15&productionType.values=B16&productionType.values=B17&productionType.values=B18&productionType.values=B19&DataTables_Table_0_length=340 | WRI | 1030263 | [9 empty] | 385.72 | 384.26 | 383.74 | 376.28 | 385.39 | SOLAR-V1-NO-AGE | SOLAR-V1-NO-AGE | SOLAR-V1-NO-AGE | SOLAR-V1-NO-AGE | SOLAR-V1-NO-AGE
NOR | Norway | Istad |  | WRI1003248 | 6 | 62.8053 | 7.7004 | Hydro | [5 empty] | ENTSOE | https://transparency.entsoe.eu/generation/r2/installedCapacityPerProductionUnit/show?name=&defaultValue=true&viewType=TABLE&areaType=BZN&atch=false&dateTime.dateTime=01.01.2016+00:00¦UTC¦YEAR&area.values=CTY¦10YNO-0--------C!BZN¦10YNO-1--------2&productionType.values=B01&productionType.values=B02&productionType.values=B03&productionType.values=B04&productionType.values=B05&productionType.values=B06&productionType.values=B07&productionType.values=B08&productionType.values=B09&productionType.values=B10&productionType.values=B11&productionType.values=B12&productionType.values=B13&productionType.values=B14&productionType.values=B20&productionType.values=B15&productionType.values=B16&productionType.values=B17&productionType.values=B18&productionType.values=B19&DataTables_Table_0_length=411 | WRI | 1019873 | [9 empty] | 25.49 | 24.59 | 25.30 | 25.37 | 27.91 | SOLAR-V1-NO-AGE | SOLAR-V1-NO-AGE | SOLAR-V1-NO-AGE | SOLAR-V1-NO-AGE | SOLAR-V1-NO-AGE
NOR | Norway | Vessingfoss |  | WRI1003634 | 45 | 62.9957 | 11.8285 | Hydro | [5 empty] | ENTSOE | https://transparency.entsoe.eu/generation/r2/installedCapacityPerProductionUnit/show?name=&defaultValue=true&viewType=TABLE&areaType=BZN&atch=false&dateTime.dateTime=01.01.2016+00:00¦UTC¦YEAR&area.values=CTY¦10YNO-0--------C!BZN¦10YNO-1--------2&productionType.values=B01&productionType.values=B02&productionType.values=B03&productionType.values=B04&productionType.values=B05&productionType.values=B06&productionType.values=B07&productionType.values=B08&productionType.values=B09&productionType.values=B10&productionType.values=B11&productionType.values=B12&productionType.values=B13&productionType.values=B14&productionType.values=B20&productionType.values=B15&productionType.values=B16&productionType.values=B17&productionType.values=B18&productionType.values=B19&DataTables_Table_0_length=356 | WRI | 1032038 | [9 empty] | 190.10 | 178.97 | 184.75 | 173.81 | 190.1 | SOLAR-V1-NO-AGE | SOLAR-V1-NO-AGE | SOLAR-V1-NO-AGE | SOLAR-V1-NO-AGE | SOLAR-V1-NO-AGE
NOR | Norway | Trolheim |  | WRI1003585 | 169 | 63.0024 | 9.0191 | Hydro | [5 empty] | ENTSOE | https://transparency.entsoe.eu/generation/r2/installedCapacityPerProductionUnit/show?name=&defaultValue=true&viewType=TABLE&areaType=BZN&atch=false&dateTime.dateTime=01.01.2016+00:00¦UTC¦YEAR&area.values=CTY¦10YNO-0--------C!BZN¦10YNO-1--------2&productionType.values=B01&productionType.values=B02&productionType.values=B03&productionType.values=B04&productionType.values=B05&productionType.values=B06&productionType.values=B07&productionType.values=B08&productionType.values=B09&productionType.values=B10&productionType.values=B11&productionType.values=B12&productionType.values=B13&productionType.values=B14&productionType.values=B20&productionType.values=B15&productionType.values=B16&productionType.values=B17&productionType.values=B18&productionType.values=B19&DataTables_Table_0_length=331 | WRI | 1030315 | [9 empty] | 704.04 | 682.77 | 682.77 | 701.14 | 703.26 | SOLAR-V1-NO-AGE | SOLAR-V1-NO-AGE | SOLAR-V1-NO-AGE | SOLAR-V1-NO-AGE | SOLAR-V1-NO-AGE
NOR | Norway | Fossan |  | WRI1003138 | 3 | 63.0273 | 11.6968 | Hydro | [5 empty] | ENTSOE | https://transparency.entsoe.eu/generation/r2/installedCapacityPerProductionUnit/show?name=&defaultValue=true&viewType=TABLE&areaType=BZN&atch=false&dateTime.dateTime=01.01.2016+00:00¦UTC¦YEAR&area.values=CTY¦10YNO-0--------C!BZN¦10YNO-1--------2&productionType.values=B01&productionType.values=B02&productionType.values=B03&productionType.values=B04&productionType.values=B05&productionType.values=B06&productionType.values=B07&productionType.values=B08&productionType.values=B09&productionType.values=B10&productionType.values=B11&productionType.values=B12&productionType.values=B13&productionType.values=B14&productionType.values=B20&productionType.values=B15&productionType.values=B16&productionType.values=B17&productionType.values=B18&productionType.values=B19&DataTables_Table_0_length=448 | WRI | 1051225 | [9 empty] | 13.89 | 12.89 | 13.45 | 12.54 | 13.87 | SOLAR-V1-NO-AGE | SOLAR-V1-NO-AGE | SOLAR-V1-NO-AGE | SOLAR-V1-NO-AGE | SOLAR-V1-NO-AGE
NOR | Norway | Nea |  | WRI1003379 | 260 | 63.0293 | 11.6870 | Hydro | [5 empty] | ENTSOE | https://transparency.entsoe.eu/generation/r2/installedCapacityPerProductionUnit/show?name=&defaultValue=true&viewType=TABLE&areaType=BZN&atch=false&dateTime.dateTime=01.01.2016+00:00¦UTC¦YEAR&area.values=CTY¦10YNO-0--------C!BZN¦10YNO-1--------2&productionType.values=B01&productionType.values=B02&productionType.values=B03&productionType.values=B04&productionType.values=B05&productionType.values=B06&productionType.values=B07&productionType.values=B08&productionType.values=B09&productionType.values=B10&productionType.values=B11&productionType.values=B12&productionType.values=B13&productionType.values=B14&productionType.values=B20&productionType.values=B15&productionType.values=B16&productionType.values=B17&productionType.values=B18&productionType.values=B19&DataTables_Table_0_length=328 | WRI | 1032033 | [9 empty] | 891.82 | 773.64 | 874.92 | 775.76 | 870.51 | NO-ESTIMATION | NO-ESTIMATION | NO-ESTIMATION | NO-ESTIMATION | CAPACITY-FACTOR-V1
NOR | Norway | Gresslifoss |  | WRI1003168 | 26 | 63.0577 | 11.4394 | Hydro | [5 empty] | ENTSOE | https://transparency.entsoe.eu/generation/r2/installedCapacityPerProductionUnit/show?name=&defaultValue=true&viewType=TABLE&areaType=BZN&atch=false&dateTime.dateTime=01.01.2016+00:00¦UTC¦YEAR&area.values=CTY¦10YNO-0--------C!BZN¦10YNO-1--------2&productionType.values=B01&productionType.values=B02&productionType.values=B03&productionType.values=B04&productionType.values=B05&productionType.values=B06&productionType.values=B07&productionType.values=B08&productionType.values=B09&productionType.values=B10&productionType.values=B11&productionType.values=B12&productionType.values=B13&productionType.values=B14&productionType.values=B20&productionType.values=B15&productionType.values=B16&productionType.values=B17&productionType.values=B18&productionType.values=B19&DataTables_Table_0_length=374 | WRI | 1032031 | [9 empty] | 117.18 | 105.97 | 111.45 | 109.31 | 121.64 | SOLAR-V1-NO-AGE | SOLAR-V1-NO-AGE | SOLAR-V1-NO-AGE | SOLAR-V1-NO-AGE | SOLAR-V1-NO-AGE
NOR | Norway | Hynna |  | WRI1003244 | 5 | 63.0578 | 11.4394 | Hydro | [5 empty] | ENTSOE | https://transparency.entsoe.eu/generation/r2/installedCapacityPerProductionUnit/show?name=&defaultValue=true&viewType=TABLE&areaType=BZN&atch=false&dateTime.dateTime=01.01.2016+00:00¦UTC¦YEAR&area.values=CTY¦10YNO-0--------C!BZN¦10YNO-1--------2&productionType.values=B01&productionType.values=B02&productionType.values=B03&productionType.values=B04&productionType.values=B05&productionType.values=B06&productionType.values=B07&productionType.values=B08&productionType.values=B09&productionType.values=B10&productionType.values=B11&productionType.values=B12&productionType.values=B13&productionType.values=B14&productionType.values=B20&productionType.values=B15&productionType.values=B16&productionType.values=B17&productionType.values=B18&productionType.values=B19&DataTables_Table_0_length=424 | WRI | 1089230 | [9 empty] | 23.65 | 22.52 | 22.89 | 22.99 | 23.61 | NO-ESTIMATION | NO-ESTIMATION | NO-ESTIMATION | NO-ESTIMATION | CAPACITY-FACTOR-V1
NOR | Norway | Grytdalen |  | WRI1003176 | 1 | 63.1090 | 8.5590 | Hydro | [5 empty] | ENTSOE | https://transparency.entsoe.eu/generation/r2/installedCapacityPerProductionUnit/show?name=&defaultValue=true&viewType=TABLE&areaType=BZN&atch=false&dateTime.dateTime=01.01.2016+00:00¦UTC¦YEAR&area.values=CTY¦10YNO-0--------C!BZN¦10YNO-1--------2&productionType.values=B01&productionType.values=B02&productionType.values=B03&productionType.values=B04&productionType.values=B05&productionType.values=B06&productionType.values=B07&productionType.values=B08&productionType.values=B09&productionType.values=B10&productionType.values=B11&productionType.values=B12&productionType.values=B13&productionType.values=B14&productionType.values=B20&productionType.values=B15&productionType.values=B16&productionType.values=B17&productionType.values=B18&productionType.values=B19&DataTables_Table_0_length=452 | WRI | 1094023 | [9 empty] | 4.88 | 5.10 | 5.03 | 5.03 | 5.14 | NO-ESTIMATION | NO-ESTIMATION | NO-ESTIMATION | NO-ESTIMATION | CAPACITY-FACTOR-V1
NOR | Norway | Grana |  | WRI1003163 | 90 | 63.1163 | 9.6750 | Hydro | [5 empty] | ENTSOE | https://transparency.entsoe.eu/generation/r2/installedCapacityPerProductionUnit/show?name=&defaultValue=true&viewType=TABLE&areaType=BZN&atch=false&dateTime.dateTime=01.01.2016+00:00¦UTC¦YEAR&area.values=CTY¦10YNO-0--------C!BZN¦10YNO-1--------2&productionType.values=B01&productionType.values=B02&productionType.values=B03&productionType.values=B04&productionType.values=B05&productionType.values=B06&productionType.values=B07&productionType.values=B08&productionType.values=B09&productionType.values=B10&productionType.values=B11&productionType.values=B12&productionType.values=B13&productionType.values=B14&productionType.values=B20&productionType.values=B15&productionType.values=B16&productionType.values=B17&productionType.values=B18&productionType.values=B19&DataTables_Table_0_length=341 | WRI | 1030268 | [9 empty] | 373.90 | 387.97 | 377.73 | 379.28 | 377.73 | SOLAR-V1-NO-AGE | SOLAR-V1-NO-AGE | SOLAR-V1-NO-AGE | SOLAR-V1-NO-AGE | SOLAR-V1-NO-AGE
NOR | Norway | Julskaret |  | WRI1003259 | 8 | 63.1403 | 10.9664 | Hydro | [5 empty] | ENTSOE | https://transparency.entsoe.eu/generation/r2/installedCapacityPerProductionUnit/show?name=&defaultValue=true&viewType=TABLE&areaType=BZN&atch=false&dateTime.dateTime=01.01.2016+00:00¦UTC¦YEAR&area.values=CTY¦10YNO-0--------C!BZN¦10YNO-1--------2&productionType.values=B01&productionType.values=B02&productionType.values=B03&productionType.values=B04&productionType.values=B05&productionType.values=B06&productionType.values=B07&productionType.values=B08&productionType.values=B09&productionType.values=B10&productionType.values=B11&productionType.values=B12&productionType.values=B13&productionType.values=B14&productionType.values=B20&productionType.values=B15&productionType.values=B16&productionType.values=B17&productionType.values=B18&productionType.values=B19&DataTables_Table_0_length=403 | WRI | 1094115 | [9 empty] | 35.83 | 33.09 | 35.76 | 34.42 | 36.69 | NO-ESTIMATION | NO-ESTIMATION | NO-ESTIMATION | NO-ESTIMATION | CAPACITY-FACTOR-V1
NOR | Norway | NedreNea |  | WRI1003388 | 70 | 63.1517 | 11.2396 | Hydro | [5 empty] | ENTSOE | https://transparency.entsoe.eu/generation/r2/installedCapacityPerProductionUnit/show?name=&defaultValue=true&viewType=TABLE&areaType=BZN&atch=false&dateTime.dateTime=01.01.2016+00:00¦UTC¦YEAR&area.values=CTY¦10YNO-0--------C!BZN¦10YNO-1--------2&productionType.values=B01&productionType.values=B02&productionType.values=B03&productionType.values=B04&productionType.values=B05&productionType.values=B06&productionType.values=B07&productionType.values=B08&productionType.values=B09&productionType.values=B10&productionType.values=B11&productionType.values=B12&productionType.values=B13&productionType.values=B14&productionType.values=B20&productionType.values=B15&productionType.values=B16&productionType.values=B17&productionType.values=B18&productionType.values=B19&DataTables_Table_0_length=343 | WRI | [10 empty] | 311.94 | 285.83 | 298.05 | 292.28 | 323.97 | NO-ESTIMATION | NO-ESTIMATION | NO-ESTIMATION | NO-ESTIMATION | CAPACITY-FACTOR-V1
NOR | Norway | Hegsetfoss |  | WRI1003203 | 40 | 63.1653 | 11.2307 | Hydro | [5 empty] | ENTSOE | https://transparency.entsoe.eu/generation/r2/installedCapacityPerProductionUnit/show?name=&defaultValue=true&viewType=TABLE&areaType=BZN&atch=false&dateTime.dateTime=01.01.2016+00:00¦UTC¦YEAR&area.values=CTY¦10YNO-0--------C!BZN¦10YNO-1--------2&productionType.values=B01&productionType.values=B02&productionType.values=B03&productionType.values=B04&productionType.values=B05&productionType.values=B06&productionType.values=B07&productionType.values=B08&productionType.values=B09&productionType.values=B10&productionType.values=B11&productionType.values=B12&productionType.values=B13&productionType.values=B14&productionType.values=B20&productionType.values=B15&productionType.values=B16&productionType.values=B17&productionType.values=B18&productionType.values=B19&DataTables_Table_0_length=360 | WRI | 1032032 | [9 empty] | 177.96 | 163.04 | 170.02 | 166.72 | 184.83 | NO-ESTIMATION | NO-ESTIMATION | NO-ESTIMATION | NO-ESTIMATION | CAPACITY-FACTOR-V1
NOR | Norway | Svorkmo |  | WRI1003557 | 61 | 63.1783 | 9.7708 | Hydro | [5 empty] | ENTSOE | https://transparency.entsoe.eu/generation/r2/installedCapacityPerProductionUnit/show?name=&defaultValue=true&viewType=TABLE&areaType=BZN&atch=false&dateTime.dateTime=01.01.2016+00:00¦UTC¦YEAR&area.values=CTY¦10YNO-0--------C!BZN¦10YNO-1--------2&productionType.values=B01&productionType.values=B02&productionType.values=B03&productionType.values=B04&productionType.values=B05&productionType.values=B06&productionType.values=B07&productionType.values=B08&productionType.values=B09&productionType.values=B10&productionType.values=B11&productionType.values=B12&productionType.values=B13&productionType.values=B14&productionType.values=B20&productionType.values=B15&productionType.values=B16&productionType.values=B17&productionType.values=B18&productionType.values=B19&DataTables_Table_0_length=345 | WRI | 1030313 | [9 empty] | 265.35 | 263.70 | 255.11 | 256.55 | 254.4 | NO-ESTIMATION | NO-ESTIMATION | NO-ESTIMATION | NO-ESTIMATION | CAPACITY-FACTOR-V1
NOR | Norway | Svean |  | WRI1003553 | 42 | 63.2793 | 10.4728 | Hydro | [5 empty] | ENTSOE | https://transparency.entsoe.eu/generation/r2/installedCapacityPerProductionUnit/show?name=&defaultValue=true&viewType=TABLE&areaType=BZN&atch=false&dateTime.dateTime=01.01.2016+00:00¦UTC¦YEAR&area.values=CTY¦10YNO-0--------C!BZN¦10YNO-1--------2&productionType.values=B01&productionType.values=B02&productionType.values=B03&productionType.values=B04&productionType.values=B05&productionType.values=B06&productionType.values=B07&productionType.values=B08&productionType.values=B09&productionType.values=B10&productionType.values=B11&productionType.values=B12&productionType.values=B13&productionType.values=B14&productionType.values=B20&productionType.values=B15&productionType.values=B16&productionType.values=B17&productionType.values=B18&productionType.values=B19&DataTables_Table_0_length=358 | WRI | 1032036 | [9 empty] | 194.43 | 186.33 | 193.72 | 195.76 | 208.88 | SOLAR-V1-NO-AGE | SOLAR-V1-NO-AGE | SOLAR-V1-NO-AGE | SOLAR-V1-NO-AGE | SOLAR-V1-NO-AGE
NOR | Norway | Bratsberg |  | WRI1003055 | 140 | 63.3729 | 10.4098 | Hydro | [5 empty] | ENTSOE | https://transparency.entsoe.eu/generation/r2/installedCapacityPerProductionUnit/show?name=&defaultValue=true&viewType=TABLE&areaType=BZN&atch=false&dateTime.dateTime=01.01.2016+00:00¦UTC¦YEAR&area.values=CTY¦10YNO-0--------C!BZN¦10YNO-1--------2&productionType.values=B01&productionType.values=B02&productionType.values=B03&productionType.values=B04&productionType.values=B05&productionType.values=B06&productionType.values=B07&productionType.values=B08&productionType.values=B09&productionType.values=B10&productionType.values=B11&productionType.values=B12&productionType.values=B13&productionType.values=B14&productionType.values=B20&productionType.values=B15&productionType.values=B16&productionType.values=B17&productionType.values=B18&productionType.values=B19&DataTables_Table_0_length=335 | WRI | 1032030 | [9 empty] | 594.69 | 558.13 | 588.34 | 583.37 | 637.29 | SOLAR-V1-NO-AGE | SOLAR-V1-NO-AGE | SOLAR-V1-NO-AGE | SOLAR-V1-NO-AGE | SOLAR-V1-NO-AGE
NOR | Norway | Tevla |  | WRI1003566 | 60 | 63.3904 | 11.9106 | Hydro | [5 empty] | ENTSOE | https://transparency.entsoe.eu/generation/r2/installedCapacityPerProductionUnit/show?name=&defaultValue=true&viewType=TABLE&areaType=BZN&atch=false&dateTime.dateTime=01.01.2016+00:00¦UTC¦YEAR&area.values=CTY¦10YNO-0--------C!BZN¦10YNO-1--------2&productionType.values=B01&productionType.values=B02&productionType.values=B03&productionType.values=B04&productionType.values=B05&productionType.values=B06&productionType.values=B07&productionType.values=B08&productionType.values=B09&productionType.values=B10&productionType.values=B11&productionType.values=B12&productionType.values=B13&productionType.values=B14&productionType.values=B20&productionType.values=B15&productionType.values=B16&productionType.values=B17&productionType.values=B18&productionType.values=B19&DataTables_Table_0_length=346 | WRI | 1024229 | [9 empty] | 247.30 | 216.67 | 247.30 | 228.36 | 242.6 | NO-ESTIMATION | NO-ESTIMATION | NO-ESTIMATION | NO-ESTIMATION | CAPACITY-FACTOR-V1
NOR | Norway | Funna |  | WRI1003150 | 22 | 63.4369 | 11.7341 | Hydro | [5 empty] | ENTSOE | https://transparency.entsoe.eu/generation/r2/installedCapacityPerProductionUnit/show?name=&defaultValue=true&viewType=TABLE&areaType=BZN&atch=false&dateTime.dateTime=01.01.2016+00:00¦UTC¦YEAR&area.values=CTY¦10YNO-0--------C!BZN¦10YNO-1--------2&productionType.values=B01&productionType.values=B02&productionType.values=B03&productionType.values=B04&productionType.values=B05&productionType.values=B06&productionType.values=B07&productionType.values=B08&productionType.values=B09&productionType.values=B10&productionType.values=B11&productionType.values=B12&productionType.values=B13&productionType.values=B14&productionType.values=B20&productionType.values=B15&productionType.values=B16&productionType.values=B17&productionType.values=B18&productionType.values=B19&DataTables_Table_0_length=381 | WRI | 1041762 | [9 empty] | 93.68 | 91.34 | 96.84 | 91.41 | 97.27 | SOLAR-V1-NO-AGE | SOLAR-V1-NO-AGE | SOLAR-V1-NO-AGE | SOLAR-V1-NO-AGE | SOLAR-V1-NO-AGE
NOR | Norway | Mosvik |  | WRI1003369 | 46 | 63.7265 | 10.8685 | Hydro | [5 empty] | ENTSOE | https://transparency.entsoe.eu/generation/r2/installedCapacityPerProductionUnit/show?name=&defaultValue=true&viewType=TABLE&areaType=BZN&atch=false&dateTime.dateTime=01.01.2016+00:00¦UTC¦YEAR&area.values=CTY¦10YNO-0--------C!BZN¦10YNO-1--------2&productionType.values=B01&productionType.values=B02&productionType.values=B03&productionType.values=B04&productionType.values=B05&productionType.values=B06&productionType.values=B07&productionType.values=B08&productionType.values=B09&productionType.values=B10&productionType.values=B11&productionType.values=B12&productionType.values=B13&productionType.values=B14&productionType.values=B20&productionType.values=B15&productionType.values=B16&productionType.values=B17&productionType.values=B18&productionType.values=B19&DataTables_Table_0_length=355 | WRI | 1024225 | [13 empty] | 204.33 | SOLAR-V1-NO-AGE | SOLAR-V1-NO-AGE | SOLAR-V1-NO-AGE | SOLAR-V1-NO-AGE | SOLAR-V1-NO-AGE
NOR | Norway | Ormsetfoss |  | WRI1003415 | 50 | 63.8451 | 10.6878 | Hydro | [5 empty] | ENTSOE | https://transparency.entsoe.eu/generation/r2/installedCapacityPerProductionUnit/show?name=&defaultValue=true&viewType=TABLE&areaType=BZN&atch=false&dateTime.dateTime=01.01.2016+00:00¦UTC¦YEAR&area.values=CTY¦10YNO-0--------C!BZN¦10YNO-1--------2&productionType.values=B01&productionType.values=B02&productionType.values=B03&productionType.values=B04&productionType.values=B05&productionType.values=B06&productionType.values=B07&productionType.values=B08&productionType.values=B09&productionType.values=B10&productionType.values=B11&productionType.values=B12&productionType.values=B13&productionType.values=B14&productionType.values=B20&productionType.values=B15&productionType.values=B16&productionType.values=B17&productionType.values=B18&productionType.values=B19&DataTables_Table_0_length=352 | WRI | 1024226 | [9 empty] | 198.20 | 182.45 | 204.88 | 198.43 | 193.74 | NO-ESTIMATION | NO-ESTIMATION | NO-ESTIMATION | NO-ESTIMATION | CAPACITY-FACTOR-V1
NOR | Norway | Asen |  | WRI1003009 | 10 | 63.9333 | 9.7667 | Hydro | [5 empty] | ENTSOE | https://transparency.entsoe.eu/generation/r2/installedCapacityPerProductionUnit/show?name=&defaultValue=true&viewType=TABLE&areaType=BZN&atch=false&dateTime.dateTime=01.01.2016+00:00¦UTC¦YEAR&area.values=CTY¦10YNO-0--------C!BZN¦10YNO-1--------2&productionType.values=B01&productionType.values=B02&productionType.values=B03&productionType.values=B04&productionType.values=B05&productionType.values=B06&productionType.values=B07&productionType.values=B08&productionType.values=B09&productionType.values=B10&productionType.values=B11&productionType.values=B12&productionType.values=B13&productionType.values=B14&productionType.values=B20&productionType.values=B15&productionType.values=B16&productionType.values=B17&productionType.values=B18&productionType.values=B19&DataTables_Table_0_length=567 | WRI | [10 empty] | 40.77 | 38.19 | 38.19 | 38.30 | 38.19 | SOLAR-V1-NO-AGE | SOLAR-V1-NO-AGE | SOLAR-V1-NO-AGE | SOLAR-V1-NO-AGE | SOLAR-V1-NO-AGE
NOR | Norway | Follafoss |  | WRI1003130 | 49 | 63.9870 | 11.1020 | Hydro | [5 empty] | ENTSOE | https://transparency.entsoe.eu/generation/r2/installedCapacityPerProductionUnit/show?name=&defaultValue=true&viewType=TABLE&areaType=BZN&atch=false&dateTime.dateTime=01.01.2016+00:00¦UTC¦YEAR&area.values=CTY¦10YNO-0--------C!BZN¦10YNO-1--------2&productionType.values=B01&productionType.values=B02&productionType.values=B03&productionType.values=B04&productionType.values=B05&productionType.values=B06&productionType.values=B07&productionType.values=B08&productionType.values=B09&productionType.values=B10&productionType.values=B11&productionType.values=B12&productionType.values=B13&productionType.values=B14&productionType.values=B20&productionType.values=B15&productionType.values=B16&productionType.values=B17&productionType.values=B18&productionType.values=B19&DataTables_Table_0_length=353 | WRI | 1024221 | [9 empty] | 193.82 | 212.94 | 198.24 | 200.36 | 197.87 | SOLAR-V1-NO-AGE | SOLAR-V1-NO-AGE | SOLAR-V1-NO-AGE | SOLAR-V1-NO-AGE | SOLAR-V1-NO-AGE
NOR | Norway | Byafossen |  | WRI1003067 | 4 | 64.0381 | 11.5525 | Hydro | [5 empty] | ENTSOE | https://transparency.entsoe.eu/generation/r2/installedCapacityPerProductionUnit/show?name=&defaultValue=true&viewType=TABLE&areaType=BZN&atch=false&dateTime.dateTime=01.01.2016+00:00¦UTC¦YEAR&area.values=CTY¦10YNO-0--------C!BZN¦10YNO-1--------2&productionType.values=B01&productionType.values=B02&productionType.values=B03&productionType.values=B04&productionType.values=B05&productionType.values=B06&productionType.values=B07&productionType.values=B08&productionType.values=B09&productionType.values=B10&productionType.values=B11&productionType.values=B12&productionType.values=B13&productionType.values=B14&productionType.values=B20&productionType.values=B15&productionType.values=B16&productionType.values=B17&productionType.values=B18&productionType.values=B19&DataTables_Table_0_length=440 | WRI | 1090575 | [9 empty] | 19.01 | 18.58 | 20.06 | 19.46 | 19.44 | SOLAR-V1-NO-AGE | SOLAR-V1-NO-AGE | SOLAR-V1-NO-AGE | SOLAR-V1-NO-AGE | SOLAR-V1-NO-AGE
NOR | Norway | Brattingfoss |  | WRI1003056 | 14 | 64.0433 | 11.0835 | Hydro | [5 empty] | ENTSOE | https://transparency.entsoe.eu/generation/r2/installedCapacityPerProductionUnit/show?name=&defaultValue=true&viewType=TABLE&areaType=BZN&atch=false&dateTime.dateTime=01.01.2016+00:00¦UTC¦YEAR&area.values=CTY¦10YNO-0--------C!BZN¦10YNO-1--------2&productionType.values=B01&productionType.values=B02&productionType.values=B03&productionType.values=B04&productionType.values=B05&productionType.values=B06&productionType.values=B07&productionType.values=B08&productionType.values=B09&productionType.values=B10&productionType.values=B11&productionType.values=B12&productionType.values=B13&productionType.values=B14&productionType.values=B20&productionType.values=B15&productionType.values=B16&productionType.values=B17&productionType.values=B18&productionType.values=B19&DataTables_Table_0_length=389 | WRI | 1024219 | [9 empty] | 51.14 | 47.53 | 47.53 | 47.66 | 47.53 | NO-ESTIMATION | NO-ESTIMATION | NO-ESTIMATION | NO-ESTIMATION | CAPACITY-FACTOR-V1
NOR | Norway | Bogna |  | WRI1003048 | 60 | 64.2215 | 12.0369 | Hydro | [5 empty] | ENTSOE | https://transparency.entsoe.eu/generation/r2/installedCapacityPerProductionUnit/show?name=&defaultValue=true&viewType=TABLE&areaType=BZN&atch=false&dateTime.dateTime=01.01.2016+00:00¦UTC¦YEAR&area.values=CTY¦10YNO-0--------C!BZN¦10YNO-1--------2&productionType.values=B01&productionType.values=B02&productionType.values=B03&productionType.values=B04&productionType.values=B05&productionType.values=B06&productionType.values=B07&productionType.values=B08&productionType.values=B09&productionType.values=B10&productionType.values=B11&productionType.values=B12&productionType.values=B13&productionType.values=B14&productionType.values=B20&productionType.values=B15&productionType.values=B16&productionType.values=B17&productionType.values=B18&productionType.values=B19&DataTables_Table_0_length=347 | WRI | 1024218 | [9 empty] | 240.40 | 226.47 | 226.47 | 227.09 | 226.47 | NO-ESTIMATION | NO-ESTIMATION | NO-ESTIMATION | NO-ESTIMATION | CAPACITY-FACTOR-V1
NOR | Norway | Bruvollelva |  | WRI1003065 | 4 | 64.2663 | 12.2944 | Hydro | [5 empty] | ENTSOE | https://transparency.entsoe.eu/generation/r2/installedCapacityPerProductionUnit/show?name=&defaultValue=true&viewType=TABLE&areaType=BZN&atch=false&dateTime.dateTime=01.01.2016+00:00¦UTC¦YEAR&area.values=CTY¦10YNO-0--------C!BZN¦10YNO-1--------2&productionType.values=B01&productionType.values=B02&productionType.values=B03&productionType.values=B04&productionType.values=B05&productionType.values=B06&productionType.values=B07&productionType.values=B08&productionType.values=B09&productionType.values=B10&productionType.values=B11&productionType.values=B12&productionType.values=B13&productionType.values=B14&productionType.values=B20&productionType.values=B15&productionType.values=B16&productionType.values=B17&productionType.values=B18&productionType.values=B19&DataTables_Table_0_length=439 | WRI | 1084982 | [9 empty] | 13.14 | 12.16 | 12.16 | 12.19 | 12.16 | NO-ESTIMATION | NO-ESTIMATION | NO-ESTIMATION | NO-ESTIMATION | CAPACITY-FACTOR-V1
NOR | Norway | Knutfoss |  | WRI1003287 | 5 | 64.5228 | 12.4264 | Hydro | [5 empty] | ENTSOE | https://transparency.entsoe.eu/generation/r2/installedCapacityPerProductionUnit/show?name=&defaultValue=true&viewType=TABLE&areaType=BZN&atch=false&dateTime.dateTime=01.01.2016+00:00¦UTC¦YEAR&area.values=CTY¦10YNO-0--------C!BZN¦10YNO-1--------2&productionType.values=B01&productionType.values=B02&productionType.values=B03&productionType.values=B04&productionType.values=B05&productionType.values=B06&productionType.values=B07&productionType.values=B08&productionType.values=B09&productionType.values=B10&productionType.values=B11&productionType.values=B12&productionType.values=B13&productionType.values=B14&productionType.values=B20&productionType.values=B15&productionType.values=B16&productionType.values=B17&productionType.values=B18&productionType.values=B19&DataTables_Table_0_length=427 | WRI | 1082593 | [9 empty] | 15.80 | 14.64 | 14.64 | 14.68 | 14.64 | SOLAR-V1-NO-AGE | SOLAR-V1-NO-AGE | SOLAR-V1-NO-AGE | SOLAR-V1-NO-AGE | SOLAR-V1-NO-AGE
NOR | Norway | NedreFiskumfoss |  | WRI1003385 | 51 | 64.5433 | 12.4550 | Hydro | [5 empty] | ENTSOE | https://transparency.entsoe.eu/generation/r2/installedCapacityPerProductionUnit/show?name=&defaultValue=true&viewType=TABLE&areaType=BZN&atch=false&dateTime.dateTime=01.01.2016+00:00¦UTC¦YEAR&area.values=CTY¦10YNO-0--------C!BZN¦10YNO-1--------2&productionType.values=B01&productionType.values=B02&productionType.values=B03&productionType.values=B04&productionType.values=B05&productionType.values=B06&productionType.values=B07&productionType.values=B08&productionType.values=B09&productionType.values=B10&productionType.values=B11&productionType.values=B12&productionType.values=B13&productionType.values=B14&productionType.values=B20&productionType.values=B15&productionType.values=B16&productionType.values=B17&productionType.values=B18&productionType.values=B19&DataTables_Table_0_length=351 | WRI | [10 empty] | 217.15 | 218.83 | 224.17 | 223.90 | 226.36 | NO-ESTIMATION | NO-ESTIMATION | NO-ESTIMATION | NO-ESTIMATION | NO-ESTIMATION
NOR | Norway | Aunfoss |  | WRI1003015 | 36 | 64.6101 | 12.5780 | Hydro | [5 empty] | ENTSOE | https://transparency.entsoe.eu/generation/r2/installedCapacityPerProductionUnit/show?name=&defaultValue=true&viewType=TABLE&areaType=BZN&atch=false&dateTime.dateTime=01.01.2016+00:00¦UTC¦YEAR&area.values=CTY¦10YNO-0--------C!BZN¦10YNO-1--------2&productionType.values=B01&productionType.values=B02&productionType.values=B03&productionType.values=B04&productionType.values=B05&productionType.values=B06&productionType.values=B07&productionType.values=B08&productionType.values=B09&productionType.values=B10&productionType.values=B11&productionType.values=B12&productionType.values=B13&productionType.values=B14&productionType.values=B20&productionType.values=B15&productionType.values=B16&productionType.values=B17&productionType.values=B18&productionType.values=B19&DataTables_Table_0_length=363 | WRI | 1024217 | [9 empty] | 153.02 | 154.20 | 157.98 | 157.78 | 159.52 | SOLAR-V1-NO-AGE | SOLAR-V1-NO-AGE | SOLAR-V1-NO-AGE | SOLAR-V1-NO-AGE | SOLAR-V1-NO-AGE
NOR | Norway | Tunnsjodal |  | WRI1003591 | 203 | 64.7041 | 12.8358 | Hydro | [5 empty] | ENTSOE | https://transparency.entsoe.eu/generation/r2/installedCapacityPerProductionUnit/show?name=&defaultValue=true&viewType=TABLE&areaType=BZN&atch=false&dateTime.dateTime=01.01.2016+00:00¦UTC¦YEAR&area.values=CTY¦10YNO-0--------C!BZN¦10YNO-1--------2&productionType.values=B01&productionType.values=B02&productionType.values=B03&productionType.values=B04&productionType.values=B05&productionType.values=B06&productionType.values=B07&productionType.values=B08&productionType.values=B09&productionType.values=B10&productionType.values=B11&productionType.values=B12&productionType.values=B13&productionType.values=B14&productionType.values=B20&productionType.values=B15&productionType.values=B16&productionType.values=B17&productionType.values=B18&productionType.values=B19&DataTables_Table_0_length=201 | WRI | 1024232 | [9 empty] | 835.92 | 836.66 | 812.07 | 853.78 | 811.34 | SOLAR-V1-NO-AGE | SOLAR-V1-NO-AGE | SOLAR-V1-NO-AGE | SOLAR-V1-NO-AGE | SOLAR-V1-NO-AGE
NOR | Norway | Kolsvik |  | WRI1003289 | 163 | 65.2040 | 12.7936 | Hydro | [5 empty] | ENTSOE | https://transparency.entsoe.eu/generation/r2/installedCapacityPerProductionUnit/show?name=&defaultValue=true&viewType=TABLE&areaType=BZN&atch=false&dateTime.dateTime=01.01.2016+00:00¦UTC¦YEAR&area.values=CTY¦10YNO-0--------C!BZN¦10YNO-1--------2&productionType.values=B01&productionType.values=B02&productionType.values=B03&productionType.values=B04&productionType.values=B05&productionType.values=B06&productionType.values=B07&productionType.values=B08&productionType.values=B09&productionType.values=B10&productionType.values=B11&productionType.values=B12&productionType.values=B13&productionType.values=B14&productionType.values=B20&productionType.values=B15&productionType.values=B16&productionType.values=B17&productionType.values=B18&productionType.values=B19&DataTables_Table_0_length=205 | WRI | 1030282 | [9 empty] | 735.29 | 718.58 | 696.65 | 725.36 | 736.64 | SOLAR-V1-NO-AGE | SOLAR-V1-NO-AGE | SOLAR-V1-NO-AGE | SOLAR-V1-NO-AGE | SOLAR-V1-NO-AGE
NOR | Norway | Langfjord |  | WRI1003310 | 10 | 65.3752 | 12.7007 | Hydro | [5 empty] | ENTSOE | https://transparency.entsoe.eu/generation/r2/installedCapacityPerProductionUnit/show?name=&defaultValue=true&viewType=TABLE&areaType=BZN&atch=false&dateTime.dateTime=01.01.2016+00:00¦UTC¦YEAR&area.values=CTY¦10YNO-0--------C!BZN¦10YNO-1--------2&productionType.values=B01&productionType.values=B02&productionType.values=B03&productionType.values=B04&productionType.values=B05&productionType.values=B06&productionType.values=B07&productionType.values=B08&productionType.values=B09&productionType.values=B10&productionType.values=B11&productionType.values=B12&productionType.values=B13&productionType.values=B14&productionType.values=B20&productionType.values=B15&productionType.values=B16&productionType.values=B17&productionType.values=B18&productionType.values=B19&DataTables_Table_0_length=256 | WRI | 1058999 | [9 empty] | 51.65 | 46.79 | 51.25 | 49.85 | 51.51 | NO-ESTIMATION | NO-ESTIMATION | NO-ESTIMATION | NO-ESTIMATION | CAPACITY-FACTOR-V1
NOR | Norway | Ovre Rossaga |  | WRI1003426 | 188 | 65.8873 | 13.8012 | Hydro | [5 empty] | ENTSOE | https://transparency.entsoe.eu/generation/r2/installedCapacityPerProductionUnit/show?name=&defaultValue=true&viewType=TABLE&areaType=BZN&atch=false&dateTime.dateTime=01.01.2016+00:00¦UTC¦YEAR&area.values=CTY¦10YNO-0--------C!BZN¦10YNO-1--------2&productionType.values=B01&productionType.values=B02&productionType.values=B03&productionType.values=B04&productionType.values=B05&productionType.values=B06&productionType.values=B07&productionType.values=B08&productionType.values=B09&productionType.values=B10&productionType.values=B11&productionType.values=B12&productionType.values=B13&productionType.values=B14&productionType.values=B20&productionType.values=B15&productionType.values=B16&productionType.values=B17&productionType.values=B18&productionType.values=B19&DataTables_Table_0_length=202 | WRI | 1030297 | [9 empty] | 662.36 | 641.09 | 673.33 | 707.90 | 673.33 | NO-ESTIMATION | NO-ESTIMATION | NO-ESTIMATION | NO-ESTIMATION | CAPACITY-FACTOR-V1
NOR | Norway | Nedre Rossaga |  | WRI1003381 | 378 | 66.0520 | 13.7820 | Hydro | [5 empty] | ENTSOE | https://transparency.entsoe.eu/generation/r2/installedCapacityPerProductionUnit/show?name=&defaultValue=true&viewType=TABLE&areaType=BZN&atch=false&dateTime.dateTime=01.01.2016+00:00¦UTC¦YEAR&area.values=CTY¦10YNO-0--------C!BZN¦10YNO-1--------2&productionType.values=B01&productionType.values=B02&productionType.values=B03&productionType.values=B04&productionType.values=B05&productionType.values=B06&productionType.values=B07&productionType.values=B08&productionType.values=B09&productionType.values=B10&productionType.values=B11&productionType.values=B12&productionType.values=B13&productionType.values=B14&productionType.values=B20&productionType.values=B15&productionType.values=B16&productionType.values=B17&productionType.values=B18&productionType.values=B19&DataTables_Table_0_length=196 | WRI | 1030292 | [9 empty] | 1364.47 | 1162.17 | 1325.17 | 1294.60 | 1278.21 | SOLAR-V1-NO-AGE | SOLAR-V1-NO-AGE | SOLAR-V1-NO-AGE | SOLAR-V1-NO-AGE | SOLAR-V1-NO-AGE
NOR | Norway | Bjerka |  | WRI1003037 | 29 | 66.0627 | 13.9978 | Hydro | [5 empty] | ENTSOE | https://transparency.entsoe.eu/generation/r2/installedCapacityPerProductionUnit/show?name=&defaultValue=true&viewType=TABLE&areaType=BZN&atch=false&dateTime.dateTime=01.01.2016+00:00¦UTC¦YEAR&area.values=CTY¦10YNO-0--------C!BZN¦10YNO-1--------2&productionType.values=B01&productionType.values=B02&productionType.values=B03&productionType.values=B04&productionType.values=B05&productionType.values=B06&productionType.values=B07&productionType.values=B08&productionType.values=B09&productionType.values=B10&productionType.values=B11&productionType.values=B12&productionType.values=B13&productionType.values=B14&productionType.values=B20&productionType.values=B15&productionType.values=B16&productionType.values=B17&productionType.values=B18&productionType.values=B19&DataTables_Table_0_length=235 | WRI | 1030299 | [9 empty] | 116.84 | 110.10 | 110.10 | 110.40 | 110.1 | NO-ESTIMATION | NO-ESTIMATION | NO-ESTIMATION | NO-ESTIMATION | CAPACITY-FACTOR-V1
NOR | Norway | Mofjellet |  | WRI1003362 | 1 | 66.3008 | 14.2484 | Hydro | [5 empty] | ENTSOE | https://transparency.entsoe.eu/generation/r2/installedCapacityPerProductionUnit/show?name=&defaultValue=true&viewType=TABLE&areaType=BZN&atch=false&dateTime.dateTime=01.01.2016+00:00¦UTC¦YEAR&area.values=CTY¦10YNO-0--------C!BZN¦10YNO-1--------2&productionType.values=B01&productionType.values=B02&productionType.values=B03&productionType.values=B04&productionType.values=B05&productionType.values=B06&productionType.values=B07&productionType.values=B08&productionType.values=B09&productionType.values=B10&productionType.values=B11&productionType.values=B12&productionType.values=B13&productionType.values=B14&productionType.values=B20&productionType.values=B15&productionType.values=B16&productionType.values=B17&productionType.values=B18&productionType.values=B19&DataTables_Table_0_length=325 | WRI | 1113970 | [9 empty] | 4.06 | 3.64 | 3.55 | 3.65 | 3.52 | NO-ESTIMATION | NO-ESTIMATION | NO-ESTIMATION | NO-ESTIMATION | NO-ESTIMATION
NOR | Norway | Rana |  | WRI1003437 | 570 | 66.3034 | 14.2624 | Hydro | [5 empty] | ENTSOE | https://transparency.entsoe.eu/generation/r2/installedCapacityPerProductionUnit/show?name=&defaultValue=true&viewType=TABLE&areaType=BZN&atch=false&dateTime.dateTime=01.01.2016+00:00¦UTC¦YEAR&area.values=CTY¦10YNO-0--------C!BZN¦10YNO-1--------2&productionType.values=B01&productionType.values=B02&productionType.values=B03&productionType.values=B04&productionType.values=B05&productionType.values=B06&productionType.values=B07&productionType.values=B08&productionType.values=B09&productionType.values=B10&productionType.values=B11&productionType.values=B12&productionType.values=B13&productionType.values=B14&productionType.values=B20&productionType.values=B15&productionType.values=B16&productionType.values=B17&productionType.values=B18&productionType.values=B19&DataTables_Table_0_length=195 | WRI | 1030298 | [9 empty] | 2109.26 | 2061.24 | 2081.77 | 2066.88 | 2076.12 | SOLAR-V1-NO-AGE | SOLAR-V1-NO-AGE | SOLAR-V1-NO-AGE | SOLAR-V1-NO-AGE | SOLAR-V1-NO-AGE
NOR | Norway | Sjona |  | WRI1003485 | 60 | 66.3106 | 13.5635 | Hydro | [5 empty] | ENTSOE | https://transparency.entsoe.eu/generation/r2/installedCapacityPerProductionUnit/show?name=&defaultValue=true&viewType=TABLE&areaType=BZN&atch=false&dateTime.dateTime=01.01.2016+00:00¦UTC¦YEAR&area.values=CTY¦10YNO-0--------C!BZN¦10YNO-1--------2&productionType.values=B01&productionType.values=B02&productionType.values=B03&productionType.values=B04&productionType.values=B05&productionType.values=B06&productionType.values=B07&productionType.values=B08&productionType.values=B09&productionType.values=B10&productionType.values=B11&productionType.values=B12&productionType.values=B13&productionType.values=B14&productionType.values=B20&productionType.values=B15&productionType.values=B16&productionType.values=B17&productionType.values=B18&productionType.values=B19&DataTables_Table_0_length=218 | WRI | 1018273 | [9 empty] | 293.54 | 255.09 | 283.47 | 255.79 | 271.57 | SOLAR-V1-NO-AGE | SOLAR-V1-NO-AGE | SOLAR-V1-NO-AGE | SOLAR-V1-NO-AGE | SOLAR-V1-NO-AGE
NOR | Norway | Langvatn |  | WRI1003312 | 115 | 66.3370 | 14.1667 | Hydro | [5 empty] | ENTSOE | https://transparency.entsoe.eu/generation/r2/installedCapacityPerProductionUnit/show?name=&defaultValue=true&viewType=TABLE&areaType=BZN&atch=false&dateTime.dateTime=01.01.2016+00:00¦UTC¦YEAR&area.values=CTY¦10YNO-0--------C!BZN¦10YNO-1--------2&productionType.values=B01&productionType.values=B02&productionType.values=B03&productionType.values=B04&productionType.values=B05&productionType.values=B06&productionType.values=B07&productionType.values=B08&productionType.values=B09&productionType.values=B10&productionType.values=B11&productionType.values=B12&productionType.values=B13&productionType.values=B14&productionType.values=B20&productionType.values=B15&productionType.values=B16&productionType.values=B17&productionType.values=B18&productionType.values=B19&DataTables_Table_0_length=208 | WRI | 1030284 | [9 empty] | 559.96 | 492.22 | 539.20 | 493.57 | 516.37 | NO-ESTIMATION | NO-ESTIMATION | NO-ESTIMATION | NO-ESTIMATION | CAPACITY-FACTOR-V1
NOR | Norway | Fagervollan |  | WRI1003114 | 22 | 66.3703 | 13.6567 | Hydro | [5 empty] | ENTSOE | https://transparency.entsoe.eu/generation/r2/installedCapacityPerProductionUnit/show?name=&defaultValue=true&viewType=TABLE&areaType=BZN&atch=false&dateTime.dateTime=01.01.2016+00:00¦UTC¦YEAR&area.values=CTY¦10YNO-0--------C!BZN¦10YNO-1--------2&productionType.values=B01&productionType.values=B02&productionType.values=B03&productionType.values=B04&productionType.values=B05&productionType.values=B06&productionType.values=B07&productionType.values=B08&productionType.values=B09&productionType.values=B10&productionType.values=B11&productionType.values=B12&productionType.values=B13&productionType.values=B14&productionType.values=B20&productionType.values=B15&productionType.values=B16&productionType.values=B17&productionType.values=B18&productionType.values=B19&DataTables_Table_0_length=241 | WRI | 1018271 | [9 empty] | 112.58 | 97.02 | 108.89 | 97.29 | 104.45 | SOLAR-V1-NO-AGE | SOLAR-V1-NO-AGE | SOLAR-V1-NO-AGE | SOLAR-V1-NO-AGE | SOLAR-V1-NO-AGE
NOR | Norway | Kvannvatn |  | WRI1003300 | 4 | 66.4177 | 14.5230 | Hydro | [5 empty] | ENTSOE | https://transparency.entsoe.eu/generation/r2/installedCapacityPerProductionUnit/show?name=&defaultValue=true&viewType=TABLE&areaType=BZN&atch=false&dateTime.dateTime=01.01.2016+00:00¦UTC¦YEAR&area.values=CTY¦10YNO-0--------C!BZN¦10YNO-1--------2&productionType.values=B01&productionType.values=B02&productionType.values=B03&productionType.values=B04&productionType.values=B05&productionType.values=B06&productionType.values=B07&productionType.values=B08&productionType.values=B09&productionType.values=B10&productionType.values=B11&productionType.values=B12&productionType.values=B13&productionType.values=B14&productionType.values=B20&productionType.values=B15&productionType.values=B16&productionType.values=B17&productionType.values=B18&productionType.values=B19&DataTables_Table_0_length=303 | WRI | 1105816 | [9 empty] | 17.38 | 17.80 | 17.71 | 17.95 | 17.24 | NO-ESTIMATION | NO-ESTIMATION | NO-ESTIMATION | NO-ESTIMATION | NO-ESTIMATION
NOR | Norway | Svartisen |  | WRI1003551 | 780 | 66.7282 | 13.9135 | Hydro | [5 empty] | ENTSOE | https://transparency.entsoe.eu/generation/r2/installedCapacityPerProductionUnit/show?name=&defaultValue=true&viewType=TABLE&areaType=BZN&atch=false&dateTime.dateTime=01.01.2016+00:00¦UTC¦YEAR&area.values=CTY¦10YNO-0--------C!BZN¦10YNO-1--------2&productionType.values=B01&productionType.values=B02&productionType.values=B03&productionType.values=B04&productionType.values=B05&productionType.values=B06&productionType.values=B07&productionType.values=B08&productionType.values=B09&productionType.values=B10&productionType.values=B11&productionType.values=B12&productionType.values=B13&productionType.values=B14&productionType.values=B20&productionType.values=B15&productionType.values=B16&productionType.values=B17&productionType.values=B18&productionType.values=B19&DataTables_Table_0_length=194 | WRI | 1030311 | [9 empty] | 3137.37 | 3252.67 | 3328.57 | 3261.58 | 3332.52 | NO-ESTIMATION | NO-ESTIMATION | NO-ESTIMATION | NO-ESTIMATION | CAPACITY-FACTOR-V1
NOR | Norway | Glomfjord |  | WRI1003162 | 32 | 66.8138 | 13.9660 | Hydro | [5 empty] | ENTSOE | https://transparency.entsoe.eu/generation/r2/installedCapacityPerProductionUnit/show?name=&defaultValue=true&viewType=TABLE&areaType=BZN&atch=false&dateTime.dateTime=01.01.2016+00:00¦UTC¦YEAR&area.values=CTY¦10YNO-0--------C!BZN¦10YNO-1--------2&productionType.values=B01&productionType.values=B02&productionType.values=B03&productionType.values=B04&productionType.values=B05&productionType.values=B06&productionType.values=B07&productionType.values=B08&productionType.values=B09&productionType.values=B10&productionType.values=B11&productionType.values=B12&productionType.values=B13&productionType.values=B14&productionType.values=B20&productionType.values=B15&productionType.values=B16&productionType.values=B17&productionType.values=B18&productionType.values=B19&DataTables_Table_0_length=231 | WRI | 1030267 | [9 empty] | 146.15 | 156.32 | 154.19 | 156.75 | 158.12 | NO-ESTIMATION | NO-ESTIMATION | NO-ESTIMATION | NO-ESTIMATION | NO-ESTIMATION
NOR | Norway | Sundsfjord |  | WRI1003544 | 128 | 66.9709 | 14.1516 | Hydro | [5 empty] | ENTSOE | https://transparency.entsoe.eu/generation/r2/installedCapacityPerProductionUnit/show?name=&defaultValue=true&viewType=TABLE&areaType=BZN&atch=false&dateTime.dateTime=01.01.2016+00:00¦UTC¦YEAR&area.values=CTY¦10YNO-0--------C!BZN¦10YNO-1--------2&productionType.values=B01&productionType.values=B02&productionType.values=B03&productionType.values=B04&productionType.values=B05&productionType.values=B06&productionType.values=B07&productionType.values=B08&productionType.values=B09&productionType.values=B10&productionType.values=B11&productionType.values=B12&productionType.values=B13&productionType.values=B14&productionType.values=B20&productionType.values=B15&productionType.values=B16&productionType.values=B17&productionType.values=B18&productionType.values=B19&DataTables_Table_0_length=207 | WRI | 1024298 | [9 empty] | 509.51 | 434.52 | 492.85 | 450.54 | 451.07 | SOLAR-V1-NO-AGE | SOLAR-V1-NO-AGE | SOLAR-V1-NO-AGE | SOLAR-V1-NO-AGE | SOLAR-V1-NO-AGE
NOR | Norway | Dragefossen |  | WRI1003086 | 4 | 67.0239 | 15.3217 | Hydro | [5 empty] | ENTSOE | https://transparency.entsoe.eu/generation/r2/installedCapacityPerProductionUnit/show?name=&defaultValue=true&viewType=TABLE&areaType=BZN&atch=false&dateTime.dateTime=01.01.2016+00:00¦UTC¦YEAR&area.values=CTY¦10YNO-0--------C!BZN¦10YNO-1--------2&productionType.values=B01&productionType.values=B02&productionType.values=B03&productionType.values=B04&productionType.values=B05&productionType.values=B06&productionType.values=B07&productionType.values=B08&productionType.values=B09&productionType.values=B10&productionType.values=B11&productionType.values=B12&productionType.values=B13&productionType.values=B14&productionType.values=B20&productionType.values=B15&productionType.values=B16&productionType.values=B17&productionType.values=B18&productionType.values=B19&DataTables_Table_0_length=301 | WRI | 1090974 | [9 empty] | 17.00 | 19.02 | 18.53 | 19.09 | 17.39 | SOLAR-V1-NO-AGE | SOLAR-V1-NO-AGE | SOLAR-V1-NO-AGE | SOLAR-V1-NO-AGE | SOLAR-V1-NO-AGE
NOR | Norway | Daja |  | WRI1003070 | 31 | 67.0882 | 16.0569 | Hydro | [5 empty] | ENTSOE | https://transparency.entsoe.eu/generation/r2/installedCapacityPerProductionUnit/show?name=&defaultValue=true&viewType=TABLE&areaType=BZN&atch=false&dateTime.dateTime=01.01.2016+00:00¦UTC¦YEAR&area.values=CTY¦10YNO-0--------C!BZN¦10YNO-1--------2&productionType.values=B01&productionType.values=B02&productionType.values=B03&productionType.values=B04&productionType.values=B05&productionType.values=B06&productionType.values=B07&productionType.values=B08&productionType.values=B09&productionType.values=B10&productionType.values=B11&productionType.values=B12&productionType.values=B13&productionType.values=B14&productionType.values=B20&productionType.values=B15&productionType.values=B16&productionType.values=B17&productionType.values=B18&productionType.values=B19&DataTables_Table_0_length=233 | WRI | 1010688 | [9 empty] | 114.63 | 119.34 | 114.44 | 121.03 | 114.44 | NO-ESTIMATION | NO-ESTIMATION | NO-ESTIMATION | NO-ESTIMATION | CAPACITY-FACTOR-V1
NOR | Norway | Fagerli |  | WRI1003113 | 60 | 67.1193 | 16.0771 | Hydro | [5 empty] | ENTSOE | https://transparency.entsoe.eu/generation/r2/installedCapacityPerProductionUnit/show?name=&defaultValue=true&viewType=TABLE&areaType=BZN&atch=false&dateTime.dateTime=01.01.2016+00:00¦UTC¦YEAR&area.values=CTY¦10YNO-0--------C!BZN¦10YNO-1--------2&productionType.values=B01&productionType.values=B02&productionType.values=B03&productionType.values=B04&productionType.values=B05&productionType.values=B06&productionType.values=B07&productionType.values=B08&productionType.values=B09&productionType.values=B10&productionType.values=B11&productionType.values=B12&productionType.values=B13&productionType.values=B14&productionType.values=B20&productionType.values=B15&productionType.values=B16&productionType.values=B17&productionType.values=B18&productionType.values=B19&DataTables_Table_0_length=220 | WRI | 1027876 | [9 empty] | 222.31 | 231.42 | 221.95 | 234.69 | 221.95 | NO-ESTIMATION | NO-ESTIMATION | NO-ESTIMATION | NO-ESTIMATION | CAPACITY-FACTOR-V1
NOR | Norway | Lomi |  | WRI1003330 | 140 | 67.1240 | 16.0969 | Hydro | [5 empty] | ENTSOE | https://transparency.entsoe.eu/generation/r2/installedCapacityPerProductionUnit/show?name=&defaultValue=true&viewType=TABLE&areaType=BZN&atch=false&dateTime.dateTime=01.01.2016+00:00¦UTC¦YEAR&area.values=CTY¦10YNO-0--------C!BZN¦10YNO-1--------2&productionType.values=B01&productionType.values=B02&productionType.values=B03&productionType.values=B04&productionType.values=B05&productionType.values=B06&productionType.values=B07&productionType.values=B08&productionType.values=B09&productionType.values=B10&productionType.values=B11&productionType.values=B12&productionType.values=B13&productionType.values=B14&productionType.values=B20&productionType.values=B15&productionType.values=B16&productionType.values=B17&productionType.values=B18&productionType.values=B19&DataTables_Table_0_length=206 | WRI | 1027877 | [9 empty] | 494.74 | 516.85 | 494.74 | 524.42 | 494.74 | NO-ESTIMATION | NO-ESTIMATION | NO-ESTIMATION | NO-ESTIMATION | CAPACITY-FACTOR-V1
NOR | Norway | Dversetelva |  | WRI1003089 | 4 | 67.1611 | 15.4057 | Hydro | [5 empty] | ENTSOE | https://transparency.entsoe.eu/generation/r2/installedCapacityPerProductionUnit/show?name=&defaultValue=true&viewType=TABLE&areaType=BZN&atch=false&dateTime.dateTime=01.01.2016+00:00¦UTC¦YEAR&area.values=CTY¦10YNO-0--------C!BZN¦10YNO-1--------2&productionType.values=B01&productionType.values=B02&productionType.values=B03&productionType.values=B04&productionType.values=B05&productionType.values=B06&productionType.values=B07&productionType.values=B08&productionType.values=B09&productionType.values=B10&productionType.values=B11&productionType.values=B12&productionType.values=B13&productionType.values=B14&productionType.values=B20&productionType.values=B15&productionType.values=B16&productionType.values=B17&productionType.values=B18&productionType.values=B19&DataTables_Table_0_length=302 | WRI | 1105328 | [9 empty] | 19.06 | 19.19 | 19.35 |  | 17.76 | NO-ESTIMATION | NO-ESTIMATION | NO-ESTIMATION | NO-ESTIMATION | CAPACITY-FACTOR-V1
NOR | Norway | Sjonsta |  | WRI1003486 | 88 | 67.1944 | 15.7086 | Hydro | [5 empty] | ENTSOE | https://transparency.entsoe.eu/generation/r2/installedCapacityPerProductionUnit/show?name=&defaultValue=true&viewType=TABLE&areaType=BZN&atch=false&dateTime.dateTime=01.01.2016+00:00¦UTC¦YEAR&area.values=CTY¦10YNO-0--------C!BZN¦10YNO-1--------2&productionType.values=B01&productionType.values=B02&productionType.values=B03&productionType.values=B04&productionType.values=B05&productionType.values=B06&productionType.values=B07&productionType.values=B08&productionType.values=B09&productionType.values=B10&productionType.values=B11&productionType.values=B12&productionType.values=B13&productionType.values=B14&productionType.values=B20&productionType.values=B15&productionType.values=B16&productionType.values=B17&productionType.values=B18&productionType.values=B19&DataTables_Table_0_length=211 | WRI | 1027879 | [9 empty] | 375.59 | 332.46 | 357.96 | 336.38 | 345.41 | NO-ESTIMATION | NO-ESTIMATION | NO-ESTIMATION | NO-ESTIMATION | CAPACITY-FACTOR-V1
NOR | Norway | Siso |  | WRI1003483 | 229 | 67.3250 | 15.7073 | Hydro | [5 empty] | ENTSOE | https://transparency.entsoe.eu/generation/r2/installedCapacityPerProductionUnit/show?name=&defaultValue=true&viewType=TABLE&areaType=BZN&atch=false&dateTime.dateTime=01.01.2016+00:00¦UTC¦YEAR&area.values=CTY¦10YNO-0--------C!BZN¦10YNO-1--------2&productionType.values=B01&productionType.values=B02&productionType.values=B03&productionType.values=B04&productionType.values=B05&productionType.values=B06&productionType.values=B07&productionType.values=B08&productionType.values=B09&productionType.values=B10&productionType.values=B11&productionType.values=B12&productionType.values=B13&productionType.values=B14&productionType.values=B20&productionType.values=B15&productionType.values=B16&productionType.values=B17&productionType.values=B18&productionType.values=B19&DataTables_Table_0_length=200 | Open Power System Data | 1015535 | [9 empty] | 954.32 | 902.55 | 902.55 | 905.03 | 902.55 | SOLAR-V1-NO-AGE | SOLAR-V1-NO-AGE | SOLAR-V1-NO-AGE | SOLAR-V1-NO-AGE | SOLAR-V1-NO-AGE
NOR | Norway | Heggmoen |  | WRI1003202 | 12 | 67.3558 | 14.8521 | Hydro | [5 empty] | ENTSOE | https://transparency.entsoe.eu/generation/r2/installedCapacityPerProductionUnit/show?name=&defaultValue=true&viewType=TABLE&areaType=BZN&atch=false&dateTime.dateTime=01.01.2016+00:00¦UTC¦YEAR&area.values=CTY¦10YNO-0--------C!BZN¦10YNO-1--------2&productionType.values=B01&productionType.values=B02&productionType.values=B03&productionType.values=B04&productionType.values=B05&productionType.values=B06&productionType.values=B07&productionType.values=B08&productionType.values=B09&productionType.values=B10&productionType.values=B11&productionType.values=B12&productionType.values=B13&productionType.values=B14&productionType.values=B20&productionType.values=B15&productionType.values=B16&productionType.values=B17&productionType.values=B18&productionType.values=B19&DataTables_Table_0_length=250 | WRI | 1011175 | [9 empty] | 53.30 | 50.34 | 54.84 | 48.81 | 53.45 | SOLAR-V1-NO-AGE | SOLAR-V1-NO-AGE | SOLAR-V1-NO-AGE | SOLAR-V1-NO-AGE | SOLAR-V1-NO-AGE
NOR | Norway | Lakshola |  | WRI1003308 | 34 | 67.4482 | 15.7505 | Hydro | [5 empty] | ENTSOE | https://transparency.entsoe.eu/generation/r2/installedCapacityPerProductionUnit/show?name=&defaultValue=true&viewType=TABLE&areaType=BZN&atch=false&dateTime.dateTime=01.01.2016+00:00¦UTC¦YEAR&area.values=CTY¦10YNO-0--------C!BZN¦10YNO-1--------2&productionType.values=B01&productionType.values=B02&productionType.values=B03&productionType.values=B04&productionType.values=B05&productionType.values=B06&productionType.values=B07&productionType.values=B08&productionType.values=B09&productionType.values=B10&productionType.values=B11&productionType.values=B12&productionType.values=B13&productionType.values=B14&productionType.values=B20&productionType.values=B15&productionType.values=B16&productionType.values=B17&productionType.values=B18&productionType.values=B19&DataTables_Table_0_length=229 | WRI | 1047932 | [9 empty] | 136.23 | 128.33 | 128.33 | 128.68 | 128.33 | NO-ESTIMATION | NO-ESTIMATION | NO-ESTIMATION | NO-ESTIMATION | NO-ESTIMATION
NOR | Norway | Kobbelv |  | WRI1003288 | 352 | 67.6232 | 15.9902 | Hydro | [5 empty] | ENTSOE | https://transparency.entsoe.eu/generation/r2/installedCapacityPerProductionUnit/show?name=&defaultValue=true&viewType=TABLE&areaType=BZN&atch=false&dateTime.dateTime=01.01.2016+00:00¦UTC¦YEAR&area.values=CTY¦10YNO-0--------C!BZN¦10YNO-1--------2&productionType.values=B01&productionType.values=B02&productionType.values=B03&productionType.values=B04&productionType.values=B05&productionType.values=B06&productionType.values=B07&productionType.values=B08&productionType.values=B09&productionType.values=B10&productionType.values=B11&productionType.values=B12&productionType.values=B13&productionType.values=B14&productionType.values=B20&productionType.values=B15&productionType.values=B16&productionType.values=B17&productionType.values=B18&productionType.values=B19&DataTables_Table_0_length=198 | GEODB | 1030280 | [9 empty] | 1305.04 | 1225.47 | 1225.47 | 1228.83 | 1225.47 | NO-ESTIMATION | NO-ESTIMATION | NO-ESTIMATION | NO-ESTIMATION | CAPACITY-FACTOR-V1
NOR | Norway | Forsanvatn |  | WRI1003134 | 11 | 67.9507 | 15.6540 | Hydro | [5 empty] | ENTSOE | https://transparency.entsoe.eu/generation/r2/installedCapacityPerProductionUnit/show?name=&defaultValue=true&viewType=TABLE&areaType=BZN&atch=false&dateTime.dateTime=01.01.2016+00:00¦UTC¦YEAR&area.values=CTY¦10YNO-0--------C!BZN¦10YNO-1--------2&productionType.values=B01&productionType.values=B02&productionType.values=B03&productionType.values=B04&productionType.values=B05&productionType.values=B06&productionType.values=B07&productionType.values=B08&productionType.values=B09&productionType.values=B10&productionType.values=B11&productionType.values=B12&productionType.values=B13&productionType.values=B14&productionType.values=B20&productionType.values=B15&productionType.values=B16&productionType.values=B17&productionType.values=B18&productionType.values=B19&DataTables_Table_0_length=255 | WRI | 1113825¦1113826 | [9 empty] | 56.28 | 53.12 | 56.29 | 51.32 | 54.42 | SOLAR-V1-NO-AGE | SOLAR-V1-NO-AGE | SOLAR-V1-NO-AGE | SOLAR-V1-NO-AGE | SOLAR-V1-NO-AGE
NOR | Norway | Sorfjord2 |  | WRI1003518 | 88 | 68.0645 | 16.6638 | Hydro | [5 empty] | ENTSOE | https://transparency.entsoe.eu/generation/r2/installedCapacityPerProductionUnit/show?name=&defaultValue=true&viewType=TABLE&areaType=BZN&atch=false&dateTime.dateTime=01.01.2016+00:00¦UTC¦YEAR&area.values=CTY¦10YNO-0--------C!BZN¦10YNO-1--------2&productionType.values=B01&productionType.values=B02&productionType.values=B03&productionType.values=B04&productionType.values=B05&productionType.values=B06&productionType.values=B07&productionType.values=B08&productionType.values=B09&productionType.values=B10&productionType.values=B11&productionType.values=B12&productionType.values=B13&productionType.values=B14&productionType.values=B20&productionType.values=B15&productionType.values=B16&productionType.values=B17&productionType.values=B18&productionType.values=B19&DataTables_Table_0_length=292 | WRI | [10 empty] | 345.31 | 353.30 | 361.04 | 353.05 | 344.77 | NO-ESTIMATION | NO-ESTIMATION | NO-ESTIMATION | NO-ESTIMATION | CAPACITY-FACTOR-V1
NOR | Norway | Batsvann |  | WRI1003025 | 38 | 68.0662 | 17.7754 | Hydro | [5 empty] | ENTSOE | https://transparency.entsoe.eu/generation/r2/installedCapacityPerProductionUnit/show?name=&defaultValue=true&viewType=TABLE&areaType=BZN&atch=false&dateTime.dateTime=01.01.2016+00:00¦UTC¦YEAR&area.values=CTY¦10YNO-0--------C!BZN¦10YNO-1--------2&productionType.values=B01&productionType.values=B02&productionType.values=B03&productionType.values=B04&productionType.values=B05&productionType.values=B06&productionType.values=B07&productionType.values=B08&productionType.values=B09&productionType.values=B10&productionType.values=B11&productionType.values=B12&productionType.values=B13&productionType.values=B14&productionType.values=B20&productionType.values=B15&productionType.values=B16&productionType.values=B17&productionType.values=B18&productionType.values=B19&DataTables_Table_0_length=227 | WRI | [10 empty] | 152.52 | 143.70 | 143.70 | 144.09 | 143.7 | SOLAR-V1-NO-AGE | SOLAR-V1-NO-AGE | SOLAR-V1-NO-AGE | SOLAR-V1-NO-AGE | SOLAR-V1-NO-AGE
NOR | Norway | Norddalen |  | WRI1003392 | 9 | 68.1743 | 17.9191 | Hydro | [5 empty] | ENTSOE | https://transparency.entsoe.eu/generation/r2/installedCapacityPerProductionUnit/show?name=&defaultValue=true&viewType=TABLE&areaType=BZN&atch=false&dateTime.dateTime=01.01.2016+00:00¦UTC¦YEAR&area.values=CTY¦10YNO-0--------C!BZN¦10YNO-1--------2&productionType.values=B01&productionType.values=B02&productionType.values=B03&productionType.values=B04&productionType.values=B05&productionType.values=B06&productionType.values=B07&productionType.values=B08&productionType.values=B09&productionType.values=B10&productionType.values=B11&productionType.values=B12&productionType.values=B13&productionType.values=B14&productionType.values=B20&productionType.values=B15&productionType.values=B16&productionType.values=B17&productionType.values=B18&productionType.values=B19&DataTables_Table_0_length=263 | GEODB | 1030293 | [9 empty] | 39.71 | 39.64 | 41.40 | 38.77 | 41.4 | SOLAR-V1-NO-AGE | SOLAR-V1-NO-AGE | SOLAR-V1-NO-AGE | SOLAR-V1-NO-AGE | SOLAR-V1-NO-AGE
NOR | Norway | Skjomen |  | WRI1003495 | 360 | 68.2038 | 17.3607 | Hydro | [5 empty] | ENTSOE | https://transparency.entsoe.eu/generation/r2/installedCapacityPerProductionUnit/show?name=&defaultValue=true&viewType=TABLE&areaType=BZN&atch=false&dateTime.dateTime=01.01.2016+00:00¦UTC¦YEAR&area.values=CTY¦10YNO-0--------C!BZN¦10YNO-1--------2&productionType.values=B01&productionType.values=B02&productionType.values=B03&productionType.values=B04&productionType.values=B05&productionType.values=B06&productionType.values=B07&productionType.values=B08&productionType.values=B09&productionType.values=B10&productionType.values=B11&productionType.values=B12&productionType.values=B13&productionType.values=B14&productionType.values=B20&productionType.values=B15&productionType.values=B16&productionType.values=B17&productionType.values=B18&productionType.values=B19&DataTables_Table_0_length=197 | WRI | 1030307 | [9 empty] | 1363.05 | 1326.81 | 1382.91 | 1465.63 | 1410.66 | SOLAR-V1-NO-AGE | SOLAR-V1-NO-AGE | SOLAR-V1-NO-AGE | SOLAR-V1-NO-AGE | SOLAR-V1-NO-AGE
NOR | Norway | Leirfossene |  | WRI1003318 | 53 | 68.2394 | 14.5326 | Hydro | [5 empty] | ENTSOE | https://transparency.entsoe.eu/generation/r2/installedCapacityPerProductionUnit/show?name=&defaultValue=true&viewType=TABLE&areaType=BZN&atch=false&dateTime.dateTime=01.01.2016+00:00¦UTC¦YEAR&area.values=CTY¦10YNO-0--------C!BZN¦10YNO-1--------2&productionType.values=B01&productionType.values=B02&productionType.values=B03&productionType.values=B04&productionType.values=B05&productionType.values=B06&productionType.values=B07&productionType.values=B08&productionType.values=B09&productionType.values=B10&productionType.values=B11&productionType.values=B12&productionType.values=B13&productionType.values=B14&productionType.values=B20&productionType.values=B15&productionType.values=B16&productionType.values=B17&productionType.values=B18&productionType.values=B19&DataTables_Table_0_length=350 | WRI | 1074998 | [9 empty] | 222.43 | 197.33 | 222.11 | 197.87 | 197.33 | SOLAR-V1-NO-AGE | SOLAR-V1-NO-AGE | SOLAR-V1-NO-AGE | SOLAR-V1-NO-AGE | SOLAR-V1-NO-AGE
NOR | Norway | Forsa |  | WRI1003132 | 14 | 68.2762 | 16.6251 | Hydro | [5 empty] | ENTSOE | https://transparency.entsoe.eu/generation/r2/installedCapacityPerProductionUnit/show?name=&defaultValue=true&viewType=TABLE&areaType=BZN&atch=false&dateTime.dateTime=01.01.2016+00:00¦UTC¦YEAR&area.values=CTY¦10YNO-0--------C!BZN¦10YNO-1--------2&productionType.values=B01&productionType.values=B02&productionType.values=B03&productionType.values=B04&productionType.values=B05&productionType.values=B06&productionType.values=B07&productionType.values=B08&productionType.values=B09&productionType.values=B10&productionType.values=B11&productionType.values=B12&productionType.values=B13&productionType.values=B14&productionType.values=B20&productionType.values=B15&productionType.values=B16&productionType.values=B17&productionType.values=B18&productionType.values=B19&DataTables_Table_0_length=246 | WRI | 1024277¦1091984 | [9 empty] | 51.14 | 47.53 | 47.53 | 47.66 | 47.53 | NO-ESTIMATION | NO-ESTIMATION | NO-ESTIMATION | NO-ESTIMATION | CAPACITY-FACTOR-V1
NOR | Norway | Kvitfossen |  | WRI1003304 | 8 | 68.3268 | 14.6523 | Hydro | [5 empty] | ENTSOE | https://transparency.entsoe.eu/generation/r2/installedCapacityPerProductionUnit/show?name=&defaultValue=true&viewType=TABLE&areaType=BZN&atch=false&dateTime.dateTime=01.01.2016+00:00¦UTC¦YEAR&area.values=CTY¦10YNO-0--------C!BZN¦10YNO-1--------2&productionType.values=B01&productionType.values=B02&productionType.values=B03&productionType.values=B04&productionType.values=B05&productionType.values=B06&productionType.values=B07&productionType.values=B08&productionType.values=B09&productionType.values=B10&productionType.values=B11&productionType.values=B12&productionType.values=B13&productionType.values=B14&productionType.values=B20&productionType.values=B15&productionType.values=B16&productionType.values=B17&productionType.values=B18&productionType.values=B19&DataTables_Table_0_length=268 | WRI | 1087754 | [9 empty] | 38.06 | 32.61 | 37.81 | 32.70 | 32.61 | NO-ESTIMATION | NO-ESTIMATION | NO-ESTIMATION | NO-ESTIMATION | CAPACITY-FACTOR-V1
NOR | Norway | Sildvik |  | WRI1003482 | 75 | 68.4087 | 17.8011 | Hydro | [5 empty] | ENTSOE | https://transparency.entsoe.eu/generation/r2/installedCapacityPerProductionUnit/show?name=&defaultValue=true&viewType=TABLE&areaType=BZN&atch=false&dateTime.dateTime=01.01.2016+00:00¦UTC¦YEAR&area.values=CTY¦10YNO-0--------C!BZN¦10YNO-1--------2&productionType.values=B01&productionType.values=B02&productionType.values=B03&productionType.values=B04&productionType.values=B05&productionType.values=B06&productionType.values=B07&productionType.values=B08&productionType.values=B09&productionType.values=B10&productionType.values=B11&productionType.values=B12&productionType.values=B13&productionType.values=B14&productionType.values=B20&productionType.values=B15&productionType.values=B16&productionType.values=B17&productionType.values=B18&productionType.values=B19&DataTables_Table_0_length=214 | WRI | 1024247 | [9 empty] | 298.06 | 298.64 | 297.76 | 301.73 | 297.76 | SOLAR-V1-NO-AGE | SOLAR-V1-NO-AGE | SOLAR-V1-NO-AGE | SOLAR-V1-NO-AGE | SOLAR-V1-NO-AGE
NOR | Norway | Djupfjord 1 |  | WRI1003081 | 5 | 68.6026 | 15.4734 | Hydro | [5 empty] | ENTSOE | https://transparency.entsoe.eu/generation/r2/installedCapacityPerProductionUnit/show?name=&defaultValue=true&viewType=TABLE&areaType=BZN&atch=false&dateTime.dateTime=01.01.2016+00:00¦UTC¦YEAR&area.values=CTY¦10YNO-0--------C!BZN¦10YNO-1--------2&productionType.values=B01&productionType.values=B02&productionType.values=B03&productionType.values=B04&productionType.values=B05&productionType.values=B06&productionType.values=B07&productionType.values=B08&productionType.values=B09&productionType.values=B10&productionType.values=B11&productionType.values=B12&productionType.values=B13&productionType.values=B14&productionType.values=B20&productionType.values=B15&productionType.values=B16&productionType.values=B17&productionType.values=B18&productionType.values=B19&DataTables_Table_0_length=289 | WRI | 1090973 | [9 empty] | 25.34 | 24.51 | 25.16 | 25.32 | 24.5 | NO-ESTIMATION | NO-ESTIMATION | NO-ESTIMATION | NO-ESTIMATION | CAPACITY-FACTOR-V1
NOR | Norway | Dittielva |  | WRI1003078 | 6 | 68.6564 | 18.7843 | Hydro | [5 empty] | ENTSOE | https://transparency.entsoe.eu/generation/r2/installedCapacityPerProductionUnit/show?name=&defaultValue=true&viewType=TABLE&areaType=BZN&atch=false&dateTime.dateTime=01.01.2016+00:00¦UTC¦YEAR&area.values=CTY¦10YNO-0--------C!BZN¦10YNO-1--------2&productionType.values=B01&productionType.values=B02&productionType.values=B03&productionType.values=B04&productionType.values=B05&productionType.values=B06&productionType.values=B07&productionType.values=B08&productionType.values=B09&productionType.values=B10&productionType.values=B11&productionType.values=B12&productionType.values=B13&productionType.values=B14&productionType.values=B20&productionType.values=B15&productionType.values=B16&productionType.values=B17&productionType.values=B18&productionType.values=B19&DataTables_Table_0_length=285 | WRI | 1105327 | [9 empty] | 25.95 | 24.81 | 25.76 | 24.88 | 24.81 | NO-ESTIMATION | NO-ESTIMATION | NO-ESTIMATION | NO-ESTIMATION | CAPACITY-FACTOR-V1
NOR | Norway | Innset |  | WRI1003246 | 105 | 68.6576 | 18.8200 | Hydro | [5 empty] | ENTSOE | https://transparency.entsoe.eu/generation/r2/installedCapacityPerProductionUnit/show?name=&defaultValue=true&viewType=TABLE&areaType=BZN&atch=false&dateTime.dateTime=01.01.2016+00:00¦UTC¦YEAR&area.values=CTY¦10YNO-0--------C!BZN¦10YNO-1--------2&productionType.values=B01&productionType.values=B02&productionType.values=B03&productionType.values=B04&productionType.values=B05&productionType.values=B06&productionType.values=B07&productionType.values=B08&productionType.values=B09&productionType.values=B10&productionType.values=B11&productionType.values=B12&productionType.values=B13&productionType.values=B14&productionType.values=B20&productionType.values=B15&productionType.values=B16&productionType.values=B17&productionType.values=B18&productionType.values=B19&DataTables_Table_0_length=209 | WRI | 1030276 | [9 empty] | 416.23 | 399.01 | 415.59 | 400.10 | 399.01 | NO-ESTIMATION | NO-ESTIMATION | NO-ESTIMATION | NO-ESTIMATION | CAPACITY-FACTOR-V1
NOR | Norway | Straumsmo |  | WRI1003539 | 170 | 68.7408 | 18.6430 | Hydro | [5 empty] | ENTSOE | https://transparency.entsoe.eu/generation/r2/installedCapacityPerProductionUnit/show?name=&defaultValue=true&viewType=TABLE&areaType=BZN&atch=false&dateTime.dateTime=01.01.2016+00:00¦UTC¦YEAR&area.values=CTY¦10YNO-0--------C!BZN¦10YNO-1--------2&productionType.values=B01&productionType.values=B02&productionType.values=B03&productionType.values=B04&productionType.values=B05&productionType.values=B06&productionType.values=B07&productionType.values=B08&productionType.values=B09&productionType.values=B10&productionType.values=B11&productionType.values=B12&productionType.values=B13&productionType.values=B14&productionType.values=B20&productionType.values=B15&productionType.values=B16&productionType.values=B17&productionType.values=B18&productionType.values=B19&DataTables_Table_0_length=204 | WRI | 1030310 | [9 empty] | 628.67 | 601.83 | 628.67 | 603.48 | 601.83 | NO-ESTIMATION | NO-ESTIMATION | NO-ESTIMATION | NO-ESTIMATION | CAPACITY-FACTOR-V1
NOR | Norway | Dividalen |  | WRI1003079 | 30 | 68.8741 | 19.5607 | Hydro | [5 empty] | ENTSOE | https://transparency.entsoe.eu/generation/r2/installedCapacityPerProductionUnit/show?name=&defaultValue=true&viewType=TABLE&areaType=BZN&atch=false&dateTime.dateTime=01.01.2016+00:00¦UTC¦YEAR&area.values=CTY¦10YNO-0--------C!BZN¦10YNO-1--------2&productionType.values=B01&productionType.values=B02&productionType.values=B03&productionType.values=B04&productionType.values=B05&productionType.values=B06&productionType.values=B07&productionType.values=B08&productionType.values=B09&productionType.values=B10&productionType.values=B11&productionType.values=B12&productionType.values=B13&productionType.values=B14&productionType.values=B20&productionType.values=B15&productionType.values=B16&productionType.values=B17&productionType.values=B18&productionType.values=B19&DataTables_Table_0_length=234 | WRI | 1032021 | [9 empty] | 140.90 | 136.82 | 135.35 | 137.19 | 140.9 | NO-ESTIMATION | NO-ESTIMATION | NO-ESTIMATION | NO-ESTIMATION | CAPACITY-FACTOR-V1
NOR | Norway | Bardufoss |  | WRI1003023 | 2 | 69.0437 | 18.5897 | Hydro | [5 empty] | ENTSOE | https://transparency.entsoe.eu/generation/r2/installedCapacityPerProductionUnit/show?name=&defaultValue=true&viewType=TABLE&areaType=BZN&atch=false&dateTime.dateTime=01.01.2016+00:00¦UTC¦YEAR&area.values=CTY¦10YNO-0--------C!BZN¦10YNO-1--------2&productionType.values=B01&productionType.values=B02&productionType.values=B03&productionType.values=B04&productionType.values=B05&productionType.values=B06&productionType.values=B07&productionType.values=B08&productionType.values=B09&productionType.values=B10&productionType.values=B11&productionType.values=B12&productionType.values=B13&productionType.values=B14&productionType.values=B20&productionType.values=B15&productionType.values=B16&productionType.values=B17&productionType.values=B18&productionType.values=B19&DataTables_Table_0_length=319 | GEODB | 1010753 | [9 empty] | 8.44 | 8.39 | 8.63 | 8.13 | 8.65 | NO-ESTIMATION | NO-ESTIMATION | NO-ESTIMATION | NO-ESTIMATION | NO-ESTIMATION
NOR | Norway | Lavkajohka |  | WRI1003315 | 10 | 69.2343 | 20.5261 | Hydro | [5 empty] | ENTSOE | https://transparency.entsoe.eu/generation/r2/installedCapacityPerProductionUnit/show?name=&defaultValue=true&viewType=TABLE&areaType=BZN&atch=false&dateTime.dateTime=01.01.2016+00:00¦UTC¦YEAR&area.values=CTY¦10YNO-0--------C!BZN¦10YNO-1--------2&productionType.values=B01&productionType.values=B02&productionType.values=B03&productionType.values=B04&productionType.values=B05&productionType.values=B06&productionType.values=B07&productionType.values=B08&productionType.values=B09&productionType.values=B10&productionType.values=B11&productionType.values=B12&productionType.values=B13&productionType.values=B14&productionType.values=B20&productionType.values=B15&productionType.values=B16&productionType.values=B17&productionType.values=B18&productionType.values=B19&DataTables_Table_0_length=258 | WRI | [10 empty] | 41.20 | 45.59 | 40.79 | 40.89 | 41.84 | NO-ESTIMATION | NO-ESTIMATION | NO-ESTIMATION | NO-ESTIMATION | CAPACITY-FACTOR-V1
NOR | Norway | Skibotn |  | WRI1003489 | 83 | 69.3153 | 20.3582 | Hydro | [5 empty] | ENTSOE | https://transparency.entsoe.eu/generation/r2/installedCapacityPerProductionUnit/show?name=&defaultValue=true&viewType=TABLE&areaType=BZN&atch=false&dateTime.dateTime=01.01.2016+00:00¦UTC¦YEAR&area.values=CTY¦10YNO-0--------C!BZN¦10YNO-1--------2&productionType.values=B01&productionType.values=B02&productionType.values=B03&productionType.values=B04&productionType.values=B05&productionType.values=B06&productionType.values=B07&productionType.values=B08&productionType.values=B09&productionType.values=B10&productionType.values=B11&productionType.values=B12&productionType.values=B13&productionType.values=B14&productionType.values=B20&productionType.values=B15&productionType.values=B16&productionType.values=B17&productionType.values=B18&productionType.values=B19&DataTables_Table_0_length=212 | WRI | 1032028 | [9 empty] | 315.17 | 366.26 | 325.56 | 327.12 | 344.32 | NO-ESTIMATION | NO-ESTIMATION | NO-ESTIMATION | NO-ESTIMATION | CAPACITY-FACTOR-V1
NOR | Norway | Skogfoss |  | WRI1003497 | 54 | 69.3729 | 29.6940 | Hydro | [5 empty] | ENTSOE | https://transparency.entsoe.eu/generation/r2/installedCapacityPerProductionUnit/show?name=&defaultValue=true&viewType=TABLE&areaType=BZN&atch=false&dateTime.dateTime=01.01.2016+00:00¦UTC¦YEAR&area.values=CTY¦10YNO-0--------C!BZN¦10YNO-1--------2&productionType.values=B01&productionType.values=B02&productionType.values=B03&productionType.values=B04&productionType.values=B05&productionType.values=B06&productionType.values=B07&productionType.values=B08&productionType.values=B09&productionType.values=B10&productionType.values=B11&productionType.values=B12&productionType.values=B13&productionType.values=B14&productionType.values=B20&productionType.values=B15&productionType.values=B16&productionType.values=B17&productionType.values=B18&productionType.values=B19&DataTables_Table_0_length=222 | WRI | 1027928 | [9 empty] | 267.57 | 266.72 | 271.17 | 251.72 | 278.41 | NO-ESTIMATION | NO-ESTIMATION | NO-ESTIMATION | NO-ESTIMATION | CAPACITY-FACTOR-V1
NOR | Norway | Ellenelva |  | WRI1003104 | 6 | 69.3807 | 19.6447 | Hydro | [5 empty] | ENTSOE | https://transparency.entsoe.eu/generation/r2/installedCapacityPerProductionUnit/show?name=&defaultValue=true&viewType=TABLE&areaType=BZN&atch=false&dateTime.dateTime=01.01.2016+00:00¦UTC¦YEAR&area.values=CTY¦10YNO-0--------C!BZN¦10YNO-1--------2&productionType.values=B01&productionType.values=B02&productionType.values=B03&productionType.values=B04&productionType.values=B05&productionType.values=B06&productionType.values=B07&productionType.values=B08&productionType.values=B09&productionType.values=B10&productionType.values=B11&productionType.values=B12&productionType.values=B13&productionType.values=B14&productionType.values=B20&productionType.values=B15&productionType.values=B16&productionType.values=B17&productionType.values=B18&productionType.values=B19&DataTables_Table_0_length=281 | WRI | 1105332 | [9 empty] | 24.01 | 22.46 | 25.93 | 26.00 | 22.75 | SOLAR-V1-NO-AGE | SOLAR-V1-NO-AGE | SOLAR-V1-NO-AGE | SOLAR-V1-NO-AGE | SOLAR-V1-NO-AGE
NOR | Norway | Lysbotn |  | WRI1003338 | 6 | 69.3871 | 17.7976 | Hydro | [5 empty] | ENTSOE | https://transparency.entsoe.eu/generation/r2/installedCapacityPerProductionUnit/show?name=&defaultValue=true&viewType=TABLE&areaType=BZN&atch=false&dateTime.dateTime=01.01.2016+00:00¦UTC¦YEAR&area.values=CTY¦10YNO-0--------C!BZN¦10YNO-1--------2&productionType.values=B01&productionType.values=B02&productionType.values=B03&productionType.values=B04&productionType.values=B05&productionType.values=B06&productionType.values=B07&productionType.values=B08&productionType.values=B09&productionType.values=B10&productionType.values=B11&productionType.values=B12&productionType.values=B13&productionType.values=B14&productionType.values=B20&productionType.values=B15&productionType.values=B16&productionType.values=B17&productionType.values=B18&productionType.values=B19&DataTables_Table_0_length=273 | WRI | 1032024 | [9 empty] | 24.41 | 24.59 | 24.91 | 25.17 | 24.59 | SOLAR-V1-NO-AGE | SOLAR-V1-NO-AGE | SOLAR-V1-NO-AGE | SOLAR-V1-NO-AGE | SOLAR-V1-NO-AGE
NOR | Norway | Melkefoss |  | WRI1003354 | 26 | 69.3993 | 29.7872 | Hydro | [5 empty] | ENTSOE | https://transparency.entsoe.eu/generation/r2/installedCapacityPerProductionUnit/show?name=&defaultValue=true&viewType=TABLE&areaType=BZN&atch=false&dateTime.dateTime=01.01.2016+00:00¦UTC¦YEAR&area.values=CTY¦10YNO-0--------C!BZN¦10YNO-1--------2&productionType.values=B01&productionType.values=B02&productionType.values=B03&productionType.values=B04&productionType.values=B05&productionType.values=B06&productionType.values=B07&productionType.values=B08&productionType.values=B09&productionType.values=B10&productionType.values=B11&productionType.values=B12&productionType.values=B13&productionType.values=B14&productionType.values=B20&productionType.values=B15&productionType.values=B16&productionType.values=B17&productionType.values=B18&productionType.values=B19&DataTables_Table_0_length=238 | WRI | 1027927 | [9 empty] | 133.16 | 132.75 | 134.89 | 132.43 | 138.38 | SOLAR-V1-NO-AGE | SOLAR-V1-NO-AGE | SOLAR-V1-NO-AGE | SOLAR-V1-NO-AGE | SOLAR-V1-NO-AGE
NOR | Norway | Bergsbotn |  | WRI1003029 | 10 | 69.4332 | 17.4829 | Hydro | [5 empty] | ENTSOE | https://transparency.entsoe.eu/generation/r2/installedCapacityPerProductionUnit/show?name=&defaultValue=true&viewType=TABLE&areaType=BZN&atch=false&dateTime.dateTime=01.01.2016+00:00¦UTC¦YEAR&area.values=CTY¦10YNO-0--------C!BZN¦10YNO-1--------2&productionType.values=B01&productionType.values=B02&productionType.values=B03&productionType.values=B04&productionType.values=B05&productionType.values=B06&productionType.values=B07&productionType.values=B08&productionType.values=B09&productionType.values=B10&productionType.values=B11&productionType.values=B12&productionType.values=B13&productionType.values=B14&productionType.values=B20&productionType.values=B15&productionType.values=B16&productionType.values=B17&productionType.values=B18&productionType.values=B19&DataTables_Table_0_length=257 | WRI | 1032020 | [9 empty] | 40.77 | 38.19 | 38.19 | 38.30 | 38.19 | NO-ESTIMATION | NO-ESTIMATION | NO-ESTIMATION | NO-ESTIMATION | CAPACITY-FACTOR-V1
NOR | Norway | Lassajavrre |  | WRI1003313 | 9 | 69.6606 | 22.2200 | Hydro | [5 empty] | ENTSOE | https://transparency.entsoe.eu/generation/r2/installedCapacityPerProductionUnit/show?name=&defaultValue=true&viewType=TABLE&areaType=BZN&atch=false&dateTime.dateTime=01.01.2016+00:00¦UTC¦YEAR&area.values=CTY¦10YNO-0--------C!BZN¦10YNO-1--------2&productionType.values=B01&productionType.values=B02&productionType.values=B03&productionType.values=B04&productionType.values=B05&productionType.values=B06&productionType.values=B07&productionType.values=B08&productionType.values=B09&productionType.values=B10&productionType.values=B11&productionType.values=B12&productionType.values=B13&productionType.values=B14&productionType.values=B20&productionType.values=B15&productionType.values=B16&productionType.values=B17&productionType.values=B18&productionType.values=B19&DataTables_Table_0_length=264 | WRI | 1021498 | [9 empty] | 41.12 | 41.29 | 39.90 | 43.28 | 43.58 | SOLAR-V1-NO-AGE | SOLAR-V1-NO-AGE | SOLAR-V1-NO-AGE | SOLAR-V1-NO-AGE | SOLAR-V1-NO-AGE
NOR | Norway | Kildalen |  | WRI1003273 | 9 | 69.6660 | 21.1067 | Hydro | [5 empty] | ENTSOE | https://transparency.entsoe.eu/generation/r2/installedCapacityPerProductionUnit/show?name=&defaultValue=true&viewType=TABLE&areaType=BZN&atch=false&dateTime.dateTime=01.01.2016+00:00¦UTC¦YEAR&area.values=CTY¦10YNO-0--------C!BZN¦10YNO-1--------2&productionType.values=B01&productionType.values=B02&productionType.values=B03&productionType.values=B04&productionType.values=B05&productionType.values=B06&productionType.values=B07&productionType.values=B08&productionType.values=B09&productionType.values=B10&productionType.values=B11&productionType.values=B12&productionType.values=B13&productionType.values=B14&productionType.values=B20&productionType.values=B15&productionType.values=B16&productionType.values=B17&productionType.values=B18&productionType.values=B19&DataTables_Table_0_length=262 | WRI | 1024215 | [9 empty] | 39.33 | 36.95 | 38.65 | 37.33 | 37.85 | SOLAR-V1-NO-AGE | SOLAR-V1-NO-AGE | SOLAR-V1-NO-AGE | SOLAR-V1-NO-AGE | SOLAR-V1-NO-AGE
NOR | Norway | Alta krv |  | WRI1002997 | 180 | 69.7049 | 23.8185 | Hydro | [5 empty] | ENTSOE | https://transparency.entsoe.eu/generation/r2/installedCapacityPerProductionUnit/show?name=&defaultValue=true&viewType=TABLE&areaType=BZN&atch=false&dateTime.dateTime=01.01.2016+00:00¦UTC¦YEAR&area.values=CTY¦10YNO-0--------C!BZN¦10YNO-1--------2&productionType.values=B01&productionType.values=B02&productionType.values=B03&productionType.values=B04&productionType.values=B05&productionType.values=B06&productionType.values=B07&productionType.values=B08&productionType.values=B09&productionType.values=B10&productionType.values=B11&productionType.values=B12&productionType.values=B13&productionType.values=B14&productionType.values=B20&productionType.values=B15&productionType.values=B16&productionType.values=B17&productionType.values=B18&productionType.values=B19&DataTables_Table_0_length=203 | WRI | [10 empty] | 756.43 | 722.59 | 681.19 | 729.47 | 708.88 | SOLAR-V1-NO-AGE | SOLAR-V1-NO-AGE | SOLAR-V1-NO-AGE | SOLAR-V1-NO-AGE | SOLAR-V1-NO-AGE
NOR | Norway | Kvanangen |  | WRI1003297 | 64 | 69.7142 | 22.1694 | Hydro | [5 empty] | ENTSOE | https://transparency.entsoe.eu/generation/r2/installedCapacityPerProductionUnit/show?name=&defaultValue=true&viewType=TABLE&areaType=BZN&atch=false&dateTime.dateTime=01.01.2016+00:00¦UTC¦YEAR&area.values=CTY¦10YNO-0--------C!BZN¦10YNO-1--------2&productionType.values=B01&productionType.values=B02&productionType.values=B03&productionType.values=B04&productionType.values=B05&productionType.values=B06&productionType.values=B07&productionType.values=B08&productionType.values=B09&productionType.values=B10&productionType.values=B11&productionType.values=B12&productionType.values=B13&productionType.values=B14&productionType.values=B20&productionType.values=B15&productionType.values=B16&productionType.values=B17&productionType.values=B18&productionType.values=B19&DataTables_Table_0_length=216 | WRI | [10 empty] | 260.78 | 262.41 | 254.00 | 267.25 | 285.04 | SOLAR-V1-NO-AGE | SOLAR-V1-NO-AGE | SOLAR-V1-NO-AGE | SOLAR-V1-NO-AGE | SOLAR-V1-NO-AGE
NOR | Norway | Luostejok |  | WRI1003334 | 2 | 69.8295 | 25.1672 | Hydro | [5 empty] | ENTSOE | https://transparency.entsoe.eu/generation/r2/installedCapacityPerProductionUnit/show?name=&defaultValue=true&viewType=TABLE&areaType=BZN&atch=false&dateTime.dateTime=01.01.2016+00:00¦UTC¦YEAR&area.values=CTY¦10YNO-0--------C!BZN¦10YNO-1--------2&productionType.values=B01&productionType.values=B02&productionType.values=B03&productionType.values=B04&productionType.values=B05&productionType.values=B06&productionType.values=B07&productionType.values=B08&productionType.values=B09&productionType.values=B10&productionType.values=B11&productionType.values=B12&productionType.values=B13&productionType.values=B14&productionType.values=B20&productionType.values=B15&productionType.values=B16&productionType.values=B17&productionType.values=B18&productionType.values=B19&DataTables_Table_0_length=318 | WRI | 1094191 | [9 empty] | 9.11 | 9.28 | 8.43 | 8.11 | 8.55 | SOLAR-V1-NO-AGE | SOLAR-V1-NO-AGE | SOLAR-V1-NO-AGE | SOLAR-V1-NO-AGE | SOLAR-V1-NO-AGE
NOR | Norway | Gandvik |  | WRI1003155 | 5 | 70.0147 | 29.1153 | Hydro | [5 empty] | ENTSOE | https://transparency.entsoe.eu/generation/r2/installedCapacityPerProductionUnit/show?name=&defaultValue=true&viewType=TABLE&areaType=BZN&atch=false&dateTime.dateTime=01.01.2016+00:00¦UTC¦YEAR&area.values=CTY¦10YNO-0--------C!BZN¦10YNO-1--------2&productionType.values=B01&productionType.values=B02&productionType.values=B03&productionType.values=B04&productionType.values=B05&productionType.values=B06&productionType.values=B07&productionType.values=B08&productionType.values=B09&productionType.values=B10&productionType.values=B11&productionType.values=B12&productionType.values=B13&productionType.values=B14&productionType.values=B20&productionType.values=B15&productionType.values=B16&productionType.values=B17&productionType.values=B18&productionType.values=B19&DataTables_Table_0_length=291 | WRI | 1091547 | [9 empty] | 17.79 | 16.63 | 16.63 | 16.68 | 16.63 | SOLAR-V1-NO-AGE | SOLAR-V1-NO-AGE | SOLAR-V1-NO-AGE | SOLAR-V1-NO-AGE | SOLAR-V1-NO-AGE
NOR | Norway | Adamselv |  | WRI1002992 | 60 | 70.3720 | 26.7876 | Hydro | [5 empty] | ENTSOE | https://transparency.entsoe.eu/generation/r2/installedCapacityPerProductionUnit/show?name=&defaultValue=true&viewType=TABLE&areaType=BZN&atch=false&dateTime.dateTime=01.01.2016+00:00¦UTC¦YEAR&area.values=CTY¦10YNO-0--------C!BZN¦10YNO-1--------2&productionType.values=B01&productionType.values=B02&productionType.values=B03&productionType.values=B04&productionType.values=B05&productionType.values=B06&productionType.values=B07&productionType.values=B08&productionType.values=B09&productionType.values=B10&productionType.values=B11&productionType.values=B12&productionType.values=B13&productionType.values=B14&productionType.values=B20&productionType.values=B15&productionType.values=B16&productionType.values=B17&productionType.values=B18&productionType.values=B19&DataTables_Table_0_length=219 | WRI | 1017036 | [9 empty] | 294.09 | 280.27 | 284.25 | 285.03 | 284.25 | NO-ESTIMATION | NO-ESTIMATION | NO-ESTIMATION | NO-ESTIMATION | NO-ESTIMATION
NPL | Nepal | Gandak Hydroelectric Power Plant Nepal |  | GEODB0044203 | 15 | 27.4268 | 83.7918 | Hydro | [5 empty] | GEODB | http://globalenergyobservatory.org | GEODB |  | 2017 | [8 empty] | 32.73 | 32.73 | 49.92 | 32.82 | 32.73 | SOLAR-V1-NO-AGE | SOLAR-V1-NO-AGE | SOLAR-V1-NO-AGE | SOLAR-V1-NO-AGE | SOLAR-V1-NO-AGE
NPL | Nepal | Kulekhani-II Hydroelectric Power Plant Nepal |  | GEODB0040482 | 32 | 27.5090 | 85.0519 | Hydro | [5 empty] | GEODB | http://globalenergyobservatory.org | GEODB | 1055381 | 2017 | [8 empty] | 81.19 | 81.19 | 118.63 | 81.41 | 81.19 | SOLAR-V1-NO-AGE | SOLAR-V1-NO-AGE | SOLAR-V1-NO-AGE | SOLAR-V1-NO-AGE | SOLAR-V1-NO-AGE
NPL | Nepal | Khimti Hydroelectric Power Plant Nepal |  | GEODB0040485 | 60 | 27.5500 | 86.1690 | Hydro | [5 empty] | GEODB | http://globalenergyobservatory.org | GEODB | 1018461 | 2017 | [8 empty] | 182.43 | 174.43 | 245.37 | 185.45 | 182.43 | NO-ESTIMATION | NO-ESTIMATION | NO-ESTIMATION | NO-ESTIMATION | NO-ESTIMATION
NPL | Nepal | Kulekhani-I Hydroelectric Power Plant Nepal |  | GEODB0040480 | 60 | 27.5900 | 85.1550 | Hydro | [5 empty] | GEODB | http://globalenergyobservatory.org | GEODB | 1023788 | 2017 | [8 empty] | 167.20 | 182.42 | 281.79 | 181.70 | 164.83 | SOLAR-V1-NO-AGE | SOLAR-V1-NO-AGE | SOLAR-V1-NO-AGE | SOLAR-V1-NO-AGE | SOLAR-V1-NO-AGE
NPL | Nepal | Sunkosi Hydroelectric Power Plant Nepal |  | GEODB0044207 | 10.05 | 27.7806 | 85.9170 | Hydro | [5 empty] | GEODB | http://globalenergyobservatory.org | GEODB |  | 2017 | [8 empty] | 39.04 | 37.09 | 44.28 | 38.15 | 37.94 | SOLAR-V1-NO-AGE | SOLAR-V1-NO-AGE | SOLAR-V1-NO-AGE | SOLAR-V1-NO-AGE | SOLAR-V1-NO-AGE
NPL | Nepal | Devighat Hydroelectric Power Plant Nepal |  | GEODB0040484 | 14.1 | 27.9212 | 85.1462 | Hydro | [5 empty] | GEODB | http://globalenergyobservatory.org | GEODB | 1023765 | 2017 | [8 empty] | 71.47 | 67.47 | 79.65 | 71.91 | 67.68 | NO-ESTIMATION | NO-ESTIMATION | NO-ESTIMATION | NO-ESTIMATION | NO-ESTIMATION
NPL | Nepal | Marsyangdi Hydroelectric Power Plant Nepal |  | GEODB0040477 | 69 | 27.9262 | 84.4965 | Hydro | [5 empty] | GEODB | http://globalenergyobservatory.org | GEODB | 1023792 | 2017 | [8 empty] | 304.14 | 324.06 | 377.67 | 304.97 | 322.03 | NO-ESTIMATION | NO-ESTIMATION | NO-ESTIMATION | NO-ESTIMATION | NO-ESTIMATION
NPL | Nepal | Bhote Koshi Hydroelectric Power Plant Nepal |  | GEODB0040476 | 45 | 27.9388 | 85.9450 | Hydro | [5 empty] | GEODB | http://globalenergyobservatory.org | GEODB |  | 2017 | [8 empty] | 163.39 | 163.16 | 199.16 | 167.34 | 163.55 | SOLAR-V1-NO-AGE | SOLAR-V1-NO-AGE | SOLAR-V1-NO-AGE | SOLAR-V1-NO-AGE | SOLAR-V1-NO-AGE
NPL | Nepal | Trishuli Hydroelectric Power Plant Nepal |  | GEODB0040483 | 24 | 27.9629 | 85.1707 | Hydro | [5 empty] | GEODB | http://globalenergyobservatory.org | GEODB | 1023815 | 2017 | [8 empty] | 119.52 | 112.54 | 133.53 | 120.26 | 112.89 | SOLAR-V1-NO-AGE | SOLAR-V1-NO-AGE | SOLAR-V1-NO-AGE | SOLAR-V1-NO-AGE | SOLAR-V1-NO-AGE
NPL | Nepal | Kali Gandaki Hydroelectric Power Plant Nepal |  | GEODB0040475 | 144 | 27.9760 | 83.5680 | Hydro | [5 empty] | GEODB | http://globalenergyobservatory.org | GEODB | 1023783 | 2017 | [8 empty] | 616.59 | 566.26 | 691.80 | 618.28 | 582.4 | SOLAR-V1-NO-AGE | SOLAR-V1-NO-AGE | SOLAR-V1-NO-AGE | SOLAR-V1-NO-AGE | SOLAR-V1-NO-AGE
NPL | Nepal | Middle Marsyangdi Hydroelectric Power Plant Nepal |  | GEODB0040478 | 70 | 28.1890 | 84.4195 | Hydro | [5 empty] | GEODB | http://globalenergyobservatory.org | GEODB | 1023792 | 2017 | [8 empty] | 311.36 | 273.94 | 329.67 | 312.21 | 273.94 | NO-ESTIMATION | NO-ESTIMATION | NO-ESTIMATION | NO-ESTIMATION | CAPACITY-FACTOR-V1
NPL | Nepal | Modi Khola Hydroelectric Power Plant Nepal |  | GEODB0043974 | 14.8 | 28.2720 | 83.7411 | Hydro | [5 empty] | GEODB | http://globalenergyobservatory.org | GEODB | 1023794 | 2017 | [8 empty] | 33.44 | 33.44 | 50.40 | 33.54 | 33.44 | SOLAR-V1-NO-AGE | SOLAR-V1-NO-AGE | SOLAR-V1-NO-AGE | SOLAR-V1-NO-AGE | SOLAR-V1-NO-AGE
NZL | New Zealand | Karapiro |  | WRI1000315 | 96 | -37.9243 | 175.5393 | Hydro |  |  |  | 1947.0 | Mercury Energy | Mercury Energy | https://www.mercury.co.nz/About/Renewable-Energy/Hydro-Generation.aspx | GEODB | 1015222 | [9 empty] | 431.29 | 445.15 | 345.60 | 364.81 | 431.32 | SOLAR-V1-NO-AGE | SOLAR-V1-NO-AGE | SOLAR-V1-NO-AGE | SOLAR-V1-NO-AGE | SOLAR-V1-NO-AGE
NZL | New Zealand | Arapuni |  | WRI1000316 | 192 | -38.0714 | 175.6433 | Hydro |  |  |  | 1929.0 | Mercury Energy | Mercury Energy | https://www.mercury.co.nz/About/Renewable-Energy/Hydro-Generation.aspx | GEODB | 1015208 | [9 empty] | 809.95 | 839.77 | 647.05 | 670.64 | 804.81 | NO-ESTIMATION | NO-ESTIMATION | NO-ESTIMATION | NO-ESTIMATION | NO-ESTIMATION
NZL | New Zealand | Matahina |  | WRI1000339 | 60 | -38.1141 | 176.8162 | Hydro |  |  |  | 1967.0 | Trustpower | Trustpower | https://www.trustpower.co.nz/our-assets-and-capability/power-generation/tararua | GEODB | 1015227 | [9 empty] | 245.07 | 245.07 | 209.91 | 222.08 | 211.82 | NO-ESTIMATION | NO-ESTIMATION | NO-ESTIMATION | NO-ESTIMATION | CAPACITY-FACTOR-V1
NZL | New Zealand | Waipapa |  | WRI1000317 | 54 | -38.2920 | 175.6835 | Hydro |  |  |  | 1961.0 | Mercury Energy | Mercury Energy | https://www.mercury.co.nz/About/Renewable-Energy/Hydro-Generation.aspx | GEODB | 1015243 | [9 empty] | 241.89 | 236.89 | 199.20 | 205.81 | 243.84 | NO-ESTIMATION | NO-ESTIMATION | NO-ESTIMATION | NO-ESTIMATION | CAPACITY-FACTOR-V1
NZL | New Zealand | Maraetai |  | WRI1000318 | 352 | -38.3521 | 175.7465 | Hydro |  |  |  |  | Mercury Energy | Mercury Energy | https://www.mercury.co.nz/About/Renewable-Energy/Hydro-Generation.aspx | GEODB | 1015225 | [9 empty] | 1270.07 | 1256.40 | 1000.93 | 982.96 | 1347.45 | NO-ESTIMATION | NO-ESTIMATION | NO-ESTIMATION | NO-ESTIMATION | CAPACITY-FACTOR-V1
NZL | New Zealand | Whakamaru |  | WRI1000319 | 98 | -38.3918 | 175.8082 | Hydro |  |  |  | 1956.0 | Mercury Energy | Mercury Energy | https://www.mercury.co.nz/About/Renewable-Energy/Hydro-Generation.aspx | GEODB | 1015246 | [9 empty] | 452.83 | 439.25 | 338.96 | 362.86 | 443.81 | NO-ESTIMATION | NO-ESTIMATION | NO-ESTIMATION | NO-ESTIMATION | CAPACITY-FACTOR-V1
NZL | New Zealand | Atiamuri |  | WRI1000321 | 74 | -38.3918 | 176.0222 | Hydro |  |  |  |  | Mercury Energy | Mercury Energy | https://www.mercury.co.nz/About/Renewable-Energy/Hydro-Generation.aspx | GEODB | 1015211 | [9 empty] | 341.73 | 331.48 | 255.94 | 273.99 | 335.12 | NO-ESTIMATION | NO-ESTIMATION | NO-ESTIMATION | NO-ESTIMATION | CAPACITY-FACTOR-V1
NZL | New Zealand | Ohakuri |  | WRI1000322 | 106 | -38.4080 | 176.0886 | Hydro |  |  |  | 1961.0 | Mercury Energy | Mercury Energy | https://www.mercury.co.nz/About/Renewable-Energy/Hydro-Generation.aspx | GEODB | 1015232 | [9 empty] | 498.95 | 484.27 | 375.79 | 401.67 | 489.2 | NO-ESTIMATION | NO-ESTIMATION | NO-ESTIMATION | NO-ESTIMATION | CAPACITY-FACTOR-V1
NZL | New Zealand | Aratiatia |  | WRI1000323 | 78 | -38.6158 | 176.1425 | Hydro |  |  |  | 1964.0 | Mercury Energy | Mercury Energy | https://www.mercury.co.nz/About/Renewable-Energy/Hydro-Generation.aspx | GEODB | 1015209 | [9 empty] | 355.98 | 337.18 | 277.70 | 271.03 | 286.8 | NO-ESTIMATION | NO-ESTIMATION | NO-ESTIMATION | NO-ESTIMATION | CAPACITY-FACTOR-V1
NZL | New Zealand | Tuai |  | WRI1000312 | 60 | -38.8068 | 177.1508 | Hydro |  |  |  | 1929.0 | Genesis Energy | Genesis Energy | https://www.genesisenergy.co.nz/generation-assets | GEODB | 1015242 | [9 empty] | 240.82 | 226.89 | 157.00 | 157.43 | 157 | NO-ESTIMATION | NO-ESTIMATION | NO-ESTIMATION | NO-ESTIMATION | NO-ESTIMATION
NZL | New Zealand | Piripaua |  | WRI1000311 | 42 | -39.0333 | 177.3667 | Hydro |  |  |  | 1943.0 | Genesis Energy | Genesis Energy | https://www.genesisenergy.co.nz/generation-assets | CARMA | 1015235 | [9 empty] | 156.58 | 156.32 | 119.77 | 132.37 | 159.87 | SOLAR-V1-NO-AGE | SOLAR-V1-NO-AGE | SOLAR-V1-NO-AGE | SOLAR-V1-NO-AGE | SOLAR-V1-NO-AGE
NZL | New Zealand | Patea |  | WRI1000341 | 32 | -39.7583 | 174.4833 | Hydro |  |  |  | 1984.0 | Trustpower | Trustpower | https://www.trustpower.co.nz/our-assets-and-capability/power-generation/tararua | CARMA | 1014094 | [9 empty] | 104.48 | 109.87 | 84.78 | 67.22 | 83.08 | SOLAR-V1-NO-AGE | SOLAR-V1-NO-AGE | SOLAR-V1-NO-AGE | SOLAR-V1-NO-AGE | SOLAR-V1-NO-AGE
NZL | New Zealand | Cobb |  | WRI1000343 | 32 | -41.0861 | 172.7325 | Hydro |  |  |  | 1914.0 | Trustpower | Trustpower | https://www.trustpower.co.nz/our-assets-and-capability/power-generation/tararua | GEODB | 1015216 | [9 empty] | 130.91 | 131.24 | 100.69 | 98.80 | 108.85 | SOLAR-V1-NO-AGE | SOLAR-V1-NO-AGE | SOLAR-V1-NO-AGE | SOLAR-V1-NO-AGE | SOLAR-V1-NO-AGE
NZL | New Zealand | Coleridge |  | WRI1000344 | 39 | -43.3640 | 171.5269 | Hydro |  |  |  |  | Trustpower | Trustpower | https://www.trustpower.co.nz/our-assets-and-capability/power-generation/tararua | GEODB | 1015217 | [9 empty] | 169.66 | 169.66 | 135.94 | 136.90 | 129.31 | NO-ESTIMATION | NO-ESTIMATION | NO-ESTIMATION | NO-ESTIMATION | CAPACITY-FACTOR-V1
NZL | New Zealand | Highbank |  | WRI1000345 | 29 | -43.6333 | 171.6500 | Hydro |  |  |  | 1984.0 | Trustpower | Trustpower | https://www.trustpower.co.nz/our-assets-and-capability/power-generation/tararua | CARMA | 1015219 | [9 empty] | 112.29 | 112.11 | 61.27 | 62.20 | 75.6 | SOLAR-V1-NO-AGE | SOLAR-V1-NO-AGE | SOLAR-V1-NO-AGE | SOLAR-V1-NO-AGE | SOLAR-V1-NO-AGE
NZL | New Zealand | Tekapo |  | WRI1000313 | 179 | -44.0138 | 170.4604 | Hydro |  |  |  |  | Genesis Energy | Genesis Energy | https://www.genesisenergy.co.nz/generation-assets | GEODB | 1015240¦1087223 | [9 empty] | 702.38 | 692.55 | 547.78 | 549.28 | 545.06 | SOLAR-V1-NO-AGE | SOLAR-V1-NO-AGE | SOLAR-V1-NO-AGE | SOLAR-V1-NO-AGE | SOLAR-V1-NO-AGE
NZL | New Zealand | Ohau A |  | WRI1000300 | 688 | -44.3416 | 170.1813 | Hydro |  |  |  |  | Meridian Energy | Meridian Energy | https://www.meridianenergy.co.nz/about-us/our-power-stations | GEODB | 1015233 | [9 empty] | 2518.86 | 2536.28 | 1692.92 | 1962.70 | 1759.92 | NO-ESTIMATION | NO-ESTIMATION | NO-ESTIMATION | NO-ESTIMATION | CAPACITY-FACTOR-V1
NZL | New Zealand | Benmore |  | WRI1000301 | 540 | -44.5640 | 170.1972 | Hydro |  |  |  |  | Meridian Energy | Meridian Energy | https://www.meridianenergy.co.nz/about-us/our-power-stations | GEODB | 1015214 | [9 empty] | 1937.75 | 1920.51 | 2085.39 | 2058.47 | 2081.23 | NO-ESTIMATION | NO-ESTIMATION | NO-ESTIMATION | NO-ESTIMATION | CAPACITY-FACTOR-V1
NZL | New Zealand | Aviemore |  | WRI1000302 | 220 | -44.6560 | 170.3551 | Hydro |  |  |  |  | Meridian Energy | Meridian Energy | https://www.meridianenergy.co.nz/about-us/our-power-stations | GEODB | 1015212 | [9 empty] | 1022.49 | 865.51 | 922.00 | 921.95 | 922 | SOLAR-V1-NO-AGE | SOLAR-V1-NO-AGE | SOLAR-V1-NO-AGE | SOLAR-V1-NO-AGE | SOLAR-V1-NO-AGE
NZL | New Zealand | Waitaki |  | WRI1000303 | 90 | -44.6747 | 170.3989 | Hydro |  |  |  |  | Meridian Energy | Meridian Energy | https://www.meridianenergy.co.nz/about-us/our-power-stations | GEODB | 1015245 | [9 empty] | 441.55 | 388.55 | 406.90 | 406.96 | 406.9 | SOLAR-V1-NO-AGE | SOLAR-V1-NO-AGE | SOLAR-V1-NO-AGE | SOLAR-V1-NO-AGE | SOLAR-V1-NO-AGE
NZL | New Zealand | Clyde |  | WRI1000328 | 432 | -45.1793 | 169.3070 | Hydro |  |  |  | 1992.0 | Contact Energy | Contact Energy | https://contact.co.nz/corporate/about/our-company/powerstations | GEODB | 1015215 | [9 empty] | 1668.53 | 1662.26 | 1758.35 | 1769.45 | 1954.17 | SOLAR-V1-NO-AGE | SOLAR-V1-NO-AGE | SOLAR-V1-NO-AGE | SOLAR-V1-NO-AGE | SOLAR-V1-NO-AGE
NZL | New Zealand | Paerau and Patearoa |  | WRI1000346 | 12 | -45.4167 | 169.9500 | Hydro |  |  |  | 2011.0 | Trustpower | Trustpower | https://www.trustpower.co.nz/our-assets-and-capability/power-generation/tararua | CARMA | 1025051¦1025053 | [9 empty] | 44.06 | 40.97 | 27.28 | 27.36 | 27.28 | NO-ESTIMATION | NO-ESTIMATION | NO-ESTIMATION | NO-ESTIMATION | CAPACITY-FACTOR-V1
NZL | New Zealand | Manapouri |  | WRI1000304 | 800 | -45.5214 | 167.2778 | Hydro |  |  |  |  | Meridian Energy | Meridian Energy | https://www.meridianenergy.co.nz/about-us/our-power-stations | GEODB | 1015223 | [9 empty] | 3264.91 | 3084.07 | 2170.38 | 2176.33 | 2170.38 | NO-ESTIMATION | NO-ESTIMATION | NO-ESTIMATION | NO-ESTIMATION | CAPACITY-FACTOR-V1
NZL | New Zealand | Waipori |  | WRI1000348 | 83 | -45.8816 | 169.9774 | Hydro |  |  |  |  | Trustpower | Trustpower | https://www.trustpower.co.nz/our-assets-and-capability/power-generation/tararua | GEODB | 1013881 | [9 empty] | 323.67 | 325.75 | 218.23 | 178.41 | 218.23 | NO-ESTIMATION | NO-ESTIMATION | NO-ESTIMATION | NO-ESTIMATION | CAPACITY-FACTOR-V1
PAK | Pakistan | Kot Addu Power Company ltd. |  | WRI1001656 | 1368 | 30.4451 | 70.9811 | Hydro |  |  |  |  | Water and Power Development Authority (WAPDA) | Islamabad Chamber of Commerce and Industry | http://icci.com.pk/data/downloads/63/1293619048_1.pdf | GEODB | 1033207 | [9 empty] | 5090.70 | 5090.70 | 3528.29 | 3537.96 | 5090.7 | NO-ESTIMATION | NO-ESTIMATION | NO-ESTIMATION | NO-ESTIMATION | CAPACITY-FACTOR-V1
PAK | Pakistan | Shadiwal |  | WRI1001666 | 14 | 31.4498 | 74.2783 | Hydro |  |  |  |  | Water and Power Development Authority (WAPDA) | Islamabad Chamber of Commerce and Industry | http://icci.com.pk/data/downloads/63/1293619048_1.pdf | CARMA | 1033223 | [9 empty] | 47.73 | 46.46 | 26.80 | 26.70 | 42.96 | SOLAR-V1-NO-AGE | SOLAR-V1-NO-AGE | SOLAR-V1-NO-AGE | SOLAR-V1-NO-AGE | SOLAR-V1-NO-AGE
PAK | Pakistan | Chichoki |  | WRI1001665 | 13 | 31.7131 | 73.9783 | Hydro |  |  |  |  | Water and Power Development Authority (WAPDA) | Islamabad Chamber of Commerce and Industry | http://icci.com.pk/data/downloads/63/1293619048_1.pdf | CARMA | 1033194 | [9 empty] | 48.95 | 51.40 | 25.26 | 26.77 | 42.48 | SOLAR-V1-NO-AGE | SOLAR-V1-NO-AGE | SOLAR-V1-NO-AGE | SOLAR-V1-NO-AGE | SOLAR-V1-NO-AGE
PAK | Pakistan | Chashma |  | WRI1001661 | 184 | 32.4348 | 71.3706 | Hydro |  |  |  | 2001.0 | Water and Power Development Authority (WAPDA) | Islamabad Chamber of Commerce and Industry | http://icci.com.pk/data/downloads/63/1293619048_1.pdf | GEODB | 1033192 | [9 empty] | 642.10 | 673.81 | 711.68 | 713.83 | 713.46 | SOLAR-V1-NO-AGE | SOLAR-V1-NO-AGE | SOLAR-V1-NO-AGE | SOLAR-V1-NO-AGE | SOLAR-V1-NO-AGE
PAK | Pakistan | Rasul |  | WRI1001662 | 22 | 32.5834 | 73.4843 | Hydro |  |  |  |  | Water and Power Development Authority (WAPDA) | Islamabad Chamber of Commerce and Industry | http://icci.com.pk/data/downloads/63/1293619048_1.pdf | CARMA | 1033220 | [9 empty] | 119.47 | 119.47 | 122.69 | 125.17 | 121.62 | NO-ESTIMATION | NO-ESTIMATION | NO-ESTIMATION | NO-ESTIMATION | CAPACITY-FACTOR-V1
PAK | Pakistan | Mangla |  | WRI1001659 | 1000 | 33.1373 | 73.6416 | Hydro |  |  |  |  | Water and Power Development Authority (WAPDA) | Islamabad Chamber of Commerce and Industry | http://icci.com.pk/data/downloads/63/1293619048_1.pdf | GEODB | 1033211 | [9 empty] | 4575.09 | 4575.09 | 4763.18 | 4798.38 | 4633.7 | SOLAR-V1-NO-AGE | SOLAR-V1-NO-AGE | SOLAR-V1-NO-AGE | SOLAR-V1-NO-AGE | SOLAR-V1-NO-AGE
PAK | Pakistan | Ghazi Barotha |  | WRI1001658 | 1450 | 33.7793 | 72.2590 | Hydro |  |  |  | 2003.0 | Water and Power Development Authority (WAPDA) | Islamabad Chamber of Commerce and Industry | http://icci.com.pk/data/downloads/63/1293619048_1.pdf | GEODB | 1033199 | [9 empty] | 5282.96 | 5204.66 | 5605.47 | 5040.66 | 5282.96 | NO-ESTIMATION | NO-ESTIMATION | NO-ESTIMATION | NO-ESTIMATION | CAPACITY-FACTOR-V1
PAK | Pakistan | Tarbela |  | WRI1001657 | 3478 | 34.0889 | 72.6861 | Hydro |  |  |  |  | Water and Power Development Authority (WAPDA) | Islamabad Chamber of Commerce and Industry | http://icci.com.pk/data/downloads/63/1293619048_1.pdf | GEODB | 1033226 | [9 empty] | 12794.61 | 12794.61 | 13568.19 | 13605.36 | 12794.61 | SOLAR-V1-NO-AGE | SOLAR-V1-NO-AGE | SOLAR-V1-NO-AGE | SOLAR-V1-NO-AGE | SOLAR-V1-NO-AGE
PAK | Pakistan | Warsak |  | WRI1001660 | 243 | 34.1642 | 71.3582 | Hydro |  |  |  |  | Water and Power Development Authority (WAPDA) | Islamabad Chamber of Commerce and Industry | http://icci.com.pk/data/downloads/63/1293619048_1.pdf | GEODB | 1033228 | [9 empty] | 995.98 | 1005.88 | 824.03 | 890.92 | 1072.63 | SOLAR-V1-NO-AGE | SOLAR-V1-NO-AGE | SOLAR-V1-NO-AGE | SOLAR-V1-NO-AGE | SOLAR-V1-NO-AGE
PAK | Pakistan | Patrind |  | WRI1030460 | 147 | 34.3421 | 73.4286 | Hydro |  |  |  | 2017.0 | Korea Water Resource Corporation | Star Hydro | http://www.patrind.com/index.php?func=page&page_id=3#mymodal | WRI | [10 empty] | 595.58 | 585.34 | 459.17 | 453.15 | 589.49 | SOLAR-V1-NO-AGE | SOLAR-V1-NO-AGE | SOLAR-V1-NO-AGE | SOLAR-V1-NO-AGE | SOLAR-V1-NO-AGE
PAK | Pakistan | Dargai |  | WRI1001663 | 20 | 34.8617 | 72.0359 | Hydro |  |  |  |  | Water and Power Development Authority (WAPDA) | Islamabad Chamber of Commerce and Industry | http://icci.com.pk/data/downloads/63/1293619048_1.pdf | CARMA | 1033196 | [9 empty] | 82.28 | 84.19 | 55.10 | 66.49 | 82.17 | NO-ESTIMATION | NO-ESTIMATION | NO-ESTIMATION | NO-ESTIMATION | CAPACITY-FACTOR-V1
PAK | Pakistan | Daral Khwar |  | WRI1030462 | 36.6 | 35.2101 | 72.5459 | Hydro |  |  |  | 2016.0 |  | Lahore Daily Times | https://dailytimes.com.pk/10090/366mw-hydropower-plant-in-kp-to-start-working-in-july/ | WRI | [10 empty] | 146.58 | 146.58 | 114.05 | 104.95 | 133.44 | SOLAR-V1-NO-AGE | SOLAR-V1-NO-AGE | SOLAR-V1-NO-AGE | SOLAR-V1-NO-AGE | SOLAR-V1-NO-AGE
PAK | Pakistan | Naltar V |  | WRI1030461 | 14 | 36.1660 | 74.1755 | Hydro | [5 empty] | Pamir Times | https://pamirtimes.net/2017/01/08/cm-hafeez-inaugurates-14mw-naltar-hydro-power-project/ | WRI | [10 empty] | 46.66 | 46.66 | 30.62 | 30.71 | 46.66 | NO-ESTIMATION | NO-ESTIMATION | NO-ESTIMATION | NO-ESTIMATION | CAPACITY-FACTOR-V1
PAN | Panama | Esti Hydroelectric Power Plant Panama |  | GEODB0043519 | 120 | 8.5430 | -82.2980 | Hydro | [5 empty] | GEODB | http://globalenergyobservatory.org | GEODB | 1019672 | 2017 | [8 empty] | 318.34 | 400.72 | 262.47 | 365.33 | 464.5 | SOLAR-V1-NO-AGE | SOLAR-V1-NO-AGE | SOLAR-V1-NO-AGE | SOLAR-V1-NO-AGE | SOLAR-V1-NO-AGE
PAN | Panama | Los Valles Hydroelectric Power Plant Panama |  | GEODB0043527 | 54.8 | 8.6777 | -82.3476 | Hydro | [5 empty] | GEODB | http://globalenergyobservatory.org | GEODB | 1019680 | 2017 | [8 empty] | 162.87 | 199.98 | 137.35 | 184.38 | 219.57 | SOLAR-V1-NO-AGE | SOLAR-V1-NO-AGE | SOLAR-V1-NO-AGE | SOLAR-V1-NO-AGE | SOLAR-V1-NO-AGE
PAN | Panama | Edwin Fabrega (Fortuna) Hydroelectric Power Plant Panama |  | GEODB0043521 | 300 | 8.6790 | -82.2626 | Hydro | [5 empty] | GEODB | http://globalenergyobservatory.org | GEODB | 1019667 | 2017 | [8 empty] | 727.42 | 933.37 | 587.75 | 844.72 | 1092.84 | NO-ESTIMATION | NO-ESTIMATION | NO-ESTIMATION | NO-ESTIMATION | CAPACITY-FACTOR-V1
PAN | Panama | La Estrella Hydroelectric Power Plant Panama |  | GEODB0043526 | 47.2 | 8.7164 | -82.3646 | Hydro | [5 empty] | GEODB | http://globalenergyobservatory.org | GEODB |  | 2017 | [8 empty] | 140.28 | 172.24 | 118.30 | 158.81 | 189.11 | NO-ESTIMATION | NO-ESTIMATION | NO-ESTIMATION | NO-ESTIMATION | CAPACITY-FACTOR-V1
PAN | Panama | Bayano Hydroelectric Power Plant Panama |  | GEODB0043520 | 260 | 9.1771 | -78.8844 | Hydro | [5 empty] | GEODB | http://globalenergyobservatory.org | GEODB | 1019658 | 2017 | [8 empty] | 721.47 | 896.88 | 604.37 | 819.91 | 930.96 | NO-ESTIMATION | NO-ESTIMATION | NO-ESTIMATION | NO-ESTIMATION | CAPACITY-FACTOR-V1
PAN | Panama | Madden Hydroelectric Power Plant Panama |  | GEODB0043553 | 36 | 9.2106 | -79.6165 | Hydro | [5 empty] | GEODB | http://globalenergyobservatory.org | GEODB | 1025156 | 2017 | [8 empty] | 112.02 | 147.19 | 95.26 | 114.33 | 139.93 | NO-ESTIMATION | NO-ESTIMATION | NO-ESTIMATION | NO-ESTIMATION | CAPACITY-FACTOR-V1
PAN | Panama | Gatun Hydroelectric Power Plant Panama |  | GEODB0043552 | 22.5 | 9.2637 | -79.9308 | Hydro | [5 empty] | GEODB | http://globalenergyobservatory.org | GEODB | 1025155 | 2017 | [8 empty] | 83.87 | 102.07 | 73.16 | 91.18 | 99.19 | SOLAR-V1-NO-AGE | SOLAR-V1-NO-AGE | SOLAR-V1-NO-AGE | SOLAR-V1-NO-AGE | SOLAR-V1-NO-AGE
PAN | Panama | Changuinola I Hydroelectric Power Plant Panama |  | GEODB0043522 | 222.4 | 9.2703 | -82.5154 | Hydro | [5 empty] | GEODB | http://globalenergyobservatory.org | GEODB | 1019662 | 2017 | [8 empty] | 675.06 | 803.28 | 569.27 | 717.29 | 859.45 | SOLAR-V1-NO-AGE | SOLAR-V1-NO-AGE | SOLAR-V1-NO-AGE | SOLAR-V1-NO-AGE | SOLAR-V1-NO-AGE
PER | Peru | YuncÃn |  | WRI1022061 | 130 | -10.7230 | -75.6455 | Hydro |  |  |  |  | EnergÃ­a del Sur S.A. | Peru Ministry of Energy and Mines | http://www.minem.gob.pe/minem/archivos/Capitulo%203%20Generacion%20electrica%202015%20FINAL.pdf | WRI |  |  |  |  | 901.0 |  |  |  |  | Peru Ministry of Energy and Mines | 388.79 | 388.79 | 388.32 | 368.82 | 388.79 | SOLAR-V1-NO-AGE | SOLAR-V1-NO-AGE | SOLAR-V1-NO-AGE | SOLAR-V1-NO-AGE | SOLAR-V1-NO-AGE
PER | Peru | Chimay |  | WRI1022060 | 143 | -11.3248 | -75.3006 | Hydro |  |  |  | 2000.0 | Chinango S.A.C | Peru Ministry of Energy and Mines | http://www.minem.gob.pe/minem/archivos/Capitulo%203%20Generacion%20electrica%202015%20FINAL.pdf | GEODB | 1044598 |  |  |  | 888.0 |  |  |  |  | Peru Ministry of Energy and Mines | 442.77 | 441.73 | 437.52 | 446.89 | 440.5 | NO-ESTIMATION | NO-ESTIMATION | NO-ESTIMATION | NO-ESTIMATION | NO-ESTIMATION
PER | Peru | Huanchor |  | WRI1022079 | 20 | -11.7812 | -76.3080 | Hydro |  |  |  | 2002.0 | HidroelÃ©ctrica Huanchor S.A.C. | Peru Ministry of Energy and Mines | http://www.minem.gob.pe/minem/archivos/Capitulo%203%20Generacion%20electrica%202015%20FINAL.pdf | WRI | 1050508 |  |  |  | 146.0 |  |  |  |  | Peru Ministry of Energy and Mines | 59.40 | 58.84 | 58.40 | 65.97 | 58.3 | SOLAR-V1-NO-AGE | SOLAR-V1-NO-AGE | SOLAR-V1-NO-AGE | SOLAR-V1-NO-AGE | SOLAR-V1-NO-AGE
PER | Peru | Huinco |  | WRI1022059 | 258 | -11.8113 | -76.6248 | Hydro |  |  |  |  | Edegel S.A.A. | Peru Ministry of Energy and Mines | http://www.minem.gob.pe/minem/archivos/Capitulo%203%20Generacion%20electrica%202015%20FINAL.pdf | GEODB | 1015693 |  |  |  | 1307.0 |  |  |  |  | Peru Ministry of Energy and Mines | 642.64 | 636.92 | 637.85 | 610.54 | 875.37 | SOLAR-V1-NO-AGE | SOLAR-V1-NO-AGE | SOLAR-V1-NO-AGE | SOLAR-V1-NO-AGE | SOLAR-V1-NO-AGE
PER | Peru | Matucana |  | WRI1022058 | 120 | -11.8865 | -76.4556 | Hydro |  |  |  |  | Edegel S.A.A. | Peru Ministry of Energy and Mines | http://www.minem.gob.pe/minem/archivos/Capitulo%203%20Generacion%20electrica%202015%20FINAL.pdf | WRI | 1015694 |  |  |  | 891.0 |  |  |  |  | Peru Ministry of Energy and Mines | 325.09 | 328.55 | 349.74 | 329.86 | 353.5 | SOLAR-V1-NO-AGE | SOLAR-V1-NO-AGE | SOLAR-V1-NO-AGE | SOLAR-V1-NO-AGE | SOLAR-V1-NO-AGE
PER | Peru | Restitucion |  | WRI1022055 | 210 | -12.3477 | -74.6431 | Hydro |  |  |  | 1973.0 | ElectroperÃº S. A. | Peru Ministry of Energy and Mines | http://www.minem.gob.pe/minem/archivos/Capitulo%203%20Generacion%20electrica%202015%20FINAL.pdf | WRI | 1015392 |  |  |  | 1749.0 |  |  |  |  | Peru Ministry of Energy and Mines | 944.43 | 944.43 | 944.43 | 947.02 | 944.43 | NO-ESTIMATION | NO-ESTIMATION | NO-ESTIMATION | NO-ESTIMATION | CAPACITY-FACTOR-V1
PER | Peru | Antunez de Mayolo (Mantaro) |  | WRI1022054 | 798 | -12.4644 | -74.7865 | Hydro |  |  |  | 1978.0 | ElectroperÃº S. A. | Peru Ministry of Energy and Mines | http://www.minem.gob.pe/minem/archivos/Capitulo%203%20Generacion%20electrica%202015%20FINAL.pdf | WRI | 1015387 |  |  |  | 5441.0 |  |  |  |  | Peru Ministry of Energy and Mines | 3242.57 | 3242.57 | 3242.57 | 3032.97 | 3242.57 | NO-ESTIMATION | NO-ESTIMATION | NO-ESTIMATION | NO-ESTIMATION | NO-ESTIMATION
PER | Peru | El Platanal |  | WRI1022072 | 220 | -12.8374 | -75.9774 | Hydro |  |  |  | 2010.0 | CompaÃ±ia ElÃ©ctrica El Platanal S.A | Peru Ministry of Energy and Mines | http://www.minem.gob.pe/minem/archivos/Capitulo%203%20Generacion%20electrica%202015%20FINAL.pdf | WRI | 1015367 |  |  |  | 1172.0 |  |  |  |  | Peru Ministry of Energy and Mines | 670.38 | 670.38 | 708.09 | 668.19 | 708.33 | SOLAR-V1-NO-AGE | SOLAR-V1-NO-AGE | SOLAR-V1-NO-AGE | SOLAR-V1-NO-AGE | SOLAR-V1-NO-AGE
PER | Peru | Macchu Picchu |  | WRI1022050 | 189 | -13.1739 | -72.5640 | Hydro |  |  |  | 1964.0 | Emp. de GeneraciÃ³n ElÃ©ctrica Machu Picchu S. A. | Peru Ministry of Energy and Mines | http://www.minem.gob.pe/minem/archivos/Capitulo%203%20Generacion%20electrica%202015%20FINAL.pdf | WRI | 1015407 |  |  |  | 985.0 |  |  |  |  | Peru Ministry of Energy and Mines | 629.71 | 626.91 | 626.91 | 588.11 | 585.41 | SOLAR-V1-NO-AGE | SOLAR-V1-NO-AGE | SOLAR-V1-NO-AGE | SOLAR-V1-NO-AGE | SOLAR-V1-NO-AGE
PER | Peru | San Gaban II |  | WRI1022048 | 114 | -13.7219 | -70.4532 | Hydro |  |  |  | 1999.0 | Empresa de GeneraciÃ³n ElÃ©ctrica San GabÃ¡n S. A. | Peru Ministry of Energy and Mines | http://www.minem.gob.pe/minem/archivos/Capitulo%203%20Generacion%20electrica%202015%20FINAL.pdf | WRI | 1015697 |  |  |  | 797.0 |  |  |  |  | Peru Ministry of Energy and Mines | 441.28 | 481.48 | 458.87 | 441.88 | 442.75 | NO-ESTIMATION | NO-ESTIMATION | NO-ESTIMATION | NO-ESTIMATION | CAPACITY-FACTOR-V1
PER | Peru | Charcani V |  | WRI1022074 | 145 | -16.2457 | -71.3472 | Hydro |  |  |  | 1989.0 | Emp. de GeneraciÃ³n ElÃ©ctrica de Arequipa S. A. | Peru Ministry of Energy and Mines | http://www.minem.gob.pe/minem/archivos/Capitulo%203%20Generacion%20electrica%202015%20FINAL.pdf | WRI | 1065682 |  |  |  | 538.0 |  |  |  |  | Peru Ministry of Energy and Mines | 402.94 | 396.45 | 404.32 | 353.50 | 402.54 | SOLAR-V1-NO-AGE | SOLAR-V1-NO-AGE | SOLAR-V1-NO-AGE | SOLAR-V1-NO-AGE | SOLAR-V1-NO-AGE
PER | Peru | Poechos |  | WRI1022063 | 26.4 | -4.6796 | -80.5204 | Hydro |  |  |  | 1975.0 | Sindicato EnergÃ©tico S.A. | Peru Ministry of Energy and Mines | http://www.minem.gob.pe/minem/archivos/Capitulo%203%20Generacion%20electrica%202015%20FINAL.pdf | WRI | 1050528¦1054366 |  |  |  | 74.0 |  |  |  |  | Peru Ministry of Energy and Mines | 93.57 | 101.25 | 94.95 | 94.53 | 120.7 | SOLAR-V1-NO-AGE | SOLAR-V1-NO-AGE | SOLAR-V1-NO-AGE | SOLAR-V1-NO-AGE | SOLAR-V1-NO-AGE
PER | Peru | Quitaracsa |  | WRI1022075 | 115 | -8.4438 | -77.5425 | Hydro |  |  |  |  | EnergÃ­a del Sur S.A. | Peru Ministry of Energy and Mines | http://www.minem.gob.pe/minem/archivos/Capitulo%203%20Generacion%20electrica%202015%20FINAL.pdf | CDM | 1051447 |  |  |  | 88.0 |  |  |  |  | Peru Ministry of Energy and Mines | 304.59 | 304.59 | 304.59 | 305.42 | 304.59 | NO-ESTIMATION | NO-ESTIMATION | NO-ESTIMATION | NO-ESTIMATION | CAPACITY-FACTOR-V1
PER | Peru | CaÃ‘on del Pato |  | WRI1022071 | 247 | -8.8130 | -77.8526 | Hydro |  |  |  | 1958.0 | Duke Energy Egenor S en C por A. | Peru Ministry of Energy and Mines | http://www.minem.gob.pe/minem/archivos/Capitulo%203%20Generacion%20electrica%202015%20FINAL.pdf | WRI | 1108023 |  |  |  | 1580.0 |  |  |  |  | Peru Ministry of Energy and Mines | 755.89 | 765.12 | 791.57 | 765.31 | 755.89 | SOLAR-V1-NO-AGE | SOLAR-V1-NO-AGE | SOLAR-V1-NO-AGE | SOLAR-V1-NO-AGE | SOLAR-V1-NO-AGE
PHL | Philippines | BOTOCAN |  | WRI1001899 | 22.8 | 14.1463 | 121.4729 | Hydro | [5 empty] | Philippines Department of Energy | https://www.doe.gov.ph/list-existing-power-plants | CARMA | 1023486 | [9 empty] | 57.91 | 67.39 | 50.09 | 62.10 | 67.39 | NO-ESTIMATION | NO-ESTIMATION | NO-ESTIMATION | NO-ESTIMATION | CAPACITY-FACTOR-V1
PHL | Philippines | CALIRAYA |  | WRI1001898 | 35 | 14.2992 | 121.4705 | Hydro | [5 empty] | Philippines Department of Energy | https://www.doe.gov.ph/list-existing-power-plants | GEODB | 1023490 | [9 empty] | 82.18 | 101.01 | 81.93 | 94.90 | 104.16 | NO-ESTIMATION | NO-ESTIMATION | NO-ESTIMATION | NO-ESTIMATION | CAPACITY-FACTOR-V1
PHL | Philippines | KALAYAAN PSPP |  | WRI1001896 | 739.2 | 14.3168 | 121.4739 | Hydro | [5 empty] | Philippines Department of Energy | https://www.doe.gov.ph/list-existing-power-plants | GEODB | 1023516 | [9 empty] | 1262.20 | 1859.73 | 1606.01 | 1749.99 | 1733.34 | SOLAR-V1-NO-AGE | SOLAR-V1-NO-AGE | SOLAR-V1-NO-AGE | SOLAR-V1-NO-AGE | SOLAR-V1-NO-AGE
PHL | Philippines | ANGAT |  | WRI1001900 | 246 | 14.9098 | 121.1603 | Hydro | [5 empty] | Philippines Department of Energy | https://www.doe.gov.ph/list-existing-power-plants | GEODB | 1023474 | [9 empty] | 515.00 | 619.56 | 561.56 | 589.82 | 619.56 | NO-ESTIMATION | NO-ESTIMATION | NO-ESTIMATION | NO-ESTIMATION | CAPACITY-FACTOR-V1
PHL | Philippines | San Luis |  | WRI1030472 | 1 | 15.6854 | 121.4748 | Hydro |  |  |  | 2017.0 | Epower Technologies Corp. | Philippines Department of Energy | https://www.doe.gov.ph/list-existing-power-plants | WRI | 1058810 | [9 empty] | 2.95 | 3.45 | 3.34 | 3.82 | 3.4 | NO-ESTIMATION | NO-ESTIMATION | NO-ESTIMATION | NO-ESTIMATION | CAPACITY-FACTOR-V1
PHL | Philippines | PANTABANGAN-MASIWAY |  | WRI1001901 | 132 | 15.8107 | 121.1090 | Hydro | [5 empty] | Philippines Department of Energy | https://www.doe.gov.ph/list-existing-power-plants | GEODB | 1023530 | [9 empty] | 316.87 | 393.06 | 273.74 | 342.11 | 368.09 | NO-ESTIMATION | NO-ESTIMATION | NO-ESTIMATION | NO-ESTIMATION | CAPACITY-FACTOR-V1
PHL | Philippines | CASECNAN (NIA) |  | WRI1001905 | 165 | 15.8462 | 121.1998 | Hydro | [5 empty] | Philippines Department of Energy | https://www.doe.gov.ph/list-existing-power-plants | GEODB | [10 empty] | 362.85 | 432.98 | 389.24 | 408.23 | 432.98 | NO-ESTIMATION | NO-ESTIMATION | NO-ESTIMATION | NO-ESTIMATION | CAPACITY-FACTOR-V1
PHL | Philippines | SAN ROQUE |  | WRI1001894 | 411 | 16.1462 | 120.6837 | Hydro | [5 empty] | Philippines Department of Energy | https://www.doe.gov.ph/list-existing-power-plants | GEODB | 1023567 | [9 empty] | 917.46 | 1257.74 | 913.93 | 1017.63 | 1128.18 | SOLAR-V1 | SOLAR-V1 | SOLAR-V1 | SOLAR-V1 | SOLAR-V1
PHL | Philippines | BINGA |  | WRI1001903 | 132 | 16.3944 | 120.7290 | Hydro | [5 empty] | Philippines Department of Energy | https://www.doe.gov.ph/list-existing-power-plants | GEODB | 1023482 | [9 empty] | 330.08 | 439.37 | 289.83 | 353.70 | 394.54 | SOLAR-V1 | SOLAR-V1 | SOLAR-V1 | SOLAR-V1 | SOLAR-V1
PHL | Philippines | AMBUKLAO |  | WRI1001902 | 105 | 16.4588 | 120.7452 | Hydro | [5 empty] | Philippines Department of Energy | https://www.doe.gov.ph/list-existing-power-plants | GEODB | 1023471 | [9 empty] | 291.12 | 341.11 | 256.88 | 310.87 | 335.9 | SOLAR-V1 | SOLAR-V1 | SOLAR-V1 | SOLAR-V1 | SOLAR-V1
PHL | Philippines | MAGAT |  | WRI1001897 | 360 | 16.8293 | 121.4537 | Hydro | [5 empty] | Philippines Department of Energy | https://www.doe.gov.ph/list-existing-power-plants | GEODB | 1023522 | [9 empty] | 868.31 | 1059.83 | 900.21 | 947.60 | 1066.4 | SOLAR-V1 | SOLAR-V1 | SOLAR-V1 | SOLAR-V1 | SOLAR-V1
PHL | Philippines | BAKUN |  | WRI1001904 | 70 | 16.8861 | 120.5304 | Hydro | [5 empty] | Philippines Department of Energy | https://www.doe.gov.ph/list-existing-power-plants | CARMA | 1022084 | [9 empty] | 193.25 | 240.11 | 195.13 | 206.19 | 242.93 | NO-ESTIMATION | NO-ESTIMATION | NO-ESTIMATION | NO-ESTIMATION | CAPACITY-FACTOR-V1
PHL | Philippines | PULANGI 4 |  | WRI1001961 | 255 | 7.7156 | 125.0236 | Hydro | [5 empty] | Philippines Department of Energy | https://www.doe.gov.ph/list-existing-power-plants | GEODB | 1023564 | [9 empty] | 654.52 | 787.29 | 524.47 | 676.99 | 835.44 | SOLAR-V1 | SOLAR-V1 | SOLAR-V1 | SOLAR-V1 | SOLAR-V1
PHL | Philippines | AGUS 1 |  | WRI1001957 | 80 | 8.0046 | 124.2868 | Hydro | [5 empty] | Philippines Department of Energy | https://www.doe.gov.ph/list-existing-power-plants | GEODB | 1023463 | [9 empty] | 249.00 | 294.22 | 202.59 | 249.44 | 294.89 | SOLAR-V1 | SOLAR-V1 | SOLAR-V1 | SOLAR-V1 | SOLAR-V1
PHL | Philippines | AGUS 2 |  | WRI1001958 | 180 | 8.0528 | 124.2709 | Hydro | [5 empty] | Philippines Department of Energy | https://www.doe.gov.ph/list-existing-power-plants | GEODB | 1023464 | [9 empty] | 496.13 | 598.69 | 404.50 | 513.80 | 602.53 | NO-ESTIMATION | NO-ESTIMATION | NO-ESTIMATION | NO-ESTIMATION | CAPACITY-FACTOR-V1
PHL | Philippines | AGUS 4 |  | WRI1001959 | 158.1 | 8.1336 | 124.1983 | Hydro | [5 empty] | Philippines Department of Energy | https://www.doe.gov.ph/list-existing-power-plants | GEODB | 1023466 | [9 empty] | 435.77 | 525.85 | 355.28 | 451.28 | 529.22 | NO-ESTIMATION | NO-ESTIMATION | SOLAR-V1 | SOLAR-V1 | SOLAR-V1
PHL | Philippines | AGUS 5 |  | WRI1001960 | 309 | 8.1937 | 124.1915 | Hydro | [5 empty] | Philippines Department of Energy | https://www.doe.gov.ph/list-existing-power-plants | GEODB | [10 empty] | 699.04 | 830.38 | 644.03 | 776.63 | 830.38 | NO-ESTIMATION | NO-ESTIMATION | SOLAR-V1 | SOLAR-V1 | SOLAR-V1
PNG | Papua New Guinea | Ok Menga |  | WRI1022431 | 57 | -5.2448 | 141.1364 | Hydro |  |  |  |  | OK Tedi Mining | OK Tedi Mining | http://www.oktedi.com/our-operations | WRI | 1024751 | [9 empty] | 190.43 | 139.34 | 170.71 | 171.18 | 170.71 | NO-ESTIMATION | SOLAR-V1 | SOLAR-V1 | SOLAR-V1 | SOLAR-V1
PNG | Papua New Guinea | Lake Hargy |  | WRI1022421 | 1.5 | -5.3392 | 151.1341 | Hydro |  |  |  |  | PNG Power Limited | PNG Power Limited | http://www.pngpower.com.pg/pdfs/PNG-Power-Info-Booklet-2016.pdf | WRI | 1025265 | [9 empty] | 4.62 | 3.94 | 4.55 | 4.64 | 4.64 | NO-ESTIMATION | NO-ESTIMATION | SOLAR-V1 | SOLAR-V1 | SOLAR-V1
PNG | Papua New Guinea | Pauanda |  | WRI1022420 | 12 | -6.0161 | 144.0579 | Hydro |  |  |  |  | PNG Power Limited | PNG Power Limited | http://www.pngpower.com.pg/pdfs/PNG-Power-Info-Booklet-2016.pdf | WRI | 1025272 | [9 empty] | 51.10 | 43.45 | 44.12 | 50.93 | 50.91 | NO-ESTIMATION | NO-ESTIMATION | SOLAR-V1 | SOLAR-V1 | SOLAR-V1
PNG | Papua New Guinea | Yonki Toe of Dam |  | WRI1022427 | 18 | -6.2482 | 145.9744 | Hydro |  |  |  |  | PNG Power Limited | Nippon KOEI | https://www.n-koei.co.jp/english/international_operations/e-asia/png.html | WRI | 1067977 | [9 empty] | 65.12 | 54.81 | 62.40 | 61.77 | 66.9 | NO-ESTIMATION | NO-ESTIMATION | NO-ESTIMATION | NO-ESTIMATION | CAPACITY-FACTOR-V1
PNG | Papua New Guinea | Ramu |  | WRI1022419 | 75 | -6.2505 | 145.9805 | Hydro |  |  |  |  | PNG Power Limited | PNG Power Limited | http://www.pngpower.com.pg/pdfs/PNG-Power-Info-Booklet-2016.pdf | WRI | 1025276 | [9 empty] | 263.86 | 210.03 | 248.52 | 246.87 | 259.95 | NO-ESTIMATION | NO-ESTIMATION | NO-ESTIMATION | NO-ESTIMATION | CAPACITY-FACTOR-V1
PNG | Papua New Guinea | Sirinumu Dam |  | WRI1022426 | 1.5 | -9.4791 | 147.4465 | Hydro |  |  |  |  | PNG Power Limited | PNG Power Limited | http://www.pngpower.com.pg/pdfs/PNG-Power-Info-Booklet-2016.pdf | WRI | 1025280 | [9 empty] | 3.91 | 2.82 | 3.52 | 3.53 | 3.52 | NO-ESTIMATION | NO-ESTIMATION | SOLAR-V1 | SOLAR-V1 | SOLAR-V1
POL | Poland | Solina |  | WRI1019065 | 198 | 49.3959 | 22.4541 | Hydro |  |  |  | 1968.0 | PGE | ENTSOE | https://transparency.entsoe.eu/generation/r2/installedCapacityPerProductionUnit/show | University of DÄ…browa GÃ³rnicza | 1033798 | [9 empty] | 407.55 | 535.59 | 161.04 | 536.16 | 439.13 | NO-ESTIMATION | NO-ESTIMATION | NO-ESTIMATION | NO-ESTIMATION | CAPACITY-FACTOR-V1
POL | Poland | Sromowice WyÅ¼ne |  | WRI1061623 | 2 | 49.4068 | 20.3336 | Hydro |  |  |  | 1997.0 | state | Niedzica | http://www.niedzica.pl/52-Elektrownia_Wodna_w_Niedzicy | University of DÄ…browa GÃ³rnicza | [10 empty] | 8.07 | 8.87 | 6.90 | 8.55 | 7.94 | SOLAR-V1 | SOLAR-V1 | SOLAR-V1 | SOLAR-V1 | SOLAR-V1
POL | Poland | Niedzica |  | WRI1061624 | 93 | 49.4183 | 20.3232 | Hydro |  |  |  | 1997.0 | state | Niedzica | http://www.niedzica.pl/52-Elektrownia_Wodna_w_Niedzicy | University of DÄ…browa GÃ³rnicza | [10 empty] | 268.88 | 322.45 | 166.89 | 319.26 | 285.55 | NO-ESTIMATION | NO-ESTIMATION | SOLAR-V1 | SOLAR-V1 | SOLAR-V1
POL | Poland | Myczkowice |  | WRI1061541 | 8 | 49.4320 | 22.4014 | Hydro |  |  |  | 1961.0 | PGE | PGE Energia Odnawialna | https://pgeeo.pl/Nasze-obiekty/Elektrownie-wodne/Myczkowce | University of DÄ…browa GÃ³rnicza | [10 empty] | 23.37 | 27.94 | 14.87 | 28.11 | 25.98 | NO-ESTIMATION | NO-ESTIMATION | NO-ESTIMATION | NO-ESTIMATION | CAPACITY-FACTOR-V1
POL | Poland | Tresna |  | WRI1061547 | 21 | 49.7479 | 19.2063 | Hydro |  |  |  | 1966.0 | PGE | PGE Energia Odnawialna | https://pgeeo.pl/Nasze-obiekty/Elektrownie-wodne/Tresna | University of DÄ…browa GÃ³rnicza | [10 empty] | 59.73 | 85.93 | 36.60 | 83.37 | 77.66 | SOLAR-V1 | SOLAR-V1 | SOLAR-V1 | SOLAR-V1 | SOLAR-V1
POL | Poland | PorÄ…bka-Å»ar |  | WRI1019048 | 540 | 49.7809 | 19.2115 | Hydro |  |  |  | 1979.0 | Polska Grupa Energetyczna SA | ENTSOE | https://transparency.entsoe.eu/generation/r2/installedCapacityPerProductionUnit/show | University of DÄ…browa GÃ³rnicza |  |  |  |  | 217.088 | 180.583 | 184.058 |  |  | JRC-PPDB-OPEN | 1007.08 | 1812.52 | 286.60 | 1895.48 | 1330.17 | SOLAR-V1 | SOLAR-V1 | SOLAR-V1 | SOLAR-V1 | SOLAR-V1
POL | Poland | PorÄ…bka |  | WRI1061543 | 13 | 49.8069 | 19.2023 | Hydro |  |  |  | 1953.0 | PGE | PGE Energia Odnawialna | https://pgeeo.pl/Nasze-obiekty/Elektrownie-wodne/Porabka | University of DÄ…browa GÃ³rnicza | [10 empty] | 41.46 | 55.77 | 26.87 | 53.92 | 50.81 | SOLAR-V1 | SOLAR-V1 | SOLAR-V1 | SOLAR-V1 | SOLAR-V1
POL | Poland | Januszkowice |  | WRI1061538 | 2 | 50.3905 | 18.1133 | Hydro |  |  |  | 2003.0 | PGE | PGE Energia Odnawialna | https://pgeeo.pl/Nasze-obiekty/Elektrownie-wodne/Januszkowice | University of DÄ…browa GÃ³rnicza | [10 empty] | 7.74 | 8.90 | 6.55 | 8.72 | 8.08 | NO-ESTIMATION | NO-ESTIMATION | NO-ESTIMATION | NO-ESTIMATION | CAPACITY-FACTOR-V1
POL | Poland | KrÄ™pna |  | WRI1061540 | 2 | 50.4483 | 17.9577 | Hydro |  |  |  | 2004.0 | PGE | PGE Energia Odnawialna | https://pgeeo.pl/Nasze-obiekty/Elektrownie-wodne/Krepna | University of DÄ…browa GÃ³rnicza | [10 empty] | 7.55 | 8.68 | 6.10 | 7.95 | 7.64 | HYDRO-V1 | HYDRO-V1 | HYDRO-V1 | HYDRO-V1 | HYDRO-V1
POL | Poland | Krapkowice |  | WRI1061539 | 2 | 50.4712 | 17.9809 | Hydro |  |  |  | 2007.0 | PGE | PGE Energia Odnawialna | https://pgeeo.pl/Nasze-obiekty/Elektrownie-wodne/Krapkowice | University of DÄ…browa GÃ³rnicza | [10 empty] | 7.74 | 8.90 | 6.55 | 8.72 | 8.08 | NO-ESTIMATION | NO-ESTIMATION | NO-ESTIMATION | NO-ESTIMATION | CAPACITY-FACTOR-V1
POL | Poland | DobrzeÅ„ |  | WRI1061533 | 2 | 50.7558 | 17.8332 | Hydro |  |  |  | 2008.0 | PGE | PGE Energia Odnawialna | https://pgeeo.pl/Nasze-obiekty/Elektrownie-wodne/Dobrzen | University of DÄ…browa GÃ³rnicza | [10 empty] | 7.97 | 8.51 | 6.65 | 8.24 | 8.13 | NO-ESTIMATION | NO-ESTIMATION | NO-ESTIMATION | NO-ESTIMATION | CAPACITY-FACTOR-V1
POL | Poland | OÅ‚awa |  | WRI1061542 | 4 | 50.9374 | 17.3401 | Hydro |  |  |  |  | PGE | PGE Energia Odnawialna | https://pgeeo.pl/Nasze-obiekty/Elektrownie-wodne/Olawa | University of DÄ…browa GÃ³rnicza | [10 empty] | 16.57 | 16.07 | 13.45 | 16.22 | 16.45 | NO-ESTIMATION | NO-ESTIMATION | NO-ESTIMATION | NO-ESTIMATION | CAPACITY-FACTOR-V1
POL | Poland | Rakowice |  | WRI1061545 | 2 | 51.1294 | 15.5766 | Hydro |  |  |  | 2005.0 | PGE | PGE Energia Odnawialna | https://pgeeo.pl/Nasze-obiekty/Elektrownie-wodne/Rakowice | University of DÄ…browa GÃ³rnicza | [10 empty] | 7.57 | 8.82 | 6.61 | 8.86 | 7.51 | NO-ESTIMATION | NO-ESTIMATION | NO-ESTIMATION | SOLAR-V1 | SOLAR-V1
POL | Poland | Smardzewice |  | WRI1061546 | 4 | 51.4739 | 20.0061 | Hydro |  |  |  | 1973.0 | PGE | PGE Energia Odnawialna | https://pgeeo.pl/Nasze-obiekty/Elektrownie-wodne/Smardzewice | University of DÄ…browa GÃ³rnicza | [10 empty] | 13.59 | 15.61 | 9.57 | 15.78 | 15.66 | SOLAR-V1 | SOLAR-V1 | SOLAR-V1 | SOLAR-V1 | SOLAR-V1
POL | Poland | Å»agaÅ„ II |  | WRI1061549 | 2 | 51.6154 | 15.3168 | Hydro |  |  |  | 1963.0 | PGE | PGE Energia Odnawialna | https://pgeeo.pl/Nasze-obiekty/Elektrownie-wodne/Zagan-II | University of DÄ…browa GÃ³rnicza | [10 empty] | 7.76 | 8.66 | 6.60 | 8.71 | 8.27 | NO-ESTIMATION | NO-ESTIMATION | NO-ESTIMATION | NO-ESTIMATION | CAPACITY-FACTOR-V1
POL | Poland | Zielisko |  | WRI1061548 | 2 | 51.6218 | 14.7640 | Hydro |  |  |  | 1933.0 | PGE | PGE Energia Odnawialna | https://pgeeo.pl/Nasze-obiekty/Elektrownie-wodne/Zielisko | University of DÄ…browa GÃ³rnicza | [10 empty] | 7.65 | 8.57 | 5.95 | 7.96 | 7.56 | NO-ESTIMATION | NO-ESTIMATION | SOLAR-V1 | SOLAR-V1 | SOLAR-V1
POL | Poland | GrajÃ³wka |  | WRI1061536 | 3 | 51.6725 | 15.2919 | Hydro |  |  |  | 1922.0 | PGE | PGE Energia Odnawialna | https://pgeeo.pl/Nasze-obiekty/Elektrownie-wodne/Grajowka | University of DÄ…browa GÃ³rnicza | [10 empty] | 10.98 | 11.98 | 8.54 | 11.67 | 10.92 | NO-ESTIMATION | NO-ESTIMATION | NO-ESTIMATION | NO-ESTIMATION | CAPACITY-FACTOR-V1
POL | Poland | Gorzupia II |  | WRI1061535 | 2 | 51.7360 | 15.2584 | Hydro |  |  |  | 1998.0 | PGE | PGE Energia Odnawialna | https://pgeeo.pl/Nasze-obiekty/Elektrownie-wodne/Gorzupia-II | University of DÄ…browa GÃ³rnicza | [10 empty] | 7.76 | 8.65 | 6.60 | 8.43 | 7.72 | NO-ESTIMATION | NO-ESTIMATION | SOLAR-V1 | SOLAR-V1 | SOLAR-V1
POL | Poland | Gubin |  | WRI1061537 | 1 | 51.9518 | 14.7215 | Hydro |  |  |  | 1905.0 | PGE | PGE Energia Odnawialna | https://pgeeo.pl/Nasze-obiekty/Elektrownie-wodne/Gubin | University of DÄ…browa GÃ³rnicza | [10 empty] | 4.39 | 4.55 | 3.32 | 4.23 | 4.2 | NO-ESTIMATION | NO-ESTIMATION | NO-ESTIMATION | NO-ESTIMATION | CAPACITY-FACTOR-V1
POL | Poland | DychÃ³w |  | WRI1061534 | 88 | 51.9886 | 15.0541 | Hydro |  |  |  | 1936.0 | PGE | PGE Energia Odnawialna | https://pgeeo.pl/Nasze-obiekty/Elektrownie-wodne/Dychow | University of DÄ…browa GÃ³rnicza | [10 empty] | 272.24 | 309.49 | 177.26 | 308.85 | 271.66 | NO-ESTIMATION | NO-ESTIMATION | NO-ESTIMATION | NO-ESTIMATION | CAPACITY-FACTOR-V1
POL | Poland | Raduszec Stary |  | WRI1061544 | 3 | 52.0293 | 15.0719 | Hydro |  |  |  | 1935.0 | PGE | PGE Energia Odnawialna | https://pgeeo.pl/Nasze-obiekty/Elektrownie-wodne/Raduszec-Stary | University of DÄ…browa GÃ³rnicza | [10 empty] | 10.98 | 12.05 | 8.54 | 12.29 | 10.96 | WIND-V1 | WIND-V1 | WIND-V1 | WIND-V1 | WIND-V1
POL | Poland | DÄ™be |  | WRI1061532 | 21 | 52.4882 | 20.9237 | Hydro |  |  |  | 1963.0 | PGE | PGE Energia Odnawialna | https://pgeeo.pl/Nasze-obiekty/Elektrownie-wodne/Debe | University of DÄ…browa GÃ³rnicza | [10 empty] | 83.09 | 85.18 | 51.03 | 82.51 | 80.25 | WIND-V1 | WIND-V1 | WIND-V1 | WIND-V1 | WIND-V1
POL | Poland | WÅ‚ocÅ‚awek |  | WRI1019072 | 160 | 52.6555 | 19.1338 | Hydro |  |  |  | 1969.0 | Energa wytwarzanie | ENTSOE | https://transparency.entsoe.eu/generation/r2/installedCapacityPerProductionUnit/show | University of DÄ…browa GÃ³rnicza | 1015470 |  |  |  | 169.744 |  |  |  |  | ENTSOE | 492.77 | 642.31 | 448.16 | 526.78 | 594.06 | HYDRO-V1 | HYDRO-V1 | HYDRO-V1 | HYDRO-V1 | HYDRO-V1
POL | Poland | BrÄ…swaÅ‚d |  | WRI1061574 | 2 | 53.8400 | 20.4041 | Hydro |  |  |  | 2003.0 | Energa Wytwarzanie | Energa Wytwarzanie | http://www.energa-wytwarzanie.pl/obiekty/lista-obiektow/braswald 41 obiekt.html | University of DÄ…browa GÃ³rnicza | [10 empty] | 7.67 | 9.03 | 5.56 | 8.35 | 8.09 | NO-ESTIMATION | NO-ESTIMATION | NO-ESTIMATION | NO-ESTIMATION | CAPACITY-FACTOR-V1
POL | Poland | Å»ydowo |  | WRI1019070 | 157 | 54.0251 | 16.7069 | Hydro |  |  |  | 1971.0 | Energa wytwarzanie | ENTSOE | https://transparency.entsoe.eu/generation/r2/installedCapacityPerProductionUnit/show | University of DÄ…browa GÃ³rnicza | 1015459 | [9 empty] | 387.38 | 467.08 | 300.57 | 468.36 | 387.38 | HYDRO-V1 | HYDRO-V1 | HYDRO-V1 | HYDRO-V1 | HYDRO-V1
POL | Poland | Bielkowo |  | WRI1061573 | 7 | 54.2695 | 18.5100 | Hydro |  |  |  | 1923.0 | Energa Wytwarzanie | Energa Wytwarzanie | http://www.energa-wytwarzanie.pl/obiekty/lista-obiektow/bielkowo 32 obiekt.html | University of DÄ…browa GÃ³rnicza | [10 empty] | 16.09 | 19.36 | 9.53 | 19.41 | 18.77 | NO-ESTIMATION | NO-ESTIMATION | NO-ESTIMATION | NO-ESTIMATION | CAPACITY-FACTOR-V1
POL | Poland | Straszyn |  | WRI1061578 | 4 | 54.2742 | 18.5633 | Hydro |  |  |  | 1932.0 | Energa Wytwarzanie | Energa Wytwarzanie | http://www.energa-wytwarzanie.pl/obiekty/lista-obiektow/straszyn 29 obiekt.html | University of DÄ…browa GÃ³rnicza | [10 empty] | 9.84 | 11.71 | 6.91 | 11.74 | 11.37
POL | Poland | Åapino |  | WRI1061576 | 7 | 54.2847 | 18.4482 | Hydro |  |  |  | 1925.0 | Energa Wytwarzanie | Energa Wytwarzanie | http://www.energa-wytwarzanie.pl/obiekty/lista-obiektow/lapino 33 obiekt.html | University of DÄ…browa GÃ³rnicza | [10 empty] | 16.09 | 19.36 | 9.53 | 19.41 | 18.77 | NO-ESTIMATION | NO-ESTIMATION | NO-ESTIMATION | NO-ESTIMATION | CAPACITY-FACTOR-V1
POL | Poland | GaÅ‚Ä…Å¼nia MaÅ‚a |  | WRI1061575 | 4 | 54.2850 | 17.3132 | Hydro |  |  |  | 1914.0 | Energa Wytwarzanie | Energa Wytwarzanie | http://www.energa-wytwarzanie.pl/obiekty/lista-obiektow/galaznia-mala 9 obiekt.html | University of DÄ…browa GÃ³rnicza | [10 empty] | 9.84 | 11.71 | 9.81 | 12.08 | 11.4 | NO-ESTIMATION | NO-ESTIMATION | NO-ESTIMATION | NO-ESTIMATION | CAPACITY-FACTOR-V1
POL | Poland | PierzchÅ‚y |  | WRI1061577 | 3 | 54.3007 | 19.8490 | Hydro |  |  |  | 1914.0 | Energa Wytwarzanie | Energa Wytwarzanie | http://www.energa-wytwarzanie.pl/obiekty/lista-obiektow/pierzchaly 19 obiekt.html | University of DÄ…browa GÃ³rnicza | [10 empty] | 9.73 | 11.08 | 6.02 | 9.84 | 10.48 | NO-ESTIMATION | NO-ESTIMATION | NO-ESTIMATION | NO-ESTIMATION | CAPACITY-FACTOR-V1
POL | Poland | Strzegomino |  | WRI1061579 | 3 | 54.3202 | 17.2311 | Hydro |  |  |  | 1924.0 | Energa Wytwarzanie | Energa Wytwarzanie | http://www.energa-wytwarzanie.pl/obiekty/lista-obiektow/strzegomino 10 obiekt.html | University of DÄ…browa GÃ³rnicza | [10 empty] | 6.95 | 8.35 | 6.92 | 8.62 | 8.12 | NO-ESTIMATION | NO-ESTIMATION | NO-ESTIMATION | NO-ESTIMATION | NO-ESTIMATION
POL | Poland | Å»arnowiec |  | WRI1019043 | 716 | 54.7224 | 18.0825 | Hydro |  |  |  | 1983.0 | PGE | ENTSOE | https://transparency.entsoe.eu/generation/r2/installedCapacityPerProductionUnit/show | University of DÄ…browa GÃ³rnicza | 1015458 |  |  |  | 341.323 | 266.382 | 255.981 |  |  | JRC-PPDB-OPEN | 1789.14 | 2488.13 | 1293.63 | 2494.95 | 1789.14 | NO-ESTIMATION | NO-ESTIMATION | NO-ESTIMATION | NO-ESTIMATION | NO-ESTIMATION
PRK | North Korea | River Changja |  | WRI1019850 | 81 | 38.2021 | 125.7837 | Hydro | [5 empty] | The People's Korea | https://web.archive.org/web/20090824204833/http://www1.korea-np.co.jp/pk/112th_issue/99091601.htm | WRI | [10 empty] | 213.72 | 283.79 | 202.74 | 171.15 | 125.91 | NO-ESTIMATION | NO-ESTIMATION | NO-ESTIMATION | NO-ESTIMATION | NO-ESTIMATION
PRK | North Korea | Unbong |  | WRI1019842 | 400 | 38.5979 | 125.4621 | Hydro |  |  |  | 1960.0 |  | The People's Korea | https://web.archive.org/web/20090824204833/http://www1.korea-np.co.jp/pk/112th_issue/99091601.htm | WRI | 1021219 | [9 empty] | 953.68 | 953.68 | 1108.08 | 883.78 | 881.36 | NO-ESTIMATION | NO-ESTIMATION | NO-ESTIMATION | NO-ESTIMATION | NO-ESTIMATION
PRK | North Korea | Pochon |  | WRI1019865 | 400 | 38.8921 | 127.4562 | Hydro | [5 empty] | The People's Korea | https://web.archive.org/web/20090824204833/http://www1.korea-np.co.jp/pk/112th_issue/99091601.htm | WRI | [10 empty] | 892.12 | 647.55 | 1019.89 | 636.31 | 643.04 | NO-ESTIMATION | SOLAR-V1 | SOLAR-V1 | SOLAR-V1 | SOLAR-V1
PRK | North Korea | Anju Youth |  | WRI1019857 | 10 | 39.6178 | 125.6647 | Hydro | [5 empty] | The People's Korea | https://web.archive.org/web/20090824204833/http://www1.korea-np.co.jp/pk/112th_issue/99091601.htm | CARMA | 1013788 | [9 empty] | 43.98 | 35.49 | 35.43 | 37.43 | 32.04 | NO-ESTIMATION | NO-ESTIMATION | NO-ESTIMATION | NO-ESTIMATION | CAPACITY-FACTOR-V1
PRK | North Korea | Huichon |  | WRI1019846 | 300 | 39.6620 | 125.8124 | Hydro | [5 empty] | The People's Korea | https://web.archive.org/web/20090824204833/http://www1.korea-np.co.jp/pk/112th_issue/99091601.htm | WRI | 1090838 | [9 empty] | 629.81 | 486.63 | 601.47 | 559.40 | 457.12 | NO-ESTIMATION | NO-ESTIMATION | NO-ESTIMATION | NO-ESTIMATION | CAPACITY-FACTOR-V1
PRK | North Korea | River Taedong |  | WRI1019853 | 20 | 39.7371 | 125.5004 | Hydro | [5 empty] | The People's Korea | https://web.archive.org/web/20090824204833/http://www1.korea-np.co.jp/pk/112th_issue/99091601.htm | WRI | [10 empty] | 84.88 | 73.64 | 72.67 | 66.93 | 64.87 | NO-ESTIMATION | NO-ESTIMATION | NO-ESTIMATION | NO-ESTIMATION | CAPACITY-FACTOR-V1
PRK | North Korea | T'aep'yongman |  | WRI1019849 | 190 | 40.3527 | 124.7352 | Hydro |  |  |  | 1986.0 |  | The People's Korea | http://www.sinohydro.com/664-2024-18397.aspx | WRI | [10 empty] | 618.33 | 801.63 | 681.33 | 658.38 | 711.88 | NO-ESTIMATION | SOLAR-V1 | SOLAR-V1 | SOLAR-V1 | SOLAR-V1
PRK | North Korea | Supung |  | WRI1019840 | 700 | 40.4615 | 124.9627 | Hydro |  |  |  | 1956.0 |  | The People's Korea | https://web.archive.org/web/20090824204833/http://www1.korea-np.co.jp/pk/112th_issue/99091601.htm | WRI | 1021218 | [9 empty] | 1990.32 | 2684.33 | 2785.74 | 2364.02 | 2587.7 | NO-ESTIMATION | NO-ESTIMATION | NO-ESTIMATION | NO-ESTIMATION | CAPACITY-FACTOR-V1
PRK | North Korea | River Changjin |  | WRI1019844 | 346.7 | 40.5662 | 127.2338 | Hydro | [5 empty] | The People's Korea | https://web.archive.org/web/20090824204833/http://www1.korea-np.co.jp/pk/112th_issue/99091601.htm | WRI | [10 empty] | 980.76 | 860.58 | 1023.22 | 789.25 | 793.02 | NO-ESTIMATION | NO-ESTIMATION | NO-ESTIMATION | NO-ESTIMATION | CAPACITY-FACTOR-V1
PRK | North Korea | River Pujon |  | WRI1019848 | 202.3 | 40.6604 | 127.5171 | Hydro | [5 empty] | The People's Korea | https://web.archive.org/web/20090824204833/http://www1.korea-np.co.jp/pk/112th_issue/99091601.htm | WRI | [10 empty] | 522.22 | 407.00 | 547.22 | 434.15 | 434.32 | NO-ESTIMATION | NO-ESTIMATION | NO-ESTIMATION | NO-ESTIMATION | CAPACITY-FACTOR-V1
PRK | North Korea | Naejungri |  | WRI1019855 | 12 | 40.7238 | 128.2671 | Hydro | [5 empty] | The People's Korea | https://web.archive.org/web/20090824204833/http://www1.korea-np.co.jp/pk/112th_issue/99091601.htm | WRI | 1013819 | [9 empty] | 40.37 | 36.15 | 41.35 | 38.25 | 38.52 | NO-ESTIMATION | NO-ESTIMATION | NO-ESTIMATION | NO-ESTIMATION | NO-ESTIMATION
PRK | North Korea | Kangge Youth |  | WRI1019847 | 225 | 40.9923 | 126.5531 | Hydro | [5 empty] | The People's Korea | https://web.archive.org/web/20090824204833/http://www1.korea-np.co.jp/pk/112th_issue/99091601.htm | WRI | 1013808 | [9 empty] | 708.05 | 668.52 | 731.85 | 623.21 | 603.63 | NO-ESTIMATION | NO-ESTIMATION | NO-ESTIMATION | NO-ESTIMATION | NO-ESTIMATION
PRK | North Korea | The March 17thÂ Power Plant |  | WRI1019841 | 482 | 41.3490 | 129.3901 | Hydro | [5 empty] | The People's Korea | https://web.archive.org/web/20090824204833/http://www1.korea-np.co.jp/pk/112th_issue/99091601.htm | WRI | [10 empty] | 1186.22 | 1011.91 | 1485.98 | 1021.01 | 784.11 | NO-ESTIMATION | NO-ESTIMATION | NO-ESTIMATION | NO-ESTIMATION | CAPACITY-FACTOR-V1
PRK | North Korea | Yunfeng |  | WRI1019843 | 400 | 41.3814 | 126.5149 | Hydro | [5 empty] | The People's Korea | https://web.archive.org/web/20090824204833/http://www1.korea-np.co.jp/pk/112th_issue/99091601.htm | WRI | [10 empty] | 1334.17 | 1213.47 | 1169.34 | 1036.87 | 1008.22 | NO-ESTIMATION | NO-ESTIMATION | NO-ESTIMATION | NO-ESTIMATION | NO-ESTIMATION
PRK | North Korea | The 5th Puryong |  | WRI1019851 | 36 | 42.0628 | 129.6913 | Hydro | [5 empty] | The People's Korea | https://web.archive.org/web/20090824204833/http://www1.korea-np.co.jp/pk/112th_issue/99091601.htm | WRI | [10 empty] | 98.81 | 106.08 | 106.27 | 101.76 | 86.97 | NO-ESTIMATION | NO-ESTIMATION | NO-ESTIMATION | NO-ESTIMATION | NO-ESTIMATION
PRT | Portugal | FajÃ£ dos Padres |  | WRI1022709 | 1.7 | 32.6547 | -17.0218 | Hydro |  |  |  | 1993.0 |  | Energias Endogenas de Portugal | http://e2p.inegi.up.pt/index.asp | Energias Endogenas de Portugal | 1060203 | [9 empty] | 5.31 | 5.31 | 4.66 | 6.13 | 4.66 | NO-ESTIMATION | NO-ESTIMATION | NO-ESTIMATION | NO-ESTIMATION | CAPACITY-FACTOR-V1
PRT | Portugal | Santa QuitÃ©ria |  | WRI1022790 | 1.7 | 32.6616 | -16.9503 | Hydro |  |  |  | 1993.0 |  | Energias Endogenas de Portugal | http://e2p.inegi.up.pt/index.asp | Energias Endogenas de Portugal | 1060205 | [9 empty] | 5.31 | 5.31 | 4.66 | 6.13 | 4.66 | NO-ESTIMATION | NO-ESTIMATION | NO-ESTIMATION | NO-ESTIMATION | NO-ESTIMATION
PRT | Portugal | Socorridos |  | WRI1022572 | 24 | 32.6632 | -16.9601 | Hydro |  |  |  | 1990.0 |  | Energias Endogenas de Portugal | http://e2p.inegi.up.pt/index.asp | Energias Endogenas de Portugal | 1060204 | [9 empty] | 72.17 | 72.17 | 58.05 | 84.11 | 58.05 | NO-ESTIMATION | NO-ESTIMATION | NO-ESTIMATION | NO-ESTIMATION | CAPACITY-FACTOR-V1
PRT | Portugal | Inverno da Calheta |  | WRI1022724 | 7.3 | 32.7215 | -17.1789 | Hydro |  |  |  | 1992.0 |  | Energias Endogenas de Portugal | http://e2p.inegi.up.pt/index.asp | Energias Endogenas de Portugal | 1060201 | [9 empty] | 21.39 | 21.39 | 16.74 | 24.87 | 16.74 | NO-ESTIMATION | NO-ESTIMATION | NO-ESTIMATION | NO-ESTIMATION | NO-ESTIMATION
PRT | Portugal | Calheta |  | WRI1022682 | 4.7 | 32.7289 | -17.1751 | Hydro |  |  |  | 1953.0 |  | Energias Endogenas de Portugal | http://e2p.inegi.up.pt/index.asp | Energias Endogenas de Portugal | 1015668 | [9 empty] | 12.37 | 12.37 | 10.16 | 14.61 | 10.16 | NO-ESTIMATION | NO-ESTIMATION | NO-ESTIMATION | NO-ESTIMATION | CAPACITY-FACTOR-V1
PRT | Portugal | FajÃ£ da Nogueira |  | WRI1022708 | 2.4 | 32.7432 | -16.9069 | Hydro |  |  |  | 1971.0 |  | Energias Endogenas de Portugal | http://e2p.inegi.up.pt/index.asp | Energias Endogenas de Portugal | 1060200 | [9 empty] | 7.42 | 7.42 | 6.63 | 8.57 | 6.63 | NO-ESTIMATION | NO-ESTIMATION | NO-ESTIMATION | NO-ESTIMATION | CAPACITY-FACTOR-V1
PRT | Portugal | Serra de Ãgua |  | WRI1022797 | 4.9 | 32.7435 | -17.0190 | Hydro |  |  |  | 1953.0 |  | Energias Endogenas de Portugal | http://e2p.inegi.up.pt/index.asp | Energias Endogenas de Portugal | 1015670 | [9 empty] | 12.90 | 12.90 | 10.59 | 15.23 | 10.59 | SOLAR-V1-NO-AGE | SOLAR-V1-NO-AGE | SOLAR-V1-NO-AGE | SOLAR-V1-NO-AGE | SOLAR-V1-NO-AGE
PRT | Portugal | Ribeira da Janela |  | WRI1022782 | 3.2 | 32.8555 | -17.1546 | Hydro |  |  |  | 1965.0 |  | Energias Endogenas de Portugal | http://e2p.inegi.up.pt/index.asp | Energias Endogenas de Portugal | 1060202 | [9 empty] | 8.18 | 8.18 | 6.79 | 9.70 | 6.79 | NO-ESTIMATION | NO-ESTIMATION | NO-ESTIMATION | NO-ESTIMATION | CAPACITY-FACTOR-V1
PRT | Portugal | Bugalheira |  | WRI1022679 | 1.4 | 37.5497 | -8.7131 | Hydro |  |  |  | 1991.0 |  | Energias Endogenas de Portugal | http://e2p.inegi.up.pt/index.asp | Energias Endogenas de Portugal | 1080825 | [9 empty] | 3.08 | 3.31 | 2.46 | 3.99 | 2.46 | NO-ESTIMATION | NO-ESTIMATION | NO-ESTIMATION | NO-ESTIMATION | NO-ESTIMATION
PRT | Portugal | TÃºneis |  | WRI1022808 | 1.7 | 37.7465 | -25.3072 | Hydro |  |  |  | 1951.0 |  | Energias Endogenas de Portugal | http://e2p.inegi.up.pt/index.asp | Energias Endogenas de Portugal | 1046026 | [13 empty] | 1.38 | NO-ESTIMATION | NO-ESTIMATION | NO-ESTIMATION | NO-ESTIMATION | CAPACITY-FACTOR-V1
PRT | Portugal | Roxo |  | WRI1022785 | 1.7 | 37.9303 | -8.0812 | Hydro |  |  |  | 2010.0 |  | Energias Endogenas de Portugal | http://e2p.inegi.up.pt/index.asp | Energias Endogenas de Portugal | 1088851 | [9 empty] | 4.58 | 4.60 | 3.90 | 5.41 | 3.87 | NO-ESTIMATION | NO-ESTIMATION | NO-ESTIMATION | NO-ESTIMATION | CAPACITY-FACTOR-V1
PRT | Portugal | Serpa |  | WRI1022796 | 1.7 | 37.9921 | -7.6045 | Hydro |  |  |  | 2010.0 |  | Energias Endogenas de Portugal | http://e2p.inegi.up.pt/index.asp | Energias Endogenas de Portugal | [10 empty] | 4.79 | 4.79 | 4.13 | 5.60 | 4.13 | NO-ESTIMATION | NO-ESTIMATION | NO-ESTIMATION | NO-ESTIMATION | CAPACITY-FACTOR-V1
PRT | Portugal | PedrÃ³gÃ£o |  | WRI1022756 | 10 | 38.1101 | -7.6296 | Hydro |  |  |  | 2006.0 |  | Energias Endogenas de Portugal | http://e2p.inegi.up.pt/index.asp | Energias Endogenas de Portugal | 1060100 | [9 empty] | 29.30 | 30.00 | 21.00 | 29.38 | 23.45 | NO-ESTIMATION | NO-ESTIMATION | NO-ESTIMATION | NO-ESTIMATION | NO-ESTIMATION
PRT | Portugal | Odivelas |  | WRI1022747 | 2.5 | 38.1852 | -8.1153 | Hydro |  |  |  | 2010.0 |  | Energias Endogenas de Portugal | http://e2p.inegi.up.pt/index.asp | Energias Endogenas de Portugal | 1088860 | [9 empty] | 6.96 | 6.96 | 6.13 | 8.15 | 6.13 | SOLAR-V1 | SOLAR-V1 | SOLAR-V1 | SOLAR-V1 | SOLAR-V1
PRT | Portugal | Vale do Gaio |  | WRI1022812 | 1 | 38.2478 | -8.2951 | Hydro |  |  |  | 1949.0 |  | Energias Endogenas de Portugal | http://e2p.inegi.up.pt/index.asp | Energias Endogenas de Portugal | 1012755 | [9 empty] | 3.40 | 3.30 | 2.82 | 3.14 | 2.25 | NO-ESTIMATION | NO-ESTIMATION | NO-ESTIMATION | NO-ESTIMATION | CAPACITY-FACTOR-V1
PRT | Portugal | Alvito |  | WRI1022664 | 3.4 | 38.2788 | -7.9093 | Hydro |  |  |  | 2010.0 |  | Energias Endogenas de Portugal | http://e2p.inegi.up.pt/index.asp | Energias Endogenas de Portugal | 1088859 | [9 empty] | 8.11 | 8.11 | 6.63 | 9.72 | 6.63 | NO-ESTIMATION | NO-ESTIMATION | NO-ESTIMATION | NO-ESTIMATION | CAPACITY-FACTOR-V1
PRT | Portugal | Pego do Altar |  | WRI1022757 | 2 | 38.4180 | -8.3919 | Hydro |  |  |  | 1949.0 |  | Energias Endogenas de Portugal | http://e2p.inegi.up.pt/index.asp | Energias Endogenas de Portugal | 1012730 | [9 empty] | 5.58 | 5.58 | 5.15 | 6.54 | 5.15 | NO-ESTIMATION | NO-ESTIMATION | NO-ESTIMATION | NO-ESTIMATION | CAPACITY-FACTOR-V1
PRT | Portugal | Gameiro |  | WRI1022716 | 1.4 | 38.9550 | -8.1102 | Hydro |  |  |  | 1962.0 |  | Energias Endogenas de Portugal | http://e2p.inegi.up.pt/index.asp | Energias Endogenas de Portugal | 1012721 | [9 empty] | 4.76 | 5.12 | 3.45 | 4.79 | 2.6 | NO-ESTIMATION | NO-ESTIMATION | NO-ESTIMATION | NO-ESTIMATION | CAPACITY-FACTOR-V1
PRT | Portugal | MaranhÃ£o |  | WRI1022733 | 6.1 | 39.0152 | -7.9756 | Hydro |  |  |  | 1958.0 |  | Energias Endogenas de Portugal | http://e2p.inegi.up.pt/index.asp | Energias Endogenas de Portugal | [10 empty] | 18.94 | 18.94 | 10.79 | 17.63 | 10.06 | NO-ESTIMATION | NO-ESTIMATION | NO-ESTIMATION | NO-ESTIMATION | CAPACITY-FACTOR-V1
PRT | Portugal | Montargil |  | WRI1022739 | 3.6 | 39.0542 | -8.1766 | Hydro |  |  |  | 1970.0 |  | Energias Endogenas de Portugal | http://e2p.inegi.up.pt/index.asp | Energias Endogenas de Portugal | 1012727 | [9 empty] | 10.88 | 10.88 | 8.41 | 11.30 | 7.13 | NO-ESTIMATION | NO-ESTIMATION | NO-ESTIMATION | NO-ESTIMATION | CAPACITY-FACTOR-V1
PRT | Portugal | AlÃ©m-Fazenda |  | WRI1022661 | 1.5 | 39.4699 | -31.1415 | Hydro |  |  |  | 1966.0 |  | Energias Endogenas de Portugal | http://e2p.inegi.up.pt/index.asp | Energias Endogenas de Portugal | 1013688 | [13 empty] | 1.22 | NO-ESTIMATION | SOLAR-V1 | SOLAR-V1 | SOLAR-V1 | SOLAR-V1
PRT | Portugal | Belver |  | WRI1022574 | 80.7 | 39.4795 | -7.9979 | Hydro |  |  |  | 1951.0 |  | Energias Endogenas de Portugal | http://e2p.inegi.up.pt/index.asp | Energias Endogenas de Portugal | 1012699 | [9 empty] | 267.93 | 267.64 | 148.36 | 268.54 | 141.87 | NO-ESTIMATION | NO-ESTIMATION | NO-ESTIMATION | NO-ESTIMATION | CAPACITY-FACTOR-V1
PRT | Portugal | Bruceira |  | WRI1022678 | 1.6 | 39.5264 | -7.6103 | Hydro |  |  |  | 1928.0 |  | Energias Endogenas de Portugal | http://e2p.inegi.up.pt/index.asp | Energias Endogenas de Portugal | 1012702 | [9 empty] | 4.51 | 4.51 | 3.89 | 5.27 | 3.89 | SOLAR-V1 | SOLAR-V1 | SOLAR-V1 | SOLAR-V1 | SOLAR-V1
PRT | Portugal | Pracana |  | WRI1022567 | 41 | 39.5650 | -7.8122 | Hydro |  |  |  | 1993.0 |  | Energias Endogenas de Portugal | http://e2p.inegi.up.pt/index.asp | Energias Endogenas de Portugal | 1012737 | [9 empty] | 106.47 | 106.47 | 83.37 | 104.47 | 88.2 | NO-ESTIMATION | NO-ESTIMATION | NO-ESTIMATION | NO-ESTIMATION | CAPACITY-FACTOR-V1
PRT | Portugal | Velada |  | WRI1022816 | 1.9 | 39.5914 | -7.7092 | Hydro |  |  |  | 1935.0 |  | Energias Endogenas de Portugal | http://e2p.inegi.up.pt/index.asp | Energias Endogenas de Portugal | 1012757 | [9 empty] | 7.63 | 7.60 | 4.84 | 7.76 | 4.67 | NO-ESTIMATION | NO-ESTIMATION | NO-ESTIMATION | NO-ESTIMATION | CAPACITY-FACTOR-V1
PRT | Portugal | BouÃ§Ã£ |  | WRI1022565 | 44 | 39.8533 | -8.2188 | Hydro |  |  |  | 1955.0 |  | Energias Endogenas de Portugal | http://e2p.inegi.up.pt/index.asp | Energias Endogenas de Portugal | 1012701 | [9 empty] | 132.83 | 129.25 | 73.69 | 148.39 | 63.95 | NO-ESTIMATION | NO-ESTIMATION | NO-ESTIMATION | NO-ESTIMATION | CAPACITY-FACTOR-V1
PRT | Portugal | Idanha-a-Nova |  | WRI1022723 | 2.5 | 39.9447 | -7.2011 | Hydro |  |  |  | 1970.0 |  | Energias Endogenas de Portugal | http://e2p.inegi.up.pt/index.asp | Energias Endogenas de Portugal | 1012723 | [9 empty] | 8.39 | 8.39 | 6.16 | 8.63 | 4.87 | NO-ESTIMATION | NO-ESTIMATION | NO-ESTIMATION | NO-ESTIMATION | CAPACITY-FACTOR-V1
PRT | Portugal | Janeiro de Cima |  | WRI1022725 | 7.9 | 40.0655 | -7.8055 | Hydro |  |  |  | 1995.0 |  | Energias Endogenas de Portugal | http://e2p.inegi.up.pt/index.asp | Energias Endogenas de Portugal | 1088901 | [9 empty] | 26.54 | 26.13 | 14.93 | 30.45 | 14.43 | NO-ESTIMATION | NO-ESTIMATION | NO-ESTIMATION | SOLAR-V1 | SOLAR-V1
PRT | Portugal | Santa Luzia |  | WRI1022577 | 24.4 | 40.0897 | -7.8579 | Hydro |  |  |  | 1943.0 |  | Energias Endogenas de Portugal | http://e2p.inegi.up.pt/index.asp | Energias Endogenas de Portugal | 1012745 | [9 empty] | 69.55 | 74.44 | 30.41 | 79.89 | 33.24 | NO-ESTIMATION | NO-ESTIMATION | NO-ESTIMATION | NO-ESTIMATION | CAPACITY-FACTOR-V1
PRT | Portugal | Barroca |  | WRI1022672 | 2 | 40.1115 | -7.7297 | Hydro |  |  |  | 2005.0 |  | Energias Endogenas de Portugal | http://e2p.inegi.up.pt/index.asp | Energias Endogenas de Portugal | [10 empty] | 7.54 | 7.43 | 5.89 | 8.81 | 5.76 | NO-ESTIMATION | NO-ESTIMATION | NO-ESTIMATION | NO-ESTIMATION | CAPACITY-FACTOR-V1
PRT | Portugal | Meimoa |  | WRI1022734 | 5.7 | 40.2597 | -7.1389 | Hydro |  |  |  | 2010.0 |  | Energias Endogenas de Portugal | http://e2p.inegi.up.pt/index.asp | Energias Endogenas de Portugal | [10 empty] | 12.53 | 12.53 | 9.84 | 15.23 | 9.84 | NO-ESTIMATION | NO-ESTIMATION | NO-ESTIMATION | NO-ESTIMATION | CAPACITY-FACTOR-V1
PRT | Portugal | Sistema Alforfa |  | WRI1022798 | 7.2 | 40.2758 | -7.6118 | Hydro |  |  |  | 1997.0 |  | Energias Endogenas de Portugal | http://e2p.inegi.up.pt/index.asp | Energias Endogenas de Portugal | [10 empty] | 18.21 | 18.21 | 13.63 | 21.64 | 13.63 | NO-ESTIMATION | NO-ESTIMATION | NO-ESTIMATION | NO-ESTIMATION | CAPACITY-FACTOR-V1
PRT | Portugal | Alva |  | WRI1022662 | 1.5 | 40.2938 | -7.9245 | Hydro |  |  |  | 2001.0 |  | Energias Endogenas de Portugal | http://e2p.inegi.up.pt/index.asp | Energias Endogenas de Portugal | [10 empty] | 5.50 | 5.46 | 3.79 | 6.30 | 2.95 | SOLAR-V1 | SOLAR-V1 | SOLAR-V1 | SOLAR-V1 | SOLAR-V1
PRT | Portugal | Penacova |  | WRI1022759 | 9.6 | 40.2975 | -8.2487 | Hydro |  |  |  | 2001.0 |  | Energias Endogenas de Portugal | http://e2p.inegi.up.pt/index.asp | Energias Endogenas de Portugal | 1030345 | [9 empty] | 29.90 | 29.60 | 15.72 | 34.98 | 11.95 | NO-ESTIMATION | NO-ESTIMATION | NO-ESTIMATION | NO-ESTIMATION | CAPACITY-FACTOR-V1
PRT | Portugal | Raiva |  | WRI1022571 | 24 | 40.3096 | -8.2488 | Hydro |  |  |  | 1982.0 |  | Energias Endogenas de Portugal | http://e2p.inegi.up.pt/index.asp | Energias Endogenas de Portugal | 1012738 | [9 empty] | 73.55 | 75.42 | 47.03 | 94.53 | 42.54 | NO-ESTIMATION | NO-ESTIMATION | NO-ESTIMATION | NO-ESTIMATION | CAPACITY-FACTOR-V1
PRT | Portugal | Vila Cova |  | WRI1022578 | 23.4 | 40.3797 | -7.7283 | Hydro |  |  |  | 2001.0 |  | Energias Endogenas de Portugal | http://e2p.inegi.up.pt/index.asp | Energias Endogenas de Portugal | 1012758 | [9 empty] | 66.70 | 65.98 | 29.07 | 79.37 | 20.19 | NO-ESTIMATION | NO-ESTIMATION | NO-ESTIMATION | NO-ESTIMATION | CAPACITY-FACTOR-V1
PRT | Portugal | Ponte de Jugais |  | WRI1022579 | 20.3 | 40.3848 | -7.7050 | Hydro |  |  |  | 1923.0 |  | Energias Endogenas de Portugal | http://e2p.inegi.up.pt/index.asp | Energias Endogenas de Portugal | 1018427 | [9 empty] | 57.80 | 57.18 | 25.86 | 68.80 | 18.15 | NO-ESTIMATION | NO-ESTIMATION | NO-ESTIMATION | NO-ESTIMATION | CAPACITY-FACTOR-V1
PRT | Portugal | Manteigas |  | WRI1022732 | 6.5 | 40.3885 | -7.5445 | Hydro |  |  |  | 2000.0 |  | Energias Endogenas de Portugal | http://e2p.inegi.up.pt/index.asp | Energias Endogenas de Portugal | 1048886 | [9 empty] | 14.63 | 14.63 | 10.49 | 17.71 | 10.49 | NO-ESTIMATION | NO-ESTIMATION | NO-ESTIMATION | NO-ESTIMATION | CAPACITY-FACTOR-V1
PRT | Portugal | Sabugueiro II |  | WRI1022787 | 10 | 40.3964 | -7.6622 | Hydro |  |  |  | 1993.0 |  | Energias Endogenas de Portugal | http://e2p.inegi.up.pt/index.asp | Energias Endogenas de Portugal | 1062854 | [9 empty] | 30.20 | 29.90 | 15.44 | 35.50 | 11.64 | NO-ESTIMATION | NO-ESTIMATION | NO-ESTIMATION | NO-ESTIMATION | CAPACITY-FACTOR-V1
PRT | Portugal | Sabugueiro I |  | WRI1022581 | 12.8 | 40.3967 | -7.6625 | Hydro |  |  |  | 1947.0 |  | Energias Endogenas de Portugal | http://e2p.inegi.up.pt/index.asp | Energias Endogenas de Portugal | 1012743 | [9 empty] | 38.48 | 38.08 | 19.58 | 45.26 | 14.72 | NO-ESTIMATION | NO-ESTIMATION | NO-ESTIMATION | NO-ESTIMATION | CAPACITY-FACTOR-V1
PRT | Portugal | Desterro |  | WRI1022580 | 13.2 | 40.3984 | -7.6869 | Hydro |  |  |  | 1959.0 |  | Energias Endogenas de Portugal | http://e2p.inegi.up.pt/index.asp | Energias Endogenas de Portugal | 1012712 | [9 empty] | 39.62 | 39.21 | 20.13 | 46.61 | 15.12 | NO-ESTIMATION | NO-ESTIMATION | NO-ESTIMATION | NO-ESTIMATION | CAPACITY-FACTOR-V1
PRT | Portugal | CaldeirÃ£o |  | WRI1022568 | 40 | 40.5317 | -7.3296 | Hydro |  |  |  | 1994.0 |  | Energias Endogenas de Portugal | http://e2p.inegi.up.pt/index.asp | Energias Endogenas de Portugal | 1012704 | [9 empty] | 107.31 | 107.31 | 83.86 | 127.19 | 83.86 | NO-ESTIMATION | NO-ESTIMATION | NO-ESTIMATION | NO-ESTIMATION | CAPACITY-FACTOR-V1
PRT | Portugal | Teixo |  | WRI1022804 | 7 | 40.5763 | -8.2807 | Hydro |  |  |  | 2008.0 |  | Energias Endogenas de Portugal | http://e2p.inegi.up.pt/index.asp | Energias Endogenas de Portugal | 1073881 | [9 empty] | 15.75 | 15.75 | 11.29 | 19.08 | 11.29 | NO-ESTIMATION | NO-ESTIMATION | SOLAR-V1 | SOLAR-V1 | SOLAR-V1
PRT | Portugal | Soutinho |  | WRI1022800 | 3.2 | 40.6024 | -8.2945 | Hydro |  |  |  | 1993.0 |  | Energias Endogenas de Portugal | http://e2p.inegi.up.pt/index.asp | Energias Endogenas de Portugal | 1017613 | [9 empty] | 7.17 | 7.17 | 5.78 | 8.69 | 5.78 | NO-ESTIMATION | NO-ESTIMATION | NO-ESTIMATION | NO-ESTIMATION | CAPACITY-FACTOR-V1
PRT | Portugal | Fagilde |  | WRI1022707 | 2.4 | 40.6292 | -7.8255 | Hydro |  |  |  | 1998.0 |  | Energias Endogenas de Portugal | http://e2p.inegi.up.pt/index.asp | Energias Endogenas de Portugal | 1113356 | [9 empty] | 8.77 | 8.79 | 5.91 | 10.04 | 5.07 | NO-ESTIMATION | NO-ESTIMATION | NO-ESTIMATION | NO-ESTIMATION | CAPACITY-FACTOR-V1
PRT | Portugal | Talhadas |  | WRI1022801 | 5.2 | 40.6470 | -8.3177 | Hydro |  |  |  | 1992.0 |  | Energias Endogenas de Portugal | http://e2p.inegi.up.pt/index.asp | Energias Endogenas de Portugal | 1017614 | [9 empty] | 11.43 | 11.43 | 8.98 | 13.90 | 8.98 | NO-ESTIMATION | NO-ESTIMATION | NO-ESTIMATION | NO-ESTIMATION | CAPACITY-FACTOR-V1
PRT | Portugal | Cercosa |  | WRI1022695 | 4.2 | 40.6703 | -8.2469 | Hydro |  |  |  | 1992.0 |  | Energias Endogenas de Portugal | http://e2p.inegi.up.pt/index.asp | Energias Endogenas de Portugal | 1017608 | [9 empty] | 10.02 | 10.02 | 8.20 | 12.01 | 8.2 | HYDRO-V1 | HYDRO-V1 | HYDRO-V1 | HYDRO-V1 | HYDRO-V1
PRT | Portugal | Ermida (Ribeiradio) |  | WRI1022704 | 7 | 40.7422 | -8.3194 | Hydro |  |  |  | 2015.0 |  | Energias Endogenas de Portugal | http://e2p.inegi.up.pt/index.asp | Energias Endogenas de Portugal | [10 empty] | 15.12 | 15.12 | 10.67 | 18.45 | 10.67 | NO-ESTIMATION | NO-ESTIMATION | NO-ESTIMATION | NO-ESTIMATION | CAPACITY-FACTOR-V1
PRT | Portugal | Ribeiradio |  | WRI1022575 | 73.6 | 40.7422 | -8.3194 | Hydro |  |  |  | 2015.0 |  | Energias Endogenas de Portugal | http://e2p.inegi.up.pt/index.asp | Energias Endogenas de Portugal | [10 empty] | 199.60 | 199.60 | 139.89 | 236.18 | 139.89 | HYDRO-V1 | HYDRO-V1 | HYDRO-V1 | HYDRO-V1 | HYDRO-V1
PRT | Portugal | Palhal |  | WRI1022751 | 2.6 | 40.7428 | -8.4608 | Hydro |  |  |  | 1991.0 |  | Energias Endogenas de Portugal | http://e2p.inegi.up.pt/index.asp | Energias Endogenas de Portugal | 1016494 | [9 empty] | 10.26 | 10.26 | 6.73 | 11.64 | 6.49 | NO-ESTIMATION | NO-ESTIMATION | NO-ESTIMATION | NO-ESTIMATION | CAPACITY-FACTOR-V1
PRT | Portugal | Paredes |  | WRI1022753 | 3.4 | 40.7523 | -8.1730 | Hydro |  |  |  | 1996.0 |  | Energias Endogenas de Portugal | http://e2p.inegi.up.pt/index.asp | Energias Endogenas de Portugal | 1052640 | [9 empty] | 7.80 | 7.80 | 6.33 | 9.42 | 6.33 | NO-ESTIMATION | NO-ESTIMATION | NO-ESTIMATION | NO-ESTIMATION | CAPACITY-FACTOR-V1
PRT | Portugal | SÃ£o Pedro do Sul |  | WRI1022792 | 9.6 | 40.7604 | -8.0438 | Hydro |  |  |  | 1994.0 |  | Energias Endogenas de Portugal | http://e2p.inegi.up.pt/index.asp | Energias Endogenas de Portugal | 1052641 | [9 empty] | 24.24 | 24.24 | 18.13 | 28.81 | 18.13 | NO-ESTIMATION | NO-ESTIMATION | SOLAR-V1 | SOLAR-V1 | SOLAR-V1
PRT | Portugal | Vale de Madeira |  | WRI1022811 | 1.35 | 40.7981 | -7.0148 | Hydro |  |  |  | 2008.0 |  | Energias Endogenas de Portugal | http://e2p.inegi.up.pt/index.asp | Energias Endogenas de Portugal | 1104813 | [9 empty] | 5.34 | 5.10 | 3.32 | 6.06 | 3.65 | NO-ESTIMATION | NO-ESTIMATION | NO-ESTIMATION | NO-ESTIMATION | CAPACITY-FACTOR-V1
PRT | Portugal | Carregal |  | WRI1022689 | 5.5 | 40.8072 | -8.2438 | Hydro |  |  |  | 1996.0 |  | Energias Endogenas de Portugal | http://e2p.inegi.up.pt/index.asp | Energias Endogenas de Portugal | 1052639 | [9 empty] | 11.59 | 11.59 | 9.00 | 14.20 | 9 | SOLAR-V1 | SOLAR-V1 | SOLAR-V1 | SOLAR-V1 | SOLAR-V1
PRT | Portugal | Ãguas Frias |  | WRI1022660 | 2.4 | 40.8094 | -8.0508 | Hydro |  |  |  | 2002.0 |  | Energias Endogenas de Portugal | http://e2p.inegi.up.pt/index.asp | Energias Endogenas de Portugal | [10 empty] | 6.68 | 6.68 | 5.89 | 7.82 | 5.89 | SOLAR-V1 | SOLAR-V1 | SOLAR-V1 | SOLAR-V1 | SOLAR-V1
PRT | Portugal | Senhora de Monforte |  | WRI1022793 | 10 | 40.8174 | -7.0293 | Hydro |  |  |  | 1993.0 |  | Energias Endogenas de Portugal | http://e2p.inegi.up.pt/index.asp | Energias Endogenas de Portugal | [10 empty] | 33.09 | 32.10 | 15.25 | 38.39 | 17.7 | NO-ESTIMATION | NO-ESTIMATION | NO-ESTIMATION | NO-ESTIMATION | NO-ESTIMATION
PRT | Portugal | Pinhel |  | WRI1022764 | 6.8 | 40.8243 | -7.0832 | Hydro |  |  |  | 2004.0 |  | Energias Endogenas de Portugal | http://e2p.inegi.up.pt/index.asp | Energias Endogenas de Portugal | 1067547 | [9 empty] | 23.04 | 22.37 | 10.92 | 26.65 | 12.58 | SOLAR-V1 | SOLAR-V1 | SOLAR-V1 | SOLAR-V1 | SOLAR-V1
PRT | Portugal | FrÃ¡guas |  | WRI1022712 | 3.2 | 40.8378 | -7.7843 | Hydro |  |  |  | 1993.0 |  | Energias Endogenas de Portugal | http://e2p.inegi.up.pt/index.asp | Energias Endogenas de Portugal | 1017609 | [9 empty] | 10.75 | 9.75 | 4.69 | 12.29 | 6.23 | NO-ESTIMATION | SOLAR-V1 | SOLAR-V1 | SOLAR-V1 | SOLAR-V1
PRT | Portugal | Vale Soeiro |  | WRI1022813 | 4.4 | 40.8988 | -7.9438 | Hydro |  |  |  | 1993.0 |  | Energias Endogenas de Portugal | http://e2p.inegi.up.pt/index.asp | Energias Endogenas de Portugal | 1017615 | [9 empty] | 14.54 | 14.59 | 9.21 | 18.43 | 9.34 | NO-ESTIMATION | SOLAR-V1 | SOLAR-V1 | SOLAR-V1 | SOLAR-V1
PRT | Portugal | Pereira |  | WRI1022763 | 5.2 | 40.9199 | -7.9648 | Hydro |  |  |  | 2006.0 |  | Energias Endogenas de Portugal | http://e2p.inegi.up.pt/index.asp | Energias Endogenas de Portugal | 1073883 | [9 empty] | 16.92 | 16.98 | 10.26 | 21.45 | 10.42 | NO-ESTIMATION | NO-ESTIMATION | NO-ESTIMATION | NO-ESTIMATION | CAPACITY-FACTOR-V1
PRT | Portugal | Ermida |  | WRI1022703 | 8.5 | 40.9205 | -7.9630 | Hydro |  |  |  | 1993.0 |  | Energias Endogenas de Portugal | http://e2p.inegi.up.pt/index.asp | Energias Endogenas de Portugal | 1012715 | [9 empty] | 27.67 | 27.76 | 15.58 | 35.07 | 15.84 | HYDRO-V1 | HYDRO-V1 | HYDRO-V1 | HYDRO-V1 | HYDRO-V1
PRT | Portugal | Vilar-TabuaÃ§o |  | WRI1022563 | 58 | 40.9869 | -7.5358 | Hydro |  |  |  | 1965.0 |  | Energias Endogenas de Portugal | http://e2p.inegi.up.pt/index.asp | Energias Endogenas de Portugal | 1012749 | [9 empty] | 160.80 | 160.80 | 113.75 | 189.64 | 113.75 | WIND-V1 | WIND-V1 | WIND-V1 | WIND-V1 | WIND-V1
PRT | Portugal | Vila ViÃ§osa |  | WRI1022817 | 4 | 40.9952 | -8.2106 | Hydro |  |  |  | 1993.0 |  | Energias Endogenas de Portugal | http://e2p.inegi.up.pt/index.asp | Energias Endogenas de Portugal | 1052638 | [9 empty] | 13.42 | 13.74 | 10.55 | 15.43 | 10.54 | SOLAR-V1 | SOLAR-V1 | SOLAR-V1 | SOLAR-V1 | SOLAR-V1
PRT | Portugal | Ucanha |  | WRI1022809 | 5.7 | 41.0540 | -7.7462 | Hydro |  |  |  | 2001.0 |  | Energias Endogenas de Portugal | http://e2p.inegi.up.pt/index.asp | Energias Endogenas de Portugal | 1113352 | [9 empty] | 12.53 | 12.53 | 9.84 | 15.23 | 9.84 | NO-ESTIMATION | NO-ESTIMATION | NO-ESTIMATION | SOLAR-V1 | SOLAR-V1
PRT | Portugal | Ovadas |  | WRI1022748 | 5.6 | 41.0558 | -8.2487 | Hydro |  |  |  | 1993.0 |  | Energias Endogenas de Portugal | http://e2p.inegi.up.pt/index.asp | Energias Endogenas de Portugal | 1016493 | [9 empty] | 17.85 | 19.06 | 13.52 | 20.67 | 13.6 | NO-ESTIMATION | NO-ESTIMATION | NO-ESTIMATION | SOLAR-V1 | SOLAR-V1
PRT | Portugal | Granja do Tedo |  | WRI1022718 | 2.2 | 41.0642 | -7.6148 | Hydro |  |  |  | 2008.0 |  | Energias Endogenas de Portugal | http://e2p.inegi.up.pt/index.asp | Energias Endogenas de Portugal | 1088909 | [9 empty] | 7.80 | 8.03 | 5.46 | 9.20 | 4.65 | NO-ESTIMATION | SOLAR-V1 | SOLAR-V1 | SOLAR-V1 | SOLAR-V1
PRT | Portugal | Freigil |  | WRI1022714 | 4.6 | 41.0750 | -8.0233 | Hydro |  |  |  | 1988.0 |  | Energias Endogenas de Portugal | http://e2p.inegi.up.pt/index.asp | Energias Endogenas de Portugal | 1012720 | [9 empty] | 17.46 | 18.45 | 13.38 | 19.14 | 12.29 | NO-ESTIMATION | NO-ESTIMATION | NO-ESTIMATION | NO-ESTIMATION | CAPACITY-FACTOR-V1
PRT | Portugal | Catapereiro |  | WRI1022693 | 7.2 | 41.0912 | -7.2715 | Hydro |  |  |  | 2002.0 |  | Energias Endogenas de Portugal | http://e2p.inegi.up.pt/index.asp | Energias Endogenas de Portugal | [10 empty] | 18.31 | 18.31 | 13.24 | 21.73 | 12.97 | NO-ESTIMATION | NO-ESTIMATION | NO-ESTIMATION | NO-ESTIMATION | CAPACITY-FACTOR-V1
PRT | Portugal | Aregos |  | WRI1022668 | 3.1 | 41.0939 | -8.0278 | Hydro |  |  |  | 1958.0 |  | Energias Endogenas de Portugal | http://e2p.inegi.up.pt/index.asp | Energias Endogenas de Portugal | 1012697 | [9 empty] | 10.97 | 11.64 | 8.47 | 12.10 | 7.73 | NO-ESTIMATION | NO-ESTIMATION | NO-ESTIMATION | NO-ESTIMATION | CAPACITY-FACTOR-V1
PRT | Portugal | Ribadouro |  | WRI1022780 | 3.1 | 41.0991 | -8.0826 | Hydro |  |  |  | 1993.0 |  | Energias Endogenas de Portugal | http://e2p.inegi.up.pt/index.asp | Energias Endogenas de Portugal | 1018409 | [9 empty] | 10.97 | 11.64 | 8.47 | 12.10 | 7.73 | NO-ESTIMATION | NO-ESTIMATION | NO-ESTIMATION | WIND-V1 | WIND-V1
PRT | Portugal | Varosa |  | WRI1022570 | 25 | 41.1208 | -7.7761 | Hydro |  |  |  | 1934.0 |  | Energias Endogenas de Portugal | http://e2p.inegi.up.pt/index.asp | Energias Endogenas de Portugal | 1062702 | [9 empty] | 69.69 | 69.69 | 55.44 | 82.12 | 55.44 | WIND-V1 | WIND-V1 | WIND-V1 | WIND-V1 | WIND-V1
PRT | Portugal | Assobio |  | WRI1022670 | 1 | 41.1250 | -7.9475 | Hydro |  |  |  | 2004.0 |  | Energias Endogenas de Portugal | http://e2p.inegi.up.pt/index.asp | Energias Endogenas de Portugal | 1080378 | [9 empty] | 3.53 | 3.75 | 2.76 | 3.90 | 2.61 | WIND-V1 | WIND-V1 | WIND-V1 | WIND-V1 | WIND-V1
PRT | Portugal | Senhora do Salto |  | WRI1022795 | 3.8 | 41.1274 | -8.4324 | Hydro |  |  |  | 1993.0 |  | Energias Endogenas de Portugal | http://e2p.inegi.up.pt/index.asp | Energias Endogenas de Portugal | 1080380 | [9 empty] | 13.94 | 13.35 | 8.03 | 15.84 | 7.66 | NO-ESTIMATION | NO-ESTIMATION | NO-ESTIMATION | SOLAR-V1 | SOLAR-V1
PRT | Portugal | Sordo |  | WRI1022799 | 8.5 | 41.1697 | -7.7886 | Hydro |  |  |  | 1995.0 |  | Energias Endogenas de Portugal | http://e2p.inegi.up.pt/index.asp | Energias Endogenas de Portugal | 1016495 | [9 empty] | 32.03 | 34.38 | 23.18 | 35.65 | 20.46 | NO-ESTIMATION | NO-ESTIMATION | NO-ESTIMATION | SOLAR-V1 | SOLAR-V1
PRT | Portugal | Feiticeiro (Baixo Sabor - Jusante) |  | WRI1022569 | 36 | 41.2020 | -7.0936 | Hydro |  |  |  | 2015.0 |  | Energias Endogenas de Portugal | http://e2p.inegi.up.pt/index.asp | Energias Endogenas de Portugal | 1090326 | [9 empty] | 105.54 | 110.12 | 49.21 | 130.08 | 57.41 | SOLAR-V1 | SOLAR-V1 | SOLAR-V1 | SOLAR-V1 | SOLAR-V1
PRT | Portugal | Penhas Altas |  | WRI1022761 | 1.6 | 41.2310 | -8.4136 | Hydro |  |  |  | 1998.0 |  | Energias Endogenas de Portugal | http://e2p.inegi.up.pt/index.asp | Energias Endogenas de Portugal | 1080379 | [9 empty] | 4.51 | 4.51 | 3.89 | 5.27 | 3.89 | NO-ESTIMATION | NO-ESTIMATION | NO-ESTIMATION | NO-ESTIMATION | SOLAR-V1
PRT | Portugal | Candemil |  | WRI1022685 | 2 | 41.2468 | -7.9745 | Hydro |  |  |  | 2011.0 |  | Energias Endogenas de Portugal | http://e2p.inegi.up.pt/index.asp | Energias Endogenas de Portugal | [10 empty] | 7.44 | 7.37 | 5.83 | 8.41 | 5.86 | NO-ESTIMATION | NO-ESTIMATION | NO-ESTIMATION | NO-ESTIMATION | CAPACITY-FACTOR-V1
PRT | Portugal | Terragido |  | WRI1022805 | 8.5 | 41.2872 | -7.7495 | Hydro |  |  |  | 1992.0 |  | Energias Endogenas de Portugal | http://e2p.inegi.up.pt/index.asp | Energias Endogenas de Portugal | 1016496 | [9 empty] | 22.23 | 22.23 | 16.81 | 26.27 | 16.81 | NO-ESTIMATION | NO-ESTIMATION | NO-ESTIMATION | NO-ESTIMATION | CAPACITY-FACTOR-V1
PRT | Portugal | Agilde |  | WRI1022659 | 2 | 41.3545 | -8.1028 | Hydro |  |  |  | 2012.0 |  | Energias Endogenas de Portugal | http://e2p.inegi.up.pt/index.asp | Energias Endogenas de Portugal | 1094696 | [9 empty] | 7.18 | 7.69 | 6.04 | 8.22 | 6.01 | NO-ESTIMATION | NO-ESTIMATION | NO-ESTIMATION | NO-ESTIMATION | CAPACITY-FACTOR-V1
PRT | Portugal | Boavista |  | WRI1022674 | 3.8 | 41.3580 | -8.4491 | Hydro |  |  |  | 1995.0 |  | Energias Endogenas de Portugal | http://e2p.inegi.up.pt/index.asp | Energias Endogenas de Portugal | 1011589 | [9 empty] | 13.00 | 14.03 | 9.76 | 14.95 | 9.57 | NO-ESTIMATION | NO-ESTIMATION | SOLAR-V1 | SOLAR-V1 | SOLAR-V1
PRT | Portugal | Caneiro |  | WRI1022687 | 1.6 | 41.3728 | -8.3444 | Hydro |  |  |  | 2002.0 |  | Energias Endogenas de Portugal | http://e2p.inegi.up.pt/index.asp | Energias Endogenas de Portugal | 1080269 | [9 empty] | 4.82 | 4.71 | 4.78 | 5.81 | 4.47 | NO-ESTIMATION | NO-ESTIMATION | NO-ESTIMATION | NO-ESTIMATION | CAPACITY-FACTOR-V1
PRT | Portugal | Amieiro/Galego |  | WRI1022665 | 1.2 | 41.3736 | -8.4142 | Hydro |  |  |  | 2004.0 |  | Energias Endogenas de Portugal | http://e2p.inegi.up.pt/index.asp | Energias Endogenas de Portugal | 1080273 | [9 empty] | 3.59 | 3.69 | 3.22 | 4.03 | 3.19 | NO-ESTIMATION | NO-ESTIMATION | NO-ESTIMATION | NO-ESTIMATION | CAPACITY-FACTOR-V1
PRT | Portugal | FÃ¡brica TÃªxtil de Vizela |  | WRI1022706 | 1.2 | 41.3769 | -8.3283 | Hydro |  |  |  | 2004.0 |  | Energias Endogenas de Portugal | http://e2p.inegi.up.pt/index.asp | Energias Endogenas de Portugal | [10 empty] | 3.60 | 3.52 | 3.63 | 4.34 | 3.4 | NO-ESTIMATION | NO-ESTIMATION | SOLAR-V1 | SOLAR-V1 | SOLAR-V1
PRT | Portugal | Lourido |  | WRI1022731 | 2.8 | 41.3948 | -8.1974 | Hydro |  |  |  | 2012.0 |  | Energias Endogenas de Portugal | http://e2p.inegi.up.pt/index.asp | Energias Endogenas de Portugal | [10 empty] | 10.88 | 10.99 | 7.91 | 12.40 | 7.75 | NO-ESTIMATION | NO-ESTIMATION | NO-ESTIMATION | NO-ESTIMATION | CAPACITY-FACTOR-V1
PRT | Portugal | Corvete |  | WRI1022698 | 2.4 | 41.3965 | -8.1793 | Hydro |  |  |  | 1972.0 |  | Energias Endogenas de Portugal | http://e2p.inegi.up.pt/index.asp | Energias Endogenas de Portugal | 1080272 | [9 empty] | 9.33 | 9.42 | 6.78 | 10.63 | 6.64 | WIND-V1 | WIND-V1 | WIND-V1 | WIND-V1 | WIND-V1
PRT | Portugal | Ronfe |  | WRI1022784 | 1 | 41.4384 | -8.3741 | Hydro |  |  |  | 1913.0 |  | Energias Endogenas de Portugal | http://e2p.inegi.up.pt/index.asp | Energias Endogenas de Portugal | 1061908 | [9 empty] | 3.63 | 3.72 | 2.94 | 4.00 | 2.92 | NO-ESTIMATION | NO-ESTIMATION | NO-ESTIMATION | NO-ESTIMATION | CAPACITY-FACTOR-V1
PRT | Portugal | Vales |  | WRI1022814 | 3.2 | 41.4419 | -7.4985 | Hydro |  |  |  | 2009.0 |  | Energias Endogenas de Portugal | http://e2p.inegi.up.pt/index.asp | Energias Endogenas de Portugal | 1069306 | [9 empty] | 7.17 | 7.17 | 5.78 | 8.69 | 5.78 | SOLAR-V1 | SOLAR-V1 | SOLAR-V1 | SOLAR-V1 | SOLAR-V1
PRT | Portugal | Alvadia |  | WRI1022663 | 10 | 41.4564 | -7.8103 | Hydro |  |  |  | 1993.0 |  | Energias Endogenas de Portugal | http://e2p.inegi.up.pt/index.asp | Energias Endogenas de Portugal | 1069302 | [9 empty] | 24.66 | 24.66 | 18.29 | 29.41 | 18.29 | SOLAR-V1 | SOLAR-V1 | SOLAR-V1 | SOLAR-V1 | SOLAR-V1
PRT | Portugal | Ponte Europa |  | WRI1022769 | 1 | 41.4807 | -7.1878 | Hydro |  |  |  | 2007.0 |  | Energias Endogenas de Portugal | http://e2p.inegi.up.pt/index.asp | Energias Endogenas de Portugal | [10 empty] | 3.97 | 3.80 | 3.08 | 4.33 | 3.06 | NO-ESTIMATION | NO-ESTIMATION | NO-ESTIMATION | NO-ESTIMATION | CAPACITY-FACTOR-V1
PRT | Portugal | Cefra |  | WRI1022694 | 1.1 | 41.5053 | -7.9694 | Hydro |  |  |  | 1995.0 |  | Energias Endogenas de Portugal | http://e2p.inegi.up.pt/index.asp | Energias Endogenas de Portugal | 1012709 | [9 empty] | 2.79 | 2.79 | 2.64 | 3.32 | 2.64 | NO-ESTIMATION | NO-ESTIMATION | NO-ESTIMATION | NO-ESTIMATION | CAPACITY-FACTOR-V1
PRT | Portugal | Bragadas |  | WRI1022676 | 10.1 | 41.5413 | -7.7891 | Hydro |  |  |  | 1999.0 |  | Energias Endogenas de Portugal | http://e2p.inegi.up.pt/index.asp | Energias Endogenas de Portugal | 1069300 | [9 empty] | 31.38 | 31.93 | 19.97 | 37.36 | 22.69 | WIND-V1 | WIND-V1 | WIND-V1 | WIND-V1 | WIND-V1
PRT | Portugal | Casal |  | WRI1022692 | 1.1 | 41.5444 | -8.0167 | Hydro |  |  |  | 1994.0 |  | Energias Endogenas de Portugal | http://e2p.inegi.up.pt/index.asp | Energias Endogenas de Portugal | 1046055 | [9 empty] | 2.79 | 2.79 | 2.64 | 3.32 | 2.64 | SOLAR-V1 | SOLAR-V1 | SOLAR-V1 | SOLAR-V1 | SOLAR-V1
PRT | Portugal | Penide |  | WRI1022762 | 4.9 | 41.5489 | -8.5372 | Hydro |  |  |  | 1951.0 |  | Energias Endogenas de Portugal | http://e2p.inegi.up.pt/index.asp | Energias Endogenas de Portugal | 1012731 | [9 empty] | 15.65 | 16.03 | 10.56 | 18.82 | 10.43 | NO-ESTIMATION | NO-ESTIMATION | NO-ESTIMATION | NO-ESTIMATION | CAPACITY-FACTOR-V1
PRT | Portugal | Senhora do Porto |  | WRI1022794 | 8.8 | 41.5558 | -8.2189 | Hydro |  |  |  | 1945.0 |  | Energias Endogenas de Portugal | http://e2p.inegi.up.pt/index.asp | Energias Endogenas de Portugal | 1012746 | [9 empty] | 27.64 | 28.41 | 17.80 | 31.40 | 17.56 | NO-ESTIMATION | NO-ESTIMATION | NO-ESTIMATION | NO-ESTIMATION | NO-ESTIMATION
PRT | Portugal | Ponte da EsperanÃ§a |  | WRI1022767 | 2.8 | 41.5767 | -8.1681 | Hydro |  |  |  | 1942.0 |  | Energias Endogenas de Portugal | http://e2p.inegi.up.pt/index.asp | Energias Endogenas de Portugal | 1012735 | [9 empty] | 9.89 | 10.12 | 8.06 | 10.85 | 7.99 | NO-ESTIMATION | NO-ESTIMATION | NO-ESTIMATION | NO-ESTIMATION | CAPACITY-FACTOR-V1
PRT | Portugal | Ermal |  | WRI1022701 | 10 | 41.5781 | -8.1528 | Hydro |  |  |  | 1937.0 |  | Energias Endogenas de Portugal | http://e2p.inegi.up.pt/index.asp | Energias Endogenas de Portugal | 1012714 | [9 empty] | 30.60 | 31.48 | 19.16 | 34.87 | 18.89 | NO-ESTIMATION | NO-ESTIMATION | NO-ESTIMATION | NO-ESTIMATION | CAPACITY-FACTOR-V1
PRT | Portugal | Guilhofrei |  | WRI1022720 | 4 | 41.5811 | -8.1428 | Hydro |  |  |  | 1939.0 |  | Energias Endogenas de Portugal | http://e2p.inegi.up.pt/index.asp | Energias Endogenas de Portugal | 1012722 | [9 empty] | 13.23 | 14.16 | 9.58 | 14.94 | 9.47 | WIND-V1 | WIND-V1 | WIND-V1 | WIND-V1 | WIND-V1
PRT | Portugal | Bragado |  | WRI1022677 | 3.1 | 41.5814 | -7.6801 | Hydro |  |  |  | 1998.0 |  | Energias Endogenas de Portugal | http://e2p.inegi.up.pt/index.asp | Energias Endogenas de Portugal | 1053104 | [9 empty] | 9.95 | 10.06 | 7.21 | 11.72 | 7.95 | NO-ESTIMATION | SOLAR-V1 | SOLAR-V1 | SOLAR-V1 | SOLAR-V1
PRT | Portugal | RuÃ£es |  | WRI1022786 | 1.8 | 41.5842 | -8.4802 | Hydro |  |  |  | 1998.0 |  | Energias Endogenas de Portugal | http://e2p.inegi.up.pt/index.asp | Energias Endogenas de Portugal | [10 empty] | 5.45 | 6.01 | 4.86 | 7.52 | 4.82 | NO-ESTIMATION | NO-ESTIMATION | NO-ESTIMATION | NO-ESTIMATION | CAPACITY-FACTOR-V1
PRT | Portugal | Ponte do Bico |  | WRI1022768 | 2.2 | 41.6062 | -8.4271 | Hydro |  |  |  | 1994.0 |  | Energias Endogenas de Portugal | http://e2p.inegi.up.pt/index.asp | Energias Endogenas de Portugal | 1080266 | [9 empty] | 7.75 | 7.96 | 6.22 | 9.53 | 6.17 | NO-ESTIMATION | NO-ESTIMATION | NO-ESTIMATION | NO-ESTIMATION | CAPACITY-FACTOR-V1
PRT | Portugal | Canedo |  | WRI1022686 | 10 | 41.6204 | -7.7394 | Hydro |  |  |  | 2008.0 |  | Energias Endogenas de Portugal | http://e2p.inegi.up.pt/index.asp | Energias Endogenas de Portugal | 1073882 | [9 empty] | 24.66 | 24.66 | 18.29 | 29.41 | 18.29 | NO-ESTIMATION | NO-ESTIMATION | NO-ESTIMATION | NO-ESTIMATION | CAPACITY-FACTOR-V1
PRT | Portugal | Covas do Barroso |  | WRI1022699 | 6.6 | 41.6305 | -7.7949 | Hydro |  |  |  | 1996.0 |  | Energias Endogenas de Portugal | http://e2p.inegi.up.pt/index.asp | Energias Endogenas de Portugal | 1037045 | [9 empty] | 15.46 | 15.46 | 11.26 | 18.60 | 11.26 | NO-ESTIMATION | NO-ESTIMATION | NO-ESTIMATION | NO-ESTIMATION | CAPACITY-FACTOR-V1
PRT | Portugal | CaniÃ§ada |  | WRI1022562 | 62 | 41.6529 | -8.2309 | Hydro |  |  |  | 1954.0 |  | Energias Endogenas de Portugal | http://e2p.inegi.up.pt/index.asp | Energias Endogenas de Portugal | 1012705 | [9 empty] | 166.33 | 166.33 | 116.03 | 197.14 | 116.03 | NO-ESTIMATION | NO-ESTIMATION | NO-ESTIMATION | NO-ESTIMATION | CAPACITY-FACTOR-V1
PRT | Portugal | Mesa do Galo I |  | WRI1022735 | 1.6 | 41.6587 | -7.9797 | Hydro |  |  |  | 1996.0 |  | Energias Endogenas de Portugal | http://e2p.inegi.up.pt/index.asp | Energias Endogenas de Portugal | 1080747 | [9 empty] | 4.51 | 4.51 | 3.89 | 5.27 | 3.89 | NO-ESTIMATION | NO-ESTIMATION | NO-ESTIMATION | NO-ESTIMATION | CAPACITY-FACTOR-V1
PRT | Portugal | Venda Nova |  | WRI1022560 | 90 | 41.6794 | -7.9823 | Hydro |  |  |  | 1951.0 |  | Energias Endogenas de Portugal | http://e2p.inegi.up.pt/index.asp | Energias Endogenas de Portugal | 1012759 | [9 empty] | 252.15 | 252.15 | 188.51 | 296.90 | 188.51 | WIND-V1 | WIND-V1 | WIND-V1 | WIND-V1 | WIND-V1
PRT | Portugal | Salamonde |  | WRI1022566 | 42 | 41.6917 | -8.0912 | Hydro |  |  |  | 1953.0 |  | Energias Endogenas de Portugal | http://e2p.inegi.up.pt/index.asp | Energias Endogenas de Portugal | 1012744 |  |  |  |  | 448.115 | 187.526 |  |  | JRC-PPDB-OPEN | 112.67 | 112.67 | 88.05 | 133.55 | 88.05 | NO-ESTIMATION | NO-ESTIMATION | NO-ESTIMATION | NO-ESTIMATION | CAPACITY-FACTOR-V1
PRT | Portugal | Frades II |  | WRI1023232 | 780 | 41.6934 | -8.0279 | Hydro | [5 empty] | ENTSOE | https://transparency.entsoe.eu/generation/r2/installedCapacityPerProductionUnit/show?name=&defaultValue=true&viewType=TABLE&areaType=BZN&atch=false&dateTime.dateTime=01.01.2016+00:00¦UTC¦YEAR&area.values=CTY¦10YPT-REN------W!BZN¦10YPT-REN------W&productionType.values=B01&productionType.values=B02&productionType.values=B03&productionType.values=B04&productionType.values=B05&productionType.values=B06&productionType.values=B07&productionType.values=B08&productionType.values=B09&productionType.values=B10&productionType.values=B11&productionType.values=B12&productionType.values=B13&productionType.values=B14&productionType.values=B20&productionType.values=B15&productionType.values=B16&productionType.values=B17&productionType.values=B18&productionType.values=B19&DataTables_Table_0_length=50# | WRI |  |  |  |  | 440.808 | 701.525 | 207.466 |  |  | JRC-PPDB-OPEN | 2230.55 | 2230.55 | 1579.52 | 3000.22 | 1579.52 | SOLAR-V1 | SOLAR-V1 | SOLAR-V1 | SOLAR-V1 | SOLAR-V1
PRT | Portugal | Torga |  | WRI1022806 | 8.5 | 41.7061 | -7.1175 | Hydro |  |  |  | 1993.0 |  | Energias Endogenas de Portugal | http://e2p.inegi.up.pt/index.asp | Energias Endogenas de Portugal | 1016497 | [9 empty] | 22.93 | 28.57 | 13.84 | 29.85 | 14.84 | NO-ESTIMATION | NO-ESTIMATION | NO-ESTIMATION | NO-ESTIMATION | CAPACITY-FACTOR-V1
PRT | Portugal | BouÃ§oais-Sonim |  | WRI1022675 | 9.9 | 41.7277 | -7.1954 | Hydro |  |  |  | 2006.0 |  | Energias Endogenas de Portugal | http://e2p.inegi.up.pt/index.asp | Energias Endogenas de Portugal | 1066324 | [9 empty] | 24.63 | 25.42 | 17.00 | 30.13 | 16.44 | NO-ESTIMATION | NO-ESTIMATION | NO-ESTIMATION | NO-ESTIMATION | CAPACITY-FACTOR-V1
PRT | Portugal | Alto RabagÃ£o |  | WRI1022561 | 68 | 41.7380 | -7.8534 | Hydro |  |  |  | 1964.0 |  | Energias Endogenas de Portugal | http://e2p.inegi.up.pt/index.asp | Energias Endogenas de Portugal | 1012696 | [9 empty] | 190.51 | 190.51 | 135.34 | 224.32 | 135.34 | NO-ESTIMATION | NO-ESTIMATION | NO-ESTIMATION | NO-ESTIMATION | CAPACITY-FACTOR-V1
PRT | Portugal | Rebordelo |  | WRI1022775 | 10 | 41.7556 | -7.1764 | Hydro |  |  |  | 2006.0 |  | Energias Endogenas de Portugal | http://e2p.inegi.up.pt/index.asp | Energias Endogenas de Portugal | 1047297 | [9 empty] | 24.88 | 25.68 | 17.17 | 30.44 | 16.61 | NO-ESTIMATION | NO-ESTIMATION | NO-ESTIMATION | NO-ESTIMATION | CAPACITY-FACTOR-V1
PRT | Portugal | Paradela |  | WRI1022564 | 54 | 41.7688 | -7.9500 | Hydro |  |  |  | 1956.0 |  | Energias Endogenas de Portugal | http://e2p.inegi.up.pt/index.asp | Energias Endogenas de Portugal | 1062650 | [9 empty] | 144.87 | 144.87 | 101.06 | 171.70 | 101.06 | NO-ESTIMATION | NO-ESTIMATION | NO-ESTIMATION | NO-ESTIMATION | CAPACITY-FACTOR-V1
PRT | Portugal | Touvedo |  | WRI1022573 | 22 | 41.8126 | -8.3538 | Hydro |  |  |  | 1993.0 |  | Energias Endogenas de Portugal | http://e2p.inegi.up.pt/index.asp | Energias Endogenas de Portugal | 1012753 | [9 empty] | 71.60 | 69.64 | 41.89 | 77.01 | 40.66 | NO-ESTIMATION | NO-ESTIMATION | NO-ESTIMATION | NO-ESTIMATION | NO-ESTIMATION
PRT | Portugal | Nunes |  | WRI1022745 | 8.7 | 41.8250 | -6.9544 | Hydro |  |  |  | 1995.0 |  | Energias Endogenas de Portugal | http://e2p.inegi.up.pt/index.asp | Energias Endogenas de Portugal | 1016492 | [9 empty] | 23.47 | 29.24 | 14.16 | 30.55 | 15.19 | NO-ESTIMATION | NO-ESTIMATION | NO-ESTIMATION | NO-ESTIMATION | CAPACITY-FACTOR-V1
PRT | Portugal | Trutas |  | WRI1022807 | 2.2 | 41.8478 | -6.9361 | Hydro |  |  |  | 2009.0 |  | Energias Endogenas de Portugal | http://e2p.inegi.up.pt/index.asp | Energias Endogenas de Portugal | [10 empty] | 6.12 | 6.12 | 5.40 | 7.17 | 5.4 | NO-ESTIMATION | NO-ESTIMATION | NO-ESTIMATION | NO-ESTIMATION | NO-ESTIMATION
PRT | Portugal | Lindoso |  | WRI1022576 | 44.1 | 41.8595 | -8.2704 | Hydro |  |  |  | 1922.0 |  | Energias Endogenas de Portugal | http://e2p.inegi.up.pt/index.asp | Energias Endogenas de Portugal | 1012724 | [9 empty] | 130.71 | 126.26 | 76.19 | 140.99 | 74.66 | NO-ESTIMATION | NO-ESTIMATION | NO-ESTIMATION | NO-ESTIMATION | NO-ESTIMATION
PRT | Portugal | Alto Lindoso |  | WRI1023233 | 630 | 41.8693 | -8.2029 | Hydro | [5 empty] | ENTSOE | https://transparency.entsoe.eu/generation/r2/installedCapacityPerProductionUnit/show?name=&defaultValue=true&viewType=TABLE&areaType=BZN&atch=false&dateTime.dateTime=01.01.2016+00:00¦UTC¦YEAR&area.values=CTY¦10YPT-REN------W!BZN¦10YPT-REN------W&productionType.values=B01&productionType.values=B02&productionType.values=B03&productionType.values=B04&productionType.values=B05&productionType.values=B06&productionType.values=B07&productionType.values=B08&productionType.values=B09&productionType.values=B10&productionType.values=B11&productionType.values=B12&productionType.values=B13&productionType.values=B14&productionType.values=B20&productionType.values=B15&productionType.values=B16&productionType.values=B17&productionType.values=B18&productionType.values=B19&DataTables_Table_0_length=50# | WRI | 1012695 |  |  |  | 430.781 | 1113.961 | 335.16 |  |  | JRC-PPDB-OPEN | 1528.38 | 1464.82 | 840.32 | 1990.69 | 1198.58 | NO-ESTIMATION | NO-ESTIMATION | NO-ESTIMATION | NO-ESTIMATION | CAPACITY-FACTOR-V1
PRT | Portugal | France |  | WRI1022713 | 7 | 41.8792 | -8.7061 | Hydro |  |  |  | 1974.0 |  | Energias Endogenas de Portugal | http://e2p.inegi.up.pt/index.asp | Energias Endogenas de Portugal | 1012718 | [9 empty] | 22.48 | 22.80 | 14.38 | 26.53 | 13.08 | HYDRO-V1 | HYDRO-V1 | HYDRO-V1 | HYDRO-V1 | HYDRO-V1
PRT | Portugal | Pagade |  | WRI1022750 | 1.9 | 41.8842 | -8.6785 | Hydro |  |  |  | 1993.0 |  | Energias Endogenas de Portugal | http://e2p.inegi.up.pt/index.asp | Energias Endogenas de Portugal | 1017611 | [9 empty] | 6.88 | 7.24 | 5.56 | 8.27 | 5.21 | NO-ESTIMATION | NO-ESTIMATION | NO-ESTIMATION | NO-ESTIMATION | CAPACITY-FACTOR-V1
PRT | Portugal | Prado Novo |  | WRI1022773 | 2.9 | 41.9020 | -6.7389 | Hydro |  |  |  | 1996.0 |  | Energias Endogenas de Portugal | http://e2p.inegi.up.pt/index.asp | Energias Endogenas de Portugal | 1088911 | [9 empty] | 8.07 | 8.07 | 7.12 | 9.45 | 7.12 | NO-ESTIMATION | NO-ESTIMATION | NO-ESTIMATION | SOLAR-V1 | SOLAR-V1
PRT | Portugal | Paus |  | WRI1022755 | 4 | 41.9146 | -8.5902 | Hydro |  |  |  | 1993.0 |  | Energias Endogenas de Portugal | http://e2p.inegi.up.pt/index.asp | Energias Endogenas de Portugal | 1017612 | [9 empty] | 13.58 | 13.76 | 9.87 | 15.91 | 9.12 | SOLAR-V1 | SOLAR-V1 | SOLAR-V1 | SOLAR-V1 | SOLAR-V1
PRT | Portugal | Montezinho |  | WRI1022741 | 1.4 | 41.9376 | -6.7752 | Hydro |  |  |  | 1996.0 |  | Energias Endogenas de Portugal | http://e2p.inegi.up.pt/index.asp | Energias Endogenas de Portugal | 1113761 | [9 empty] | 3.18 | 3.18 | 2.69 | 3.84 | 2.69 | NO-ESTIMATION | NO-ESTIMATION | NO-ESTIMATION | NO-ESTIMATION | CAPACITY-FACTOR-V1
PRY | Paraguay | Itaipu Binacional Dam (Paraguay part) |  | WRI1022983 | 7000 | -25.4081 | -54.5889 | Hydro |  |  |  | 1984.0 | Brazil and Paraguay Government | Situation of Renewable Energy in Paraguay | http://www.ssme.gov.py/ | WRI | [10 empty] | 35230.22 | 34666.61 | 35230.22 |  | 47320.15 | NO-ESTIMATION | NO-ESTIMATION | NO-ESTIMATION | NO-ESTIMATION | CAPACITY-FACTOR-V1
PRY | Paraguay | Acaray Dam |  | WRI1022985 | 210 | -25.4591 | -54.6289 | Hydro |  |  |  | 1981.0 |  | Hydro World | http://www.ssme.gov.py/ | WRI | 1009697 | [9 empty] | 678.07 | 750.07 | 898.99 | 738.18 | 696.56 | NO-ESTIMATION | NO-ESTIMATION | NO-ESTIMATION | NO-ESTIMATION | CAPACITY-FACTOR-V1
PRY | Paraguay | YacyretÃ¡ Dam |  | WRI1022984 | 1550 | -27.4827 | -56.7250 | Hydro |  |  |  | 1994.0 | Argentina and Paraguay Government | Situation of Renewable Energy in Paraguay | http://www.ssme.gov.py/ | WRI | [10 empty] | 4102.81 | 4102.81 | 4102.81 | 4114.05 | 4102.81 | NO-ESTIMATION | NO-ESTIMATION | NO-ESTIMATION | NO-ESTIMATION | CAPACITY-FACTOR-V1
ROU | Romania | HPP Portile de Fier II |  | WRI1019110 | 245 | 44.3074 | 22.5672 | Hydro | [5 empty] | ENTSOE | https://transparency.entsoe.eu/generation/r2/installedCapacityPerProductionUnit/show | GEODB | 1027194 | [9 empty] | 1377.08 | 1207.92 | 1283.68 | 1316.17 | 1353.94 | NO-ESTIMATION | NO-ESTIMATION | NO-ESTIMATION | NO-ESTIMATION | CAPACITY-FACTOR-V1
ROU | Romania | HPP Portile de Fier I |  | WRI1019095 | 1161 | 44.6733 | 22.5320 | Hydro |  |  |  | 1972.0 |  | ENTSOE | https://transparency.entsoe.eu/generation/r2/installedCapacityPerProductionUnit/show | GEODB | 1027194 |  |  |  | 4779.904 | 5434.684 | 4707.119 |  |  | JRC-PPDB-OPEN | 6914.64 | 5291.86 | 5996.66 | 6150.39 | 6804.99 | NO-ESTIMATION | NO-ESTIMATION | NO-ESTIMATION | NO-ESTIMATION | CAPACITY-FACTOR-V1
ROU | Romania | HPP Raul Mare |  | WRI1019104 | 335 | 45.3391 | 22.7213 | Hydro |  |  |  | 1986.0 |  | ENTSOE | https://transparency.entsoe.eu/generation/r2/installedCapacityPerProductionUnit/show | GEODB |  |  |  |  | 426.821 | 386.66 | 224.236 |  |  | JRC-PPDB-OPEN | 989.16 | 780.86 | 799.28 | 801.47 | 989.16 | NO-ESTIMATION | NO-ESTIMATION | NO-ESTIMATION | SOLAR-V1 | SOLAR-V1
ROU | Romania | HPP Vidraru |  | WRI1019112 | 219 | 45.3667 | 24.6307 | Hydro | [5 empty] | ENTSOE | https://transparency.entsoe.eu/generation/r2/installedCapacityPerProductionUnit/show | GEODB | 1027306 | [9 empty] | 486.16 | 335.63 | 356.46 | 503.82 | 486.54 | HYDRO-V1 | HYDRO-V1 | HYDRO-V1 | HYDRO-V1 | HYDRO-V1
ROU | Romania | HPP Ruieni |  | WRI1019122 | 138 | 45.4260 | 22.4757 | Hydro | [5 empty] | ENTSOE | https://transparency.entsoe.eu/generation/r2/installedCapacityPerProductionUnit/show | GEODB | 1027219 | [9 empty] | 412.28 | 357.93 | 308.46 | 366.53 | 397.63 | NO-ESTIMATION | NO-ESTIMATION | NO-ESTIMATION | NO-ESTIMATION | CAPACITY-FACTOR-V1
ROU | Romania | HPP Lotru |  | WRI1019100 | 509 | 45.4472 | 23.7683 | Hydro | [5 empty] | ENTSOE | https://transparency.entsoe.eu/generation/r2/installedCapacityPerProductionUnit/show | GEODB |  |  |  |  | 668.532 | 657.794 | 465.374 |  |  | JRC-PPDB-OPEN | 1461.23 | 860.39 | 937.54 | 911.30 | 1394.35 | NO-ESTIMATION | NO-ESTIMATION | NO-ESTIMATION | SOLAR-V1 | SOLAR-V1
ROU | Romania | HPP Galceag |  | WRI1019121 | 149 | 45.5879 | 23.6279 | Hydro | [5 empty] | ENTSOE | https://transparency.entsoe.eu/generation/r2/installedCapacityPerProductionUnit/show | GEODB | [10 empty] | 420.89 | 329.22 | 337.41 | 338.34 | 427.42 | NO-ESTIMATION | NO-ESTIMATION | NO-ESTIMATION | NO-ESTIMATION | CAPACITY-FACTOR-V1
ROU | Romania | HPP Sugag |  | WRI1019120 | 149 | 45.6892 | 23.6094 | Hydro | [5 empty] | ENTSOE | https://transparency.entsoe.eu/generation/r2/installedCapacityPerProductionUnit/show | GEODB | 1027260 | [9 empty] | 420.89 | 329.22 | 337.41 | 338.34 | 427.42 | SOLAR-V1 | SOLAR-V1 | SOLAR-V1 | SOLAR-V1 | SOLAR-V1
ROU | Romania | HPP Mariselu |  | WRI1019113 | 219 | 46.6679 | 23.0590 | Hydro | [5 empty] | ENTSOE | https://transparency.entsoe.eu/generation/r2/installedCapacityPerProductionUnit/show | GEODB | 1027135 | [9 empty] | 558.80 | 421.77 | 436.11 | 455.03 | 540.28 | HYDRO-V1 | HYDRO-V1 | HYDRO-V1 | HYDRO-V1 | HYDRO-V1
ROU | Romania | HPP Stejaru |  | WRI1019114 | 208 | 46.9386 | 26.1029 | Hydro | [5 empty] | ENTSOE | https://transparency.entsoe.eu/generation/r2/installedCapacityPerProductionUnit/show | GEODB | 1027253 | [9 empty] | 678.33 | 548.46 | 540.25 | 569.21 | 668.83 | HYDRO-V1 | HYDRO-V1 | HYDRO-V1 | HYDRO-V1 | HYDRO-V1
RUS | Russia | Ahtynskaya SHPP |  | WRI1061679 | 1.8 | 41.7778 | 48.2932 | Hydro |  |  |  |  | PJSC "RusHydro" | EnergyBase (RUS) | https://energybase.ru/power-plant/Ahtynskogo_SHPP | EnergyBase (RUS) | [10 empty] | 5.45 | 4.14 | 4.98 | 5.47 | 4.14 | NO-ESTIMATION | NO-ESTIMATION | NO-ESTIMATION | NO-ESTIMATION | CAPACITY-FACTOR-V1
RUS | Russia | Gunibskaya HPP |  | WRI1061680 | 15 | 42.4318 | 46.9879 | Hydro |  |  |  |  | PJSC "RusHydro" | EnergyBase (RUS) | https://energybase.ru/power-plant/Gunibskaya_HPP | EnergyBase (RUS) | [10 empty] | 48.48 | 44.57 | 51.56 | 53.07 | 45.21 | HYDRO-V1 | HYDRO-V1 | HYDRO-V1 | HYDRO-V1 | HYDRO-V1
RUS | Russia | Gergebilskaya HPP |  | WRI1061684 | 17.8 | 42.4542 | 47.0317 | Hydro |  |  |  |  | PJSC "RusHydro" | EnergyBase (RUS) | https://energybase.ru/power-plant/Gergebilskaya_HPP | EnergyBase (RUS) | [10 empty] | 57.53 | 52.89 | 61.18 | 62.97 | 53.65 | SOLAR-V1 | SOLAR-V1 | SOLAR-V1 | SOLAR-V1 | SOLAR-V1
RUS | Russia | Gotsatlinskaya HPP |  | WRI1061901 | 100 | 42.5298 | 46.9177 | Hydro |  |  |  | 2007.0 | PJSC "RusHydro" | EnergyBase (RUS) | https://energybase.ru/power-plant/Gotsatlinskaya-HPP | EnergyBase (RUS) | [10 empty] | 345.11 | 260.25 | 330.74 | 342.23 | 250.36 | HYDRO-V1 | HYDRO-V1 | HYDRO-V1 | HYDRO-V1 | HYDRO-V1
RUS | Russia | The head HPP of the Ardon cascade of Zaramagh hydroelectric power stations |  | WRI1061712 | 15 | 42.7053 | 43.9744 | Hydro |  |  |  |  | PJSC "RusHydro" | EnergyBase (RUS) | https://energybase.ru/power-plant/Head_HPP_cascade_Ardon_Zaramagskie_HPP | EnergyBase (RUS) | [10 empty] | 55.68 | 44.47 | 48.74 | 55.06 | 44.49 | NO-ESTIMATION | NO-ESTIMATION | NO-ESTIMATION | NO-ESTIMATION | WIND-V1
RUS | Russia | Irganayskaya HPP |  | WRI1061675 | 400 | 42.7452 | 46.8316 | Hydro |  |  |  |  | PJSC "RusHydro" | EnergyBase (RUS) | https://energybase.ru/power-plant/Irganayskaya_HPP | EnergyBase (RUS) | [10 empty] | 1238.21 | 955.08 | 1184.88 | 1303.36 | 964.79 | NO-ESTIMATION | NO-ESTIMATION | NO-ESTIMATION | NO-ESTIMATION | CAPACITY-FACTOR-V1
RUS | Russia | Ezminskaya HPP |  | WRI1061702 | 45 | 42.7662 | 44.6326 | Hydro |  |  |  |  | PJSC "RusHydro" | EnergyBase (RUS) | https://energybase.ru/power-plant/Ezminskaya_HPP | EnergyBase (RUS) | [10 empty] | 155.30 | 120.08 | 141.55 | 154.40 | 116.79 | NO-ESTIMATION | NO-ESTIMATION | NO-ESTIMATION | NO-ESTIMATION | CAPACITY-FACTOR-V1
RUS | Russia | Gizeldonskaya HPP |  | WRI1061703 | 22.8 | 42.9025 | 44.4601 | Hydro |  |  |  |  | PJSC "RusHydro" | EnergyBase (RUS) | https://energybase.ru/power-plant/Gizeldonskaya_HPP | EnergyBase (RUS) | [10 empty] | 78.50 | 58.07 | 70.62 | 77.64 | 58.07 | NO-ESTIMATION | NO-ESTIMATION | NO-ESTIMATION | NO-ESTIMATION | CAPACITY-FACTOR-V1
RUS | Russia | Chirkey HPP |  | WRI1061672 | 1000 | 42.9772 | 46.8708 | Hydro |  |  |  |  | PJSC "RusHydro" | EnergyBase (RUS) | https://energybase.ru/power-plant/Chirkei_HPP | EnergyBase (RUS) | [10 empty] | 3472.51 | 2653.05 | 3157.13 | 4126.11 | 2642.11 | NO-ESTIMATION | NO-ESTIMATION | NO-ESTIMATION | NO-ESTIMATION | CAPACITY-FACTOR-V1
RUS | Russia | Dzau HPS |  | WRI1061685 | 8 | 43.0100 | 44.6861 | Hydro |  |  |  |  | PJSC "RusHydro" | EnergyBase (RUS) | https://energybase.ru/power-plant/Dzau_HPP | EnergyBase (RUS) | [10 empty] | 25.45 | 22.82 | 26.26 | 26.82 | 22.54 | NO-ESTIMATION | NO-ESTIMATION | NO-ESTIMATION | NO-ESTIMATION | CAPACITY-FACTOR-V1
RUS | Russia | Miatlinskaya HPP |  | WRI1061669 | 220 | 43.0672 | 46.8300 | Hydro |  |  |  |  | PJSC "RusHydro" | EnergyBase (RUS) | https://energybase.ru/power-plant/Miatlinskaya_HPP | EnergyBase (RUS) | [10 empty] | 798.43 | 599.81 | 716.62 | 991.28 | 597.4 | NO-ESTIMATION | NO-ESTIMATION | NO-ESTIMATION | SOLAR-V1 | SOLAR-V1
RUS | Russia | Gelbakh HEPP |  | WRI1061677 | 44 | 43.1541 | 46.8521 | Hydro |  |  |  |  | PJSC "RusHydro" | EnergyBase (RUS) | https://energybase.ru/power-plant/Gelbakhskaya_HPP | EnergyBase (RUS) | [10 empty] | 177.24 | 137.43 | 162.33 | 184.73 | 138.73 | NO-ESTIMATION | NO-ESTIMATION | NO-ESTIMATION | NO-ESTIMATION | CAPACITY-FACTOR-V1
RUS | Russia | Chiryurt HPP-1 |  | WRI1061671 | 72 | 43.1831 | 46.8342 | Hydro |  |  |  |  | PJSC "RusHydro" | EnergyBase (RUS) | https://energybase.ru/power-plant/Chiryurtionskaya_HPP-1 | EnergyBase (RUS) | [10 empty] | 290.03 | 224.89 | 265.64 | 293.79 | 227.01 | HYDRO-V1 | HYDRO-V1 | HYDRO-V1 | HYDRO-V1 | HYDRO-V1
RUS | Russia | Chiryurt HPP-2 |  | WRI1061670 | 9 | 43.1897 | 46.8348 | Hydro |  |  |  |  | PJSC "RusHydro" | EnergyBase (RUS) | https://energybase.ru/power-plant/Chiryurtionskaya_HPP-2 | EnergyBase (RUS) | [10 empty] | 41.02 | 33.15 | 38.91 | 41.93 | 34.36 | HYDRO-V1 | HYDRO-V1 | HYDRO-V1 | HYDRO-V1 | HYDRO-V1
RUS | Russia | Zaragizhskaya HPP of the Cascade of Nizhne-Cherekskiye HPPs |  | WRI1061902 | 30.6 | 43.3226 | 43.6907 | Hydro |  |  |  | 2011.0 | PJSC "RusHydro" | EnergyBase (RUS) | https://energybase.ru/power-plant/Zaragizhskaya_HPP_Cascade_Nizhnechereksky_HPP | EnergyBase (RUS) | [10 empty] | 102.53 | 75.11 | 91.94 | 101.36 | 75.11 | HYDRO-V1 | HYDRO-V1 | HYDRO-V1 | HYDRO-V1 | HYDRO-V1
RUS | Russia | Kashhatau HPP of the Cascade of Nizhne-Cherekskiye HPPs |  | WRI1061689 | 65.1 | 43.3304 | 43.6463 | Hydro |  |  |  |  | PJSC "RusHydro" | EnergyBase (RUS) | https://energybase.ru/power-plant/Kashhatau_HPP_Cascade_Nizhnechereksky_HPP | EnergyBase (RUS) | [10 empty] | 234.30 | 190.46 | 218.20 | 229.03 | 186.31 | NO-ESTIMATION | NO-ESTIMATION | NO-ESTIMATION | NO-ESTIMATION | CAPACITY-FACTOR-V1
RUS | Russia | Aushegerskaya HPP of the Cascade of Nizhne-Cherekskiye HPPs |  | WRI1061690 | 60 | 43.3525 | 43.7175 | Hydro |  |  |  |  | PJSC "RusHydro" | EnergyBase (RUS) | https://energybase.ru/power-plant/Aushiger_HPP_Cascade_Nizhnechereksky_HPP | EnergyBase (RUS) | [10 empty] | 215.94 | 175.54 | 201.10 | 211.09 | 171.72 | NO-ESTIMATION | NO-ESTIMATION | NO-ESTIMATION | NO-ESTIMATION | CAPACITY-FACTOR-V1
RUS | Russia | Baksanskaya HPP |  | WRI1061692 | 27 | 43.6551 | 43.3969 | Hydro |  |  |  |  | PJSC "RusHydro" | EnergyBase (RUS) | https://energybase.ru/power-plant/Baksan_HPP | EnergyBase (RUS) | [10 empty] | 98.28 | 81.48 | 96.26 | 99.37 | 81.64 | HYDRO-V1 | HYDRO-V1 | HYDRO-V1 | HYDRO-V1 | HYDRO-V1
RUS | Russia | Krasnopolyanskaya HPP |  | WRI1061872 | 28.9 | 43.6629 | 40.1744 | Hydro |  |  |  |  | OOO "LUKOIL-Ecoenergo" | EnergyBase (RUS) | https://energybase.ru/power-plant/Krasnopolyanskaya_HPP | EnergyBase (RUS) | [10 empty] | 96.53 | 75.85 | 92.81 | 95.42 | 76.37 | HYDRO-V1 | HYDRO-V1 | HYDRO-V1 | HYDRO-V1 | HYDRO-V1
RUS | Russia | Pavlodolskaya HPP |  | WRI1061713 | 2.62 | 43.7085 | 44.5176 | Hydro |  |  |  |  | PJSC "RusHydro" | EnergyBase (RUS) | https://energybase.ru/power-plant/Pavlodolskaya_HPP | EnergyBase (RUS) | [10 empty] | 11.01 | 9.47 | 10.43 | 10.69 | 9.83 | HYDRO-V1 | HYDRO-V1 | HYDRO-V1 | HYDRO-V1 | HYDRO-V1
RUS | Russia | Zelenchukskaya HPP-PSPP |  | WRI1061686 | 320 | 43.8983 | 41.8825 | Hydro |  |  |  |  | PJSC "RusHydro" | EnergyBase (RUS) | https://energybase.ru/power-plant/Zelenchukskiye_HPP | EnergyBase (RUS) | [10 empty] | 1002.89 | 795.45 | 918.66 | 993.92 | 742.58 | HYDRO-V1 | HYDRO-V1 | HYDRO-V1 | HYDRO-V1 | HYDRO-V1
RUS | Russia | The hydroelectric power station of the Cascade of Kuban hydroelectric power stations |  | WRI1061695 | 15.9 | 44.2269 | 42.3436 | Hydro |  |  |  |  | PJSC "RusHydro" | EnergyBase (RUS) | https://energybase.ru/power-plant/PSPs_Kuban_HPP_Cascade | EnergyBase (RUS) | [10 empty] | 48.58 | 36.03 | 43.44 | 48.38 | 36.03 | WIND-V1 | WIND-V1 | WIND-V1 | WIND-V1 | WIND-V1
RUS | Russia | GES-1 of the Cascade of the Kuban HPPs |  | WRI1061699 | 37 | 44.2764 | 42.4722 | Hydro |  |  |  |  | PJSC "RusHydro" | EnergyBase (RUS) | https://energybase.ru/power-plant/HPP-1_Cascade_of_Kuban_HPP | EnergyBase (RUS) | [10 empty] | 126.16 | 93.00 | 113.36 | 124.75 | 93 | NO-ESTIMATION | NO-ESTIMATION | NO-ESTIMATION | NO-ESTIMATION | CAPACITY-FACTOR-V1
RUS | Russia | HPP-2 of the Cascade of the Kuban HPPs |  | WRI1061698 | 184 | 44.3397 | 42.5067 | Hydro |  |  |  |  | PJSC "RusHydro" | EnergyBase (RUS) | https://energybase.ru/power-plant/HPP-2_Kuban_HPP_Cascade | EnergyBase (RUS) | [10 empty] | 571.98 | 407.07 | 508.32 | 564.81 | 407.07 | NO-ESTIMATION | NO-ESTIMATION | NO-ESTIMATION | NO-ESTIMATION | CAPACITY-FACTOR-V1
RUS | Russia | Maikop Hydropower Plant |  | WRI1061870 | 9.44 | 44.5920 | 40.1052 | Hydro |  |  |  |  | OOO "LUKOIL-Ecoenergo" | EnergyBase (RUS) | https://energybase.ru/power-plant/Maikopskaya_HEPP | EnergyBase (RUS) | [10 empty] | 32.58 | 33.93 | 32.14 | 35.59 | 30.85 | NO-ESTIMATION | NO-ESTIMATION | NO-ESTIMATION | NO-ESTIMATION | CAPACITY-FACTOR-V1
RUS | Russia | GES-3 of the Cascade of Kuban HPPs |  | WRI1061697 | 87 | 44.6006 | 42.2319 | Hydro |  |  |  |  | PJSC "RusHydro" | EnergyBase (RUS) | https://energybase.ru/power-plant/HPP-3_Kuban_HPP_Cascade | EnergyBase (RUS) | [10 empty] | 304.62 | 211.66 | 272.77 | 301.32 | 223.43 | WIND-V1 | WIND-V1 | WIND-V1 | WIND-V1 | WIND-V1
RUS | Russia | HPP-4 of the Cascade of Kuban HPPs |  | WRI1061696 | 78 | 44.6647 | 42.0286 | Hydro |  |  |  |  | PJSC "RusHydro" | EnergyBase (RUS) | https://energybase.ru/power-plant/HPP-4_Kuban_HPP_Cascade | EnergyBase (RUS) | [10 empty] | 262.86 | 192.96 | 235.88 | 259.88 | 192.96 | HYDRO-V1 | HYDRO-V1 | HYDRO-V1 | HYDRO-V1 | HYDRO-V1
RUS | Russia | Svistukhinskaya HPP of the Cascade of Kuban HPPs |  | WRI1061708 | 11.76 | 44.7417 | 41.9011 | Hydro |  |  |  |  | PJSC "RusHydro" | EnergyBase (RUS) | https://energybase.ru/power-plant/Svistukhinskaya_Kuban_HPP_HPP_Cascade | EnergyBase (RUS) | [10 empty] | 36.15 | 26.87 | 32.35 | 36.01 | 26.87 | NO-ESTIMATION | NO-ESTIMATION | NO-ESTIMATION | NO-ESTIMATION | CAPACITY-FACTOR-V1
RUS | Russia | Belorechenskaya HPP |  | WRI1061871 | 48 | 44.8922 | 39.6479 | Hydro |  |  |  |  | OOO "LUKOIL-Ecoenergo" | EnergyBase (RUS) | https://energybase.ru/power-plant/Belorechenskaya_HPP | EnergyBase (RUS) | [10 empty] | 147.51 | 115.39 | 128.82 | 145.64 | 104.49 | NO-ESTIMATION | NO-ESTIMATION | NO-ESTIMATION | NO-ESTIMATION | NO-ESTIMATION
RUS | Russia | Sengileevskaya HPP of the Cascade of the Kuban HPPs |  | WRI1061694 | 15 | 45.0175 | 41.6727 | Hydro |  |  |  |  | PJSC "RusHydro" | EnergyBase (RUS) | https://energybase.ru/power-plant/Sengileevskaya_Kuban_HPP_HPP_Cascade | EnergyBase (RUS) | [10 empty] | 44.39 | 32.04 | 40.58 | 44.10 | 31.58 | NO-ESTIMATION | NO-ESTIMATION | NO-ESTIMATION | NO-ESTIMATION | CAPACITY-FACTOR-V1
RUS | Russia | Egorylykskaya HPP of the Cascade of Kuban HPPs |  | WRI1061711 | 30 | 45.0683 | 41.5967 | Hydro |  |  |  |  | PJSC "RusHydro" | EnergyBase (RUS) | https://energybase.ru/power-plant/Egorlykskaya_Kuban_HPP_HPP_Cascade | EnergyBase (RUS) | [10 empty] | 99.25 | 53.30 | 91.57 | 98.30 | 52.81 | NO-ESTIMATION | NO-ESTIMATION | NO-ESTIMATION | NO-ESTIMATION | CAPACITY-FACTOR-V1
RUS | Russia | Egorylykskaya HPP-2 of the Cascade of Kuban HPPs |  | WRI1061710 | 14.2 | 45.1108 | 41.5506 | Hydro |  |  |  |  | PJSC "RusHydro" | EnergyBase (RUS) | https://energybase.ru/power-plant/Egorlykskaya_HPP-2_Kuban_HPP_Cascade | EnergyBase (RUS) | [10 empty] | 42.02 | 30.33 | 38.41 | 41.74 | 29.9 | NO-ESTIMATION | NO-ESTIMATION | NO-ESTIMATION | NO-ESTIMATION | CAPACITY-FACTOR-V1
RUS | Russia | Novotroitskaya HPP of the Cascade of the Kuban HPPs |  | WRI1061709 | 3.68 | 45.3156 | 41.5311 | Hydro |  |  |  |  | PJSC "RusHydro" | EnergyBase (RUS) | https://energybase.ru/power-plant/Novotroitskaya_Kuban_HPP_HPP_Cascade | EnergyBase (RUS) | [10 empty] | 10.84 | 8.11 | 9.70 | 10.74 | 7.91 | NO-ESTIMATION | NO-ESTIMATION | NO-ESTIMATION | NO-ESTIMATION | CAPACITY-FACTOR-V1
RUS | Russia | Dagestan Branch |  | WRI1003695 | 1786 | 46.8712 | 46.8712 | Hydro |  |  |  |  | RusHydro | RusHydro | http://www.eng.rushydro.ru/company_geography/ | WRI | [10 empty] | 5782.29 | 4181.60 | 5164.32 | 5713.32 | 4181.6 | NO-ESTIMATION | NO-ESTIMATION | NO-ESTIMATION | NO-ESTIMATION | CAPACITY-FACTOR-V1
RUS | Russia | Tsimlyanskaya HPP |  | WRI1061869 | 211.5 | 47.6061 | 42.1122 | Hydro |  |  |  |  | OOO "LUKOIL-Ecoenergo" | EnergyBase (RUS) | https://energybase.ru/power-plant/Tsymlyanskaya_HPP | EnergyBase (RUS) | [10 empty] | 723.04 | 594.29 | 664.23 | 746.88 | 617.64 | NO-ESTIMATION | NO-ESTIMATION | NO-ESTIMATION | NO-ESTIMATION | CAPACITY-FACTOR-V1
RUS | Russia | Volzhskaya HPP |  | WRI1003853 | 2671 | 48.8244 | 44.6767 | Hydro |  |  |  | 1952.0 | PJSC "RusHydro" | EnergyBase (RUS) | https://energybase.ru/power-plant/Volgskaya_HPP | GEODB | 1026814 | [13 empty] | 9398.71 | NO-ESTIMATION | NO-ESTIMATION | NO-ESTIMATION | NO-ESTIMATION | CAPACITY-FACTOR-V1
RUS | Russia | Byreyskaya HPP |  | WRI1003675 | 2010 | 50.2700 | 130.3136 | Hydro |  |  |  |  | PJSC "RusHydro" | EnergyBase (RUS) | https://energybase.ru/power-plant/Bureyskaya_HPP | WRI | 1033821 | [9 empty] | 8343.83 | 5995.75 | 7413.80 | 7567.55 | 4755.67 | NO-ESTIMATION | NO-ESTIMATION | NO-ESTIMATION | NO-ESTIMATION | CAPACITY-FACTOR-V1
RUS | Russia | Saratovskaya HPP |  | WRI1003802 | 1403 | 52.0481 | 47.7622 | Hydro |  |  |  | 1956.0 | PJSC "RusHydro" | EnergyBase (RUS) | https://energybase.ru/power-plant/Saratovskaya_HPP | GEODB | 1026735 | [13 empty] | 4936.87 | NO-ESTIMATION | NO-ESTIMATION | NO-ESTIMATION | NO-ESTIMATION | CAPACITY-FACTOR-V1
RUS | Russia | Ikustsk |  | WRI1003710 | 662.4 | 52.2367 | 104.3217 | Hydro |  |  |  | 1958.0 | PJSC "IRKUTSKENERGO" | EnergyBase (RUS) | https://energybase.ru/power-plant/Irkutsk_HPP | WRI | [10 empty] | 2875.76 | 1821.10 | 1846.89 | 1887.42 | 1482.41 | NO-ESTIMATION | NO-ESTIMATION | NO-ESTIMATION | NO-ESTIMATION | CAPACITY-FACTOR-V1
RUS | Russia | HPP-2 Cascade HPP on the Tolmachyov River |  | WRI1061715 | 24.8 | 52.6019 | 157.5031 | Hydro |  |  |  |  | PJSC "RusHydro" | EnergyBase (RUS) | https://energybase.ru/power-plant/HPP-2_HPP_Cascade_River_Tolmachev | EnergyBase (RUS) | [10 empty] | 80.90 | 62.06 | 75.42 | 84.43 | 61.78 | NO-ESTIMATION | NO-ESTIMATION | NO-ESTIMATION | NO-ESTIMATION | CAPACITY-FACTOR-V1
RUS | Russia | Tolmachevskaya HPP-2 |  | WRI1062172 | 24.8 | 52.6054 | 157.4958 | Hydro |  |  |  | 1997.0 | PJSC "Kamchatka Gas and Energy Complex" | EnergyBase (RUS) | https://energybase.ru/power-plant/tolmachevskaya-hpp-2 | EnergyBase (RUS) | [10 empty] | 80.90 | 62.06 | 75.42 | 84.43 | 61.78 | NO-ESTIMATION | NO-ESTIMATION | NO-ESTIMATION | NO-ESTIMATION | CAPACITY-FACTOR-V1
RUS | Russia | Tolmachevskaya HPP-1 |  | WRI1062171 | 2 | 52.6137 | 157.5746 | Hydro |  |  |  | 1997.0 | PJSC "Kamchatka Gas and Energy Complex" | EnergyBase (RUS) | https://energybase.ru/power-plant/tolmachevskaya-hpp-1 | EnergyBase (RUS) | [10 empty] | 8.06 | 6.88 | 7.79 | 8.38 | 6.92 | NO-ESTIMATION | NO-ESTIMATION | NO-ESTIMATION | NO-ESTIMATION | CAPACITY-FACTOR-V1
RUS | Russia | HPP-3 of the Cascade of HPPs on the Tolmachyov River |  | WRI1061716 | 18.4 | 52.6281 | 157.4469 | Hydro |  |  |  |  | PJSC "RusHydro" | EnergyBase (RUS) | https://energybase.ru/power-plant/HPP-3_Cascade_HPP_on_the_river_Tolmachev | EnergyBase (RUS) | [10 empty] | 65.97 | 53.96 | 62.32 | 69.10 | 53.75 | NO-ESTIMATION | NO-ESTIMATION | NO-ESTIMATION | NO-ESTIMATION | CAPACITY-FACTOR-V1
RUS | Russia | Tolmachevskaya HPP-3 |  | WRI1062173 | 18.4 | 52.6286 | 157.4468 | Hydro |  |  |  | 1997.0 | PJSC "Kamchatka Gas and Energy Complex" | EnergyBase (RUS) | https://energybase.ru/power-plant/tolmachevskaya-hpp-3 | EnergyBase (RUS) | [10 empty] | 65.97 | 53.96 | 62.32 | 69.10 | 53.75 | NO-ESTIMATION | NO-ESTIMATION | NO-ESTIMATION | NO-ESTIMATION | CAPACITY-FACTOR-V1
RUS | Russia | GES-1 of the Cascade of HPPs on the Tolmachyov River |  | WRI1061714 | 2 | 52.7769 | 157.5739 | Hydro |  |  |  |  | PJSC "RusHydro" | EnergyBase (RUS) | https://energybase.ru/power-plant/HPP-1_HPP_Cascade_River_Tolmachev | EnergyBase (RUS) | [10 empty] | 8.19 | 6.76 | 7.67 | 8.24 | 6.68 | NO-ESTIMATION | NO-ESTIMATION | NO-ESTIMATION | NO-ESTIMATION | CAPACITY-FACTOR-V1
RUS | Russia | Yumaguzinskaya HPP |  | WRI1003861 | 45 | 52.9564 | 56.4147 | Hydro |  |  |  | 2004.0 | LLC "Bashkir Generation Company" | EnergyBase (RUS) | https://energybase.ru/power-plant/Yumaguzinskaya_HPP | EnergyBase (RUS) | [10 empty] | 166.90 | 127.03 | 134.17 | 160.73 | 126.21 | NO-ESTIMATION | NO-ESTIMATION | NO-ESTIMATION | NO-ESTIMATION | CAPACITY-FACTOR-V1
RUS | Russia | Mainskaya HPP |  | WRI1061673 | 321 | 52.9704 | 91.4955 | Hydro |  |  |  |  | PJSC "RusHydro" | EnergyBase (RUS) | https://energybase.ru/power-plant/Mainskaya_HPP | EnergyBase (RUS) | [10 empty] | 915.26 | 627.56 | 804.19 | 902.52 | 627.56 | NO-ESTIMATION | NO-ESTIMATION | NO-ESTIMATION | NO-ESTIMATION | CAPACITY-FACTOR-V1
RUS | Russia | Syzran HPP |  | WRI1062101 | 2.04 | 53.1484 | 48.4297 | Hydro |  |  |  | 1925.0 | LLC "Syzran City Electricity Network" | EnergyBase (RUS) | https://energybase.ru/power-plant/syzranskaya-hpp | EnergyBase (RUS) | [10 empty] | 7.44 | 5.13 | 6.19 | 5.90 | 5.32 | NO-ESTIMATION | NO-ESTIMATION | NO-ESTIMATION | NO-ESTIMATION | CAPACITY-FACTOR-V1
RUS | Russia | Zhigulevskaya HPP |  | WRI1003870 | 2467 | 53.4265 | 49.4794 | Hydro |  |  |  | 1950.0 | PJSC "RusHydro" | EnergyBase (RUS) | https://energybase.ru/power-plant/Zhigulovskaya_HPP | WRI | 1026815 | [9 empty] | 7850.23 | 5639.20 | 6996.63 | 7221.89 | 5421.7 | HYDRO-V1 | HYDRO-V1 | HYDRO-V1 | HYDRO-V1 | HYDRO-V1
RUS | Russia | Zeyskaya HPP |  | WRI1003869 | 1330 | 53.7698 | 127.3054 | Hydro |  |  |  |  | PJSC "RusHydro" | EnergyBase (RUS) | https://energybase.ru/power-plant/Zeya_HPP | WRI | [10 empty] | 7117.36 | 3989.54 | 4741.31 | 5007.38 | 3979.3 | NO-ESTIMATION | NO-ESTIMATION | NO-ESTIMATION | NO-ESTIMATION | CAPACITY-FACTOR-V1
RUS | Russia | Novosibirskaya HPP |  | WRI1003774 | 480 | 54.8503 | 82.9864 | Hydro |  |  |  |  | PJSC "RusHydro" | EnergyBase (RUS) | https://energybase.ru/power-plant/Novosibirsk_HPP | WRI | 1024519 | [9 empty] | 2211.28 | 1915.04 | 2179.15 | 2231.51 | 1498.93 | NO-ESTIMATION | NO-ESTIMATION | NO-ESTIMATION | NO-ESTIMATION | CAPACITY-FACTOR-V1
RUS | Russia | Pavlovskaya HPP |  | WRI1003779 | 166.4 | 55.4060 | 56.5556 | Hydro |  |  |  | 1959.0 | LLC "Bashkir Generation Company" | EnergyBase (RUS) | https://energybase.ru/power-plant/Pavlovskaya_HPP | EnergyBase (RUS) | [10 empty] | 615.45 | 527.65 | 595.64 | 634.30 | 507.85 | NO-ESTIMATION | NO-ESTIMATION | NO-ESTIMATION | NO-ESTIMATION | CAPACITY-FACTOR-V1
RUS | Russia | Nizhnekamsk hydroelectric power station |  | WRI1061817 | 1205 | 55.6997 | 52.2786 | Hydro |  |  |  |  | JSC "Tatenergo" (JSC "Generation Company") | EnergyBase (RUS) | https://energybase.ru/power-plant/Nizhnekamsk_HPP | EnergyBase (RUS) | [10 empty] | 6520.89 | 5741.72 | 6404.76 | 6510.36 | 5545.66 | NO-ESTIMATION | SOLAR-V1 | SOLAR-V1 | SOLAR-V1 | SOLAR-V1
RUS | Russia | Krasnoyarsk |  | WRI1003739 | 6000 | 55.9367 | 92.2956 | Hydro |  |  |  | 1972.0 | JSC "Krasnoyarsk HPP" | EnergyBase (RUS) | https://energybase.ru/power-plant/Krasnoyarsk_HPP | GEODB | 1021378 | [9 empty] | 26888.95 | 23009.27 | 25052.20 | 27343.24 | 23009.27 | NO-ESTIMATION | SOLAR-V1 | SOLAR-V1 | SOLAR-V1 | SOLAR-V1
RUS | Russia | Cheboksarskaya HPP |  | WRI1003679 | 1370 | 56.1373 | 47.4661 | Hydro |  |  |  | 1968.0 | PJSC "RusHydro" | EnergyBase (RUS) | https://energybase.ru/power-plant/Cheboksary_HPP | GEODB | 1012464 | [9 empty] | 6712.92 | 6098.25 | 6747.99 | 6854.18 | 5917.39 | NO-ESTIMATION | NO-ESTIMATION | NO-ESTIMATION | NO-ESTIMATION | NO-ESTIMATION
RUS | Russia | Bratsk HPP |  | WRI1003674 | 4500 | 56.2861 | 101.7842 | Hydro |  |  |  |  | PJSC "IRKUTSKENERGO" | EnergyBase (RUS) | https://energybase.ru/power-plant/Bratsk_HPP | WRI | 1026549 | [9 empty] | 19163.51 | 16490.82 | 17459.55 | 19216.02 | 14983.49 | NO-ESTIMATION | NO-ESTIMATION | NO-ESTIMATION | NO-ESTIMATION | CAPACITY-FACTOR-V1
RUS | Russia | Zagorskaya PSPP |  | WRI1003865 | 1200 | 56.4822 | 38.1856 | Hydro |  |  |  |  | PJSC "RusHydro" | EnergyBase (RUS) | https://energybase.ru/power-plant/Zagorskaya_PSPs | WRI | [10 empty] | 3948.96 | 2576.21 | 2738.69 | 3512.87 | 2873.47 | NO-ESTIMATION | NO-ESTIMATION | NO-ESTIMATION | NO-ESTIMATION | CAPACITY-FACTOR-V1
RUS | Russia | Nizhegorodskaya HPP |  | WRI1003759 | 520 | 56.6506 | 43.3756 | Hydro |  |  |  | 1948.0 | PJSC "RusHydro" | EnergyBase (RUS) | https://energybase.ru/power-plant/Nizhegorodskaya_HPP | GEODB | 1026665 | [9 empty] | 2863.38 | 2351.29 | 2021.54 | 2837.24 | 2527.14 | NO-ESTIMATION | NO-ESTIMATION | NO-ESTIMATION | NO-ESTIMATION | CAPACITY-FACTOR-V1
RUS | Russia | Votkinskaya HPP |  | WRI1003856 | 1020 | 56.7919 | 54.0839 | Hydro |  |  |  | 1955.0 | PJSC "RusHydro" | EnergyBase (RUS) | https://energybase.ru/power-plant/Votkinskaya_HPP | GEODB | 1026822 | [9 empty] | 5531.27 | 4957.09 | 5525.11 | 5953.30 | 5088.54 | NO-ESTIMATION | SOLAR-V1 | SOLAR-V1 | SOLAR-V1 | SOLAR-V1
RUS | Russia | Uglich HPP |  | WRI1061667 | 120 | 57.5275 | 38.2978 | Hydro |  |  |  | 1935.0 | PJSC "RusHydro" | EnergyBase (RUS) | https://energybase.ru/power-plant/Uglichskaya_HPP | EnergyBase (RUS) | [10 empty] | 436.77 | 348.29 | 395.18 | 425.59 | 359.17 | NO-ESTIMATION | NO-ESTIMATION | NO-ESTIMATION | NO-ESTIMATION | CAPACITY-FACTOR-V1
RUS | Russia | Mamakanskaya HPP |  | WRI1062093 | 86 | 57.8092 | 114.0322 | Hydro |  |  |  | 1957.0 | JSC "Vitimenergosbyt" | EnergyBase (RUS) | https://energybase.ru/power-plant/mamakansky-hpp | EnergyBase (RUS) | [10 empty] | 327.26 | 263.46 | 329.36 | 316.28 | 272.53 | NO-ESTIMATION | NO-ESTIMATION | NO-ESTIMATION | NO-ESTIMATION | CAPACITY-FACTOR-V1
RUS | Russia | Ust Illminsk (HPP) |  | WRI1003846 | 3840 | 57.9683 | 102.6958 | Hydro |  |  |  | 1974.0 | PJSC "IRKUTSKENERGO" | EnergyBase (RUS) | https://energybase.ru/power-plant/Ust-Ilim_HPP | GEODB | [10 empty] | 16352.86 | 14072.16 | 15379.64 | 16397.67 | 12785.91 | NO-ESTIMATION | NO-ESTIMATION | NO-ESTIMATION | NO-ESTIMATION | CAPACITY-FACTOR-V1
RUS | Russia | Rybinskaya HPP |  | WRI1061668 | 366.4 | 58.0821 | 38.8249 | Hydro |  |  |  | 1935.0 | PJSC "RusHydro" | EnergyBase (RUS) | https://energybase.ru/power-plant/Rybinskaya_HPP | EnergyBase (RUS) | [10 empty] | 1891.35 | 1257.55 | 1181.84 | 1208.70 | 1654.43 | HYDRO-V1 | HYDRO-V1 | HYDRO-V1 | HYDRO-V1 | HYDRO-V1
RUS | Russia | Kamskaya HPP |  | WRI1003720 | 543 | 58.1146 | 56.3289 | Hydro |  |  |  | 1949.0 | PJSC "RusHydro" | EnergyBase (RUS) | https://energybase.ru/power-plant/Kamskaya_HPP | GEODB | 1025389 | [9 empty] | 2817.27 | 2497.04 | 2941.31 | 3178.46 | 2708.9 | WIND-V1 | WIND-V1 | WIND-V1 | WIND-V1 | WIND-V1
RUS | Russia | Boguchanskaya HPP |  | WRI1003673 | 2997 | 58.6944 | 99.1489 | Hydro |  |  |  | 2012.0 | PJSC "RusHydro" | EnergyBase (RUS) | https://energybase.ru/power-plant/Boguchanskaya_HPP | GEODB | 1011182 | [9 empty] | 12762.90 | 10982.88 | 12003.33 |  | 9979 | WIND-V1 | WIND-V1 | WIND-V1 | WIND-V1 | WIND-V1
RUS | Russia | Shirokovskaya HPP |  | WRI1003810 | 28 | 58.8345 | 57.7925 | Hydro |  |  |  | 1948.0 | Perm Branch of PJSC "T Plus" | EnergyBase (RUS) | https://energybase.ru/power-plant/shirokovskaya-hpp | CARMA | 1047626 | [9 empty] | 102.20 | 86.73 | 109.11 | 106.04 | 104.88 | WIND-V1 | WIND-V1 | WIND-V1 | WIND-V1 | WIND-V1
RUS | Russia | Verkhoturskaya HPP |  | WRI1062091 | 7 | 58.8532 | 60.7552 | Hydro |  |  |  | 1943.0 | Sverdlovsk Branch of PJSC "T Plus" | EnergyBase (RUS) | https://energybase.ru/power-plant/verkheturskaya-hpp | EnergyBase (RUS) | [10 empty] | 27.98 | 24.33 | 28.60 | 30.57 | 25.55 | WIND-V1 | WIND-V1 | WIND-V1 | WIND-V1 | WIND-V1
RUS | Russia | Narva HPP |  | WRI1061630 | 124.8 | 59.3678 | 28.2106 | Hydro |  |  |  | 1955.0 | PJSC "TGC-1" | EnergyBase (RUS) | https://energybase.ru/power-plant/Narva_HPP | EnergyBase (RUS) | [10 empty] | 450.40 | 366.22 | 425.67 | 451.63 | 369.7 | WIND-V1 | WIND-V1 | WIND-V1 | WIND-V1 | WIND-V1
RUS | Russia | Volkhov HEPP |  | WRI1061638 | 86 | 59.9117 | 32.3433 | Hydro |  |  |  | 1926.0 | PJSC "TGC-1" | EnergyBase (RUS) | https://energybase.ru/power-plant/Volkhov_HPP | EnergyBase (RUS) | [10 empty] | 347.36 | 296.66 | 340.46 | 348.32 | 298.9 | WIND-V1 | WIND-V1 | WIND-V1 | WIND-V1 | WIND-V1
RUS | Russia | Nizhne-Svirskaya HPP |  | WRI1061639 | 99 | 60.8064 | 33.7044 | Hydro |  |  |  | 1933.0 | PJSC "TGC-1" | EnergyBase (RUS) | https://energybase.ru/power-plant/Lower-Svirsky_HPP | EnergyBase (RUS) | [10 empty] | 404.07 | 338.29 | 394.53 | 414.44 | 348.28 | NO-ESTIMATION | NO-ESTIMATION | WIND-V1 | WIND-V1 | WIND-V1
RUS | Russia | Verkhne-Svirskaya HPP |  | WRI1062076 | 160 | 60.9204 | 34.1905 | Hydro |  |  |  | 1952.0 | PJSC "TGC-1" | EnergyBase (RUS) | https://energybase.ru/power-plant/Upper-Svir-hydroelectric-HPP | EnergyBase (RUS) | [10 empty] | 584.22 | 463.20 | 568.80 | 582.00 | 475.31 | NO-ESTIMATION | NO-ESTIMATION | WIND-V1 | WIND-V1 | WIND-V1
RUS | Russia | Lesogorsky HPP |  | WRI1061637 | 118 | 61.0585 | 28.8734 | Hydro |  |  |  | 1934.0 | PJSC "TGC-1" | EnergyBase (RUS) | https://energybase.ru/power-plant/Lesogorskaya_HPP | EnergyBase (RUS) | [10 empty] | 517.28 | 435.78 | 523.27 | 629.22 | 458.35 | NO-ESTIMATION | NO-ESTIMATION | NO-ESTIMATION | NO-ESTIMATION | CAPACITY-FACTOR-V1
RUS | Russia | Svetogorskaya HPP |  | WRI1061636 | 122 | 61.1044 | 28.8394 | Hydro |  |  |  | 1938.0 | PJSC "TGC-1" | EnergyBase (RUS) | https://energybase.ru/power-plant/Svetogorskaya_HPP | EnergyBase (RUS) | [10 empty] | 534.81 | 450.56 | 541.01 | 650.55 | 473.88 | NO-ESTIMATION | NO-ESTIMATION | NO-ESTIMATION | NO-ESTIMATION | CAPACITY-FACTOR-V1
RUS | Russia | MHPP Lyaskel |  | WRI1062115 | 4.8 | 61.7617 | 31.0025 | Hydro |  |  |  |  | Nord Hydro JSC | EnergyBase (RUS) | https://energybase.ru/power-plant/shpp-lyaskelya | EnergyBase (RUS) | [10 empty] | 20.67 | 18.24 | 19.73 | 20.11 | 17.22 | NO-ESTIMATION | NO-ESTIMATION | NO-ESTIMATION | NO-ESTIMATION | CAPACITY-FACTOR-V1
RUS | Russia | Kolymskaya HPP |  | WRI1003734 | 900 | 62.0583 | 150.4167 | Hydro |  |  |  |  | PJSC "RusHydro" | EnergyBase (RUS) | https://energybase.ru/power-plant/Kolyma_HPP | WRI | [10 empty] | 2982.68 | 2446.42 | 2821.62 | 2843.97 | 2325.1 | NO-ESTIMATION | NO-ESTIMATION | NO-ESTIMATION | NO-ESTIMATION | CAPACITY-FACTOR-V1
RUS | Russia | Kondopoga Hydroelectric Power Station |  | WRI1061641 | 25.6 | 62.1948 | 34.2617 | Hydro |  |  |  | 1929.0 | PJSC "TGC-1" | EnergyBase (RUS) | https://energybase.ru/power-plant/Kondopozhskaya_HPP | EnergyBase (RUS) | [10 empty] | 95.30 | 64.62 | 76.98 | 85.52 | 54.73 | NO-ESTIMATION | NO-ESTIMATION | NO-ESTIMATION | NO-ESTIMATION | CAPACITY-FACTOR-V1
RUS | Russia | Paleozerskaya HPP |  | WRI1061642 | 25 | 62.4841 | 33.6737 | Hydro |  |  |  | 1954.0 | PJSC "TGC-1" | EnergyBase (RUS) | https://energybase.ru/power-plant/Palieozersky_HPP | EnergyBase (RUS) | [10 empty] | 95.20 | 76.16 | 90.72 | 96.48 | 79.88 | NO-ESTIMATION | NO-ESTIMATION | NO-ESTIMATION | NO-ESTIMATION | CAPACITY-FACTOR-V1
RUS | Russia | Vilyuiskaya HPP (HPP-1 HPP-2) |  | WRI1061808 | 680 | 63.0315 | 112.4740 | Hydro |  |  |  |  | PJSC "Yakutskenergo" | EnergyBase (RUS) | https://energybase.ru/power-plant/vilyuiskaya-hpp | EnergyBase (RUS) | [10 empty] | 2591.88 | 3069.68 | 2167.87 | 2270.76 | 1815.87 | WIND-V1 | WIND-V1 | WIND-V1 | WIND-V1 | WIND-V1
RUS | Russia | Ondsk Hydroelectric Power Station |  | WRI1062213 | 80 | 63.9174 | 34.1782 | Hydro |  |  |  | 1950.0 | JSC "EuroSibEnergo" | EnergyBase (RUS) | https://energybase.ru/power-plant/ondskaya-hpp | EnergyBase (RUS) | [10 empty] | 309.07 | 245.74 | 292.64 | 298.30 | 248.62 | NO-ESTIMATION | NO-ESTIMATION | NO-ESTIMATION | NO-ESTIMATION | CAPACITY-FACTOR-V1
RUS | Russia | The Palocorg hydropower plant |  | WRI1062099 | 30 | 64.2218 | 34.3363 | Hydro |  |  |  | 1964.0 | PJSC "TGC-1" | EnergyBase (RUS) | https://energybase.ru/power-plant/palokorgskaya-hpp | EnergyBase (RUS) | [10 empty] | 132.13 | 106.12 | 117.81 | 120.74 | 101.1 | NO-ESTIMATION | NO-ESTIMATION | NO-ESTIMATION | NO-ESTIMATION | CAPACITY-FACTOR-V1
RUS | Russia | Matkozhnenskaya HPP |  | WRI1062096 | 63 | 64.4153 | 34.4690 | Hydro |  |  |  | 1948.0 | PJSC "TGC-1" | EnergyBase (RUS) | https://energybase.ru/power-plant/matkozhnenskaya-hpp | EnergyBase (RUS) | [10 empty] | 253.52 | 232.79 | 248.09 | 254.03 | 213.2 | NO-ESTIMATION | NO-ESTIMATION | NO-ESTIMATION | NO-ESTIMATION | CAPACITY-FACTOR-V1
RUS | Russia | Vygostrovskaya HPP |  | WRI1062097 | 40 | 64.4892 | 34.6620 | Hydro |  |  |  | 1959.0 | PJSC "TGC-1" | EnergyBase (RUS) | https://energybase.ru/power-plant/vygostrovskaya-hpp | EnergyBase (RUS) | [10 empty] | 160.67 | 147.51 | 157.22 | 160.99 | 135.07 | NO-ESTIMATION | NO-ESTIMATION | NO-ESTIMATION | NO-ESTIMATION | CAPACITY-FACTOR-V1
RUS | Russia | Belomorskaya HPP |  | WRI1062098 | 27 | 64.5126 | 34.6901 | Hydro |  |  |  | 1961.0 | PJSC "TGC-1" | EnergyBase (RUS) | https://energybase.ru/power-plant/belomorskaya-hpp | EnergyBase (RUS) | [10 empty] | 108.45 | 99.57 | 106.12 | 108.67 | 91.17 | SOLAR-V1 | SOLAR-V1 | SOLAR-V1 | SOLAR-V1 | SOLAR-V1
RUS | Russia | Yushkozerskaya HPP |  | WRI1061645 | 18 | 64.8300 | 32.0083 | Hydro |  |  |  | 1980.0 | PJSC "TGC-1" | EnergyBase (RUS) | https://energybase.ru/power-plant/Yushkozerskaya_HPP | EnergyBase (RUS) | [10 empty] | 85.34 | 73.76 | 90.37 | 85.24 | 72.88 | NO-ESTIMATION | NO-ESTIMATION | NO-ESTIMATION | NO-ESTIMATION | CAPACITY-FACTOR-V1
RUS | Russia | Poduzhemskaya HPP |  | WRI1061644 | 48 | 64.9117 | 34.2617 | Hydro |  |  |  | 1971.0 | PJSC "TGC-1" | EnergyBase (RUS) | https://energybase.ru/power-plant/Poduzhemskaya_HPP | EnergyBase (RUS) | [10 empty] | 184.80 | 147.79 | 171.60 | 183.03 | 148.45 | NO-ESTIMATION | NO-ESTIMATION | NO-ESTIMATION | NO-ESTIMATION | CAPACITY-FACTOR-V1
RUS | Russia | Putkinskaya HPP |  | WRI1061643 | 84 | 64.9407 | 34.5407 | Hydro |  |  |  | 1970.0 | PJSC "TGC-1" | EnergyBase (RUS) | https://energybase.ru/power-plant/Putkinskaya_HPP | EnergyBase (RUS) | [10 empty] | 338.89 | 283.71 | 336.11 | 346.81 | 290.44 | NO-ESTIMATION | NO-ESTIMATION | NO-ESTIMATION | NO-ESTIMATION | CAPACITY-FACTOR-V1
RUS | Russia | Krivoporozhskaya HPP |  | WRI1061646 | 180 | 65.0334 | 33.6675 | Hydro |  |  |  | 1990.0 | PJSC "TGC-1" | EnergyBase (RUS) | https://energybase.ru/power-plant/Krivoporozhskaya_HPP | EnergyBase (RUS) | [10 empty] | 624.10 | 462.78 | 600.68 | 617.27 | 463.11 | NO-ESTIMATION | NO-ESTIMATION | NO-ESTIMATION | NO-ESTIMATION | CAPACITY-FACTOR-V1
RUS | Russia | Kumskaya HPP |  | WRI1061652 | 80 | 66.3608 | 31.0914 | Hydro |  |  |  | 1963.0 | PJSC "TGC-1" | EnergyBase (RUS) | https://energybase.ru/power-plant/Kuma_HPP | EnergyBase (RUS) | [10 empty] | 305.39 | 254.67 | 277.71 | 302.43 | 233.69 | NO-ESTIMATION | NO-ESTIMATION | NO-ESTIMATION | NO-ESTIMATION | CAPACITY-FACTOR-V1
RUS | Russia | Iovskaya HPP |  | WRI1061653 | 96 | 66.6692 | 31.3894 | Hydro |  |  |  | 1960.0 | PJSC "TGC-1" | EnergyBase (RUS) | https://energybase.ru/power-plant/Iovskaya_HPP | EnergyBase (RUS) | [10 empty] | 398.69 | 299.08 | 353.22 | 370.59 | 321.58 | NO-ESTIMATION | NO-ESTIMATION | NO-ESTIMATION | NO-ESTIMATION | CAPACITY-FACTOR-V1
RUS | Russia | Knyazhegub Hydroelectric Power Plant |  | WRI1061654 | 152 | 66.8638 | 32.3760 | Hydro |  |  |  | 1955.0 | PJSC "TGC-1" | EnergyBase (RUS) | https://energybase.ru/power-plant/Knyazhegubskaya_HPP | EnergyBase (RUS) | [10 empty] | 465.34 | 329.11 | 412.75 | 459.40 | 355.54 | NO-ESTIMATION | NO-ESTIMATION | NO-ESTIMATION | NO-ESTIMATION | CAPACITY-FACTOR-V1
RUS | Russia | Kureyskaya HPP |  | WRI1061884 | 600 | 66.9441 | 88.3384 | Hydro |  |  |  | 1975.0 | JSC Norilsk-Taimyr Energy Company (JSC NTEK) | EnergyBase (RUS) | https://energybase.ru/power-plant/Kureyskaya-HPP | EnergyBase (RUS) | [10 empty] | 2456.54 | 2880.82 | 3210.96 | 1677.66 | 2816.53 | NO-ESTIMATION | NO-ESTIMATION | NO-ESTIMATION | NO-ESTIMATION | CAPACITY-FACTOR-V1
RUS | Russia | Niva GES-3 |  | WRI1061651 | 155.5 | 67.2203 | 32.4383 | Hydro |  |  |  | 1949.0 | PJSC "TGC-1" | EnergyBase (RUS) | https://energybase.ru/power-plant/Niva_HPP-3 | EnergyBase (RUS) | [10 empty] | 534.19 | 417.70 | 534.59 | 617.52 | 436.98 | NO-ESTIMATION | NO-ESTIMATION | NO-ESTIMATION | NO-ESTIMATION | CAPACITY-FACTOR-V1
RUS | Russia | Niva GES-2 |  | WRI1061650 | 60 | 67.2816 | 32.4598 | Hydro |  |  |  | 1934.0 | PJSC "TGC-1" | EnergyBase (RUS) | https://energybase.ru/power-plant/Niva_HPP-2 | EnergyBase (RUS) | [10 empty] | 242.40 | 197.46 | 239.91 | 271.40 | 208.71 | NO-ESTIMATION | NO-ESTIMATION | NO-ESTIMATION | NO-ESTIMATION | CAPACITY-FACTOR-V1
RUS | Russia | Niva GES-1 |  | WRI1061649 | 26 | 67.3812 | 32.5273 | Hydro |  |  |  | 1952.0 | PJSC "TGC-1" | EnergyBase (RUS) | https://energybase.ru/power-plant/Niva_HPP-1 | EnergyBase (RUS) | [10 empty] | 109.12 | 90.21 | 108.61 | 122.27 | 95.09 | NO-ESTIMATION | NO-ESTIMATION | NO-ESTIMATION | NO-ESTIMATION | CAPACITY-FACTOR-V1
RUS | Russia | Verkhnetulomskaya HPP |  | WRI1061665 | 268 | 68.6067 | 31.7478 | Hydro |  |  |  | 1964.0 | PJSC "TGC-1" | EnergyBase (RUS) | https://energybase.ru/power-plant/Verhnetulomskaya_HPP | EnergyBase (RUS) | [10 empty] | 709.15 | 562.40 | 759.76 | 820.30 | 602.45 | NO-ESTIMATION | NO-ESTIMATION | NO-ESTIMATION | NO-ESTIMATION | CAPACITY-FACTOR-V1
RUS | Russia | Nizhnetulomskaya HPP |  | WRI1061664 | 52.7 | 68.8217 | 32.8192 | Hydro |  |  |  | 1937.0 | PJSC "TGC-1" | EnergyBase (RUS) | https://energybase.ru/power-plant/Nizhnetulomskaya_HPP | EnergyBase (RUS) | [10 empty] | 232.15 | 183.32 | 225.44 | 233.14 | 186.81 | NO-ESTIMATION | NO-ESTIMATION | NO-ESTIMATION | NO-ESTIMATION | CAPACITY-FACTOR-V1
RUS | Russia | Serebryanskaya HPP-1 |  | WRI1061660 | 204.9 | 68.8426 | 35.5683 | Hydro |  |  |  | 1970.0 | PJSC "TGC-1" | EnergyBase (RUS) | https://energybase.ru/power-plant/Serebryanska_HPP-1 | EnergyBase (RUS) | [10 empty] | 674.57 | 457.23 | 569.66 | 719.19 | 529.31 | NO-ESTIMATION | NO-ESTIMATION | NO-ESTIMATION | NO-ESTIMATION | CAPACITY-FACTOR-V1
RUS | Russia | Kaitakoski HPP |  | WRI1061657 | 11.2 | 68.9386 | 28.6006 | Hydro |  |  |  | 1959.0 | PJSC "TGC-1" | EnergyBase (RUS) | https://energybase.ru/power-plant/Kaitakoski_HPP | EnergyBase (RUS) | [10 empty] | 57.25 | 50.19 | 56.09 | 55.45 | 50.35 | NO-ESTIMATION | NO-ESTIMATION | NO-ESTIMATION | NO-ESTIMATION | CAPACITY-FACTOR-V1
RUS | Russia | Ð¯Ð½Ð¸ÑÐºÐ¾ÑÐºÐ¸ Ð“Ð­Ð¡ |  | WRI1061655 | 30.5 | 68.9717 | 28.7803 | Hydro |  |  |  | 1950.0 | PJSC "TGC-1" | EnergyBase (RUS) | https://energybase.ru/power-plant/Yaniskoski_HPP | EnergyBase (RUS) | [10 empty] | 127.03 | 106.35 | 126.10 | 126.62 | 107.89 | NO-ESTIMATION | NO-ESTIMATION | NO-ESTIMATION | NO-ESTIMATION | CAPACITY-FACTOR-V1
RUS | Russia | Serebryanskaya HPP-2 |  | WRI1061661 | 150 | 68.9869 | 35.6978 | Hydro |  |  |  | 1972.0 | PJSC "TGC-1" | EnergyBase (RUS) | https://energybase.ru/power-plant/Serebryanska_HPP-2 | EnergyBase (RUS) | [10 empty] | 499.13 | 334.70 | 470.69 | 527.22 | 396.72 | NO-ESTIMATION | NO-ESTIMATION | NO-ESTIMATION | NO-ESTIMATION | CAPACITY-FACTOR-V1
RUS | Russia | Rajakoski HPP |  | WRI1061656 | 43.2 | 69.0228 | 29.0056 | Hydro |  |  |  | 1955.0 | PJSC "TGC-1" | EnergyBase (RUS) | https://energybase.ru/power-plant/Rajakoski_HPP | EnergyBase (RUS) | [10 empty] | 164.28 | 108.75 | 149.01 | 164.73 | 125.24 | NO-ESTIMATION | NO-ESTIMATION | NO-ESTIMATION | NO-ESTIMATION | CAPACITY-FACTOR-V1
RUS | Russia | Verkterteriberskaya HPP |  | WRI1061662 | 130 | 69.0912 | 35.0418 | Hydro |  |  |  | 1984.0 | PJSC "TGC-1" | EnergyBase (RUS) | https://energybase.ru/power-plant/Verhneteriberskaya_HPP | EnergyBase (RUS) | [10 empty] | 399.35 | 282.84 | 354.37 | 394.27 | 282.84 | NO-ESTIMATION | NO-ESTIMATION | NO-ESTIMATION | NO-ESTIMATION | CAPACITY-FACTOR-V1
RUS | Russia | Hevasaski hydroelectric power station |  | WRI1061659 | 47 | 69.1175 | 29.2419 | Hydro |  |  |  | 1970.0 | PJSC "TGC-1" | EnergyBase (RUS) | https://energybase.ru/power-plant/Hevaskoski_HPP | EnergyBase (RUS) | [10 empty] | 201.75 | 163.49 | 193.22 | 195.46 | 166.6 | NO-ESTIMATION | NO-ESTIMATION | NO-ESTIMATION | NO-ESTIMATION | CAPACITY-FACTOR-V1
RUS | Russia | Nizhneteriberskaya HPP |  | WRI1061663 | 26.5 | 69.1253 | 35.1469 | Hydro |  |  |  | 1987.0 | PJSC "TGC-1" | EnergyBase (RUS) | https://energybase.ru/power-plant/Nizhneteriberskaya_HPP | EnergyBase (RUS) | [14 empty] | 93.24 | NO-ESTIMATION | NO-ESTIMATION | NO-ESTIMATION | NO-ESTIMATION | CAPACITY-FACTOR-V1
RUS | Russia | Borisoglebskaya HPP |  | WRI1061658 | 56 | 69.6433 | 30.1375 | Hydro |  |  |  | 1962.0 | PJSC "TGC-1" | EnergyBase (RUS) | https://energybase.ru/power-plant/Borisoglebskaya_HPP | EnergyBase (RUS) | [10 empty] | 240.38 | 194.80 | 237.74 | 230.36 | 208.74 | NO-ESTIMATION | NO-ESTIMATION | NO-ESTIMATION | NO-ESTIMATION | CAPACITY-FACTOR-V1
RWA | Rwanda | Ntaruka |  | WRI1023153 | 11.5 | -1.4770 | 29.7500 | Hydro |  |  |  | 1959.0 | Rwanda Energy Group Limited (REG) Government of Rwanda | REG | http://www.reg.rw/images/pdf/Hydropower_Solar_Breakout_session.pdf | KTH | 1046085 | [9 empty] | 40.77 | 39.34 | 31.63 | 39.81 | 39.7 | NO-ESTIMATION | NO-ESTIMATION | NO-ESTIMATION | NO-ESTIMATION | CAPACITY-FACTOR-V1
RWA | Rwanda | Mukungwa |  | WRI1023156 | 12 | -1.5820 | 29.6550 | Hydro |  |  |  | 1982.0 | Estab Pub Prod Trans Dist Elec | REG | http://www.reg.rw/ | KTH | 1085645 | [9 empty] | 42.54 | 41.05 | 33.01 | 41.54 | 41.42 | NO-ESTIMATION | NO-ESTIMATION | NO-ESTIMATION | NO-ESTIMATION | CAPACITY-FACTOR-V1
RWA | Rwanda | Mukungwa II |  | WRI1061149 | 2.5 | -1.5820 | 29.6550 | Hydro |  |  |  | 2010.0 | Rwanda Energy Group Limited (REG) Government of Rwanda | REG | http://reg.rw/index.php/media-centre/download/2-uncategorised/232-power-plant-status-on-february-01-2015 | KTH | 1073969 | [9 empty] | 8.49 | 7.95 | 6.83 | 8.92 | 8.9 | NO-ESTIMATION | NO-ESTIMATION | NO-ESTIMATION | NO-ESTIMATION | CAPACITY-FACTOR-V1
RWA | Rwanda | Nyabarongo I |  | WRI1061154 | 28 | -1.9890 | 29.6330 | Hydro |  |  |  | 2014.0 | Rwanda Energy Group Limited (REG) Government of Rwanda | Hydro World | http://www.hydroworld.com/articles/2015/03/rwanda-s-28-mw-nyabarongo-hydroelectric-facility-reduces-need-for-fossil-fuel.html | KTH | 1073964 | [9 empty] | 111.77 | 113.87 | 96.78 | 116.62 | 116.24 | NO-ESTIMATION | NO-ESTIMATION | NO-ESTIMATION | NO-ESTIMATION | CAPACITY-FACTOR-V1
RWA | Rwanda | Rusizi I |  | WRI1061158 | 29.8 | -2.5090 | 28.8750 | Hydro |  |  |  | 1958.0 | Rwanda Energy Group Limited (REG) Government of Rwanda | REG | http://www.reg.rw | KTH | [10 empty] | 127.05 | 127.80 | 111.98 | 122.40 | 132.28 | NO-ESTIMATION | NO-ESTIMATION | NO-ESTIMATION | NO-ESTIMATION | CAPACITY-FACTOR-V1
RWA | Rwanda | Rusizi II |  | WRI1023155 | 43.8 | -2.6330 | 28.9030 | Hydro |  |  |  | 1989.0 | Rwanda Energy Group Limited (REG) Government of Rwanda | REG | http://www.reg.rw | KTH | [10 empty] | 187.06 | 188.17 | 164.92 | 176.28 | 190.82 | NO-ESTIMATION | NO-ESTIMATION | NO-ESTIMATION | NO-ESTIMATION | CAPACITY-FACTOR-V1
SDN | Sudan | Roseires |  | WRI1023183 | 233.6 | 11.7988 | 34.3882 | Hydro | [5 empty] | African Development Bank Group | http://powerafrica.opendataforafrica.org | Power Africa | 1023382 | [9 empty] | 1284.33 | 1284.33 | 1233.15 | 1236.53 | 1284.33 | NO-ESTIMATION | NO-ESTIMATION | NO-ESTIMATION | NO-ESTIMATION | CAPACITY-FACTOR-V1
SDN | Sudan | Sennar |  | WRI1023184 | 15 | 13.5667 | 33.6333 | Hydro | [5 empty] | African Development Bank Group | http://powerafrica.opendataforafrica.org | Power Africa | 1023383 | [9 empty] | 75.91 | 75.91 | 71.83 | 72.03 | 75.91 | NO-ESTIMATION | NO-ESTIMATION | NO-ESTIMATION | NO-ESTIMATION | CAPACITY-FACTOR-V1
SDN | Sudan | Khasm El Girba |  | WRI1023174 | 11.01 | 14.9222 | 35.9083 | Hydro | [5 empty] | African Development Bank Group | http://powerafrica.opendataforafrica.org | Power Africa | 1023377 | [9 empty] | 53.52 | 47.82 | 53.91 | 53.67 | 53.52 | NO-ESTIMATION | NO-ESTIMATION | NO-ESTIMATION | NO-ESTIMATION | CAPACITY-FACTOR-V1
SDN | Sudan | Jebel Aulia Dam |  | WRI1023171 | 15.2 | 15.2381 | 32.4857 | Hydro | [5 empty] | African Development Bank Group | http://powerafrica.opendataforafrica.org | Power Africa | [14 empty] | 73.68 | HYDRO-V1 | HYDRO-V1 | HYDRO-V1 | HYDRO-V1 | HYDRO-V1
SDN | Sudan | Jebel Aulia Dam |  | WRI1023167 | 15.2 | 15.2396 | 32.4649 | Hydro | [5 empty] | African Development Bank Group | http://powerafrica.opendataforafrica.org | Power Africa | 1052851 | [13 empty] | 73.68 | NO-ESTIMATION | NO-ESTIMATION | NO-ESTIMATION | NO-ESTIMATION | CAPACITY-FACTOR-V1
SDN | Sudan | Merowe |  | WRI1023179 | 1250 | 18.6667 | 32.0500 | Hydro | [5 empty] | African Development Bank Group | http://powerafrica.opendataforafrica.org | Power Africa | 1047642 | [13 empty] | 6059.34 | NO-ESTIMATION | NO-ESTIMATION | NO-ESTIMATION | NO-ESTIMATION | CAPACITY-FACTOR-V1
SEN | Senegal | Sambangalou |  | WRI1023161 | 120 | 12.3664 | -12.1901 | Hydro | [5 empty] | African Development Bank Group | http://powerafrica.opendataforafrica.org | Power Africa | [10 empty] | 368.84 | 455.50 | 466.26 | 369.85 | 467.71 | NO-ESTIMATION | NO-ESTIMATION | NO-ESTIMATION | NO-ESTIMATION | CAPACITY-FACTOR-V1
SLE | Sierra Leone | Bumbuna Dam |  | WRI1023165 | 50 | 9.0713 | -11.7229 | Hydro | [5 empty] | African Development Bank Group | http://powerafrica.opendataforafrica.org | Power Africa | 1023434 | [9 empty] | 98.94 | 177.90 | 178.37 | 201.32 | 202.77 | NO-ESTIMATION | NO-ESTIMATION | NO-ESTIMATION | NO-ESTIMATION | CAPACITY-FACTOR-V1
SLV | El Salvador | 15 de Septiembre Hydroelectric Power Plant El Salvador |  | GEODB0043611 | 180.2 | 13.6231 | -88.5602 | Hydro | [5 empty] | GEODB | http://globalenergyobservatory.org | GEODB | 1012978 | 2017 | [8 empty] | 652.94 | 460.69 | 449.85 | 530.25 | 459.06 | NO-ESTIMATION | NO-ESTIMATION | NO-ESTIMATION | NO-ESTIMATION | CAPACITY-FACTOR-V1
SLV | El Salvador | Cerron Grande Hydroelectric Power Plant El Salvador |  | GEODB0043609 | 170 | 13.9386 | -88.9014 | Hydro | [5 empty] | GEODB | http://globalenergyobservatory.org | GEODB | 1012985 | 2017 | [8 empty] | 550.56 | 437.69 | 379.79 | 455.52 | 402.46 | NO-ESTIMATION | NO-ESTIMATION | NO-ESTIMATION | NO-ESTIMATION | CAPACITY-FACTOR-V1
SLV | El Salvador | Cinco de Noviembre Hydroelectric Power Plant El Salvador |  | GEODB0043610 | 99.4 | 13.9908 | -88.7579 | Hydro | [5 empty] | GEODB | http://globalenergyobservatory.org | GEODB | 1012979 | 2017 | [8 empty] | 360.03 | 289.60 | 246.16 | 290.50 | 264.53 | HYDRO-V1 | HYDRO-V1 | HYDRO-V1 | HYDRO-V1 | HYDRO-V1
SLV | El Salvador | Guajoyo Hydroelectric Power Plant El Salvador |  | GEODB0043608 | 19.7 | 14.2279 | -89.4727 | Hydro | [5 empty] | GEODB | http://globalenergyobservatory.org | GEODB | 1012990 | 2017 | [8 empty] | 60.68 | 46.99 | 37.32 | 48.62 | 43.06 | NO-ESTIMATION | NO-ESTIMATION | NO-ESTIMATION | NO-ESTIMATION | SOLAR-V1
SRB | Serbia | HE BAJINA BASTA |  | WRI1020282 | 420 | 43.9645 | 19.4102 | Hydro | [5 empty] | ENTSOE | https://transparency.entsoe.eu/generation/r2/installedCapacityPerProductionUnit/show | GEODB | 1015545 |  |  |  | 4.57 |  |  |  |  | ENTSOE | 1607.41 | 1310.20 | 1649.09 | 1918.30 | 1427.68 | NO-ESTIMATION | NO-ESTIMATION | NO-ESTIMATION | NO-ESTIMATION | CAPACITY-FACTOR-V1
SRB | Serbia | RHE BAJINA BASTA |  | WRI1020281 | 614 | 43.9645 | 19.4102 | Hydro | [5 empty] | ENTSOE | https://transparency.entsoe.eu/generation/r2/installedCapacityPerProductionUnit/show | GEODB | 1015546 |  |  |  | 1.39 |  |  |  |  | ENTSOE | 2345.66 | 1911.17 | 2406.59 | 2800.14 | 2082.91 | HYDRO-V1 | HYDRO-V1 | HYDRO-V1 | HYDRO-V1 | HYDRO-V1
SRB | Serbia | HE DJERDAP II |  | WRI1020284 | 270 | 44.3065 | 22.5667 | Hydro | [5 empty] | ENTSOE | https://transparency.entsoe.eu/generation/r2/installedCapacityPerProductionUnit/show | GEODB | 1015549 | [9 empty] | 1398.53 | 1459.39 | 1366.68 | 1402.36 | 1278.4 | HYDRO-V1 | HYDRO-V1 | HYDRO-V1 | HYDRO-V1 | HYDRO-V1
SRB | Serbia | HE DJERDAP I |  | WRI1020277 | 1086 | 44.6684 | 22.5268 | Hydro | [5 empty] | ENTSOE | https://transparency.entsoe.eu/generation/r2/installedCapacityPerProductionUnit/show | GEODB | 1015548 |  |  |  | 12.72 |  |  |  |  | ENTSOE | 5220.93 | 5465.71 | 5092.84 | 5235.23 | 4737.75 | NO-ESTIMATION | NO-ESTIMATION | NO-ESTIMATION | NO-ESTIMATION | CAPACITY-FACTOR-V1
SVK | Slovakia | Gabcikovo Hydroelectric Power Plant Slovakia |  | GEODB0042637 | 720 | 47.8800 | 17.5384 | Hydro | [5 empty] | GEODB | http://globalenergyobservatory.org | GEODB | 1029018 | 2017 | [8 empty] | 2544.76 | 2165.08 | 2867.98 | 2171.01 | 2165.08 | NO-ESTIMATION | NO-ESTIMATION | NO-ESTIMATION | NO-ESTIMATION | CAPACITY-FACTOR-V1
SVK | Slovakia | Cunovo Hydroelectric Power Plant Slovakia |  | GEODB0042641 | 24 | 48.0299 | 17.2254 | Hydro | [5 empty] | GEODB | http://globalenergyobservatory.org | GEODB | 1029014 | 2017 | [8 empty] | 118.03 | 117.69 | 129.12 | 122.91 | 130.73 | NO-ESTIMATION | NO-ESTIMATION | NO-ESTIMATION | NO-ESTIMATION | CAPACITY-FACTOR-V1
SVK | Slovakia | Kralova Hydroelectric Power Plant Slovakia |  | GEODB0042651 | 45.06 | 48.1912 | 19.8296 | Hydro | [5 empty] | GEODB | http://globalenergyobservatory.org | GEODB | 1029026 | 2017 | [8 empty] | 162.84 | 125.98 | 147.98 | 126.32 | 125.98 | NO-ESTIMATION | NO-ESTIMATION | NO-ESTIMATION | NO-ESTIMATION | CAPACITY-FACTOR-V1
SVK | Slovakia | Madunice Hydroelectric Power Plant Slovakia |  | GEODB0042650 | 43.2 | 48.4884 | 17.7938 | Hydro | [5 empty] | GEODB | http://globalenergyobservatory.org | GEODB | 1029031 | 2017 | [8 empty] | 181.75 | 133.56 | 144.47 | 130.86 | 128.7 | NO-ESTIMATION | WIND-V1 | WIND-V1 | WIND-V1 | WIND-V1
SVK | Slovakia | Horna Streda Hydroelectric Power Plant Slovakia |  | GEODB0042656 | 25.5 | 48.6605 | 17.8550 | Hydro | [5 empty] | GEODB | http://globalenergyobservatory.org | GEODB | 1029020 | 2017 | [8 empty] | 109.94 | 79.39 | 86.88 | 77.61 | 76.33 | NO-ESTIMATION | NO-ESTIMATION | NO-ESTIMATION | NO-ESTIMATION | CAPACITY-FACTOR-V1
SVK | Slovakia | Nove Mesto n.V. Hydroelectric Power Plant Slovakia |  | GEODB0042655 | 25.5 | 48.7725 | 17.8516 | Hydro | [5 empty] | GEODB | http://globalenergyobservatory.org | GEODB | 1029037 | 2017 | [8 empty] | 94.15 | 69.33 | 81.78 | 69.52 | 69.33 | NO-ESTIMATION | NO-ESTIMATION | NO-ESTIMATION | NO-ESTIMATION | CAPACITY-FACTOR-V1
SVK | Slovakia | Kostolna Hydroelectric Power Plant Slovakia |  | GEODB0042654 | 25.5 | 48.8610 | 17.9689 | Hydro | [5 empty] | GEODB | http://globalenergyobservatory.org | GEODB | 1029024 | 2017 | [8 empty] | 109.94 | 79.17 | 86.88 | 77.82 | 76.33 | NO-ESTIMATION | NO-ESTIMATION | SOLAR-V1 | SOLAR-V1 | SOLAR-V1
SVK | Slovakia | Ruzin Pumped Storage Hydroelectric Power plant Slovakia |  | GEODB0042646 | 60 | 48.8616 | 21.0911 | Hydro | [5 empty] | GEODB | http://globalenergyobservatory.org | GEODB | 1029041 | 2017 | [8 empty] | 249.82 | 173.66 | 189.52 | 170.62 | 161.51 | WIND-V1 | WIND-V1 | WIND-V1 | WIND-V1 | WIND-V1
SVK | Slovakia | Trencin Hydroelectric Power Plant Slovakia |  | GEODB0042653 | 16.5 | 48.9022 | 18.0560 | Hydro | [5 empty] | GEODB | http://globalenergyobservatory.org | GEODB | 1029043 | 2017 | [8 empty] | 74.05 | 57.63 | 66.35 | 55.28 | 55.8 | NO-ESTIMATION | NO-ESTIMATION | NO-ESTIMATION | NO-ESTIMATION | CAPACITY-FACTOR-V1
SVK | Slovakia | Dubnica nad Vahom Hydroelectric Power Plant Slovakia |  | GEODB0042662 | 16.5 | 48.9638 | 18.1454 | Hydro | [5 empty] | GEODB | http://globalenergyobservatory.org | GEODB | 1029017 | 2017 | [8 empty] | 73.11 | 55.75 | 63.33 | 52.24 | 55.8 | NO-ESTIMATION | NO-ESTIMATION | NO-ESTIMATION | NO-ESTIMATION | CAPACITY-FACTOR-V1
SVK | Slovakia | Ilava Hydroelectric Power Plant Slovakia |  | GEODB0042661 | 15 | 49.0057 | 18.2350 | Hydro | [5 empty] | GEODB | http://globalenergyobservatory.org | GEODB | 1029022 | 2017 | [8 empty] | 66.47 | 50.68 | 57.57 | 47.49 | 50.72 | NO-ESTIMATION | NO-ESTIMATION | NO-ESTIMATION | NO-ESTIMATION | CAPACITY-FACTOR-V1
SVK | Slovakia | Cierny Vah Pumped Storage Hydroelectric Power Plant Slovakia |  | GEODB0042635 | 735 | 49.0088 | 19.9122 | Hydro | [5 empty] | GEODB | http://globalenergyobservatory.org | GEODB | 1029013 | 2017 |  |  |  |  | -84.156 |  |  | JRC-PPDB-OPEN | 2597.78 | 2210.18 | 2927.73 | 2216.24 | 2210.18 | NO-ESTIMATION | NO-ESTIMATION | NO-ESTIMATION | NO-ESTIMATION | CAPACITY-FACTOR-V1
SVK | Slovakia | Liptovska Mara Pumped Storage Hydroelectric Power Plant Slovakia |  | GEODB0042636 | 198 | 49.0986 | 19.4889 | Hydro | [5 empty] | GEODB | http://globalenergyobservatory.org | GEODB | 1029030 | 2017 | [8 empty] | 683.72 | 490.15 | 522.63 | 409.11 | 490.15 | NO-ESTIMATION | NO-ESTIMATION | SOLAR-V1 | SOLAR-V1 | SOLAR-V1
SVK | Slovakia | Sucany Hydroelectric Power Plant Slovakia |  | GEODB0042647 | 38.4 | 49.1072 | 18.9916 | Hydro | [5 empty] | GEODB | http://globalenergyobservatory.org | GEODB | 1029042 | 2017 | [8 empty] | 158.20 | 112.18 | 137.57 | 112.18 | 116.81 | NO-ESTIMATION | NO-ESTIMATION | NO-ESTIMATION | NO-ESTIMATION | CAPACITY-FACTOR-V1
SVK | Slovakia | Nosice Hydroelectric Power Plant Slovakia |  | GEODB0042642 | 67.5 | 49.1275 | 18.3642 | Hydro | [5 empty] | GEODB | http://globalenergyobservatory.org | GEODB | 1029035 | 2017 | [8 empty] | 272.99 | 200.51 | 241.42 | 198.23 | 205.93 | HYDRO-V1 | HYDRO-V1 | HYDRO-V1 | HYDRO-V1 | HYDRO-V1
SVK | Slovakia | Kreplany Hydroelectric Power Plant Slovakia |  | GEODB0042648 | 24.75 | 49.1281 | 19.0941 | Hydro | [5 empty] | GEODB | http://globalenergyobservatory.org | GEODB | 1029027 | 2017 | [8 empty] | 107.48 | 76.13 | 94.03 | 75.61 | 80.65 | NO-ESTIMATION | NO-ESTIMATION | NO-ESTIMATION | NO-ESTIMATION | CAPACITY-FACTOR-V1
SVK | Slovakia | Lipovec Hydroelectric Power Plant Slovakia |  | GEODB0042645 | 38.4 | 49.1320 | 18.9114 | Hydro | [5 empty] | GEODB | http://globalenergyobservatory.org | GEODB | 1029029 | 2017 | [8 empty] | 157.75 | 116.86 | 145.27 | 112.32 | 112.65 | NO-ESTIMATION | NO-ESTIMATION | NO-ESTIMATION | WIND-V1 | WIND-V1
SVK | Slovakia | Povazska Bystrica Hydroelectric Power Plant Slovakia |  | GEODB0042644 | 55.2 | 49.1331 | 18.4538 | Hydro | [5 empty] | GEODB | http://globalenergyobservatory.org | GEODB | 1029040 | 2017 | [8 empty] | 222.78 | 163.97 | 197.36 | 162.11 | 168.4 | NO-ESTIMATION | NO-ESTIMATION | NO-ESTIMATION | WIND-V1 | WIND-V1
SVK | Slovakia | Miskova Hydroelectric Power Plant Slovakia |  | GEODB0042643 | 93.6 | 49.1928 | 18.5083 | Hydro | [5 empty] | GEODB | http://globalenergyobservatory.org | GEODB |  | 2017 | [8 empty] | 378.55 | 278.04 | 334.66 | 274.88 | 285.56 | NO-ESTIMATION | NO-ESTIMATION | NO-ESTIMATION | NO-ESTIMATION | SOLAR-V1
SVK | Slovakia | Hricov Hydroelectric Power Plant Slovakia |  | GEODB0042649 | 31.5 | 49.2594 | 18.6815 | Hydro | [5 empty] | GEODB | http://globalenergyobservatory.org | GEODB | 1029021 | 2017 | [8 empty] | 129.73 | 93.34 | 112.39 | 92.27 | 95.87 | NO-ESTIMATION | NO-ESTIMATION | NO-ESTIMATION | NO-ESTIMATION | CAPACITY-FACTOR-V1
SVK | Slovakia | Orava Hydroelectric Power Plant Slovakia |  | GEODB0042652 | 21.75 | 49.3756 | 19.5570 | Hydro | [5 empty] | GEODB | http://globalenergyobservatory.org | GEODB | 1029038 | 2017 | [8 empty] | 69.78 | 61.42 | 72.74 | 55.84 | 60.32 | HYDRO-V1 | HYDRO-V1 | HYDRO-V1 | HYDRO-V1 | HYDRO-V1
SVN | Slovenia | ÄŒHE AvÄe |  | WRI1022412 | 180 | 46.1027 | 13.6708 | Hydro | [5 empty] | ENTSOE | https://transparency.entsoe.eu/generation/r2/installedCapacityPerProductionUnit/show | GEODB |  |  |  |  | 281.969 | 275.186 | 271.43 |  |  | JRC-PPDB-OPEN | 685.87 | 550.43 | 509.06 | 661.15 | 533.32 | NO-ESTIMATION | NO-ESTIMATION | NO-ESTIMATION | NO-ESTIMATION | CAPACITY-FACTOR-V1
SVN | Slovenia | HE Formin |  | WRI1022416 | 116 | 46.4026 | 16.0339 | Hydro | [5 empty] | ENTSOE | https://transparency.entsoe.eu/generation/r2/installedCapacityPerProductionUnit/show | GEODB | 1013846 | [9 empty] | 437.29 | 388.93 | 342.90 | 450.64 | 329.07 | NO-ESTIMATION | NO-ESTIMATION | NO-ESTIMATION | NO-ESTIMATION | NO-ESTIMATION
SVN | Slovenia | HE ZlatoliÄje |  | WRI1022417 | 126 | 46.4480 | 15.7870 | Hydro | [5 empty] | ENTSOE | https://transparency.entsoe.eu/generation/r2/installedCapacityPerProductionUnit/show | GEODB | [10 empty] | 535.88 | 594.00 | 422.30 | 562.60 | 462.22 | NO-ESTIMATION | NO-ESTIMATION | NO-ESTIMATION | NO-ESTIMATION | SOLAR-V1
SWE | Sweden | Karlshamn |  | WRI1029976 | 1020 | 56.1522 | 14.8325 | Hydro | [5 empty] | Uniper Energy | https://www.uniper.energy/sverige/sv.html | GEODB | [5 empty] | 13.984 | 7.792 |  |  | JRC-PPDB-OPEN | 3405.62 | 4069.61 | 2818.72 | 3414.95 | 4069.61 | HYDRO-V1 | HYDRO-V1 | HYDRO-V1 | HYDRO-V1 | HYDRO-V1
SWE | Sweden | Angaback |  | WRI1002034 | 7 | 56.4833 | 13.5000 | Hydro |  |  |  | 1952.0 | 100% Statkraft | Statkraft | http://www.statkraft.com/energy-sources/Power-plants/Sweden/Angaback/ | CARMA | 1030674 | [9 empty] | 31.53 | 34.79 | 30.76 | 31.62 | 34.33 | NO-ESTIMATION | NO-ESTIMATION | SOLAR-V1 | SOLAR-V1 | SOLAR-V1
SWE | Sweden | Timsfors |  | WRI1002091 | 2.8 | 56.4833 | 13.5833 | Hydro |  |  |  | 1926.0 | 100% Statkraft | Statkraft | http://www.statkraft.com/energy-sources/Power-plants/Sweden/Timsfors/ | CARMA | 1076020 | [9 empty] | 13.16 | 14.27 | 12.40 | 13.20 | 14.08 | NO-ESTIMATION | NO-ESTIMATION | NO-ESTIMATION | NO-ESTIMATION | CAPACITY-FACTOR-V1
SWE | Sweden | Karsefors |  | WRI1002063 | 31.4 | 56.5121 | 13.0437 | Hydro |  |  |  | 1930.0 | 100% Statkraft | Statkraft | http://www.statkraft.com/energy-sources/Power-plants/Sweden/Karsefors/ | CARMA | 1030682 | [9 empty] | 120.50 | 133.30 | 115.32 | 120.35 | 133.41 | NO-ESTIMATION | NO-ESTIMATION | NO-ESTIMATION | NO-ESTIMATION | CAPACITY-FACTOR-V1
SWE | Sweden | Laholm |  | WRI1002070 | 11.3 | 56.5121 | 13.0437 | Hydro |  |  |  | 1932.0 | 100% Statkraft | Statkraft | http://www.statkraft.com/energy-sources/Power-plants/Sweden/Laholm/ | CARMA | 1076013 | [9 empty] | 51.80 | 57.63 | 49.69 | 51.77 | 56.32 | NO-ESTIMATION | NO-ESTIMATION | WIND-V1 | WIND-V1 | WIND-V1
SWE | Sweden | Skogaby |  | WRI1002087 | 12.5 | 56.5333 | 13.1833 | Hydro |  |  |  | 1922.0 | 100% Statkraft | Statkraft | http://www.statkraft.com/energy-sources/Power-plants/Sweden/Skogaby/ | CARMA | 1030690 | [9 empty] | 57.12 | 63.57 | 54.79 | 57.09 | 62.12 | NO-ESTIMATION | NO-ESTIMATION | NO-ESTIMATION | NO-ESTIMATION | CAPACITY-FACTOR-V1
SWE | Sweden | Bassalt |  | WRI1002036 | 8 | 56.7500 | 13.2833 | Hydro |  |  |  | 1910.0 | 100% Statkraft | Statkraft | http://www.statkraft.com/energy-sources/Power-plants/Sweden/Bassalt/ | CARMA | 1068770 | [9 empty] | 27.57 | 34.55 | 28.03 | 30.87 | 34.8 | NO-ESTIMATION | NO-ESTIMATION | NO-ESTIMATION | NO-ESTIMATION | CAPACITY-FACTOR-V1
SWE | Sweden | Nyebro |  | WRI1002079 | 1.4 | 56.9333 | 13.0667 | Hydro |  |  |  | 1983.0 | 100% Statkraft | Statkraft | http://www.statkraft.com/energy-sources/Power-plants/Sweden/Nyebro/ | CARMA | 1033643 | [9 empty] | 6.02 | 6.68 | 5.91 | 6.20 | 6.64 | NO-ESTIMATION | NO-ESTIMATION | NO-ESTIMATION | NO-ESTIMATION | CAPACITY-FACTOR-V1
SWE | Sweden | Rottnen |  | WRI1019434 | 17 | 57.0167 | 14.9000 | Hydro |  |  |  | 1998.0 | Fortum | Fortum Sweden | http://www.fortum.com/en/corporation/fortumworldwide/sweden/pages/default.aspx | CARMA | 1051577 | [9 empty] | 51.94 | 59.95 | 38.45 | 52.08 | 59.95 | NO-ESTIMATION | NO-ESTIMATION | NO-ESTIMATION | NO-ESTIMATION | CAPACITY-FACTOR-V1
SWE | Sweden | Froslida |  | WRI1002050 | 2.4 | 57.4536 | 12.0056 | Hydro |  |  |  | 1983.0 | 100% Statkraft | Statkraft | http://www.statkraft.com/energy-sources/Power-plants/Sweden/Froslida/ | CARMA | 1030678 | [9 empty] | 8.13 | 9.10 | 5.67 | 8.15 | 9.1 | NO-ESTIMATION | NO-ESTIMATION | NO-ESTIMATION | NO-ESTIMATION | CAPACITY-FACTOR-V1
SWE | Sweden | Hylte |  | WRI1002060 | 26 | 57.4536 | 12.0056 | Hydro |  |  |  | 1989.0 | 100% Statkraft | Statkraft | http://www.statkraft.com/energy-sources/Power-plants/Sweden/Hylte/ | CARMA | 1030681 | [9 empty] | 96.42 | 108.65 | 75.80 | 96.69 | 108.65 | NO-ESTIMATION | NO-ESTIMATION | NO-ESTIMATION | NO-ESTIMATION | CAPACITY-FACTOR-V1
SWE | Sweden | Lilla Edet |  | WRI1002145 | 46 | 58.1356 | 12.1199 | Hydro |  |  |  | 1926.0 | 100% Vattenfall | Vattenfall | http://powerplants.vattenfall.com/#/countries=Sweden/view=list/sort=elcap | WRI | 1032790 | [9 empty] | 185.58 | 205.14 | 217.95 | 186.09 | 201.45 | NO-ESTIMATION | NO-ESTIMATION | NO-ESTIMATION | NO-ESTIMATION | CAPACITY-FACTOR-V1
SWE | Sweden | Olidan |  | WRI1002130 | 104 | 58.2750 | 12.2727 | Hydro |  |  |  | 1910.0 | 100% Vattenfall | Vattenfall | http://powerplants.vattenfall.com/#/countries=Sweden/view=list/sort=elcap | GEODB | 1068683 | [9 empty] | 428.56 | 472.79 | 501.75 | 429.74 | 464.45 | NO-ESTIMATION | NO-ESTIMATION | NO-ESTIMATION | NO-ESTIMATION | CAPACITY-FACTOR-V1
SWE | Sweden | Hojum |  | WRI1002112 | 184 | 58.2804 | 12.2787 | Hydro |  |  |  | 1941.0 | 100% Vattenfall | Vattenfall | http://powerplants.vattenfall.com/#/countries=Sweden/view=list/sort=elcap | GEODB | 1021258 | [9 empty] | 647.75 | 740.38 | 797.73 | 649.53 | 744.52 | NO-ESTIMATION | NO-ESTIMATION | NO-ESTIMATION | NO-ESTIMATION | CAPACITY-FACTOR-V1
SWE | Sweden | Vargon |  | WRI1002151 | 35 | 58.3557 | 12.3729 | Hydro |  |  |  | 1937.0 | 100% Vattenfall | Vattenfall | http://powerplants.vattenfall.com/#/countries=Sweden/view=list/sort=elcap | WRI | 1032831 | [9 empty] | 140.94 | 155.83 | 165.57 | 141.33 | 153.02 | HYDRO-V1 | HYDRO-V1 | HYDRO-V1 | HYDRO-V1 | HYDRO-V1
SWE | Sweden | Lango |  | WRI1002071 | 1 | 58.4331 | 16.9667 | Hydro |  |  |  | 1956.0 | 100% Statkraft | Statkraft | http://www.statkraft.com/energy-sources/Power-plants/Sweden/lango/ | CARMA | 1076014 | [9 empty] | 4.55 | 4.49 | 3.65 | 3.99 | 4.13 | NO-ESTIMATION | NO-ESTIMATION | NO-ESTIMATION | NO-ESTIMATION | NO-ESTIMATION
SWE | Sweden | Fors |  | WRI1002048 | 3 | 58.7530 | 17.0079 | Hydro |  |  |  | 1992.0 | 100% Statkraft | Statkraft | http://www.statkraft.com/energy-sources/Power-plants/Sweden/fors/ | CARMA | 1068710 | [9 empty] | 12.80 | 13.34 | 12.43 | 11.85 | 11.5 | NO-ESTIMATION | NO-ESTIMATION | NO-ESTIMATION | NO-ESTIMATION | CAPACITY-FACTOR-V1
SWE | Sweden | Langed |  | WRI1002165 | 5.5 | 58.9167 | 12.3000 | Hydro |  |  |  |  | 100% Vattenfall | Vattenfall | http://powerplants.vattenfall.com/#/countries=Sweden/view=list/sort=elcap | CARMA | 1068687 | [9 empty] | 24.76 | 27.01 | 24.86 | 24.60 | 25.65 | NO-ESTIMATION | NO-ESTIMATION | NO-ESTIMATION | NO-ESTIMATION | CAPACITY-FACTOR-V1
SWE | Sweden | Hummelforsen |  | WRI1019399 | 10.7 | 59.4589 | 18.5942 | Hydro |  |  |  | 1955.0 | Fortum | Fortum Sweden | http://www.fortum.com/en/corporation/fortumworldwide/sweden/pages/default.aspx | CARMA | 1021248 | [9 empty] | 37.16 | 42.20 | 28.66 | 37.26 | 42.2 | HYDRO-V1 | HYDRO-V1 | HYDRO-V1 | HYDRO-V1 | HYDRO-V1
SWE | Sweden | Frykfors |  | WRI1019435 | 4.7 | 59.5072 | 13.3139 | Hydro |  |  |  | 1907.0 | Fortum | Fortum Sweden | http://www.fortum.com/en/corporation/fortumworldwide/sweden/pages/default.aspx | CARMA | 1051508 | [9 empty] | 19.83 | 23.31 | 20.79 | 21.43 | 21.57 | NO-ESTIMATION | NO-ESTIMATION | NO-ESTIMATION | NO-ESTIMATION | CAPACITY-FACTOR-V1
SWE | Sweden | Forshaga |  | WRI1019373 | 6.6 | 59.5254 | 13.4813 | Hydro |  |  |  | 1916.0 | Fortum | Fortum Sweden | http://www.fortum.com/en/corporation/fortumworldwide/sweden/pages/default.aspx | CARMA | 1051509 | [9 empty] | 33.61 | 35.91 | 35.49 | 33.62 | 32.5 | NO-ESTIMATION | NO-ESTIMATION | NO-ESTIMATION | NO-ESTIMATION | CAPACITY-FACTOR-V1
SWE | Sweden | Glava |  | WRI1019425 | 16 | 59.5500 | 12.5500 | Hydro |  |  |  | 1958.0 | Fortum | Fortum Sweden | http://www.fortum.com/en/corporation/fortumworldwide/sweden/pages/default.aspx | CARMA | 1017967 | [9 empty] | 71.80 | 83.46 | 70.11 | 75.08 | 76.49 | NO-ESTIMATION | NO-ESTIMATION | NO-ESTIMATION | NO-ESTIMATION | CAPACITY-FACTOR-V1
SWE | Sweden | Krakerud |  | WRI1019368 | 22 | 59.5833 | 13.6833 | Hydro |  |  |  | 1921.0 | Fortum | Fortum Sweden | http://www.fortum.com/en/corporation/fortumworldwide/sweden/pages/default.aspx | CARMA | 1017960 | [9 empty] | 83.65 | 93.99 | 84.51 | 83.88 | 85.93 | NO-ESTIMATION | NO-ESTIMATION | SOLAR-V1 | SOLAR-V1 | SOLAR-V1
SWE | Sweden | Dejefors |  | WRI1019372 | 20 | 59.6167 | 13.4667 | Hydro |  |  |  | 1906.0 | Fortum | Fortum Sweden | http://www.fortum.com/en/corporation/fortumworldwide/sweden/pages/default.aspx | CARMA | 1017952 | [9 empty] | 83.46 | 99.98 | 102.45 | 88.81 | 99.53 | NO-ESTIMATION | NO-ESTIMATION | NO-ESTIMATION | NO-ESTIMATION | SOLAR-V1
SWE | Sweden | Kroppstadfors |  | WRI1019423 | 3.5 | 59.6553 | 12.5852 | Hydro |  |  |  | 1959.0 | Fortum | Fortum Sweden | http://www.fortum.com/en/corporation/fortumworldwide/sweden/pages/default.aspx | CARMA | 1010127 | [9 empty] | 11.25 | 15.38 | 12.66 | 11.28 | 12.9 | NO-ESTIMATION | NO-ESTIMATION | NO-ESTIMATION | NO-ESTIMATION | CAPACITY-FACTOR-V1
SWE | Sweden | Noreborg |  | WRI1019421 | 3 | 59.7667 | 12.3167 | Hydro |  |  |  | 1958.0 | Fortum | Fortum Sweden | http://www.fortum.com/en/corporation/fortumworldwide/sweden/pages/default.aspx | CARMA | 1010128 | [9 empty] | 11.83 | 14.40 | 12.93 | 12.69 | 12.46 | NO-ESTIMATION | NO-ESTIMATION | NO-ESTIMATION | NO-ESTIMATION | CAPACITY-FACTOR-V1
SWE | Sweden | Munkfors |  | WRI1019371 | 33 | 59.8386 | 13.5436 | Hydro |  |  |  | 1931.0 | Fortum | Fortum Sweden | http://www.fortum.com/en/corporation/fortumworldwide/sweden/pages/default.aspx | CARMA | 1017964 | [9 empty] | 125.38 | 152.92 | 157.00 | 134.18 | 152.19 | NO-ESTIMATION | NO-ESTIMATION | NO-ESTIMATION | NO-ESTIMATION | CAPACITY-FACTOR-V1
SWE | Sweden | Kymmen |  | WRI1019433 | 55 | 59.9500 | 12.7500 | Hydro |  |  |  | 1987.0 | Fortum | Fortum Sweden | http://www.fortum.com/en/corporation/fortumworldwide/sweden/pages/default.aspx | CARMA | 1028961 | [9 empty] | 208.35 | 248.79 | 208.29 | 208.92 | 234.21 | NO-ESTIMATION | NO-ESTIMATION | NO-ESTIMATION | NO-ESTIMATION | CAPACITY-FACTOR-V1
SWE | Sweden | Hammarforsen |  | WRI1002057 | 80 | 60.0167 | 18.5333 | Hydro |  |  |  | 1928.0 | 100% Statkraft | Statkraft | http://www.statkraft.com/energy-sources/Power-plants/Sweden/Hammarforsen/ | CARMA | 1010664 | [9 empty] | 305.58 | 312.06 | 210.99 | 273.15 | 312.66 | NO-ESTIMATION | NO-ESTIMATION | NO-ESTIMATION | NO-ESTIMATION | CAPACITY-FACTOR-V1
SWE | Sweden | Bjurfors Nedre |  | WRI1002041 | 78 | 60.0650 | 15.9237 | Hydro |  |  |  | 1959.0 | 100% Statkraft | Statkraft | http://www.statkraft.com/energy-sources/Power-plants/Sweden/Bjurfors-Nedre/ | CARMA | 1011137 | [9 empty] | 298.89 | 334.98 | 237.93 | 299.12 | 305.21 | NO-ESTIMATION | NO-ESTIMATION | NO-ESTIMATION | NO-ESTIMATION | CAPACITY-FACTOR-V1
SWE | Sweden | Bjurfors Ovre |  | WRI1002042 | 42 | 60.0650 | 15.9237 | Hydro |  |  |  | 1961.0 | 100% Statkraft | Statkraft | http://www.statkraft.com/energy-sources/Power-plants/Sweden/Bjurfors-Ovre/ | CARMA | 1011138 | [9 empty] | 159.72 | 179.15 | 126.89 | 159.84 | 163.12 | NO-ESTIMATION | NO-ESTIMATION | NO-ESTIMATION | NO-ESTIMATION | CAPACITY-FACTOR-V1
SWE | Sweden | Skoga |  | WRI1019359 | 13.6 | 60.0667 | 13.4667 | Hydro |  |  |  | 1943.0 | Fortum | Fortum Sweden | http://www.fortum.com/en/corporation/fortumworldwide/sweden/pages/default.aspx | CARMA | 1017966 | [9 empty] | 46.77 | 59.13 | 47.45 | 52.87 | 53.18 | NO-ESTIMATION | NO-ESTIMATION | SOLAR-V1 | SOLAR-V1 | SOLAR-V1
SWE | Sweden | Avesta Storfors |  | WRI1019416 | 15 | 60.1454 | 16.1679 | Hydro |  |  |  |  | Fortum | Fortum Sweden | http://www.fortum.com/en/corporation/fortumworldwide/sweden/pages/default.aspx | CARMA | 1030406 | [9 empty] | 77.39 | 85.30 | 82.27 | 78.87 | 83.51 | NO-ESTIMATION | NO-ESTIMATION | NO-ESTIMATION | NO-ESTIMATION | CAPACITY-FACTOR-V1
SWE | Sweden | Avestaforsen |  | WRI1019415 | 24 | 60.1454 | 16.1679 | Hydro |  |  |  | 2007.0 | Fortum | Fortum Sweden | http://www.fortum.com/en/corporation/fortumworldwide/sweden/pages/default.aspx | CARMA | 1058632 | [9 empty] | 111.02 | 128.25 | 123.38 | 114.20 | 125.38 | NO-ESTIMATION | NO-ESTIMATION | NO-ESTIMATION | NO-ESTIMATION | CAPACITY-FACTOR-V1
SWE | Sweden | Avesta Lillfors |  | WRI1019417 | 22 | 60.1500 | 16.1667 | Hydro |  |  |  | 1981.0 | Fortum | Fortum Sweden | http://www.fortum.com/en/corporation/fortumworldwide/sweden/pages/default.aspx | CARMA | 1030405 | [9 empty] | 101.77 | 117.56 | 113.10 | 104.69 | 114.93 | NO-ESTIMATION | NO-ESTIMATION | NO-ESTIMATION | NO-ESTIMATION | CAPACITY-FACTOR-V1
SWE | Sweden | Halvfari |  | WRI1019330 | 24 | 60.1667 | 15.0667 | Hydro |  |  |  | 1978.0 | Fortum | Fortum Sweden | http://www.fortum.com/en/corporation/fortumworldwide/sweden/pages/default.aspx | CARMA | 1030440 | [9 empty] | 90.19 | 100.46 | 84.76 | 88.12 | 96.95 | NO-ESTIMATION | NO-ESTIMATION | NO-ESTIMATION | NO-ESTIMATION | CAPACITY-FACTOR-V1
SWE | Sweden | Soderfors |  | WRI1002157 | 20 | 60.3833 | 17.2333 | Hydro |  |  |  | 1979.0 | 100% Vattenfall | Vattenfall | http://powerplants.vattenfall.com/#/countries=Sweden/view=list/sort=elcap | CARMA | 1029394 | [9 empty] | 92.79 | 103.62 | 100.03 | 95.12 | 105.41 | HYDRO-V1 | HYDRO-V1 | HYDRO-V1 | HYDRO-V1 | HYDRO-V1
SWE | Sweden | Skedvi |  | WRI1019414 | 38 | 60.4000 | 15.8000 | Hydro |  |  |  | 1949.0 | Fortum | Fortum Sweden | http://www.fortum.com/en/corporation/fortumworldwide/sweden/pages/default.aspx | CARMA | 1030451 | [9 empty] | 161.98 | 184.00 | 193.62 | 167.58 | 179.47 | NO-ESTIMATION | NO-ESTIMATION | NO-ESTIMATION | NO-ESTIMATION | CAPACITY-FACTOR-V1
SWE | Sweden | Untra |  | WRI1019418 | 43 | 60.4167 | 17.3000 | Hydro |  |  |  | 1918.0 | Fortum | Fortum Sweden | http://www.fortum.com/en/corporation/fortumworldwide/sweden/pages/default.aspx | CARMA | 1030421 | [9 empty] | 183.60 | 207.41 | 199.69 | 188.57 | 211.25 | SOLAR-V1 | SOLAR-V1 | SOLAR-V1 | SOLAR-V1 | SOLAR-V1
SWE | Sweden | Nas |  | WRI1002156 | 24 | 60.4500 | 14.4833 | Hydro |  |  |  | 1978.0 | 100% Vattenfall | Vattenfall | http://powerplants.vattenfall.com/#/countries=Sweden/view=list/sort=elcap | CARMA | [10 empty] | 108.17 | 109.44 | 102.30 | 101.52 | 112.33 | NO-ESTIMATION | NO-ESTIMATION | NO-ESTIMATION | NO-ESTIMATION | CAPACITY-FACTOR-V1
SWE | Sweden | Kvarnaholm |  | WRI1002068 | 5.6 | 60.4500 | 14.5500 | Hydro |  |  |  | 1958.0 | 100% Statkraft | Statkraft | http://www.statkraft.com/energy-sources/Power-plants/Sweden/Kvarnaholm/ | CARMA | 1076019 | [9 empty] | 27.09 | 27.40 | 30.28 | 25.97 | 27.06 | NO-ESTIMATION | NO-ESTIMATION | NO-ESTIMATION | NO-ESTIMATION | CAPACITY-FACTOR-V1
SWE | Sweden | Bullerforsen |  | WRI1019408 | 47 | 60.4858 | 15.4371 | Hydro |  |  |  |  | Fortum | Fortum Sweden | http://www.fortum.com/en/corporation/fortumworldwide/sweden/pages/default.aspx | CARMA | 1011394 | [9 empty] | 196.10 | 230.10 | 233.39 | 201.23 | 226.32 | NO-ESTIMATION | NO-ESTIMATION | NO-ESTIMATION | NO-ESTIMATION | CAPACITY-FACTOR-V1
SWE | Sweden | Domnarvet |  | WRI1019409 | 22 | 60.4858 | 15.4371 | Hydro |  |  |  | 1994.0 | Fortum | Fortum Sweden | http://www.fortum.com/en/corporation/fortumworldwide/sweden/pages/default.aspx | CARMA | 1030438 | [9 empty] | 99.62 | 115.27 | 116.81 | 102.05 | 113.5 | NO-ESTIMATION | NO-ESTIMATION | NO-ESTIMATION | NO-ESTIMATION | CAPACITY-FACTOR-V1
SWE | Sweden | Forshuvud |  | WRI1019405 | 44 | 60.4858 | 15.4371 | Hydro |  |  |  |  | Fortum | Fortum Sweden | http://www.fortum.com/en/corporation/fortumworldwide/sweden/pages/default.aspx | CARMA | 1011395 | [9 empty] | 183.58 | 215.41 | 218.49 | 188.39 | 211.87 | NO-ESTIMATION | SOLAR-V1 | SOLAR-V1 | SOLAR-V1 | SOLAR-V1
SWE | Sweden | Eldforsen |  | WRI1019400 | 9 | 60.5089 | 14.2246 | Hydro |  |  |  | 1935.0 | Fortum | Fortum Sweden | http://www.fortum.com/en/corporation/fortumworldwide/sweden/pages/default.aspx | CARMA | 1069019 | [9 empty] | 36.73 | 40.81 | 36.86 | 37.29 | 39.58 | NO-ESTIMATION | SOLAR-V1 | SOLAR-V1 | SOLAR-V1 | SOLAR-V1
SWE | Sweden | Lindbyn |  | WRI1019403 | 11 | 60.5167 | 14.9667 | Hydro |  |  |  | 1953.0 | Fortum | Fortum Sweden | http://www.fortum.com/en/corporation/fortumworldwide/sweden/pages/default.aspx | CARMA | 1030447 | [9 empty] | 54.65 | 55.25 | 60.38 | 52.44 | 55.24 | NO-ESTIMATION | NO-ESTIMATION | NO-ESTIMATION | NO-ESTIMATION | SOLAR-V1
SWE | Sweden | Kvarnsveden 1 |  | WRI1019406 | 28 | 60.5315 | 17.4156 | Hydro |  |  |  | 1975.0 | Fortum | Fortum Sweden | http://www.fortum.com/en/corporation/fortumworldwide/sweden/pages/default.aspx | WRI | 1030442 | [9 empty] | 119.35 | 134.85 | 129.82 | 122.58 | 137.35 | NO-ESTIMATION | NO-ESTIMATION | NO-ESTIMATION | SOLAR-V1 | SOLAR-V1
SWE | Sweden | Lanforsen |  | WRI1019420 | 44 | 60.5500 | 17.7667 | Hydro |  |  |  |  | Fortum | Fortum Sweden | http://www.fortum.com/en/corporation/fortumworldwide/sweden/pages/default.aspx | CARMA | 1030414 | [9 empty] | 162.51 | 183.20 | 127.62 | 162.96 | 183.2 | HYDRO-V1 | HYDRO-V1 | HYDRO-V1 | HYDRO-V1 | HYDRO-V1
SWE | Sweden | Alvkarleby |  | WRI1002125 | 116 | 60.5637 | 17.4420 | Hydro |  |  |  | 1991.0 | 100% Vattenfall | Vattenfall | http://powerplants.vattenfall.com/#/countries=Sweden/view=list/sort=elcap | GEODB | 1032754 | [9 empty] | 492.32 | 556.55 | 535.71 | 505.71 | 566.9 | HYDRO-V1 | HYDRO-V1 | HYDRO-V1 | HYDRO-V1 | HYDRO-V1
SWE | Sweden | Kvarnsveden 2 |  | WRI1019407 | 30 | 60.5638 | 17.4422 | Hydro |  |  |  | 1996.0 | Fortum | Fortum Sweden | http://www.fortum.com/en/corporation/fortumworldwide/sweden/pages/default.aspx | WRI | 1030442 | [9 empty] | 127.87 | 144.49 | 139.10 | 131.34 | 147.16 | SOLAR-V1 | SOLAR-V1 | SOLAR-V1 | SOLAR-V1 | SOLAR-V1
SWE | Sweden | HÃ¶ljes |  | WRI1019351 | 127.8 | 60.9511 | 12.5432 | Hydro |  |  |  | 1962.0 | Fortum | Fortum Sweden | http://www.fortum.com/en/corporation/fortumworldwide/sweden/pages/default.aspx | GEODB | 1017958 | [9 empty] | 416.38 | 484.28 | 434.46 | 451.79 | 503.84 | NO-ESTIMATION | NO-ESTIMATION | NO-ESTIMATION | NO-ESTIMATION | CAPACITY-FACTOR-V1
SWE | Sweden | Forshult |  | WRI1019369 | 24 | 60.9667 | 12.4667 | Hydro |  |  |  | 1911.0 | Fortum | Fortum Sweden | http://www.fortum.com/en/corporation/fortumworldwide/sweden/pages/default.aspx | CARMA | [10 empty] | 82.64 | 93.92 | 63.60 | 82.86 | 93.92 | NO-ESTIMATION | NO-ESTIMATION | NO-ESTIMATION | NO-ESTIMATION | CAPACITY-FACTOR-V1
SWE | Sweden | Spjutmo |  | WRI1019389 | 35 | 61.0831 | 14.3167 | Hydro |  |  |  | 1969.0 | Fortum | Fortum Sweden | http://www.fortum.com/en/corporation/fortumworldwide/sweden/pages/default.aspx | CARMA | 1029654 | [9 empty] | 134.93 | 156.85 | 134.98 | 144.97 | 148.17 | WIND-V1 | WIND-V1 | WIND-V1 | WIND-V1 | WIND-V1
SWE | Sweden | Blyberg |  | WRI1019388 | 15 | 61.1500 | 14.1833 | Hydro |  |  |  | 1967.0 | Fortum | Fortum Sweden | http://www.fortum.com/en/corporation/fortumworldwide/sweden/pages/default.aspx | CARMA | 1011167 | [9 empty] | 71.69 | 80.25 | 70.88 | 75.36 | 75.41 | NO-ESTIMATION | NO-ESTIMATION | NO-ESTIMATION | NO-ESTIMATION | CAPACITY-FACTOR-V1
SWE | Sweden | Furudal |  | WRI1019392 | 3.7 | 61.1667 | 15.1333 | Hydro |  |  |  |  | Fortum | Fortum Sweden | http://www.fortum.com/en/corporation/fortumworldwide/sweden/pages/default.aspx | CARMA | 1021247 | [9 empty] | 10.14 | 11.89 | 7.30 | 10.17 | 11.89 | NO-ESTIMATION | NO-ESTIMATION | NO-ESTIMATION | NO-ESTIMATION | CAPACITY-FACTOR-V1
SWE | Sweden | Landafors |  | WRI1019346 | 11.2 | 61.2500 | 16.6333 | Hydro |  |  |  | 1976.0 | Fortum | Fortum Sweden | http://www.fortum.com/en/corporation/fortumworldwide/sweden/pages/default.aspx | CARMA | 1030443 | [9 empty] | 33.66 | 38.94 | 24.71 | 33.75 | 38.94 | SOLAR-V1 | SOLAR-V1 | SOLAR-V1 | SOLAR-V1 | SOLAR-V1
SWE | Sweden | Bergvik |  | WRI1019347 | 16.2 | 61.2667 | 16.8500 | Hydro |  |  |  | 1961.0 | Fortum | Fortum Sweden | http://www.fortum.com/en/corporation/fortumworldwide/sweden/pages/default.aspx | CARMA | 1030436 | [9 empty] | 55.72 | 63.35 | 43.17 | 55.87 | 63.35 | NO-ESTIMATION | NO-ESTIMATION | SOLAR-V1 | SOLAR-V1 | SOLAR-V1
SWE | Sweden | Horrmundsvalla |  | WRI1019397 | 6.5 | 61.2833 | 13.1500 | Hydro |  |  |  | 1960.0 | Fortum | Fortum Sweden | http://www.fortum.com/en/corporation/fortumworldwide/sweden/pages/default.aspx | CARMA | 1018815 | [9 empty] | 28.02 | 31.75 | 28.43 | 28.78 | 31.37 | NO-ESTIMATION | NO-ESTIMATION | NO-ESTIMATION | NO-ESTIMATION | CAPACITY-FACTOR-V1
SWE | Sweden | Lenninge |  | WRI1019345 | 2.7 | 61.3167 | 16.4333 | Hydro |  |  |  | 1982.0 | Fortum | Fortum Sweden | http://www.fortum.com/en/corporation/fortumworldwide/sweden/pages/default.aspx | CARMA | 1011187 | [9 empty] | 13.58 | 14.47 | 13.71 | 13.62 | 14.25 | NO-ESTIMATION | NO-ESTIMATION | NO-ESTIMATION | NO-ESTIMATION | CAPACITY-FACTOR-V1
SWE | Sweden | Alfta (Malvik) |  | WRI1019343 | 32 | 61.3468 | 16.0750 | Hydro |  |  |  | 1945.0 | Fortum | Fortum Sweden | http://www.fortum.com/en/corporation/fortumworldwide/sweden/pages/default.aspx | CARMA | 1017965 | [9 empty] | 106.91 | 121.95 | 81.36 | 107.20 | 121.95 | NO-ESTIMATION | NO-ESTIMATION | NO-ESTIMATION | WIND-V1 | WIND-V1
SWE | Sweden | TrÃ¤ngslet |  | WRI1019384 | 300 | 61.3811 | 13.7312 | Hydro |  |  |  |  | Fortum | Fortum Sweden | http://www.fortum.com/en/corporation/fortumworldwide/sweden/pages/default.aspx | GEODB | 1030452 |  |  |  |  | 585.093 | 547.448 |  |  | JRC-PPDB-OPEN | 793.60 | 964.87 | 875.90 | 792.49 | 937.64 | NO-ESTIMATION | NO-ESTIMATION | NO-ESTIMATION | NO-ESTIMATION | CAPACITY-FACTOR-V1
SWE | Sweden | DÃ¶nje |  | WRI1019341 | 72 | 61.3956 | 16.4041 | Hydro |  |  |  | 1953.0 | Fortum | Fortum Sweden | http://www.fortum.com/en/corporation/fortumworldwide/sweden/pages/default.aspx | WRI | 1013767 | [9 empty] | 305.97 | 345.51 | 351.19 | 290.75 | 337.6 | NO-ESTIMATION | NO-ESTIMATION | NO-ESTIMATION | NO-ESTIMATION | CAPACITY-FACTOR-V1
SWE | Sweden | Lottefors |  | WRI1019340 | 13.6 | 61.4167 | 16.4000 | Hydro |  |  |  | 1958.0 | Fortum | Fortum Sweden | http://www.fortum.com/en/corporation/fortumworldwide/sweden/pages/default.aspx | CARMA | 1021249 | [9 empty] | 72.12 | 75.09 | 76.17 | 70.31 | 76.33 | NO-ESTIMATION | NO-ESTIMATION | NO-ESTIMATION | NO-ESTIMATION | CAPACITY-FACTOR-V1
SWE | Sweden | Noppikoski |  | WRI1019391 | 10 | 61.5000 | 14.8333 | Hydro |  |  |  | 1967.0 | Fortum | Fortum Sweden | http://www.fortum.com/en/corporation/fortumworldwide/sweden/pages/default.aspx | CARMA | 1021250 | [9 empty] | 30.05 | 34.76 | 21.67 | 30.13 | 34.76 | NO-ESTIMATION | NO-ESTIMATION | NO-ESTIMATION | NO-ESTIMATION | CAPACITY-FACTOR-V1
SWE | Sweden | Laforsen |  | WRI1019337 | 57 | 61.9500 | 15.5167 | Hydro |  |  |  | 1953.0 | Fortum | Fortum Sweden | http://www.fortum.com/en/corporation/fortumworldwide/sweden/pages/default.aspx | CARMA | 1024175 | [9 empty] | 218.70 | 264.56 | 270.31 | 218.50 | 250.62 | NO-ESTIMATION | NO-ESTIMATION | NO-ESTIMATION | NO-ESTIMATION | CAPACITY-FACTOR-V1
SWE | Sweden | Sveg |  | WRI1019331 | 36 | 62.0272 | 14.2840 | Hydro |  |  |  | 1975.0 | Fortum | Fortum Sweden | http://www.fortum.com/en/corporation/fortumworldwide/sweden/pages/default.aspx | GEODB | 1017968 | [9 empty] | 142.79 | 151.05 | 158.01 | 138.82 | 151.06 | NO-ESTIMATION | NO-ESTIMATION | NO-ESTIMATION | NO-ESTIMATION | CAPACITY-FACTOR-V1
SWE | Sweden | KrokstrÃ¶mmen |  | WRI1019333 | 103 | 62.0411 | 14.9004 | Hydro |  |  |  | 1952.0 | Fortum | Fortum Sweden | http://www.fortum.com/en/corporation/fortumworldwide/sweden/pages/default.aspx | GEODB | 1017961 | [9 empty] | 404.44 | 459.66 | 488.37 | 405.55 | 440.55 | NO-ESTIMATION | NO-ESTIMATION | NO-ESTIMATION | NO-ESTIMATION | CAPACITY-FACTOR-V1
SWE | Sweden | Viforsen |  | WRI1002095 | 10 | 62.3000 | 17.1667 | Hydro |  |  |  | 1982.0 | 100% Statkraft | Statkraft | http://www.statkraft.com/energy-sources/Power-plants/Sweden/Viforsen/ | CARMA | 1010674 | [9 empty] | 46.65 | 53.82 | 53.91 | 46.69 | 50.17 | NO-ESTIMATION | NO-ESTIMATION | NO-ESTIMATION | NO-ESTIMATION | CAPACITY-FACTOR-V1
SWE | Sweden | Matfors |  | WRI1002075 | 21 | 62.3500 | 17.0333 | Hydro |  |  |  | 1982.0 | 100% Statkraft | Statkraft | http://www.statkraft.com/energy-sources/Power-plants/Sweden/Matfors/ | CARMA | 1010667 | [9 empty] | 90.99 | 102.11 | 107.41 | 88.22 | 95.54 | NO-ESTIMATION | NO-ESTIMATION | NO-ESTIMATION | NO-ESTIMATION | CAPACITY-FACTOR-V1
SWE | Sweden | Skallbole |  | WRI1002085 | 46 | 62.3667 | 16.9667 | Hydro |  |  |  |  | 100% Statkraft | Statkraft | http://www.statkraft.com/energy-sources/Power-plants/Sweden/Skallbole/ | CARMA | 1010670 | [9 empty] | 182.65 | 207.73 | 219.18 | 176.70 | 193.34 | NO-ESTIMATION | NO-ESTIMATION | NO-ESTIMATION | NO-ESTIMATION | SOLAR-V1
SWE | Sweden | Jarkvissle |  | WRI1002133 | 96 | 62.3913 | 17.3063 | Hydro |  |  |  | 1959.0 | 100% Vattenfall | Vattenfall | http://powerplants.vattenfall.com/#/countries=Sweden/view=list/sort=elcap | CARMA | 1032818 | [9 empty] | 359.46 | 430.22 | 355.85 | 366.98 | 404.6 | NO-ESTIMATION | NO-ESTIMATION | NO-ESTIMATION | NO-ESTIMATION | SOLAR-V1
SWE | Sweden | Sillre |  | WRI1002161 | 11 | 62.3913 | 17.3063 | Hydro |  |  |  | 1987.0 | 100% Vattenfall | Vattenfall | http://powerplants.vattenfall.com/#/countries=Sweden/view=list/sort=elcap | CARMA | 1032812 | [9 empty] | 37.50 | 47.51 | 38.98 | 38.01 | 42.68 | NO-ESTIMATION | NO-ESTIMATION | NO-ESTIMATION | NO-ESTIMATION | CAPACITY-FACTOR-V1
SWE | Sweden | Torpshammar |  | WRI1002123 | 119 | 62.4165 | 16.4952 | Hydro |  |  |  | 1943.0 | 100% Vattenfall | Vattenfall | http://powerplants.vattenfall.com/#/countries=Sweden/view=list/sort=elcap | WRI | 1032824 | [9 empty] | 408.57 | 472.53 | 494.42 | 389.31 | 451.48 | NO-ESTIMATION | NO-ESTIMATION | NO-ESTIMATION | NO-ESTIMATION | CAPACITY-FACTOR-V1
SWE | Sweden | Nederede |  | WRI1002077 | 16 | 62.4333 | 16.4833 | Hydro |  |  |  |  | 100% Statkraft | Statkraft | http://www.statkraft.com/energy-sources/Power-plants/Sweden/Nederede/ | CARMA | 1010668 | [9 empty] | 77.58 | 86.35 | 87.81 | 75.99 | 81.03 | NO-ESTIMATION | NO-ESTIMATION | NO-ESTIMATION | NO-ESTIMATION | CAPACITY-FACTOR-V1
SWE | Sweden | Parteboda |  | WRI1019325 | 35 | 62.5167 | 15.7833 | Hydro |  |  |  | 1960.0 | Fortum | Fortum Sweden | http://www.fortum.com/en/corporation/fortumworldwide/sweden/pages/default.aspx | CARMA | 1028957 | [9 empty] | 136.85 | 149.64 | 130.16 | 135.30 | 140.75 | NO-ESTIMATION | NO-ESTIMATION | NO-ESTIMATION | NO-ESTIMATION | CAPACITY-FACTOR-V1
SWE | Sweden | Bergeforsen |  | WRI1002113 | 166 | 62.5204 | 17.3875 | Hydro |  |  |  | 1955.0 | 100% Vattenfall | Vattenfall | http://powerplants.vattenfall.com/#/countries=Sweden/view=list/sort=elcap | GEODB | 1010950 | [9 empty] | 599.09 | 676.35 | 716.49 | 593.40 | 670.19 | NO-ESTIMATION | NO-ESTIMATION | NO-ESTIMATION | NO-ESTIMATION | CAPACITY-FACTOR-V1
SWE | Sweden | Hermansboda |  | WRI1019326 | 12 | 62.5500 | 15.8333 | Hydro |  |  |  | 1962.0 | Fortum | Fortum Sweden | http://www.fortum.com/en/corporation/fortumworldwide/sweden/pages/default.aspx | CARMA | 1010179 | [9 empty] | 56.78 | 61.03 | 54.22 | 56.81 | 58.51 | NO-ESTIMATION | NO-ESTIMATION | NO-ESTIMATION | NO-ESTIMATION | CAPACITY-FACTOR-V1
SWE | Sweden | Leringsforsen |  | WRI1002164 | 9 | 62.5667 | 16.4167 | Hydro |  |  |  | 1944.0 | 100% Vattenfall | Vattenfall | http://powerplants.vattenfall.com/#/countries=Sweden/view=list/sort=elcap | CARMA | 1060515 | [9 empty] | 41.05 | 44.50 | 40.04 | 41.29 | 43.55 | NO-ESTIMATION | NO-ESTIMATION | NO-ESTIMATION | NO-ESTIMATION | CAPACITY-FACTOR-V1
SWE | Sweden | Holleforsen |  | WRI1002117 | 151 | 62.9509 | 16.6681 | Hydro |  |  |  |  | 100% Vattenfall | Vattenfall | http://powerplants.vattenfall.com/#/countries=Sweden/view=list/sort=elcap | WRI | 1032773 | [9 empty] | 523.55 | 621.85 | 541.82 | 524.99 | 621.85 | NO-ESTIMATION | NO-ESTIMATION | NO-ESTIMATION | NO-ESTIMATION | CAPACITY-FACTOR-V1
SWE | Sweden | Stadsforsen |  | WRI1002119 | 142 | 62.9764 | 16.6584 | Hydro |  |  |  | 1939.0 | 100% Vattenfall | Vattenfall | http://powerplants.vattenfall.com/#/countries=Sweden/view=list/sort=elcap | WRI | 1032815 | [9 empty] | 493.76 | 586.20 | 510.93 | 495.11 | 586.2 | NO-ESTIMATION | NO-ESTIMATION | NO-ESTIMATION | NO-ESTIMATION | CAPACITY-FACTOR-V1
SWE | Sweden | SvarthÃ¥lsforsen |  | WRI1019323 | 80 | 63.0287 | 16.5716 | Hydro |  |  |  | 1954.0 | Fortum | Fortum Sweden | http://www.fortum.com/en/corporation/fortumworldwide/sweden/pages/default.aspx | WRI | 1030419 | [9 empty] | 323.13 | 350.12 | 374.96 | 320.03 | 355.3 | NO-ESTIMATION | NO-ESTIMATION | NO-ESTIMATION | NO-ESTIMATION | CAPACITY-FACTOR-V1
SWE | Sweden | GammelÃ¤nge |  | WRI1019322 | 78 | 63.1419 | 16.1611 | Hydro |  |  |  | 1944.0 | Fortum | Fortum Sweden | http://www.fortum.com/en/corporation/fortumworldwide/sweden/pages/default.aspx | WRI | 1030407 | [9 empty] | 315.05 | 342.63 | 365.59 | 312.03 | 346.41 | NO-ESTIMATION | NO-ESTIMATION | NO-ESTIMATION | NO-ESTIMATION | CAPACITY-FACTOR-V1
SWE | Sweden | KrÃ¥ngede |  | WRI1019321 | 250.2 | 63.1462 | 16.0706 | Hydro |  |  |  | 1936.0 | Fortum | Fortum Sweden | http://www.fortum.com/en/corporation/fortumworldwide/sweden/pages/default.aspx | GEODB | 1030413 | [9 empty] | 821.12 | 934.16 | 1002.97 | 812.32 | 928.28 | NO-ESTIMATION | NO-ESTIMATION | NO-ESTIMATION | NO-ESTIMATION | CAPACITY-FACTOR-V1
SWE | Sweden | Stugun |  | WRI1002144 | 47 | 63.1625 | 15.6245 | Hydro |  |  |  | 1956.0 | 100% Vattenfall | Vattenfall | http://powerplants.vattenfall.com/#/countries=Sweden/view=list/sort=elcap | WRI | 1032823 | [9 empty] | 189.84 | 206.45 | 220.29 | 188.02 | 208.74 | NO-ESTIMATION | NO-ESTIMATION | NO-ESTIMATION | NO-ESTIMATION | CAPACITY-FACTOR-V1
SWE | Sweden | Naverede |  | WRI1002138 | 70 | 63.2207 | 15.3219 | Hydro |  |  |  | 1955.0 | 100% Vattenfall | Vattenfall | http://powerplants.vattenfall.com/#/countries=Sweden/view=list/sort=elcap | WRI | 1032801 | [9 empty] | 286.73 | 297.30 | 328.09 | 286.19 | 310.88 | NO-ESTIMATION | NO-ESTIMATION | NO-ESTIMATION | NO-ESTIMATION | CAPACITY-FACTOR-V1
SWE | Sweden | Midskog |  | WRI1002116 | 155 | 63.2395 | 15.2372 | Hydro |  |  |  | 1944.0 | 100% Vattenfall | Vattenfall | http://powerplants.vattenfall.com/#/countries=Sweden/view=list/sort=elcap | GEODB | 1032794 | [9 empty] | 568.22 | 604.43 | 683.43 | 563.60 | 640.19 | NO-ESTIMATION | NO-ESTIMATION | NO-ESTIMATION | NO-ESTIMATION | CAPACITY-FACTOR-V1
SWE | Sweden | Dromme |  | WRI1002046 | 2 | 63.2500 | 18.2500 | Hydro |  |  |  | 1993.0 | 100% Statkraft | Statkraft | http://www.statkraft.com/energy-sources/Power-plants/Sweden/dromme/ | CARMA | 1051574 | [9 empty] | 6.01 | 6.81 | 4.05 | 6.03 | 6.81 | SOLAR-V1 | SOLAR-V1 | SOLAR-V1 | SOLAR-V1 | SOLAR-V1
SWE | Sweden | Forsmo |  | WRI1002115 | 158 | 63.2713 | 17.1987 | Hydro |  |  |  | 1948.0 | 100% Vattenfall | Vattenfall | http://powerplants.vattenfall.com/#/countries=Sweden/view=list/sort=elcap | GEODB | 1032760 | [9 empty] | 553.56 | 687.36 | 683.19 | 603.79 | 696.86 | NO-ESTIMATION | NO-ESTIMATION | NO-ESTIMATION | NO-ESTIMATION | CAPACITY-FACTOR-V1
SWE | Sweden | Brynge |  | WRI1002044 | 5 | 63.2909 | 18.7153 | Hydro |  |  |  | 1994.0 | 100% Statkraft | Statkraft | http://www.statkraft.com/energy-sources/Power-plants/Sweden/Brynge/ | CARMA | 1051575 | [9 empty] | 14.77 | 17.12 | 11.18 | 14.81 | 17.12 | NO-ESTIMATION | NO-ESTIMATION | NO-ESTIMATION | NO-ESTIMATION | CAPACITY-FACTOR-V1
SWE | Sweden | Gideabacka |  | WRI1002055 | 14 | 63.3333 | 19.1000 | Hydro |  |  |  | 1995.0 | 90.1% Statkraft | Statkraft | http://www.statkraft.com/energy-sources/Power-plants/Sweden/Gideabacka/ | CARMA | 1017652 | [9 empty] | 48.35 | 54.94 | 37.24 | 48.48 | 54.94 | NO-ESTIMATION | NO-ESTIMATION | NO-ESTIMATION | NO-ESTIMATION | CAPACITY-FACTOR-V1
SWE | Sweden | Moforsen |  | WRI1029977 | 135 | 63.3683 | 16.9876 | Hydro | [5 empty] | E.ON | http://www.eon.com/content/dam/eon-com/ueber-uns/Facts%20and%20Figures%202013.pdf | GEODB | 1021369 | [9 empty] | 472.09 | 588.64 | 583.73 | 515.89 | 595.41 | HYDRO-V1 | HYDRO-V1 | HYDRO-V1 | HYDRO-V1 | HYDRO-V1
SWE | Sweden | Gidbole |  | WRI1002053 | 12 | 63.4000 | 19.0500 | Hydro |  |  |  | 1985.0 | 90.1% Statkraft | Statkraft | http://www.statkraft.com/energy-sources/Power-plants/Sweden/Gidbole/ | CARMA | 1017650 | [9 empty] | 55.01 | 59.56 | 54.09 | 55.16 | 59.56 | NO-ESTIMATION | NO-ESTIMATION | NO-ESTIMATION | NO-ESTIMATION | CAPACITY-FACTOR-V1
SWE | Sweden | Namforsen |  | WRI1002126 | 115 | 63.4402 | 16.8804 | Hydro |  |  |  | 1946.0 | 100% Vattenfall | Vattenfall | http://powerplants.vattenfall.com/#/countries=Sweden/view=list/sort=elcap | GEODB | 1032796 | [9 empty] | 459.81 | 541.01 | 530.31 | 499.26 | 544.07 | NO-ESTIMATION | SOLAR-V1 | SOLAR-V1 | SOLAR-V1 | SOLAR-V1
SWE | Sweden | Kilforsem |  | WRI1002107 | 296 | 63.5423 | 16.7629 | Hydro |  |  |  | 1953.0 | 100% Vattenfall | Vattenfall | http://powerplants.vattenfall.com/#/countries=Sweden/view=list/sort=elcap | GEODB | [10 empty] | 942.99 | 1060.83 | 1147.15 | 865.97 | 1098.92 | WIND-V1 | WIND-V1 | WIND-V1 | WIND-V1 | WIND-V1
SWE | Sweden | Gidea |  | WRI1002054 | 17 | 63.5500 | 18.6167 | Hydro |  |  |  | 1986.0 | 90.1% Statkraft | Statkraft | http://www.statkraft.com/energy-sources/Power-plants/Sweden/Gidea/ | CARMA | 1017651 | [9 empty] | 78.92 | 85.18 | 75.39 | 78.95 | 85.52 | NO-ESTIMATION | NO-ESTIMATION | NO-ESTIMATION | NO-ESTIMATION | CAPACITY-FACTOR-V1
SWE | Sweden | Lasele |  | WRI1002114 | 165 | 63.5548 | 16.8289 | Hydro |  |  |  |  | 100% Vattenfall | Vattenfall | http://powerplants.vattenfall.com/#/countries=Sweden/view=list/sort=elcap | WRI | 1032785 | [9 empty] | 634.64 | 711.35 | 747.36 | 597.03 | 721.56 | WIND-V1 | WIND-V1 | WIND-V1 | WIND-V1 | WIND-V1
SWE | Sweden | Bjorna |  | WRI1002040 | 17 | 63.5667 | 18.5500 | Hydro |  |  |  | 1986.0 | 90.1% Statkraft | Statkraft | http://www.statkraft.com/energy-sources/Power-plants/Sweden/Bjorna/ | CARMA | 1017649 | [9 empty] | 79.27 | 85.62 | 75.56 | 79.39 | 85.11 | NO-ESTIMATION | NO-ESTIMATION | NO-ESTIMATION | NO-ESTIMATION | CAPACITY-FACTOR-V1
SWE | Sweden | Storfinnforsen |  | WRI1029981 | 112 | 63.5985 | 16.1218 | Hydro | [5 empty] | E.ON | http://www.eon.com/content/dam/eon-com/ueber-uns/Facts%20and%20Figures%202013.pdf | WRI | 1021371 | [9 empty] | 457.38 | 534.65 | 509.37 | 467.54 | 496.99 | NO-ESTIMATION | NO-ESTIMATION | NO-ESTIMATION | NO-ESTIMATION | CAPACITY-FACTOR-V1
SWE | Sweden | Langbjorn |  | WRI1002132 | 98 | 63.6366 | 16.7762 | Hydro |  |  |  | 1959.0 | 100% Vattenfall | Vattenfall | http://powerplants.vattenfall.com/#/countries=Sweden/view=list/sort=elcap | WRI | 1032784 | [9 empty] | 430.90 | 470.28 | 478.14 | 420.28 | 465.78 | SOLAR-V1 | SOLAR-V1 | SOLAR-V1 | SOLAR-V1 | SOLAR-V1
SWE | Sweden | Anjan |  | WRI1019314 | 25 | 63.6833 | 12.6333 | Hydro |  |  |  | 1978.0 | Fortum | Fortum Sweden | http://www.fortum.com/en/corporation/fortumworldwide/sweden/pages/default.aspx | CARMA | 1030404 | [9 empty] | 92.07 | 92.32 | 91.46 | 84.65 | 105.83 | NO-ESTIMATION | NO-ESTIMATION | NO-ESTIMATION | NO-ESTIMATION | CAPACITY-FACTOR-V1
SWE | Sweden | Juveln |  | WRI1019316 | 14 | 63.7167 | 13.1500 | Hydro |  |  |  | 1978.0 | Fortum | Fortum Sweden | http://www.fortum.com/en/corporation/fortumworldwide/sweden/pages/default.aspx | CARMA | 1030412 | [9 empty] | 62.95 | 61.95 | 58.73 | 60.08 | 67.73 | HYDRO-V1 | HYDRO-V1 | HYDRO-V1 | HYDRO-V1 | HYDRO-V1
SWE | Sweden | Stornorrfors |  | WRI1002100 | 599 | 63.8803 | 20.0184 | Hydro |  |  |  | 1958.0 | 75% Vattenfall | Vattenfall | http://powerplants.vattenfall.com/#/countries=Sweden/view=list/sort=elcap | GEODB | 1032822 |  |  |  |  | 1996.913 | 2477.223 |  |  | JRC-PPDB-OPEN | 1922.37 | 2178.92 | 2379.33 | 1906.00 | 2200.5 | NO-ESTIMATION | SOLAR-V1 | SOLAR-V1 | SOLAR-V1 | SOLAR-V1
SWE | Sweden | Pengfors |  | WRI1002139 | 69 | 63.9304 | 19.6661 | Hydro |  |  |  | 1954.0 | 100% Vattenfall | Vattenfall | http://powerplants.vattenfall.com/#/countries=Sweden/view=list/sort=elcap | WRI | 1025374 | [9 empty] | 277.33 | 297.54 | 317.71 | 275.18 | 310.48 | NO-ESTIMATION | SOLAR-V1 | SOLAR-V1 | SOLAR-V1 | SOLAR-V1
SWE | Sweden | Harrsele |  | WRI1002058 | 223 | 64.0155 | 19.5619 | Hydro |  |  |  | 1957.0 | 51% Statkraft | Statkraft | http://www.statkraft.com/energy-sources/Power-plants/Sweden/Harrsele/ | WRI | 1018182 | [9 empty] | 762.48 | 868.36 | 923.16 | 753.15 | 897.61 | NO-ESTIMATION | SOLAR-V1 | SOLAR-V1 | SOLAR-V1 | SOLAR-V1
SWE | Sweden | Asele |  | WRI1002153 | 27 | 64.1020 | 17.2891 | Hydro |  |  |  |  | 100% Vattenfall | Vattenfall | http://powerplants.vattenfall.com/#/countries=Sweden/view=list/sort=elcap | WRI | 1032755 | [9 empty] | 115.27 | 115.28 | 128.03 | 111.15 | 128.94 | HYDRO-V1 | HYDRO-V1 | HYDRO-V1 | HYDRO-V1 | HYDRO-V1
SWE | Sweden | Hoting |  | WRI1002059 | 15 | 64.1167 | 16.1667 | Hydro |  |  |  | 1978.0 | 100% Statkraft | Statkraft | http://www.statkraft.com/energy-sources/Power-plants/Sweden/Hoting/ | CARMA | 1010665 | [9 empty] | 72.09 | 75.50 | 68.67 | 70.38 | 74.25 | NO-ESTIMATION | NO-ESTIMATION | NO-ESTIMATION | NO-ESTIMATION | CAPACITY-FACTOR-V1
SWE | Sweden | Tasjo |  | WRI1002090 | 14 | 64.2167 | 15.9000 | Hydro |  |  |  | 1978.0 | 100% Statkraft | Statkraft | http://www.statkraft.com/energy-sources/Power-plants/Sweden/Tasjo/ | CARMA | 1010673 | [9 empty] | 62.88 | 59.87 | 59.76 | 56.21 | 69.04 | NO-ESTIMATION | NO-ESTIMATION | NO-ESTIMATION | NO-ESTIMATION | CAPACITY-FACTOR-V1
SWE | Sweden | Selsfors |  | WRI1002083 | 61 | 64.2167 | 20.3167 | Hydro |  |  |  | 1944.0 | 10.6% Statkraft | Statkraft | http://www.statkraft.com/energy-sources/Power-plants/Sweden/Selsfors/ | CARMA | 1028975 | [9 empty] | 227.89 | 272.85 | 222.43 | 231.40 | 272.85 | NO-ESTIMATION | NO-ESTIMATION | NO-ESTIMATION | NO-ESTIMATION | CAPACITY-FACTOR-V1
SWE | Sweden | Stenkullafors |  | WRI1002142 | 57 | 64.2861 | 17.2427 | Hydro |  |  |  |  | 100% Vattenfall | Vattenfall | http://powerplants.vattenfall.com/#/countries=Sweden/view=list/sort=elcap | WRI | 1032817 | [9 empty] | 243.78 | 243.79 | 270.71 | 235.08 | 272.64 | NO-ESTIMATION | NO-ESTIMATION | NO-ESTIMATION | NO-ESTIMATION | CAPACITY-FACTOR-V1
SWE | Sweden | Tuggen |  | WRI1002124 | 118 | 64.4735 | 18.8815 | Hydro |  |  |  | 1962.0 | 100% Vattenfall | Vattenfall | http://powerplants.vattenfall.com/#/countries=Sweden/view=list/sort=elcap | WRI | 1032827 | [9 empty] | 424.07 | 469.97 | 493.13 | 405.50 | 476.19 | NO-ESTIMATION | NO-ESTIMATION | NO-ESTIMATION | NO-ESTIMATION | CAPACITY-FACTOR-V1
SWE | Sweden | Gaddede |  | WRI1002051 | 22 | 64.5000 | 14.1500 | Hydro |  |  |  | 1974.0 | 100% Statkraft | Statkraft | http://www.statkraft.com/energy-sources/Power-plants/Sweden/Gaddede/ | CARMA | 1017391 | [9 empty] | 100.78 | 93.92 | 95.08 | 89.39 | 109.2 | NO-ESTIMATION | NO-ESTIMATION | NO-ESTIMATION | NO-ESTIMATION | CAPACITY-FACTOR-V1
SWE | Sweden | Bergvattnet |  | WRI1002038 | 21 | 64.5500 | 15.2333 | Hydro |  |  |  | 1968.0 | 100% Statkraft | Statkraft | http://www.statkraft.com/energy-sources/Power-plants/Sweden/bergvattnet/ | CARMA | 1021253 | [9 empty] | 70.96 | 80.83 | 54.19 | 71.15 | 80.83 | SOLAR-V1 | SOLAR-V1 | SOLAR-V1 | SOLAR-V1 | SOLAR-V1
SWE | Sweden | Volgsjofors |  | WRI1002096 | 20 | 64.5500 | 16.7500 | Hydro |  |  |  | 1980.0 | 100% Statkraft | Statkraft | http://www.statkraft.com/energy-sources/Power-plants/Sweden/Volgsjofors/ | CARMA | 1017775 | [9 empty] | 88.74 | 93.46 | 92.00 | 89.90 | 103.41 | NO-ESTIMATION | NO-ESTIMATION | NO-ESTIMATION | NO-ESTIMATION | CAPACITY-FACTOR-V1
SWE | Sweden | Rusfors |  | WRI1002146 | 45 | 64.7129 | 18.2534 | Hydro |  |  |  | 1962.0 | 100% Vattenfall | Vattenfall | http://powerplants.vattenfall.com/#/countries=Sweden/view=list/sort=elcap | WRI | 1032809 | [9 empty] | 181.89 | 184.61 | 202.13 | 179.01 | 196.4 | NO-ESTIMATION | NO-ESTIMATION | NO-ESTIMATION | NO-ESTIMATION | CAPACITY-FACTOR-V1
SWE | Sweden | Kvistforsen |  | WRI1002069 | 140 | 64.7507 | 20.9528 | Hydro |  |  |  | 1962.0 | 100% Statkraft | Statkraft | http://www.statkraft.com/energy-sources/Power-plants/Sweden/Kvistforsen/ | CARMA | 1017771 | [9 empty] | 475.18 | 594.41 | 594.26 | 506.79 | 603.06 | NO-ESTIMATION | NO-ESTIMATION | NO-ESTIMATION | NO-ESTIMATION | CAPACITY-FACTOR-V1
SWE | Sweden | Malgomaj |  | WRI1002074 | 10 | 64.8000 | 16.0167 | Hydro |  |  |  | 1982.0 | 100% Statkraft | Statkraft | http://www.statkraft.com/energy-sources/Power-plants/Sweden/Malgomaj/ | CARMA | 1017774 | [9 empty] | 44.83 | 47.59 | 43.74 | 43.97 | 50.53 | NO-ESTIMATION | NO-ESTIMATION | NO-ESTIMATION | NO-ESTIMATION | NO-ESTIMATION
SWE | Sweden | Stalon |  | WRI1002121 | 130 | 64.9470 | 16.8273 | Hydro |  |  |  | 1961.0 | 100% Vattenfall | Vattenfall | http://powerplants.vattenfall.com/#/countries=Sweden/view=list/sort=elcap | GEODB | 1032816 |  |  |  |  | 485.582 | 595.498 |  |  | JRC-PPDB-OPEN | 391.31 | 475.94 | 314.44 | 392.38 | 475.94 | NO-ESTIMATION | NO-ESTIMATION | NO-ESTIMATION | NO-ESTIMATION | CAPACITY-FACTOR-V1
SWE | Sweden | Grundfors |  | WRI1002128 | 108 | 64.9654 | 17.5797 | Hydro |  |  |  | 1958.0 | 100% Vattenfall | Vattenfall | http://powerplants.vattenfall.com/#/countries=Sweden/view=list/sort=elcap | WRI | 1032766 | [9 empty] | 445.87 | 457.07 | 414.65 | 419.53 | 471.62 | NO-ESTIMATION | NO-ESTIMATION | NO-ESTIMATION | NO-ESTIMATION | CAPACITY-FACTOR-V1
SWE | Sweden | Vargfors |  | WRI1002120 | 134 | 65.0193 | 19.6856 | Hydro |  |  |  | 1961.0 | 100% Vattenfall | Vattenfall | http://powerplants.vattenfall.com/#/countries=Sweden/view=list/sort=elcap | WRI | 1032830 | [9 empty] | 456.01 | 589.67 | 498.22 | 504.33 | 526.48 | NO-ESTIMATION | NO-ESTIMATION | NO-ESTIMATION | NO-ESTIMATION | NO-ESTIMATION
SWE | Sweden | Stensele |  | WRI1002143 | 54 | 65.0521 | 17.2328 | Hydro |  |  |  | 1960.0 | 100% Vattenfall | Vattenfall | http://powerplants.vattenfall.com/#/countries=Sweden/view=list/sort=elcap | WRI | 1032819 | [9 empty] | 218.26 | 223.86 | 201.41 | 205.08 | 231.14 | NO-ESTIMATION | NO-ESTIMATION | NO-ESTIMATION | NO-ESTIMATION | CAPACITY-FACTOR-V1
SWE | Sweden | Juktan |  | WRI1002155 | 26 | 65.0959 | 17.1173 | Hydro |  |  |  | 1978.0 | 100% Vattenfall | Vattenfall | http://powerplants.vattenfall.com/#/countries=Sweden/view=list/sort=elcap | CARMA | 1032777 | [9 empty] | 109.62 | 111.82 | 101.01 | 103.10 | 115.32 | NO-ESTIMATION | NO-ESTIMATION | NO-ESTIMATION | NO-ESTIMATION | CAPACITY-FACTOR-V1
SWE | Sweden | Umluspen |  | WRI1002131 | 100 | 65.0959 | 17.1173 | Hydro |  |  |  | 1957.0 | 100% Vattenfall | Vattenfall | http://powerplants.vattenfall.com/#/countries=Sweden/view=list/sort=elcap | CARMA | 1032828 | [9 empty] | 404.20 | 414.57 | 372.99 | 379.78 | 428.04 | NO-ESTIMATION | NO-ESTIMATION | NO-ESTIMATION | SOLAR-V1 | SOLAR-V1
SWE | Sweden | Gallejuar |  | WRI1002110 | 220 | 65.1141 | 19.4644 | Hydro |  |  |  | 1964.0 | 100% Vattenfall | Vattenfall | http://powerplants.vattenfall.com/#/countries=Sweden/view=list/sort=elcap | GEODB | 1032761 |  |  |  |  | 819.774 | 767.658 |  |  | JRC-PPDB-OPEN | 703.56 | 920.81 | 778.73 | 787.20 | 819.26 | HYDRO-V1 | HYDRO-V1 | HYDRO-V1 | HYDRO-V1 | HYDRO-V1
SWE | Sweden | Batfors |  | WRI1002037 | 42 | 65.1167 | 21.1000 | Hydro |  |  |  |  | 6.6% Statkraft | Statkraft | http://www.statkraft.com/energy-sources/Power-plants/Sweden/Batfors/ | CARMA | 1028966 | [9 empty] | 168.80 | 189.86 | 153.82 | 162.15 | 188.55 | NO-ESTIMATION | NO-ESTIMATION | NO-ESTIMATION | NO-ESTIMATION | CAPACITY-FACTOR-V1
SWE | Sweden | Bastusel |  | WRI1002129 | 107 | 65.4023 | 18.6727 | Hydro |  |  |  | 1972.0 | 100% Vattenfall | Vattenfall | http://powerplants.vattenfall.com/#/countries=Sweden/view=list/sort=elcap | GEODB | 1010781 |  |  |  |  | 661.068 | 617.48 |  |  | JRC-PPDB-OPEN | 423.48 | 505.50 | 454.28 | 461.76 | 467.27 | WIND-V1 | WIND-V1 | WIND-V1 | WIND-V1 | WIND-V1
SWE | Sweden | Gardikfors |  | WRI1002141 | 60 | 65.4763 | 15.8566 | Hydro |  |  |  | 1963.0 | 100% Vattenfall | Vattenfall | http://powerplants.vattenfall.com/#/countries=Sweden/view=list/sort=elcap | WRI | 1032762 | [9 empty] | 225.34 | 254.47 | 207.51 | 235.29 | 246.05 | WIND-V1 | WIND-V1 | WIND-V1 | WIND-V1 | WIND-V1
SWE | Sweden | Ajaure |  | WRI1002134 | 86 | 65.5065 | 15.6210 | Hydro |  |  |  | 1967.0 | 100% Vattenfall | Vattenfall | http://powerplants.vattenfall.com/#/countries=Sweden/view=list/sort=elcap | WRI | 1032752 | [9 empty] | 324.51 | 350.99 | 292.88 | 335.98 | 352.67 | WIND-V1 | WIND-V1 | WIND-V1 | WIND-V1 | WIND-V1
SWE | Sweden | Gejman |  | WRI1002140 | 66 | 65.5720 | 15.1816 | Hydro |  |  |  | 1970.0 | 100% Vattenfall | Vattenfall | http://powerplants.vattenfall.com/#/countries=Sweden/view=list/sort=elcap | WRI | 1032763 | [9 empty] | 218.31 | 272.49 | 172.11 | 202.66 | 233.97 | HYDRO-V1 | HYDRO-V1 | HYDRO-V1 | HYDRO-V1 | HYDRO-V1
SWE | Sweden | Boden |  | WRI1002136 | 80 | 65.8078 | 21.6716 | Hydro |  |  |  | 1972.0 | 100% Vattenfall | Vattenfall | http://powerplants.vattenfall.com/#/countries=Sweden/view=list/sort=elcap | GEODB | 1032756 | [9 empty] | 321.53 | 349.14 | 365.14 | 324.01 | 349.14 | NO-ESTIMATION | NO-ESTIMATION | NO-ESTIMATION | SOLAR-V1 | SOLAR-V1
SWE | Sweden | Vittjarv |  | WRI1002152 | 33 | 65.8453 | 21.5545 | Hydro |  |  |  |  | 100% Vattenfall | Vattenfall | http://powerplants.vattenfall.com/#/countries=Sweden/view=list/sort=elcap | GEODB | 1032836 | [9 empty] | 132.39 | 143.78 | 150.37 | 133.41 | 143.78 | NO-ESTIMATION | NO-ESTIMATION | NO-ESTIMATION | NO-ESTIMATION | CAPACITY-FACTOR-V1
SWE | Sweden | Laxede |  | WRI1002109 | 222 | 66.2242 | 20.8600 | Hydro |  |  |  |  | 100% Vattenfall | Vattenfall | http://powerplants.vattenfall.com/#/countries=Sweden/view=list/sort=elcap | GEODB | 1032786 | [9 empty] | 782.15 | 885.23 | 951.51 | 787.67 | 885.23 | NO-ESTIMATION | NO-ESTIMATION | NO-ESTIMATION | NO-ESTIMATION | CAPACITY-FACTOR-V1
SWE | Sweden | Porsi |  | WRI1002108 | 282 | 66.4288 | 20.6518 | Hydro |  |  |  | 1967.0 | 100% Vattenfall | Vattenfall | http://powerplants.vattenfall.com/#/countries=Sweden/view=list/sort=elcap | GEODB | 1032805 |  |  |  |  | 706.823 | 638.635 |  |  | JRC-PPDB-OPEN | 896.74 | 1004.31 | 1102.19 | 880.61 | 1027.68 | NO-ESTIMATION | NO-ESTIMATION | NO-ESTIMATION | NO-ESTIMATION | CAPACITY-FACTOR-V1
SWE | Sweden | Letsi |  | WRI1002101 | 486 | 66.5024 | 20.3797 | Hydro |  |  |  | 1967.0 | 100% Vattenfall | Vattenfall | http://powerplants.vattenfall.com/#/countries=Sweden/view=list/sort=elcap | GEODB | 1032787 |  |  |  |  | 2151.976 | 2087.103 |  |  | JRC-PPDB-OPEN | 1545.45 | 1730.83 | 1899.52 | 1517.64 | 1756.3 | NO-ESTIMATION | NO-ESTIMATION | NO-ESTIMATION | NO-ESTIMATION | CAPACITY-FACTOR-V1
SWE | Sweden | Akkats |  | WRI1002118 | 150 | 66.6314 | 19.8199 | Hydro |  |  |  | 1973.0 | 100% Vattenfall | Vattenfall | http://powerplants.vattenfall.com/#/countries=Sweden/view=list/sort=elcap | GEODB | 1032753 | [9 empty] | 525.67 | 579.20 | 632.01 | 517.22 | 595.32 | NO-ESTIMATION | NO-ESTIMATION | NO-ESTIMATION | NO-ESTIMATION | CAPACITY-FACTOR-V1
SWE | Sweden | Messaure |  | WRI1002102 | 463 | 66.6855 | 20.3359 | Hydro |  |  |  | 1963.0 | 100% Vattenfall | Vattenfall | http://powerplants.vattenfall.com/#/countries=Sweden/view=list/sort=elcap | GEODB | 1032793 |  |  |  |  | 2123.192 | 1967.783 |  |  | JRC-PPDB-OPEN | 1496.55 | 1645.95 | 1842.30 | 1434.89 | 1711.54 | NO-ESTIMATION | NO-ESTIMATION | NO-ESTIMATION | NO-ESTIMATION | CAPACITY-FACTOR-V1
SWE | Sweden | Parki |  | WRI1002159 | 19 | 66.7667 | 17.5333 | Hydro |  |  |  |  | 100% Vattenfall | Vattenfall | http://powerplants.vattenfall.com/#/countries=Sweden/view=list/sort=elcap | CARMA | 1032803 | [9 empty] | 70.11 | 77.17 | 58.93 | 70.31 | 79.11 | NO-ESTIMATION | NO-ESTIMATION | NO-ESTIMATION | NO-ESTIMATION | NO-ESTIMATION
SWE | Sweden | Ligga |  | WRI1002104 | 332 | 66.8094 | 19.8968 | Hydro |  |  |  | 1957.0 | 100% Vattenfall | Vattenfall | http://powerplants.vattenfall.com/#/countries=Sweden/view=list/sort=elcap | GEODB | 1032788 |  |  |  |  | 453.658 | 158.423 |  |  | JRC-PPDB-OPEN | 1073.12 | 1180.25 | 1326.40 | 1028.91 | 1227.28 | NO-ESTIMATION | NO-ESTIMATION | NO-ESTIMATION | NO-ESTIMATION | NO-ESTIMATION
SWE | Sweden | Harspranget |  | WRI1002099 | 871 | 66.8857 | 19.8186 | Hydro |  |  |  | 1919.0 | 100% Vattenfall | Vattenfall | http://powerplants.vattenfall.com/#/countries=Sweden/view=list/sort=elcap | GEODB | 1032771 |  |  |  |  | 2489.769 | 2284.569 |  |  | JRC-PPDB-OPEN | 2977.46 | 3258.51 | 3641.92 | 2881.69 | 3381.88 | NO-ESTIMATION | NO-ESTIMATION | NO-ESTIMATION | NO-ESTIMATION | CAPACITY-FACTOR-V1
SWE | Sweden | Porjus |  | WRI1002103 | 430 | 66.9590 | 19.8023 | Hydro |  |  |  | 1975.0 | 100% Vattenfall | Vattenfall | http://powerplants.vattenfall.com/#/countries=Sweden/view=list/sort=elcap | GEODB | 1068069 |  |  |  |  | 1377.234 | 1249.554 |  |  | JRC-PPDB-OPEN | 1389.89 | 1528.64 | 1717.93 | 1342.39 | 1589.55 | NO-ESTIMATION | NO-ESTIMATION | NO-ESTIMATION | NO-ESTIMATION | CAPACITY-FACTOR-V1
SWE | Sweden | Seitevare |  | WRI1002111 | 214 | 66.9764 | 18.5748 | Hydro |  |  |  |  | 100% Vattenfall | Vattenfall | http://powerplants.vattenfall.com/#/countries=Sweden/view=list/sort=elcap | WRI | 1032810 |  |  |  |  | 883.129 | 789.841 |  |  | JRC-PPDB-OPEN | 661.51 | 925.70 | 590.03 | 718.21 | 855.55 | NO-ESTIMATION | NO-ESTIMATION | NO-ESTIMATION | NO-ESTIMATION | CAPACITY-FACTOR-V1
SWE | Sweden | Vietas |  | WRI1002105 | 325 | 67.4931 | 18.3549 | Hydro |  |  |  |  | 100% Vattenfall | Vattenfall | http://powerplants.vattenfall.com/#/countries=Sweden/view=list/sort=elcap | GEODB | 1032833 |  |  |  |  | 1323.773 | 1187.03 |  |  | JRC-PPDB-OPEN | 1011.82 | 1162.73 | 1259.76 | 1008.31 | 1162.73 | NO-ESTIMATION | NO-ESTIMATION | NO-ESTIMATION | NO-ESTIMATION | CAPACITY-FACTOR-V1
SWE | Sweden | Ritsem |  | WRI1002106 | 304 | 67.7320 | 17.4900 | Hydro |  |  |  | 1977.0 | 100% Vattenfall | Vattenfall | http://powerplants.vattenfall.com/#/countries=Sweden/view=list/sort=elcap | GEODB | 1032808 |  |  |  |  | 530.484 | 574.584 |  |  | JRC-PPDB-OPEN | 808.09 | 967.96 | 846.61 | 826.18 | 1037.52 | NO-ESTIMATION | NO-ESTIMATION | NO-ESTIMATION | NO-ESTIMATION | SOLAR-V1
SWZ | Swaziland | Maguga Dam |  | WRI1023188 | 15 | -26.0785 | 31.2616 | Hydro | [5 empty] | African Development Bank Group | http://powerafrica.opendataforafrica.org | Power Africa | 1021079 | [9 empty] | 35.12 | 61.95 | 37.66 | 33.74 | 54.78 | NO-ESTIMATION | NO-ESTIMATION | NO-ESTIMATION | NO-ESTIMATION | CAPACITY-FACTOR-V1
SWZ | Swaziland | Lupohlo |  | WRI1023187 | 20.8 | -26.3763 | 31.1552 | Hydro | [5 empty] | African Development Bank Group | http://powerafrica.opendataforafrica.org | Power Africa | 1030666 | [9 empty] | 36.67 | 83.94 | 43.85 | 34.06 | 64.29 | NO-ESTIMATION | NO-ESTIMATION | NO-ESTIMATION | NO-ESTIMATION | CAPACITY-FACTOR-V1
SWZ | Swaziland | Edwaleni |  | WRI1023186 | 15 | -26.5895 | 31.3240 | Hydro | [5 empty] | African Development Bank Group | http://powerafrica.opendataforafrica.org | Power Africa | 1030665 | [9 empty] | 35.68 | 62.89 | 29.42 | 27.49 | 51.24 | NO-ESTIMATION | NO-ESTIMATION | NO-ESTIMATION | NO-ESTIMATION | CAPACITY-FACTOR-V1
SYR | Syrian Arab Republic | Taqba (Al-Thawra) Hydroelectric Power Project Syria |  | GEODB0041660 | 800 | 35.8722 | 38.5667 | Hydro | [5 empty] | GEODB | http://globalenergyobservatory.org | GEODB | 1016717 | 2017 | [8 empty] | 2222.72 | 1865.79 | 2156.14 | 1811.16 | 1817.41 | NO-ESTIMATION | NO-ESTIMATION | NO-ESTIMATION | NO-ESTIMATION | CAPACITY-FACTOR-V1
SYR | Syrian Arab Republic | Baath Hydroelectric Power Project Syria |  | GEODB0041661 | 75 | 35.8853 | 38.7472 | Hydro | [5 empty] | GEODB | http://globalenergyobservatory.org | GEODB | 1016708 | 2017 | [8 empty] | 251.82 | 184.00 | 200.82 | 178.90 | 179.46 | SOLAR-V1 | SOLAR-V1 | SOLAR-V1 | SOLAR-V1 | SOLAR-V1
SYR | Syrian Arab Republic | Teshreen (Tishrin) Hydroelectric Power Project Syria |  | GEODB0041659 | 630 | 36.3814 | 38.1833 | Hydro | [5 empty] | GEODB | http://globalenergyobservatory.org | GEODB | 1030712 | 2017 | [8 empty] | 1750.39 | 1281.67 | 1510.32 | 1238.14 | 1243.57 | SOLAR-V1 | SOLAR-V1 | SOLAR-V1 | SOLAR-V1 | SOLAR-V1
TGO | Togo | Nangbeto |  | WRI1023197 | 65.6 | 7.4240 | 1.4350 | Hydro | [5 empty] | African Development Bank Group | http://powerafrica.opendataforafrica.org | Power Africa | 1029103 | [9 empty] | 159.64 | 154.37 | 159.08 | 254.94 | 253.74 | NO-ESTIMATION | NO-ESTIMATION | NO-ESTIMATION | NO-ESTIMATION | CAPACITY-FACTOR-V1
THA | Thailand | Srinagarind |  | WRI1000175 | 720 | 14.4070 | 99.1291 | Hydro |  |  |  | 1980.0 | Electric Generating Authority of Thailand | EGAT | http://www.egat.co.th/en/index.php?option=com_content&view=article&id=92&Itemid=132 | GEODB | 1014293 | [9 empty] | 2826.35 | 2800.93 | 1892.70 | 1893.13 | 1887.96 | NO-ESTIMATION | NO-ESTIMATION | NO-ESTIMATION | NO-ESTIMATION | CAPACITY-FACTOR-V1
THA | Thailand | Vajiralongkorn |  | WRI1000177 | 300 | 14.7990 | 98.5966 | Hydro |  |  |  | 1984.0 | Electric Generating Authority of Thailand | EGAT | http://www.egat.co.th/en/index.php?option=com_content&view=article&id=92&Itemid=134 | GEODB | 1014248 | [9 empty] | 906.67 | 935.01 | 661.97 | 660.62 | 658.82 | NO-ESTIMATION | NO-ESTIMATION | NO-ESTIMATION | NO-ESTIMATION | CAPACITY-FACTOR-V1
THA | Thailand | Lam Ta Khong |  | WRI1000170 | 1000 | 14.8073 | 101.5453 | Hydro |  |  |  | 2002.0 | Electric Generating Authority of Thailand | EGAT | http://www.egat.co.th/en/index.php?option=com_content&view=article&id=92&Itemid=127 | GEODB | 1014257 | [9 empty] | 4024.18 | 4024.18 | 1863.70 | 1877.46 | 1872.33 | NO-ESTIMATION | SOLAR-V1 | SOLAR-V1 | SOLAR-V1 | SOLAR-V1
THA | Thailand | Tha Thung |  | WRI1000180 | 36 | 15.2063 | 105.4292 | Hydro |  |  |  |  | Electric Generating Authority of Thailand | EGAT | http://www.egat.co.th/en/index.php?option=com_content&view=article&id=92&Itemid=137 | GEODB | 1014296 | [9 empty] | 129.05 | 126.54 | 72.86 | 82.35 | 77.73 | NO-ESTIMATION | NO-ESTIMATION | NO-ESTIMATION | SOLAR-V1 | SOLAR-V1
THA | Thailand | Pak Mun |  | WRI1000178 | 136 | 15.2819 | 105.4683 | Hydro |  |  |  | 1993.0 | Electric Generating Authority of Thailand | EGAT | http://www.egat.co.th/en/index.php?option=com_content&view=article&id=92&Itemid=135 | GEODB | 1014281 | [9 empty] | 551.64 | 571.80 | 506.62 | 508.01 | 492.71 | NO-ESTIMATION | NO-ESTIMATION | NO-ESTIMATION | NO-ESTIMATION | CAPACITY-FACTOR-V1
THA | Thailand | Chulabhorn |  | WRI1000176 | 40 | 16.5362 | 101.6500 | Hydro |  |  |  | 1972.0 | Electric Generating Authority of Thailand | EGAT | http://www.egat.co.th/en/index.php?option=com_content&view=article&id=92&Itemid=133 | GEODB | 1014234 | [9 empty] | 142.16 | 137.16 | 85.70 | 68.84 | 83.08 | NO-ESTIMATION | NO-ESTIMATION | NO-ESTIMATION | NO-ESTIMATION | CAPACITY-FACTOR-V1
THA | Thailand | Bhumibol |  | WRI1000172 | 744 | 17.2426 | 98.9723 | Hydro |  |  |  |  | Electric Generating Authority of Thailand | EGAT | http://www.egat.co.th/en/index.php?option=com_content&view=article&id=92&Itemid=129 | GEODB | 1014233 | [9 empty] | 3471.81 | 3435.13 | 2898.81 | 2906.75 | 2907.55 | NO-ESTIMATION | NO-ESTIMATION | NO-ESTIMATION | NO-ESTIMATION | CAPACITY-FACTOR-V1
THA | Thailand | Sirikit |  | WRI1000173 | 500 | 17.7634 | 100.5636 | Hydro |  |  |  | 1974.0 | Electric Generating Authority of Thailand | EGAT | http://www.egat.co.th/en/index.php?option=com_content&view=article&id=92&Itemid=130 | GEODB | 1014288 | [9 empty] | 1662.96 | 1606.87 | 1032.24 | 974.97 | 1054.98 | NO-ESTIMATION | NO-ESTIMATION | NO-ESTIMATION | NO-ESTIMATION | CAPACITY-FACTOR-V1
THA | Thailand | Bang Lang |  | WRI1000179 | 72 | 6.1555 | 101.2730 | Hydro |  |  |  | 1981.0 | Electric Generating Authority of Thailand | EGAT | http://www.egat.co.th/en/index.php?option=com_content&view=article&id=92&Itemid=136 | GEODB | [10 empty] | 245.60 | 250.72 | 129.48 | 118.88 | 135.94 | NO-ESTIMATION | NO-ESTIMATION | NO-ESTIMATION | NO-ESTIMATION | SOLAR-V1
THA | Thailand | Rajjaprabha |  | WRI1000174 | 240 | 8.9723 | 98.8070 | Hydro |  |  |  | 1987.0 | Electric Generating Authority of Thailand | EGAT | http://www.egat.co.th/en/index.php?option=com_content&view=article&id=92&Itemid=131 | GEODB | 1014283 | [9 empty] | 614.11 | 627.05 | 127.09 | 178.25 | 233.05 | HYDRO-V1 | HYDRO-V1 | HYDRO-V1 | HYDRO-V1 | HYDRO-V1
TJK | Tajikistan | Khorog |  | WRI1000358 | 10 | 37.4897 | 71.5530 | Hydro |  |  |  |  | Pamir Energy (PPP set up by AKFED and IFC) | Energy Charter Secretariat | http://www.energycharter.org/fileadmin/DocumentsMedia/IDEER/IDEER-Tajikistan_2013_en.pdf | CARMA | 1047038 | [9 empty] | 25.89 | 35.50 | 46.34 | 45.95 | 48.73 | NO-ESTIMATION | NO-ESTIMATION | NO-ESTIMATION | NO-ESTIMATION | CAPACITY-FACTOR-V1
TJK | Tajikistan | Golovnaya |  | WRI1000352 | 210 | 37.8839 | 68.9370 | Hydro |  |  |  |  | Barki Tojik | Energy Charter Secretariat | http://www.energycharter.org/fileadmin/DocumentsMedia/IDEER/IDEER-Tajikistan_2013_en.pdf | GEODB | 1019497 | [9 empty] | 697.45 | 825.13 | 813.00 | 815.22 | 813 | NO-ESTIMATION | NO-ESTIMATION | NO-ESTIMATION | NO-ESTIMATION | CAPACITY-FACTOR-V1
TJK | Tajikistan | Sangtuda 1 |  | WRI1000350 | 700 | 38.0435 | 69.0583 | Hydro |  |  |  | 2009.0 | IPP | Energy Charter Secretariat | http://www.energycharter.org/fileadmin/DocumentsMedia/IDEER/IDEER-Tajikistan_2013_en.pdf | GEODB | 1019505 | [9 empty] | 2094.36 | 2519.98 | 2479.52 | 2486.32 | 2479.52 | NO-ESTIMATION | NO-ESTIMATION | NO-ESTIMATION | NO-ESTIMATION | CAPACITY-FACTOR-V1
TJK | Tajikistan | Baipaza |  | WRI1000351 | 600 | 38.2674 | 69.1237 | Hydro |  |  |  |  | Barki Tojik | Energy Charter Secretariat | http://www.energycharter.org/fileadmin/DocumentsMedia/IDEER/IDEER-Tajikistan_2013_en.pdf | GEODB | 1019494 | [9 empty] | 1795.17 | 2159.98 | 2125.31 | 2131.13 | 2125.31 | NO-ESTIMATION | NO-ESTIMATION | NO-ESTIMATION | NO-ESTIMATION | CAPACITY-FACTOR-V1
TJK | Tajikistan | Nurek |  | WRI1000349 | 3015 | 38.3717 | 69.3481 | Hydro |  |  |  | 1972.0 | Barki Tojik | Energy Charter Secretariat | http://www.energycharter.org/fileadmin/DocumentsMedia/IDEER/IDEER-Tajikistan_2013_en.pdf | GEODB | 1019501 | [9 empty] | 9436.64 | 11269.84 | 11095.59 | 11125.99 | 11095.59 | NO-ESTIMATION | NO-ESTIMATION | NO-ESTIMATION | NO-ESTIMATION | SOLAR-V1
TJK | Tajikistan | Varzob 1 |  | WRI1000359 | 11 | 38.5860 | 68.7785 | Hydro |  |  |  |  | Barki Tojik | Energy Charter Secretariat | http://www.energycharter.org/fileadmin/DocumentsMedia/IDEER/IDEER-Tajikistan_2013_en.pdf | GEODB | 1019509 | [9 empty] | 30.04 | 34.30 | 38.35 | 38.25 | 38.15 | NO-ESTIMATION | NO-ESTIMATION | NO-ESTIMATION | NO-ESTIMATION | CAPACITY-FACTOR-V1
TJK | Tajikistan | Varzob 2 |  | WRI1000356 | 14.4 | 38.6122 | 68.7767 | Hydro |  |  |  |  | Barki Tojik | Energy Charter Secretariat | http://www.energycharter.org/fileadmin/DocumentsMedia/IDEER/IDEER-Tajikistan_2013_en.pdf | GEODB | 1019510 | [9 empty] | 44.96 | 41.65 | 47.30 | 47.43 | 43.35 | NO-ESTIMATION | NO-ESTIMATION | NO-ESTIMATION | NO-ESTIMATION | CAPACITY-FACTOR-V1
TJK | Tajikistan | Kairakkum |  | WRI1000353 | 126 | 40.2759 | 69.8150 | Hydro |  |  |  |  | Barki Tojik | Energy Charter Secretariat | http://www.energycharter.org/fileadmin/DocumentsMedia/IDEER/IDEER-Tajikistan_2013_en.pdf | GEODB | 1019498 | [9 empty] | 354.34 | 423.67 | 423.67 | 412.54 | 411.27 | NO-ESTIMATION | NO-ESTIMATION | NO-ESTIMATION | NO-ESTIMATION | CAPACITY-FACTOR-V1
TUN | Tunisia | Nebeur |  | WRI1023617 | 13 | 36.3144 | 8.7026 | Hydro |  |  |  | 1956.0 |  | Arab Union of Electricity | https://www.google.com/url?sa=t&rct=j&q=&esrc=s&source=web&cd=1&cad=rja&uact=8&sqi=2&ved=0ahUKEwi_xP3Co7PQAhXH7SYKHWDVCxQQFggbMAA&url=http%3A%2F%2Fwww.auptde.org%2FNewsDetails.aspx%3Flang%3Den%26NID%3D283&usg=AFQjCNEkUcc5GeGitCkuTTJR3QTQZU1lMg&sig2=FaVNwaTMbtVIKuotQfNLwQ&bvm=bv.139250283 d.eWE | GEODB | 1084261 | [9 empty] | 20.44 | 22.64 | 20.86 | 20.49 | 20.44 | NO-ESTIMATION | NO-ESTIMATION | NO-ESTIMATION | NO-ESTIMATION | CAPACITY-FACTOR-V1
TUN | Tunisia | Sidi Salem |  | WRI1023616 | 33 | 36.5900 | 9.3970 | Hydro |  |  |  | 1983.0 |  | Arab Union of Electricity | https://www.google.com/url?sa=t&rct=j&q=&esrc=s&source=web&cd=1&cad=rja&uact=8&sqi=2&ved=0ahUKEwi_xP3Co7PQAhXH7SYKHWDVCxQQFggbMAA&url=http%3A%2F%2Fwww.auptde.org%2FNewsDetails.aspx%3Flang%3Den%26NID%3D283&usg=AFQjCNEkUcc5GeGitCkuTTJR3QTQZU1lMg&sig2=FaVNwaTMbtVIKuotQfNLwQ&bvm=bv.139250283 d.eWE | GEODB | 1029357 | [9 empty] | 48.58 | 51.98 | 48.58 | 40.59 | 47.41 | NO-ESTIMATION | NO-ESTIMATION | NO-ESTIMATION | NO-ESTIMATION | CAPACITY-FACTOR-V1
TUN | Tunisia | Fernana |  | WRI1023619 | 1.2 | 36.5920 | 8.7060 | Hydro |  |  |  | 1962.0 |  | Arab Union of Electricity | https://www.google.com/url?sa=t&rct=j&q=&esrc=s&source=web&cd=1&cad=rja&uact=8&sqi=2&ved=0ahUKEwi_xP3Co7PQAhXH7SYKHWDVCxQQFggbMAA&url=http%3A%2F%2Fwww.auptde.org%2FNewsDetails.aspx%3Flang%3Den%26NID%3D283&usg=AFQjCNEkUcc5GeGitCkuTTJR3QTQZU1lMg&sig2=FaVNwaTMbtVIKuotQfNLwQ&bvm=bv.139250283 d.eWE | GEODB | 1084262 | [9 empty] | 2.72 | 2.72 | 2.72 | 2.73 | 2.72 | NO-ESTIMATION | NO-ESTIMATION | NO-ESTIMATION | NO-ESTIMATION | CAPACITY-FACTOR-V1
TUN | Tunisia | Bouherthma |  | WRI1023621 | 1.2 | 36.6720 | 8.7884 | Hydro |  |  |  | 2003.0 |  | Arab Union of Electricity | https://www.google.com/url?sa=t&rct=j&q=&esrc=s&source=web&cd=1&cad=rja&uact=8&sqi=2&ved=0ahUKEwi_xP3Co7PQAhXH7SYKHWDVCxQQFggbMAA&url=http%3A%2F%2Fwww.auptde.org%2FNewsDetails.aspx%3Flang%3Den%26NID%3D283&usg=AFQjCNEkUcc5GeGitCkuTTJR3QTQZU1lMg&sig2=FaVNwaTMbtVIKuotQfNLwQ&bvm=bv.139250283 d.eWE | GEODB | 1084264 | [9 empty] | 3.01 | 3.01 | 3.01 | 3.02 | 2.9 | NO-ESTIMATION | NO-ESTIMATION | NO-ESTIMATION | NO-ESTIMATION | CAPACITY-FACTOR-V1
TUN | Tunisia | Kasseb |  | WRI1023620 | 1 | 36.7611 | 9.0024 | Hydro |  |  |  | 1969.0 |  | Arab Union of Electricity | https://www.google.com/url?sa=t&rct=j&q=&esrc=s&source=web&cd=1&cad=rja&uact=8&sqi=2&ved=0ahUKEwi_xP3Co7PQAhXH7SYKHWDVCxQQFggbMAA&url=http%3A%2F%2Fwww.auptde.org%2FNewsDetails.aspx%3Flang%3Den%26NID%3D283&usg=AFQjCNEkUcc5GeGitCkuTTJR3QTQZU1lMg&sig2=FaVNwaTMbtVIKuotQfNLwQ&bvm=bv.139250283 d.eWE | GEODB | 1084263 | [9 empty] | 2.40 | 2.40 | 2.40 | 2.40 | 2.4 | HYDRO-V1 | HYDRO-V1 | HYDRO-V1 | HYDRO-V1 | HYDRO-V1
TUN | Tunisia | Aroussia |  | WRI1023618 | 4.8 | 36.7996 | 9.7726 | Hydro |  |  |  | 1956.0 |  | Arab Union of Electricity | https://www.google.com/url?sa=t&rct=j&q=&esrc=s&source=web&cd=1&cad=rja&uact=8&sqi=2&ved=0ahUKEwi_xP3Co7PQAhXH7SYKHWDVCxQQFggbMAA&url=http%3A%2F%2Fwww.auptde.org%2FNewsDetails.aspx%3Flang%3Den%26NID%3D283&usg=AFQjCNEkUcc5GeGitCkuTTJR3QTQZU1lMg&sig2=FaVNwaTMbtVIKuotQfNLwQ&bvm=bv.139250283 d.eWE | GEODB | 1029345 | [9 empty] | 10.98 | 11.09 | 10.98 | 10.29 | 11.99 | NO-ESTIMATION | NO-ESTIMATION | NO-ESTIMATION | NO-ESTIMATION | CAPACITY-FACTOR-V1
TUR | Turkey | Gezende Dam |  | WRI1018929 | 159 | 36.5285 | 33.1943 | Hydro | [5 empty] | Enerji Atlasi | http://www.enerjiatlasi.com/hidroelektrik/ | WRI | 1032142 | [9 empty] | 412.12 | 223.07 | 431.22 | 356.03 | 444.87 | NO-ESTIMATION | NO-ESTIMATION | NO-ESTIMATION | NO-ESTIMATION | CAPACITY-FACTOR-V1
TUR | Turkey | KarkamÄ±ÅŸ Dam |  | WRI1018938 | 192 | 36.8697 | 38.0307 | Hydro |  |  |  | 2000.0 |  | Enerji Atlasi | http://www.enerjiatlasi.com/hidroelektrik/ | WRI | [10 empty] | 643.29 | 421.81 | 637.65 | 650.50 | 688.13 | NO-ESTIMATION | NO-ESTIMATION | NO-ESTIMATION | NO-ESTIMATION | CAPACITY-FACTOR-V1
TUR | Turkey | Oymapinar Dam |  | WRI1018949 | 540 | 36.9086 | 31.5316 | Hydro | [5 empty] | Enerji Atlasi | http://www.enerjiatlasi.com/hidroelektrik/ | WRI | 1032199 | [9 empty] | 884.70 | 366.74 | 947.40 | 789.29 | 1340.2 | WIND-V1 | WIND-V1 | WIND-V1 | WIND-V1 | WIND-V1
TUR | Turkey | Ã‡atalan Dam |  | WRI1018925 | 169 | 37.0368 | 35.3414 | Hydro | [5 empty] | Enerji Atlasi | http://www.enerjiatlasi.com/hidroelektrik/ | WRI | 1032121 | [9 empty] | 452.70 | 222.44 | 481.67 | 446.92 | 574.77 | NO-ESTIMATION | WIND-V1 | WIND-V1 | WIND-V1 | WIND-V1
TUR | Turkey | Birecik Dam |  | WRI1018921 | 672 | 37.0542 | 37.8901 | Hydro | [5 empty] | Enerji Atlasi | http://www.enerjiatlasi.com/hidroelektrik/ | WRI | 1011125 | [9 empty] | 2255.52 | 1567.27 | 2222.30 | 2307.20 | 2762.38 | HYDRO-V1 | HYDRO-V1 | HYDRO-V1 | HYDRO-V1 | HYDRO-V1
TUR | Turkey | Berke Dam |  | WRI1018919 | 510 | 37.3731 | 36.4615 | Hydro | [5 empty] | Enerji Atlasi | http://www.enerjiatlasi.com/hidroelektrik/ | WRI | 1013432 | [9 empty] | 1645.81 | 995.69 | 1251.72 | 1792.84 | 2120.82 | NO-ESTIMATION | NO-ESTIMATION | NO-ESTIMATION | SOLAR-V1 | SOLAR-V1
TUR | Turkey | AtatÃ¼rk Dam |  | WRI1018917 | 2400 | 37.4825 | 38.3186 | Hydro | [5 empty] | Enerji Atlasi | http://www.enerjiatlasi.com/hidroelektrik/ | WRI | 1032105 | [9 empty] | 8321.22 | 5863.17 | 8202.58 | 8506.50 | 10131.42 | NO-ESTIMATION | NO-ESTIMATION | NO-ESTIMATION | NO-ESTIMATION | SOLAR-V1
TUR | Turkey | Sir |  | WRI1018953 | 284 | 37.5009 | 36.5967 | Hydro | [5 empty] | Enerji Atlasi | http://www.enerjiatlasi.com/hidroelektrik/ | WRI | 1013436 | [9 empty] | 915.32 | 551.34 | 698.26 | 804.62 | 1063.55 | SOLAR-V1 | SOLAR-V1 | SOLAR-V1 | SOLAR-V1 | SOLAR-V1
TUR | Turkey | IlÄ±su Dam |  | WRI1018934 | 1200 | 37.5302 | 41.8529 | Hydro | [5 empty] | Enerji Atlasi | http://www.enerjiatlasi.com/hidroelektrik/ | WRI | [10 empty] | 4282.17 | 2924.90 | 4085.33 | 4094.20 | 4962.49 | NO-ESTIMATION | NO-ESTIMATION | NO-ESTIMATION | NO-ESTIMATION | CAPACITY-FACTOR-V1
TUR | Turkey | Menzelet Dam |  | WRI1018946 | 248 | 37.6766 | 36.8505 | Hydro | [5 empty] | Enerji Atlasi | http://www.enerjiatlasi.com/hidroelektrik/ | WRI | 1032192 | [9 empty] | 830.42 | 504.91 | 808.12 | 495.12 | 1051.19 | NO-ESTIMATION | NO-ESTIMATION | NO-ESTIMATION | NO-ESTIMATION | CAPACITY-FACTOR-V1
TUR | Turkey | Batman Dam |  | WRI1018918 | 198 | 38.1602 | 41.2026 | Hydro | [5 empty] | Enerji Atlasi | http://www.enerjiatlasi.com/hidroelektrik/ | WRI | 1032107 | [9 empty] | 529.66 | 255.58 | 526.14 | 539.35 | 628.23 | NO-ESTIMATION | NO-ESTIMATION | NO-ESTIMATION | NO-ESTIMATION | CAPACITY-FACTOR-V1
TUR | Turkey | Karakaya Dam |  | WRI1018937 | 1800 | 38.2264 | 39.1353 | Hydro | [5 empty] | Enerji Atlasi | http://www.enerjiatlasi.com/hidroelektrik/ | WRI | 1032169 | [9 empty] | 6151.93 | 4339.13 | 6151.93 | 6405.14 | 7598.57 | NO-ESTIMATION | SOLAR-V1 | SOLAR-V1 | SOLAR-V1 | SOLAR-V1
TUR | Turkey | Dicle Dam |  | WRI1018928 | 110 | 38.3480 | 40.0197 | Hydro | [5 empty] | Enerji Atlasi | http://www.enerjiatlasi.com/hidroelektrik/ | WRI | 1032196 | [9 empty] | 238.70 | 171.26 | 240.85 | 237.91 | 289.14 | NO-ESTIMATION | NO-ESTIMATION | NO-ESTIMATION | NO-ESTIMATION | CAPACITY-FACTOR-V1
TUR | Turkey | Keban Dam |  | WRI1018939 | 1330 | 38.8055 | 38.7591 | Hydro | [5 empty] | Enerji Atlasi | http://www.enerjiatlasi.com/hidroelektrik/ | WRI | 1032171 | [9 empty] | 4545.59 | 3206.14 | 4969.35 | 4666.92 | 5548.91 | NO-ESTIMATION | NO-ESTIMATION | NO-ESTIMATION | NO-ESTIMATION | CAPACITY-FACTOR-V1
TUR | Turkey | Ã–zlÃ¼ce Dam |  | WRI1018950 | 170 | 39.1278 | 40.0855 | Hydro | [5 empty] | Enerji Atlasi | http://www.enerjiatlasi.com/hidroelektrik/ | WRI | [10 empty] | 466.93 | 222.20 | 448.36 | 391.72 | 477.02 | SOLAR-V1 | SOLAR-V1 | SOLAR-V1 | SOLAR-V1 | SOLAR-V1
TUR | Turkey | HirfanlÄ± Dam |  | WRI1018933 | 128 | 39.2731 | 33.5184 | Hydro | [5 empty] | Enerji Atlasi | http://www.enerjiatlasi.com/hidroelektrik/ | WRI | [10 empty] | 331.28 | 179.77 | 337.68 | 333.41 | 403.8 | NO-ESTIMATION | SOLAR-V1 | SOLAR-V1 | SOLAR-V1 | SOLAR-V1
TUR | Turkey | DevecikonaÄŸÄ± Dam |  | WRI1018927 | 29 | 39.8756 | 28.5754 | Hydro | [5 empty] | Enerji Atlasi | http://www.enerjiatlasi.com/hidroelektrik/ | WRI | 1077235 | [9 empty] | 74.06 | 62.57 | 90.17 | 74.27 | 86.61 | HYDRO-V1 | HYDRO-V1 | HYDRO-V1 | HYDRO-V1 | HYDRO-V1
TUR | Turkey | GÃ¶kÃ§ekaya Dam |  | WRI1018930 | 278 | 40.0332 | 31.0160 | Hydro | [5 empty] | Enerji Atlasi | http://www.enerjiatlasi.com/hidroelektrik/ | WRI | [10 empty] | 574.35 | 574.08 | 790.15 | 565.93 | 692.17 | NO-ESTIMATION | NO-ESTIMATION | SOLAR-V1 | SOLAR-V1 | SOLAR-V1
TUR | Turkey | SarÄ±yar Dam |  | WRI1018952 | 160 | 40.0400 | 31.4144 | Hydro | [5 empty] | Enerji Atlasi | http://www.enerjiatlasi.com/hidroelektrik/ | WRI | [10 empty] | 345.09 | 214.78 | 363.46 | 352.74 | 432.12 | NO-ESTIMATION | NO-ESTIMATION | NO-ESTIMATION | NO-ESTIMATION | CAPACITY-FACTOR-V1
TUR | Turkey | KÄ±lÄ±Ã§kaya Dam |  | WRI1018941 | 124 | 40.2420 | 38.1859 | Hydro | [5 empty] | Enerji Atlasi | http://www.enerjiatlasi.com/hidroelektrik/ | WRI | [10 empty] | 326.73 | 179.52 | 324.67 | 334.71 | 331.29 | NO-ESTIMATION | NO-ESTIMATION | SOLAR-V1 | SOLAR-V1 | SOLAR-V1
TUR | Turkey | Obruk Dam |  | WRI1018948 | 202 | 40.7702 | 34.7913 | Hydro | [5 empty] | Enerji Atlasi | http://www.enerjiatlasi.com/hidroelektrik/ | WRI | 1057460 | [9 empty] | 542.61 | 249.77 | 537.58 | 531.75 | 639.37 | HYDRO-V1 | HYDRO-V1 | HYDRO-V1 | HYDRO-V1 | HYDRO-V1
TUR | Turkey | Hasan UÄŸurlu Dam |  | WRI1018932 | 500 | 40.9367 | 36.6493 | Hydro | [5 empty] | Enerji Atlasi | http://www.enerjiatlasi.com/hidroelektrik/ | WRI | 1032154 | [9 empty] | 1213.00 | 998.46 | 1212.86 | 1215.04 | 1729.99 | HYDRO-V1 | HYDRO-V1 | HYDRO-V1 | HYDRO-V1 | HYDRO-V1
TUR | Turkey | AslantaÅŸ Dam |  | WRI1018915 | 138 | 40.9368 | 36.6491 | Hydro | [5 empty] | Enerji Atlasi | http://www.enerjiatlasi.com/hidroelektrik/ | WRI | [10 empty] | 369.66 | 209.95 | 368.07 | 368.76 | 441.58 | NO-ESTIMATION | NO-ESTIMATION | NO-ESTIMATION | NO-ESTIMATION | CAPACITY-FACTOR-V1
TUR | Turkey | Deriner Dam |  | WRI1018926 | 670 | 41.1696 | 41.8697 | Hydro | [5 empty] | Enerji Atlasi | http://www.enerjiatlasi.com/hidroelektrik/ | WRI | 1013653 | [9 empty] | 2007.02 | 1282.48 | 1946.00 | 2006.93 | 2458.29 | WIND-V1 | WIND-V1 | WIND-V1 | WIND-V1 | WIND-V1
TUR | Turkey | Boyabat Dam |  | WRI1018923 | 513 | 41.3391 | 35.0033 | Hydro | [5 empty] | Enerji Atlasi | http://www.enerjiatlasi.com/hidroelektrik/ | WRI | 1046140 | [9 empty] | 1655.49 | 1011.93 | 1668.35 | 1672.92 | 2184.24 | NO-ESTIMATION | NO-ESTIMATION | NO-ESTIMATION | NO-ESTIMATION | CAPACITY-FACTOR-V1
TUR | Turkey | BorÃ§ka Dam |  | WRI1018922 | 300 | 41.3507 | 41.6834 | Hydro | [5 empty] | Enerji Atlasi | http://www.enerjiatlasi.com/hidroelektrik/ | WRI | [10 empty] | 779.11 | 489.87 | 814.46 | 751.95 | 986.61 | NO-ESTIMATION | NO-ESTIMATION | NO-ESTIMATION | NO-ESTIMATION | CAPACITY-FACTOR-V1
TUR | Turkey | AltÄ±nkaya Dam |  | WRI1018914 | 700 | 41.3668 | 35.7244 | Hydro | [5 empty] | Enerji Atlasi | http://www.enerjiatlasi.com/hidroelektrik/ | WRI | 1032097 | [9 empty] | 2492.16 | 1816.35 | 2275.37 | 2243.37 | 3196.11 | NO-ESTIMATION | NO-ESTIMATION | NO-ESTIMATION | NO-ESTIMATION | CAPACITY-FACTOR-V1
TUR | Turkey | MuratlÄ± Dam |  | WRI1018947 | 115 | 41.4683 | 41.7137 | Hydro | [5 empty] | Enerji Atlasi | http://www.enerjiatlasi.com/hidroelektrik/ | WRI | [10 empty] | 363.72 | 247.41 | 363.72 | 442.06 | 387.47 | NO-ESTIMATION | NO-ESTIMATION | NO-ESTIMATION | NO-ESTIMATION | CAPACITY-FACTOR-V1
TWN | Taiwan | Chuying |  | WRI1000435 | 2 | 22.8554 | 120.5350 | Hydro |  |  |  | 1941.0 |  | Bureau of Ministry Energy and Economic Affairs | http://web3.moeaboe.gov.tw/ECW/english/content/ContentLink.aspx?menu_id=1571 | CARMA | 1030797 | [9 empty] | 5.58 | 6.52 | 6.52 | 5.27 | 5.58 | SOLAR-V1 | SOLAR-V1 | SOLAR-V1 | SOLAR-V1 | SOLAR-V1
TWN | Taiwan | Shuili |  | WRI1000412 | 13 | 23.8117 | 120.8539 | Hydro |  |  |  | 1992.0 |  | Bureau of Ministry Energy and Economic Affairs | http://web3.moeaboe.gov.tw/ECW/english/content/ContentLink.aspx?menu_id=1548 | CARMA | 1030832 | [9 empty] | 50.66 | 52.89 | 52.98 | 57.92 | 47.84 | WIND-V1 | WIND-V1 | WIND-V1 | WIND-V1 | WIND-V1
TWN | Taiwan | Ming-Tan |  | WRI1000384 | 1602 | 23.8364 | 120.8678 | Hydro | [5 empty] | Bureau of Ministry Energy and Economic Affairs | https://web3.moeaboe.gov.tw/ECW/english/content/SubMenu.aspx?menu_id=1537 | GEODB | [10 empty] | 5091.07 | 6914.41 | 6910.74 | 5182.74 | 5303.81 | NO-ESTIMATION | NO-ESTIMATION | NO-ESTIMATION | NO-ESTIMATION | CAPACITY-FACTOR-V1
TWN | Taiwan | Daguan Erchang |  | WRI1000441 | 1000 | 23.8542 | 120.8701 | Hydro |  |  |  | 1985.0 |  | Bureau of Ministry Energy and Economic Affairs | http://web3.moeaboe.gov.tw/ECW/english/content/ContentLink.aspx?menu_id=1577 | WRI | [10 empty] | 3056.04 | 4194.21 | 4191.91 | 3112.93 | 3188.84 | NO-ESTIMATION | NO-ESTIMATION | NO-ESTIMATION | NO-ESTIMATION | SOLAR-V1
TWN | Taiwan | Ming-Hu |  | WRI1000382 | 1000 | 23.8544 | 120.8705 | Hydro | [5 empty] | Bureau of Ministry Energy and Economic Affairs | https://web3.moeaboe.gov.tw/ECW/english/content/SubMenu.aspx?menu_id=1537 | WRI | [10 empty] | 3056.04 | 4194.21 | 4191.91 | 3112.93 | 3188.84 | NO-ESTIMATION | NO-ESTIMATION | NO-ESTIMATION | SOLAR-V1 | SOLAR-V1
TWN | Taiwan | Shuilian |  | WRI1000431 | 9.5 | 23.8693 | 121.5097 | Hydro |  |  |  | 1985.0 |  | Bureau of Ministry Energy and Economic Affairs | http://web3.moeaboe.gov.tw/ECW/english/content/ContentLink.aspx?menu_id=1567 | CARMA | 1030833 | [9 empty] | 34.01 | 37.83 | 37.83 | 44.48 | 34.06 | NO-ESTIMATION | NO-ESTIMATION | NO-ESTIMATION | NO-ESTIMATION | CAPACITY-FACTOR-V1
TWN | Taiwan | Tachiachi |  | WRI1000389 | 180 | 24.2033 | 121.0071 | Hydro | [5 empty] | Bureau of Ministry Energy and Economic Affairs | https://web3.moeaboe.gov.tw/ECW/english/content/SubMenu.aspx?menu_id=1537 | CARMA | 1030845¦1030846 | [9 empty] | 427.98 | 519.36 | 519.36 | 472.37 | 427.98 | NO-ESTIMATION | NO-ESTIMATION | NO-ESTIMATION | SOLAR-V1 | SOLAR-V1
TWN | Taiwan | Houli |  | WRI1000423 | 1 | 24.3108 | 120.7214 | Hydro |  |  |  | 2010.0 |  | Bureau of Ministry Energy and Economic Affairs | http://web3.moeaboe.gov.tw/ECW/english/content/ContentLink.aspx?menu_id=1559 | CARMA | 1030799 | [9 empty] | 2.38 | 2.84 | 2.84 | 2.17 | 2.38 | NO-ESTIMATION | NO-ESTIMATION | NO-ESTIMATION | NO-ESTIMATION | CAPACITY-FACTOR-V1
TWN | Taiwan | Yuanshan |  | WRI1000414 | 18 | 24.8858 | 120.9964 | Hydro |  |  |  | 1941.0 |  | Bureau of Ministry Energy and Economic Affairs | http://web3.moeaboe.gov.tw/ECW/english/content/ContentLink.aspx?menu_id=1550 | CARMA | 1030861 | [9 empty] | 50.96 | 59.38 | 59.38 | 54.07 | 50.96 | NO-ESTIMATION | NO-ESTIMATION | NO-ESTIMATION | NO-ESTIMATION | CAPACITY-FACTOR-V1
TZA | Tanzania | Nyumba ya Mungu |  | WRI1019870 | 8 | -3.8213 | 37.4679 | Hydro |  |  |  | 1966.0 | Tanzania Electric Supply Company | Tanzania Electric Supply Company | http://www.tanesco.co.tz/index.php?option=com_content&view=article&id=82&Itemid=238 | WRI | 1031003 | [9 empty] | 34.23 | 23.99 | 26.48 | 31.18 | 29.29 | NO-ESTIMATION | NO-ESTIMATION | NO-ESTIMATION | NO-ESTIMATION | CAPACITY-FACTOR-V1
TZA | Tanzania | Hale |  | WRI1019866 | 21 | -5.2981 | 38.6041 | Hydro |  |  |  |  | Tanzania Electric Supply Company | Tanzania Electric Supply Company | http://www.tanesco.co.tz/index.php?option=com_content&view=article&id=82&Itemid=238 | WRI | 1030993 | [9 empty] | 95.25 | 76.54 | 82.10 | 89.34 | 87.11 | NO-ESTIMATION | NO-ESTIMATION | NO-ESTIMATION | NO-ESTIMATION | NO-ESTIMATION
TZA | Tanzania | Pangani Falls |  | WRI1019871 | 68 | -5.3491 | 38.6503 | Hydro |  |  |  | 1995.0 | Tanzania Electric Supply Company | Tanzania Electric Supply Company | http://www.tanesco.co.tz/index.php?option=com_content&view=article&id=82&Itemid=238 | WRI | 1031005 | [9 empty] | 284.24 | 235.25 | 253.23 | 276.66 | 269.46 | NO-ESTIMATION | NO-ESTIMATION | NO-ESTIMATION | NO-ESTIMATION | CAPACITY-FACTOR-V1
TZA | Tanzania | Mtera |  | WRI1019869 | 80 | -7.1363 | 35.9838 | Hydro |  |  |  | 1980.0 | Tanzania Electric Supply Company | Tanzania Electric Supply Company | http://www.tanesco.co.tz/index.php?option=com_content&view=article&id=81&Itemid=237 | WRI | 1043694 | [9 empty] | 301.25 | 340.13 | 298.29 | 326.53 | 328.33 | NO-ESTIMATION | NO-ESTIMATION | NO-ESTIMATION | NO-ESTIMATION | CAPACITY-FACTOR-V1
TZA | Tanzania | Kidatu |  | WRI1019867 | 204 | -7.6354 | 36.8837 | Hydro |  |  |  | 1975.0 | Tanzania Electric Supply Company | Tanzania Electric Supply Company | http://www.tanesco.co.tz/index.php?option=com_content&view=article&id=79&Itemid=235 | WRI | 1030994 | [9 empty] | 754.04 | 847.55 | 723.47 | 808.39 | 798.22 | NO-ESTIMATION | NO-ESTIMATION | NO-ESTIMATION | NO-ESTIMATION | SOLAR-V1
TZA | Tanzania | Kihansi |  | WRI1019868 | 180 | -8.5750 | 35.8513 | Hydro |  |  |  | 1999.0 | Tanzania Electric Supply Company | Tanzania Electric Supply Company | http://www.tanesco.co.tz/index.php?option=com_content&view=article&id=80&Itemid=236 | WRI | 1030995 | [9 empty] | 687.80 | 496.71 | 588.83 | 726.65 | 758.98 | NO-ESTIMATION | NO-ESTIMATION | NO-ESTIMATION | NO-ESTIMATION | CAPACITY-FACTOR-V1
UGA | Uganda | Ishasha River |  | WRI1023204 | 10 | -0.8815 | 29.6707 | Hydro | [5 empty] | African Development Bank Group | http://powerafrica.opendataforafrica.org | Power Africa | 1046364 | [9 empty] | 21.67 | 21.67 | 21.67 | 21.73 | 21.67 | NO-ESTIMATION | NO-ESTIMATION | NO-ESTIMATION | NO-ESTIMATION | CAPACITY-FACTOR-V1
UGA | Uganda | Bugoye |  | WRI1023202 | 11 | 0.3055 | 30.0980 | Hydro | [5 empty] | African Development Bank Group | http://powerafrica.opendataforafrica.org | Power Africa | 1062023 | [9 empty] | 24.21 | 24.21 | 24.21 | 24.28 | 24.21 | NO-ESTIMATION | NO-ESTIMATION | NO-ESTIMATION | NO-ESTIMATION | CAPACITY-FACTOR-V1
UGA | Uganda | Mubuku-3 |  | WRI1023208 | 10.5 | 0.3241 | 30.0460 | Hydro | [5 empty] | African Development Bank Group | http://powerafrica.opendataforafrica.org | Power Africa | 1043584 | [9 empty] | 23.11 | 23.11 | 23.11 | 23.17 | 23.11 | NO-ESTIMATION | NO-ESTIMATION | NO-ESTIMATION | NO-ESTIMATION | CAPACITY-FACTOR-V1
UGA | Uganda | Narubale |  | WRI1023209 | 180 | 0.4432 | 33.1852 | Hydro | [5 empty] | African Development Bank Group | http://powerafrica.opendataforafrica.org | Power Africa | 1032302 | [9 empty] | 777.16 | 686.09 | 686.09 | 687.97 | 722.36 | NO-ESTIMATION | NO-ESTIMATION | NO-ESTIMATION | NO-ESTIMATION | SOLAR-V1
UGA | Uganda | Kiira |  | WRI1023206 | 205 | 0.4503 | 33.1857 | Hydro | [5 empty] | African Development Bank Group | http://powerafrica.opendataforafrica.org | Power Africa | 1050230 | [9 empty] | 887.82 | 784.09 | 784.09 | 786.24 | 825.4 | NO-ESTIMATION | NO-ESTIMATION | NO-ESTIMATION | NO-ESTIMATION | CAPACITY-FACTOR-V1
UGA | Uganda | Bujagali Falls |  | WRI1023203 | 250 | 0.4982 | 33.1374 | Hydro | [5 empty] | African Development Bank Group | http://powerafrica.opendataforafrica.org | Power Africa | 1024002 | [9 empty] | 1009.13 | 880.64 | 880.64 | 883.05 | 931.02 | NO-ESTIMATION | NO-ESTIMATION | NO-ESTIMATION | NO-ESTIMATION | CAPACITY-FACTOR-V1
UKR | Ukraine | Kakhovka |  | WRI1005118 | 343 | 46.7786 | 33.3697 | Hydro |  |  |  |  | Dnipro-SHEM PJSC | Dnipro-SHEM PJSC | http://sgem.com.ua/our_activity.html | GEODB | 1013716 | [9 empty] | 1881.04 | 1970.30 | 827.24 | 1022.42 | 986.68 | NO-ESTIMATION | NO-ESTIMATION | NO-ESTIMATION | NO-ESTIMATION | CAPACITY-FACTOR-V1
UKR | Ukraine | Tashlyk |  | WRI1005117 | 313 | 47.7968 | 31.1811 | Hydro |  |  |  |  | Dnipro-SHEM PJSC | Dnipro-SHEM PJSC | http://sgem.com.ua/our_activity.html | GEODB | 1032320 | [9 empty] | 643.44 | 560.33 | 267.50 | 385.06 | 302.77 | NO-ESTIMATION | NO-ESTIMATION | NO-ESTIMATION | NO-ESTIMATION | CAPACITY-FACTOR-V1
UKR | Ukraine | Dneipro HPP 2 |  | WRI1005120 | 1538 | 47.8675 | 35.0897 | Hydro |  |  |  |  | Dnipro-SHEM PJSC | Dnipro-SHEM PJSC | http://sgem.com.ua/our_activity.html | WRI | 1013725 | [9 empty] | 8067.95 | 8273.75 | 4970.77 | 5214.63 | 5012.78 | NO-ESTIMATION | NO-ESTIMATION | NO-ESTIMATION | NO-ESTIMATION | CAPACITY-FACTOR-V1
UKR | Ukraine | Dniester |  | WRI1005115 | 702 | 48.5136 | 27.4733 | Hydro |  |  |  |  | Dnipro-SHEM PJSC | Dnipro-SHEM PJSC | http://sgem.com.ua/our_activity.html | GEODB | 1068582 | [9 empty] | 1572.49 | 1371.79 | 1271.70 | 1375.55 | 1371.79 | NO-ESTIMATION | NO-ESTIMATION | NO-ESTIMATION | NO-ESTIMATION | NO-ESTIMATION
UKR | Ukraine | Dniester (pumped storage) |  | WRI1005116 | 648 | 48.5136 | 27.4733 | Hydro |  |  |  |  | Dnipro-SHEM PJSC | Dnipro-SHEM PJSC | http://sgem.com.ua/our_activity.html | GEODB | 1033041 | [9 empty] | 1444.89 | 1259.63 | 1167.24 | 1263.09 | 1259.63 | NO-ESTIMATION | NO-ESTIMATION | NO-ESTIMATION | NO-ESTIMATION | CAPACITY-FACTOR-V1
UKR | Ukraine | Dniprodzerzhynsk |  | WRI1005119 | 357 | 48.5485 | 34.5410 | Hydro |  |  |  |  | Dnipro-SHEM PJSC | Dnipro-SHEM PJSC | http://sgem.com.ua/our_activity.html | GEODB | 1013715 | [9 empty] | 1957.82 | 1813.10 | 888.56 | 1064.15 | 1004.27 | NO-ESTIMATION | NO-ESTIMATION | NO-ESTIMATION | NO-ESTIMATION | CAPACITY-FACTOR-V1
UKR | Ukraine | Kremenchug |  | WRI1005121 | 625 | 49.0748 | 33.2531 | Hydro |  |  |  |  | Dnipro-SHEM PJSC | Dnipro-SHEM PJSC | http://sgem.com.ua/our_activity.html | WRI | 1013718 | [9 empty] | 3423.25 | 3217.63 | 1550.80 | 1832.11 | 1620.47 | NO-ESTIMATION | NO-ESTIMATION | NO-ESTIMATION | NO-ESTIMATION | CAPACITY-FACTOR-V1
UKR | Ukraine | Kaniv |  | WRI1005122 | 528 | 49.7665 | 31.4717 | Hydro |  |  |  |  | Dnipro-SHEM PJSC | Dnipro-SHEM PJSC | http://sgem.com.ua/our_activity.html | GEODB | 1020854 | [9 empty] | 2891.96 | 1903.64 | 1001.60 | 1547.77 | 1007.74 | HYDRO-V1 | HYDRO-V1 | HYDRO-V1 | HYDRO-V1 | HYDRO-V1
UKR | Ukraine | Kiev |  | WRI1005123 | 440 | 50.5883 | 30.5118 | Hydro |  |  |  |  | Dnipro-SHEM PJSC | Dnipro-SHEM PJSC | http://sgem.com.ua/our_activity.html | GEODB | 1020858 | [9 empty] | 2049.59 | 1063.66 | 811.85 | 1104.56 | 1115.93 | NO-ESTIMATION | NO-ESTIMATION | NO-ESTIMATION | NO-ESTIMATION | CAPACITY-FACTOR-V1
UKR | Ukraine | Kiev (pumped storage) |  | WRI1005124 | 235 | 50.6113 | 30.4902 | Hydro |  |  |  |  | Dnipro-SHEM PJSC | Dnipro-SHEM PJSC | http://sgem.com.ua/our_activity.html | GEODB | 1020859 | [9 empty] | 1108.27 | 591.54 | 454.04 | 613.45 | 619.46 | NO-ESTIMATION | SOLAR-V1 | SOLAR-V1 | SOLAR-V1 | SOLAR-V1
URY | Uruguay | SALTO GRANDE |  | URY0000831 | 945 | -31.2749 | -57.9382 | Hydro | [5 empty] | La AdministraciÃ³n Nacional de Usinas y Trasmisiones ElÃ©ctricas (Uruguay) | https://www.ute.com.uy/SgePublico/mapa.aspx | La AdministraciÃ³n Nacional de Usinas y Trasmisiones ElÃ©ctricas (Uruguay) |  | 2018 | [8 empty] | 4837.05 | 5101.36 | 5101.36 | 5025.85 | 4989.91 | NO-ESTIMATION | NO-ESTIMATION | NO-ESTIMATION | NO-ESTIMATION | CAPACITY-FACTOR-V1
URY | Uruguay | DR. GABRIEL TERRA |  | URY0000828 | 152 | -32.8319 | -56.4221 | Hydro | [5 empty] | La AdministraciÃ³n Nacional de Usinas y Trasmisiones ElÃ©ctricas (Uruguay) | https://www.ute.com.uy/SgePublico/mapa.aspx | La AdministraciÃ³n Nacional de Usinas y Trasmisiones ElÃ©ctricas (Uruguay) | 1009690 | 2018 | [8 empty] | 565.83 | 679.79 | 679.79 | 683.44 | 675.01 | NO-ESTIMATION | NO-ESTIMATION | NO-ESTIMATION | NO-ESTIMATION | CAPACITY-FACTOR-V1
URY | Uruguay | RINCÃ“N DE BAYGORRIA |  | URY0000829 | 108 | -32.8736 | -56.8061 | Hydro | [5 empty] | La AdministraciÃ³n Nacional de Usinas y Trasmisiones ElÃ©ctricas (Uruguay) | https://www.ute.com.uy/SgePublico/mapa.aspx | La AdministraciÃ³n Nacional de Usinas y Trasmisiones ElÃ©ctricas (Uruguay) | 1009687 | 2018 | [8 empty] | 393.43 | 501.90 | 500.63 | 503.28 | 501.9 | NO-ESTIMATION | NO-ESTIMATION | NO-ESTIMATION | WIND-V1 | WIND-V1
URY | Uruguay | CONSTITUCIÃ“N |  | URY0000830 | 333 | -33.0560 | -57.4524 | Hydro | [5 empty] | La AdministraciÃ³n Nacional de Usinas y Trasmisiones ElÃ©ctricas (Uruguay) | https://www.ute.com.uy/SgePublico/mapa.aspx | La AdministraciÃ³n Nacional de Usinas y Trasmisiones ElÃ©ctricas (Uruguay) | 1009689 | 2018 | [8 empty] | 1114.94 | 1219.72 | 1361.96 | 1369.61 | 1365.87 | NO-ESTIMATION | SOLAR-V1 | SOLAR-V1 | SOLAR-V1 | SOLAR-V1
USA | United States of America | Carite 1 |  | WRI1026821 | 10 | 18.0447 | -66.1060 | Hydro |  |  |  | 1915.0 | PREPA | PREPA | http://www.prepa.com/historia_eng.asp https://mapcarta.com/21472530 | WRI | 65289 | [9 empty] | 30.14 | 30.14 | 23.46 | 30.23 | 26.83 | NO-ESTIMATION | NO-ESTIMATION | NO-ESTIMATION | NO-ESTIMATION | CAPACITY-FACTOR-V1
USA | United States of America | Yauco 2 |  | WRI1026829 | 9 | 18.0536 | -66.8837 | Hydro |  |  |  |  | PREPA | PREPA | http://energia.pr.gov/datos/plantas/ | WRI | 30953 | [9 empty] | 23.48 | 23.48 | 18.19 | 23.55 | 20.5 | NO-ESTIMATION | NO-ESTIMATION | NO-ESTIMATION | NO-ESTIMATION | CAPACITY-FACTOR-V1
USA | United States of America | Garzas 2 |  | WRI1026826 | 5.04 | 18.0727 | -66.7305 | Hydro |  |  |  | 1941.0 | PREPA | PREPA | [17 empty] | NO-ESTIMATION | NO-ESTIMATION | NO-ESTIMATION | NO-ESTIMATION | NO-ESTIMATION
USA | United States of America | Garzas 1 |  | WRI1026825 | 7.2 | 18.0941 | -66.7346 | Hydro |  |  |  | 1941.0 | PREPA | PREPA | [17 empty] | HYDRO-V1 | HYDRO-V1 | HYDRO-V1 | HYDRO-V1 | HYDRO-V1
USA | United States of America | Yauco 1 |  | WRI1026828 | 25 | 18.1106 | -66.8711 | Hydro | [5 empty] | CEPR | http://energia.pr.gov/datos/plantas/ | WRI | 30952 | [9 empty] | 54.89 | 54.74 | 55.10 | 57.18 | 48.27 | NO-ESTIMATION | NO-ESTIMATION | NO-ESTIMATION | NO-ESTIMATION | CAPACITY-FACTOR-V1
USA | United States of America | Toro Negro 1 |  | WRI1026823 | 8.64 | 18.1318 | -66.4879 | Hydro |  |  |  | 1929.0 | PREPA | PREPA | http://www.prepa.com/historia_eng.asp | WRI | 30950 | [9 empty] | 22.54 | 22.54 | 17.46 | 22.60 | 19.68 | NO-ESTIMATION | NO-ESTIMATION | NO-ESTIMATION | NO-ESTIMATION | SOLAR-V1
USA | United States of America | Toro Negro 2 |  | WRI1026824 | 1.92 | 18.1664 | -66.5116 | Hydro |  |  |  | 1937.0 | PREPA | PREPA | [17 empty] | NO-ESTIMATION | NO-ESTIMATION | NO-ESTIMATION | SOLAR-V1 | SOLAR-V1
USA | United States of America | Caonillas 2 |  | WRI1028016 | 3.6 | 18.2397 | -66.6691 | Hydro | [5 empty] | CEPR | http://energia.pr.gov/datos/plantas/ | WRI | 30932 | [9 empty] | 8.00 | 8.00 | 7.90 | 8.02 | 6.81 | SOLAR-V1 | SOLAR-V1 | SOLAR-V1 | SOLAR-V1 | SOLAR-V1
USA | United States of America | RÃ­o Blanco |  | WRI1026831 | 5 | 18.2436 | -65.7852 | Hydro |  |  |  |  | PREPA | PREPA | http://energia.pr.gov/datos/plantas/ | WRI | 30945 | [9 empty] | 12.48 | 12.48 | 10.04 | 12.51 | 10.82 | NO-ESTIMATION | NO-ESTIMATION | NO-ESTIMATION | NO-ESTIMATION | CAPACITY-FACTOR-V1
USA | United States of America | Caonillas 1 |  | WRI1028015 | 18 | 18.2961 | -66.6432 | Hydro | [5 empty] | CEPR | http://energia.pr.gov/datos/plantas/ | WRI | 30933 | [9 empty] | 46.63 | 46.63 | 34.59 | 46.75 | 40.67 | NO-ESTIMATION | NO-ESTIMATION | NO-ESTIMATION | NO-ESTIMATION | CAPACITY-FACTOR-V1
USA | United States of America | Dos Bocas |  | WRI1026827 | 15 | 18.3359 | -66.6663 | Hydro |  |  |  | 1942.0 | PREPA | CEPR | http://energia.pr.gov/datos/plantas/ | WRI | 30936 | [9 empty] | 38.85 | 38.85 | 28.82 | 38.96 | 33.89 | HYDRO-V1 | HYDRO-V1 | HYDRO-V1 | HYDRO-V1 | HYDRO-V1
USA | United States of America | Wailuku River Hydroelectric |  | USA0054827 | 10.4 | 19.7130 | -155.1486 | Hydro |  |  |  | 1993.0 | Wailuku Holding Company LLC | U.S. Energy Information Administration | http://www.eia.gov/electricity/data/browser/ | U.S. Energy Information Administration | 34080 | 2019 | 15.129 | 18.185 | 40.881 | 36.288000000000004 | 19.466 | 42.43 | 23.951 | U.S. Energy Information Administration |  |  |  |  | 37.59 | HYDRO-V1 | HYDRO-V1 | HYDRO-V1 | HYDRO-V1 | HYDRO-V1
USA | United States of America | Waiau Hydro |  | USA0000774 | 1 | 19.7203 | -155.1189 | Hydro |  |  |  | 1924.1 | Hawaii Electric Light Co Inc | U.S. Energy Information Administration | http://www.eia.gov/electricity/data/browser/ | U.S. Energy Information Administration |  | 2019 | 5.128 | 6.795 | 5.972 | 3.3770000000000002 | 4.251 | 4.3260000000000005 | 0 | U.S. Energy Information Administration |  |  |  |  | 3.61 | SOLAR-V1 | SOLAR-V1 | SOLAR-V1 | SOLAR-V1 | SOLAR-V1
USA | United States of America | Puueo |  | USA0000771 | 3.1 | 19.7264 | -155.0908 | Hydro |  |  |  | 1985.5806451612907 | Hawaii Electric Light Co Inc | U.S. Energy Information Administration | http://www.eia.gov/electricity/data/browser/ | U.S. Energy Information Administration | 21884 | 2019 | 13.835 | 16.746 | 15.764000000000001 | 13.464 | 5.535 | 15.313 | 11.467 | U.S. Energy Information Administration |  |  |  |  | 11.2 | NO-ESTIMATION | NO-ESTIMATION | NO-ESTIMATION | NO-ESTIMATION | CAPACITY-FACTOR-V1
USA | United States of America | Paia Hydroelectric Plant |  | USA0058277 | 1.3 | 20.8867 | -156.3378 | Hydro |  |  |  | 1911.9999999999998 | Mahi Pono LLC | U.S. Energy Information Administration | http://www.eia.gov/electricity/data/browser/ | U.S. Energy Information Administration |  | 2019 | 3.77685 | 0.7613099999999999 | 7.140000000000001 | 0.218 | 0.0 | 0.0 | 0 | U.S. Energy Information Administration |  |  |  |  | 4.69 | NO-ESTIMATION | NO-ESTIMATION | NO-ESTIMATION | NO-ESTIMATION | CAPACITY-FACTOR-V1
USA | United States of America | Kaheka Hydro |  | USA0055864 | 4.5 | 20.8886 | -156.3569 | Hydro |  |  |  | 1925.0 | Mahi Pono LLC | U.S. Energy Information Administration | http://www.eia.gov/electricity/data/browser/ | U.S. Energy Information Administration | 48726 | 2019 | 8.23779 | 17.82792 | 17.88831 | 2.737 | 3.249 | 3.599 | 0.825 | U.S. Energy Information Administration |  |  |  |  | 16.26 | NO-ESTIMATION | NO-ESTIMATION | NO-ESTIMATION | NO-ESTIMATION | CAPACITY-FACTOR-V1
USA | United States of America | Gay Robinson |  | USA0050333 | 8.7 | 21.9178 | -159.6294 | Hydro | Oil |  |  | 2012.8620689655177 | Gay & Robinson Inc | U.S. Energy Information Administration | http://www.eia.gov/electricity/data/browser/ | U.S. Energy Information Administration |  | 2019 | 6.265000000000001 | 5.8548599999999995 | 6.072 | 7.341 | 6.553 | 4.548 | 33.313 | U.S. Energy Information Administration |  |  |  |  | 31.44 | WIND-V1 | WIND-V1 | WIND-V1 | WIND-V1 | WIND-V1
USA | United States of America | Kalaheo Hydro |  | USA0010412 | 2 | 21.9361 | -159.5286 | Hydro |  |  |  | 2016.0 | McBryde Sugar Co Ltd | U.S. Energy Information Administration | http://www.eia.gov/electricity/data/browser/ | U.S. Energy Information Administration |  | 2019 | 2.79 | 2.66 | 2.231 | 2.891 | 5.546 | 5.49 | 4.45 | U.S. Energy Information Administration |  |  |  |  | 7.22 | NO-ESTIMATION | NO-ESTIMATION | NO-ESTIMATION | WIND-V1 | WIND-V1
USA | United States of America | Wainiha Hydro |  | USA0010413 | 3.6 | 22.1963 | -159.5561 | Hydro |  |  |  | 1908.0 | McBryde Sugar Co Ltd | U.S. Energy Information Administration | http://www.eia.gov/electricity/data/browser/ | U.S. Energy Information Administration |  | 2019 | 23.136 | 25.253 | 25.222 | 24.533 | 21.475 | 20.814 | 20.536 | U.S. Energy Information Administration |  |  |  |  | 13.01 | HYDRO-V1 | HYDRO-V1 | HYDRO-V1 | HYDRO-V1 | HYDRO-V1
USA | United States of America | Falcon Dam & Power |  | USA0006410 | 31.5 | 26.5575 | -99.1642 | Hydro |  |  |  | 1954.0 | International Bound & Wtr Comm | U.S. Energy Information Administration | http://www.eia.gov/electricity/data/browser/ | U.S. Energy Information Administration | 23266 | 2019 | 49.443 | 37.758 | 6.805 | 56.77 | 72.09700000000001 | 66.715 | 62.51 | U.S. Energy Information Administration | 122.55 | 121.40 | 91.06 | 129.58 | 112.71 | NO-ESTIMATION | NO-ESTIMATION | NO-ESTIMATION | NO-ESTIMATION | CAPACITY-FACTOR-V1
USA | United States of America | Eagle Pass |  | USA0003437 | 9.6 | 28.8295 | -100.5522 | Hydro |  |  |  | 1931.9999999999998 | Maverick Cty Water Control & Improvement | U.S. Energy Information Administration | http://www.eia.gov/electricity/data/browser/ | U.S. Energy Information Administration | 15938 | 2019 | 31.434 | 33.385 | 38.121 | 31.866 | 32.753 | 33.085 | 40.011 | U.S. Energy Information Administration | 42.43 | 40.30 | 34.07 | 46.70 | 41.04 | NO-ESTIMATION | NO-ESTIMATION | NO-ESTIMATION | NO-ESTIMATION | CAPACITY-FACTOR-V1
USA | United States of America | Amistad Dam & Power |  | USA0006128 | 66 | 29.4498 | -101.0601 | Hydro |  |  |  | 1983.0 | International Bound & Wtr Comm | U.S. Energy Information Administration | http://www.eia.gov/electricity/data/browser/ | U.S. Energy Information Administration | 23265 | 2019 | 85.919 | 74.642 | 48.499 | 48.58 | 145.70000000000002 | 93.36 | 96.244 | U.S. Energy Information Administration | 257.97 | 238.49 | 197.20 | 272.71 | 237.25 | NO-ESTIMATION | NO-ESTIMATION | NO-ESTIMATION | NO-ESTIMATION | SOLAR-V1
USA | United States of America | H 5 |  | USA0003584 | 2.4 | 29.4681 | -97.4919 | Hydro |  |  |  | 1931.0 | Guadalupe Blanco River Authority | U.S. Energy Information Administration | http://www.eia.gov/electricity/data/browser/ | U.S. Energy Information Administration | 21550 | 2019 | 3.646 | 2.29 | 7.8340000000000005 | 1.988 | 0.0 | 0.0 | 0 | U.S. Energy Information Administration | 7.81 | 7.52 | 5.78 | 7.92 | 6.75 | NO-ESTIMATION | NO-ESTIMATION | NO-ESTIMATION | NO-ESTIMATION | CAPACITY-FACTOR-V1
USA | United States of America | H 4 |  | USA0003583 | 2.4 | 29.4952 | -97.6249 | Hydro |  |  |  | 1931.0 | Guadalupe Blanco River Authority | U.S. Energy Information Administration | http://www.eia.gov/electricity/data/browser/ | U.S. Energy Information Administration |  | 2019 | 3.0100000000000002 | 2.064 | 7.745 | 11.955 | 9.798 | 7.031000000000001 | 10.038 | U.S. Energy Information Administration | 7.81 | 7.52 | 5.78 | 7.92 | 6.75 | NO-ESTIMATION | NO-ESTIMATION | NO-ESTIMATION | NO-ESTIMATION | SOLAR-V1
USA | United States of America | Nolte |  | USA0003585 | 2.4 | 29.5376 | -97.9321 | Hydro |  |  |  | 1927.0000000000002 | Guadalupe Blanco River Authority | U.S. Energy Information Administration | http://www.eia.gov/electricity/data/browser/ | U.S. Energy Information Administration | 21552 | 2019 | 3.048 | 2.047 | 7.3 | 9.804 | 8.476 | 6.386 | 9.344 | U.S. Energy Information Administration | 7.71 | 7.44 | 5.80 | 7.63 | 6.75 | NO-ESTIMATION | NO-ESTIMATION | NO-ESTIMATION | NO-ESTIMATION | SOLAR-V1
USA | United States of America | TP 4 |  | USA0003586 | 2.4 | 29.5481 | -97.9996 | Hydro |  |  |  | 1932.0000000000002 | Guadalupe Blanco River Authority | U.S. Energy Information Administration | http://www.eia.gov/electricity/data/browser/ | U.S. Energy Information Administration | 21553 | 2019 | 3.6350000000000002 | 2.495 | 9.34 | 12.705 | 9.258000000000001 | 7.7090000000000005 | 10.831 | U.S. Energy Information Administration | 7.71 | 7.44 | 5.80 | 7.63 | 6.75 | NO-ESTIMATION | NO-ESTIMATION | NO-ESTIMATION | NO-ESTIMATION | SOLAR-V1
USA | United States of America | Abbott TP 3 |  | USA0003581 | 2.8 | 29.5940 | -98.0407 | Hydro |  |  |  | 1927.0 | Guadalupe Blanco River Authority | U.S. Energy Information Administration | http://www.eia.gov/electricity/data/browser/ | U.S. Energy Information Administration | 21548 | 2019 | 3.99 | 2.767 | 10.238 | 13.634 | 11.599 | 9.227 | 12.367 | U.S. Energy Information Administration | 9.00 | 8.68 | 6.77 | 8.90 | 7.87 | NO-ESTIMATION | NO-ESTIMATION | NO-ESTIMATION | NO-ESTIMATION | SOLAR-V1
USA | United States of America | Dunlap TP 1 |  | USA0003582 | 3.6 | 29.6402 | -98.0459 | Hydro |  |  |  | 1927.0 | Guadalupe Blanco River Authority | U.S. Energy Information Administration | http://www.eia.gov/electricity/data/browser/ | U.S. Energy Information Administration | 21549 | 2019 | 5.674 | 3.145 | 15.303 | 17.322 | 16.179000000000002 | 12.304 | 5.974 | U.S. Energy Information Administration | 10.12 | 9.65 | 7.89 | 10.11 | 8.83 | NO-ESTIMATION | NO-ESTIMATION | NO-ESTIMATION | NO-ESTIMATION | CAPACITY-FACTOR-V1
USA | United States of America | Canyon |  | USA0000791 | 6 | 29.8706 | -98.1947 | Hydro |  |  |  | 1989.0 | Guadalupe Blanco River Authority | U.S. Energy Information Administration | http://www.eia.gov/electricity/data/browser/ | U.S. Energy Information Administration | 63196 | 2019 | 0.0 | 0.0 | 12.21 | 19.26 | 13.489 | 4.479 | 12.6 | U.S. Energy Information Administration | 16.76 | 15.99 | 12.80 | 17.49 | 14.91 | NO-ESTIMATION | NO-ESTIMATION | NO-ESTIMATION | NO-ESTIMATION | CAPACITY-FACTOR-V1
USA | United States of America | Austin |  | USA0003594 | 18 | 30.2934 | -97.7844 | Hydro |  |  |  | 1940.0 | Lower Colorado River Authority | U.S. Energy Information Administration | http://www.eia.gov/electricity/data/browser/ | U.S. Energy Information Administration |  | 2019 | 5.015 | 3.1550000000000002 | 2.617 | 33.362 | 24.206 | 33.64 | 37.665 | U.S. Energy Information Administration | 47.56 | 43.92 | 44.28 | 46.77 | 46.11 | NO-ESTIMATION | NO-ESTIMATION | NO-ESTIMATION | NO-ESTIMATION | CAPACITY-FACTOR-V1
USA | United States of America | Marshall Ford |  | USA0003600 | 108 | 30.3899 | -97.9073 | Hydro |  |  |  | 1941.0 | Lower Colorado River Authority | U.S. Energy Information Administration | http://www.eia.gov/electricity/data/browser/ | U.S. Energy Information Administration |  | 2019 | 22.042 | 19.483 | 10.011000000000001 | 160.861 | 92.168 | 132.186 | 157.452 | U.S. Energy Information Administration | 298.64 | 283.04 | 282.40 | 293.95 | 284.19 | HYDRO-V1 | HYDRO-V1 | HYDRO-V1 | HYDRO-V1 | HYDRO-V1
USA | United States of America | Marble Falls |  | USA0003599 | 39.6 | 30.5553 | -98.2576 | Hydro |  |  |  | 1951.0 | Lower Colorado River Authority | U.S. Energy Information Administration | http://www.eia.gov/electricity/data/browser/ | U.S. Energy Information Administration |  | 2019 | 9.015 | 6.091 | 13.83 | 34.982 | 14.315 | 16.647000000000002 | 21.236 | U.S. Energy Information Administration | 79.30 | 111.28 | 95.79 | 104.36 | 89.65 | NO-ESTIMATION | NO-ESTIMATION | NO-ESTIMATION | NO-ESTIMATION | CAPACITY-FACTOR-V1
USA | United States of America | Granite Shoals |  | USA0003597 | 54 | 30.5560 | -98.3384 | Hydro |  |  |  | 1951.0 | Lower Colorado River Authority | U.S. Energy Information Administration | http://www.eia.gov/electricity/data/browser/ | U.S. Energy Information Administration |  | 2019 | 13.577 | 9.65 | 20.629 | 55.574 | 21.585 | 46.958 | 44.85 | U.S. Energy Information Administration | 107.66 | 151.28 | 131.02 | 141.84 | 121.77 | NO-ESTIMATION | NO-ESTIMATION | NO-ESTIMATION | NO-ESTIMATION | CAPACITY-FACTOR-V1
USA | United States of America | J Woodruff |  | USA0000690 | 43.5 | 30.7086 | -84.8639 | Hydro |  |  |  | 2002.0 | USCE-Mobile District | U.S. Energy Information Administration | http://www.eia.gov/electricity/data/browser/ | U.S. Energy Information Administration | 35568 | 2019 | 231.644 | 191.50900000000001 | 228.702 | 153.732 | 205.058 | 211.089 | 203.197 | U.S. Energy Information Administration | 158.22 | 159.09 | 109.31 | 167.36 | 135.6 | NO-ESTIMATION | NO-ESTIMATION | NO-ESTIMATION | NO-ESTIMATION | CAPACITY-FACTOR-V1
USA | United States of America | Inks |  | USA0003598 | 15 | 30.7316 | -98.3854 | Hydro |  |  |  | 1938.0 | Lower Colorado River Authority | U.S. Energy Information Administration | http://www.eia.gov/electricity/data/browser/ | U.S. Energy Information Administration | 25175 | 2019 | 6.384 | 4.682 | 1.951 | 16.479 | 9.154 | 18.118000000000002 | 21.846 | U.S. Energy Information Administration | 38.64 | 41.60 | 32.99 | 40.03 | 30.8 | HYDRO-V1 | HYDRO-V1 | HYDRO-V1 | HYDRO-V1 | HYDRO-V1
USA | United States of America | Buchanan Dam (TX) |  | USA0003595 | 54.9 | 30.7507 | -98.4176 | Hydro |  |  |  | 1941.9999999999998 | Lower Colorado River Authority | U.S. Energy Information Administration | http://www.eia.gov/electricity/data/browser/ | U.S. Energy Information Administration | 25172 | 2019 | 10.184000000000001 | 7.2490000000000006 | 1.4020000000000001 | 45.024 | 18.646 | 40.108000000000004 | 50.184 | U.S. Energy Information Administration | 142.99 | 155.44 | 119.09 | 148.06 | 112.8 | NO-ESTIMATION | NO-ESTIMATION | NO-ESTIMATION | NO-ESTIMATION | CAPACITY-FACTOR-V1
USA | United States of America | Robert D Willis |  | USA0007200 | 8 | 30.7975 | -94.1756 | Hydro |  |  |  | 1990.0 | USACE-Fort Worth District | U.S. Energy Information Administration | http://www.eia.gov/electricity/data/browser/ | U.S. Energy Information Administration | 35587 | 2019 | 27.758 | 21.253 | 9.565 | 0.0 | 5.928 |  |  | U.S. Energy Information Administration | 29.33 | 26.50 | 31.64 | 35.33 | 28.77 | HYDRO-V1 | HYDRO-V1 | HYDRO-V1 | HYDRO-V1 | HYDRO-V1
USA | United States of America | Sam Rayburn Dam |  | USA0006413 | 52 | 31.0609 | -94.1062 | Hydro |  |  |  | 1965.0 | USACE-Fort Worth District | U.S. Energy Information Administration | http://www.eia.gov/electricity/data/browser/ | U.S. Energy Information Administration | 35591 | 2019 | 46.063 | 55.602000000000004 | 138.206 | 122.742 | 106.371 | 113.276 | 220.252 | U.S. Energy Information Administration | 151.72 | 165.32 | 147.13 | 184.01 | 146.96 | NO-ESTIMATION | NO-ESTIMATION | NO-ESTIMATION | NO-ESTIMATION | CAPACITY-FACTOR-V1
USA | United States of America | Sidney A Murray Jr Hydroelectric |  | USA0054678 | 192 | 31.0880 | -91.6189 | Hydro |  |  |  | 1990.0 | First National Bank-Commerce | U.S. Energy Information Administration | http://www.eia.gov/electricity/data/browser/ | U.S. Energy Information Administration | 15714 | 2019 | 1044.561 | 1090.038 | 999.0360000000001 | 1103.023 | 906.237 | 1179.855 | 1365.664 | U.S. Energy Information Administration |  |  |  |  | 694.05 | NO-ESTIMATION | NO-ESTIMATION | NO-ESTIMATION | SOLAR-V1 | SOLAR-V1
USA | United States of America | Toledo Bend |  | USA0006595 | 81 | 31.1735 | -93.5659 | Hydro |  |  |  | 1969.0 | Entergy Texas Inc. | U.S. Energy Information Administration | http://www.eia.gov/electricity/data/browser/ | U.S. Energy Information Administration | 21594 | 2019 | 98.905 | 77.96600000000001 | 249.561 | 168.97 | 110.155 | 203.973 | 403.201 | U.S. Energy Information Administration | 284.82 | 270.64 | 211.42 | 297.05 | 235.81 | HYDRO-V1 | HYDRO-V1 | HYDRO-V1 | HYDRO-V1 | HYDRO-V1
USA | United States of America | Point A |  | USA0000055 | 5.2 | 31.3611 | -86.5183 | Hydro |  |  |  | 1934.230769230769 | PowerSouth Energy Cooperative | U.S. Energy Information Administration | http://www.eia.gov/electricity/data/browser/ | U.S. Energy Information Administration | 12570 | 2019 | 17.333000000000002 | 7.764 | 10.286 | 14.113 | 13.290000000000001 | 13.88 | 10.702 | U.S. Energy Information Administration | 16.04 | 17.86 | 13.08 | 17.14 | 13.89 | NO-ESTIMATION | NO-ESTIMATION | NO-ESTIMATION | NO-ESTIMATION | CAPACITY-FACTOR-V1
USA | United States of America | Gantt |  | USA0000053 | 3 | 31.4033 | -86.4795 | Hydro |  |  |  | 1961.3999999999999 | PowerSouth Energy Cooperative | U.S. Energy Information Administration | http://www.eia.gov/electricity/data/browser/ | U.S. Energy Information Administration | 12563 | 2019 | 7.612 | 6.932 | 3.658 | 5.718 | 2.484 | 0.904 | 3.003 | U.S. Energy Information Administration | 7.84 | 7.84 | 5.93 | 8.23 | 7 | HYDRO-V1 | HYDRO-V1 | HYDRO-V1 | HYDRO-V1 | HYDRO-V1
USA | United States of America | Flint River |  | USA0000706 | 5.4 | 31.6028 | -84.1376 | Hydro |  |  |  | 1923.3333333333333 | Georgia Power Co | U.S. Energy Information Administration | http://www.eia.gov/electricity/data/browser/ | U.S. Energy Information Administration | 20979 | 2019 | 36.561 | 29.223 | 30.689 | 21.209 | 29.578 | 22.496000000000002 | 13.951 | U.S. Energy Information Administration | 17.70 | 19.84 | 17.59 | 22.68 | 16.41 | NO-ESTIMATION | NO-ESTIMATION | NO-ESTIMATION | NO-ESTIMATION | CAPACITY-FACTOR-V1
USA | United States of America | Walter F George |  | USA0000761 | 168 | 31.6245 | -85.0652 | Hydro |  |  |  | 1963.0 | USCE-Mobile District | U.S. Energy Information Administration | http://www.eia.gov/electricity/data/browser/ | U.S. Energy Information Administration | 35600 | 2019 | 468.021 | 408.70300000000003 | 396.783 | 352.098 | 328.266 | 486.774 | 472.142 | U.S. Energy Information Administration | 536.51 | 530.95 | 416.40 | 538.51 | 440.21 | NO-ESTIMATION | NO-ESTIMATION | NO-ESTIMATION | NO-ESTIMATION | CAPACITY-FACTOR-V1
USA | United States of America | Lake Blackshear Project |  | USA0000752 | 17.2 | 31.8477 | -83.9420 | Hydro |  |  |  | 1930.0 | Crisp County Power Comm | U.S. Energy Information Administration | http://www.eia.gov/electricity/data/browser/ | U.S. Energy Information Administration |  | 2019 | 50.459 | 43.162 | 47.413000000000004 | 37.671 | 40.027 | 45.248 | 40.775 | U.S. Energy Information Administration | 42.66 | 42.97 | 38.45 | 43.02 | 37.87 | NO-ESTIMATION | NO-ESTIMATION | NO-ESTIMATION | NO-ESTIMATION | SOLAR-V1
USA | United States of America | Whitney |  | USA0006414 | 41.8 | 31.8694 | -97.3667 | Hydro |  |  |  | 1953.0 | USACE-Fort Worth District | U.S. Energy Information Administration | http://www.eia.gov/electricity/data/browser/ | U.S. Energy Information Administration | 35599 | 2019 | 2.801 | 3.113 | 77.378 | 140.27700000000002 | 32.426 | 71.133 | 0 | U.S. Energy Information Administration | 103.42 | 120.18 | 101.63 | 110.47 | 84.38 | NO-ESTIMATION | NO-ESTIMATION | SOLAR-V1 | SOLAR-V1 | SOLAR-V1
USA | United States of America | Millers Ferry |  | USA0000038 | 101.1 | 32.1009 | -87.3998 | Hydro |  |  |  | 1969.9999999999998 | USCE-Mobile District | U.S. Energy Information Administration | http://www.eia.gov/electricity/data/browser/ | U.S. Energy Information Administration | 35580 | 2019 | 185.72400000000002 | 356.205 | 375.077 | 239.46800000000002 | 375.47 | 287.505 | 292.068 | U.S. Energy Information Administration | 373.30 | 395.81 | 309.37 | 396.73 | 400.42 | NO-ESTIMATION | NO-ESTIMATION | NO-ESTIMATION | NO-ESTIMATION | CAPACITY-FACTOR-V1
USA | United States of America | Jones Bluff |  | USA0006131 | 82 | 32.3242 | -86.7843 | Hydro |  |  |  | 1975.0 | USCE-Mobile District | U.S. Energy Information Administration | http://www.eia.gov/electricity/data/browser/ | U.S. Energy Information Administration | 35602 | 2019 | 155.479 | 295.454 | 310.377 | 195.13400000000001 | 313.981 | 286.413 | 253.223 | U.S. Energy Information Administration | 325.33 | 311.13 | 225.35 | 324.75 | 254.53 | NO-ESTIMATION | NO-ESTIMATION | NO-ESTIMATION | NO-ESTIMATION | CAPACITY-FACTOR-V1
USA | United States of America | North Highlands |  | USA0000719 | 29.6 | 32.4988 | -84.9956 | Hydro |  |  |  | 1963.0 | Georgia Power Co | U.S. Energy Information Administration | http://www.eia.gov/electricity/data/browser/ | U.S. Energy Information Administration | 20995 | 2019 | 72.001 | 113.122 | 128.251 | 105.986 | 87.121 | 151.436 | 152.006 | U.S. Energy Information Administration | 103.39 | 105.23 | 78.02 | 112.06 | 90.4 | NO-ESTIMATION | NO-ESTIMATION | SOLAR-V1 | SOLAR-V1 | SOLAR-V1
USA | United States of America | Oliver Dam |  | USA0000720 | 60 | 32.5163 | -84.9969 | Hydro |  |  |  | 1959.0 | Georgia Power Co | U.S. Energy Information Administration | http://www.eia.gov/electricity/data/browser/ | U.S. Energy Information Administration | 20996 | 2019 | 209.184 | 197.805 | 200.502 | 152.217 | 151.763 | 236.037 | 248.671 | U.S. Energy Information Administration | 210.01 | 213.75 | 158.60 | 227.60 | 183.69 | NO-ESTIMATION | NO-ESTIMATION | NO-ESTIMATION | NO-ESTIMATION | CAPACITY-FACTOR-V1
USA | United States of America | Thurlow Dam |  | USA0000019 | 91 | 32.5354 | -85.8876 | Hydro |  |  |  | 1931.0 | Alabama Power Co | U.S. Energy Information Administration | http://www.eia.gov/electricity/data/browser/ | U.S. Energy Information Administration | 12596 | 2019 | 277.802 | 228.345 | 193.624 | 200.64000000000001 | 217.582 | 209.097 | 239.763 | U.S. Energy Information Administration | 324.43 | 326.27 | 274.29 | 332.69 | 269.15 | NO-ESTIMATION | NO-ESTIMATION | NO-ESTIMATION | NO-ESTIMATION | CAPACITY-FACTOR-V1
USA | United States of America | Yates Dam |  | USA0000021 | 50.5 | 32.5743 | -85.8901 | Hydro |  |  |  | 1928.0 | Alabama Power Co | U.S. Energy Information Administration | http://www.eia.gov/electricity/data/browser/ | U.S. Energy Information Administration | 12600 | 2019 | 158.284 | 138.401 | 117.278 | 116.654 | 125.786 | 142.992 | 155.736 | U.S. Energy Information Administration | 180.04 | 181.06 | 147.31 | 184.62 | 149.36 | NO-ESTIMATION | NO-ESTIMATION | NO-ESTIMATION | NO-ESTIMATION | CAPACITY-FACTOR-V1
USA | United States of America | Walter Bouldin Dam |  | USA0000004 | 225 | 32.5839 | -86.2831 | Hydro |  |  |  | 1967.0 | Alabama Power Co | U.S. Energy Information Administration | http://www.eia.gov/electricity/data/browser/ | U.S. Energy Information Administration | 12597 | 2019 | 812.071 | 590.121 | 560.467 | 468.96000000000004 | 628.655 | 687.921 | 723.69 | U.S. Energy Information Administration | 501.21 | 321.02 | 410.28 | 433.49 | 209.1 | NO-ESTIMATION | NO-ESTIMATION | NO-ESTIMATION | NO-ESTIMATION | SOLAR-V1
USA | United States of America | Goat Rock |  | USA0000707 | 38.6 | 32.6097 | -85.0805 | Hydro |  |  |  | 1969.8963730569947 | Georgia Power Co | U.S. Energy Information Administration | http://www.eia.gov/electricity/data/browser/ | U.S. Energy Information Administration | 20980 | 2019 | 191.397 | 138.63 | 160.449 | 116.128 | 123.13000000000001 | 175.597 | 152.488 | U.S. Energy Information Administration | 134.82 | 137.45 | 94.68 | 146.13 | 113.78 | NO-ESTIMATION | NO-ESTIMATION | NO-ESTIMATION | NO-ESTIMATION | CAPACITY-FACTOR-V1
USA | United States of America | Jordan Dam |  | USA0000013 | 100 | 32.6189 | -86.2548 | Hydro |  |  |  | 1929.0 | Alabama Power Co | U.S. Energy Information Administration | http://www.eia.gov/electricity/data/browser/ | U.S. Energy Information Administration | 12589 | 2019 | 477.075 | 294.067 | 336.479 | 269.244 | 211.906 | 435.72700000000003 | 399.857 | U.S. Energy Information Administration | 383.69 | 383.69 | 281.98 | 384.74 | 323.71 | NO-ESTIMATION | NO-ESTIMATION | NO-ESTIMATION | NO-ESTIMATION | CAPACITY-FACTOR-V1
USA | United States of America | Arlington Outlet Hydroelectric Generator |  | USA0061355 | 1.3 | 32.6391 | -97.2429 | Hydro |  |  |  | 2015.0 | Tarrant Regional Water District | U.S. Energy Information Administration | http://www.eia.gov/electricity/data/browser/ | U.S. Energy Information Administration | 63378 | 2019 |  |  |  | 0.0 | 1.588 | 1.168 | 1.4989 | U.S. Energy Information Administration | 2.91 | 2.92 | 2.89 | 2.93 | 2.46 | NO-ESTIMATION | NO-ESTIMATION | NO-ESTIMATION | NO-ESTIMATION | CAPACITY-FACTOR-V1
USA | United States of America | Bartletts Ferry |  | USA0000702 | 173 | 32.6620 | -85.0916 | Hydro |  |  |  | 1966.271676300578 | Georgia Power Co | U.S. Energy Information Administration | http://www.eia.gov/electricity/data/browser/ | U.S. Energy Information Administration | 20973 | 2019 | 474.641 | 359.931 | 356.031 | 362.014 | 278.781 | 492.524 | 506.152 | U.S. Energy Information Administration | 541.79 | 529.76 | 394.49 | 576.63 | 445.84 | NO-ESTIMATION | NO-ESTIMATION | NO-ESTIMATION | NO-ESTIMATION | CAPACITY-FACTOR-V1
USA | United States of America | Drop 5 |  | USA0000314 | 4 | 32.6731 | -115.3920 | Hydro |  |  |  | 1982.0 | Imperial Irrigation District | U.S. Energy Information Administration | http://www.eia.gov/electricity/data/browser/ | U.S. Energy Information Administration | 22900 | 2019 | 15.81 | 11.793000000000001 | 12.987 | 13.508000000000001 | 12.011000000000001 | 11.264 | 10.382 | U.S. Energy Information Administration | 8.94 | 8.97 | 8.80 | 8.97 | 7.62 | HYDRO-V1 | HYDRO-V1 | HYDRO-V1 | HYDRO-V1 | HYDRO-V1
USA | United States of America | Martin Dam |  | USA0000016 | 210.6 | 32.6804 | -85.9114 | Hydro |  |  |  | 1934.122507122507 | Alabama Power Co | U.S. Energy Information Administration | http://www.eia.gov/electricity/data/browser/ | U.S. Energy Information Administration | 12593 | 2019 | 412.885 | 348.048 | 289.985 | 304.289 | 318.416 | 348.53000000000003 | 411.795 | U.S. Energy Information Administration | 646.35 | 618.00 | 547.51 | 641.78 | 493.72 | HYDRO-V1 | HYDRO-V1 | HYDRO-V1 | HYDRO-V1 | HYDRO-V1
USA | United States of America | East Highline |  | USA0000586 | 2.4 | 32.6995 | -115.2824 | Hydro |  |  |  | 1983.9999999999998 | Imperial Irrigation District | U.S. Energy Information Administration | http://www.eia.gov/electricity/data/browser/ | U.S. Energy Information Administration | 22902 | 2019 | -0.046 | 3.368 | 4.651 | 2.97 | 4.1530000000000005 | 4.047 | 3.214 | U.S. Energy Information Administration | 6.45 | 6.49 | 6.59 | 6.51 | 5.64 | NO-ESTIMATION | NO-ESTIMATION | NO-ESTIMATION | NO-ESTIMATION | CAPACITY-FACTOR-V1
USA | United States of America | Drop 4 |  | USA0000387 | 19.6 | 32.7053 | -115.2191 | Hydro |  |  |  | 1945.5918367346937 | Imperial Irrigation District | U.S. Energy Information Administration | http://www.eia.gov/electricity/data/browser/ | U.S. Energy Information Administration | 22905 | 2019 | 99.561 | 96.166 | 88.611 | 93.218 | 16.831 | 3.283 | 84.947 | U.S. Energy Information Administration | 51.11 | 51.11 | 46.20 | 51.25 | 44.62 | WIND-V1 | WIND-V1 | WIND-V1 | WIND-V1 | WIND-V1
USA | United States of America | Drop 2 (CA) |  | USA0000385 | 10 | 32.7054 | -115.0310 | Hydro |  |  |  | 1954.0 | Imperial Irrigation District | U.S. Energy Information Administration | http://www.eia.gov/electricity/data/browser/ | U.S. Energy Information Administration | 22906 | 2019 | 46.499 | 45.567 | 47.745 | 45.727000000000004 | 42.917 | 43.434 | 40 | U.S. Energy Information Administration | 25.47 | 25.47 | 22.88 | 25.54 | 22.16 | NO-ESTIMATION | NO-ESTIMATION | SOLAR-V1 | SOLAR-V1 | SOLAR-V1
USA | United States of America | Drop 3 (CA) |  | USA0000386 | 9.2 | 32.7054 | -115.1261 | Hydro |  |  |  | 1952.9565217391307 | Imperial Irrigation District | U.S. Energy Information Administration | http://www.eia.gov/electricity/data/browser/ | U.S. Energy Information Administration | 22901 | 2019 | 42.941 | 41.178000000000004 | 40.537 | 46.355000000000004 | 40.747 | 41.904 | 41.002 | U.S. Energy Information Administration | 23.44 | 23.44 | 21.79 | 23.50 | 20.39 | WIND-V1 | WIND-V1 | WIND-V1 | WIND-V1 | WIND-V1
USA | United States of America | Drop 1 |  | USA0000585 | 5.7 | 32.7116 | -114.9427 | Hydro |  |  |  | 1984.0000000000002 | Imperial Irrigation District | U.S. Energy Information Administration | http://www.eia.gov/electricity/data/browser/ | U.S. Energy Information Administration | 22904 | 2019 | 18.851 | 16.396 | 16.954 | 12.398 | 6.732 | 1.6640000000000001 | 8.242 | U.S. Energy Information Administration | 11.96 | 11.96 | 11.44 | 11.99 | 10.07 | NO-ESTIMATION | NO-ESTIMATION | NO-ESTIMATION | NO-ESTIMATION | CAPACITY-FACTOR-V1
USA | United States of America | Pilot Knob |  | USA0000388 | 33 | 32.7366 | -114.7139 | Hydro |  |  |  | 1957.0 | Imperial Irrigation District | U.S. Energy Information Administration | http://www.eia.gov/electricity/data/browser/ | U.S. Energy Information Administration | 22909 | 2019 | 20.569 | 22.206 | 22.674 | 23.619 | 25.55 | 31.763 | 23.465 | U.S. Energy Information Administration | 114.16 | 115.05 | 83.29 | 115.85 | 98.72 | HYDRO-V1 | HYDRO-V1 | HYDRO-V1 | HYDRO-V1 | HYDRO-V1
USA | United States of America | Siphon Drop Power Plant |  | USA0057364 | 4.4 | 32.7792 | -114.6344 | Hydro |  |  |  | 1987.4999999999998 | Yuma County Water User's Association | U.S. Energy Information Administration | http://www.eia.gov/electricity/data/browser/ | U.S. Energy Information Administration | 67581 | 2019 | 14.123000000000001 | 15.182 | 16.172 | 17.242 | 14.017 | 11.332 | 14.366 | U.S. Energy Information Administration | 9.47 | 9.47 | 9.35 | 9.50 | 8.02 | NO-ESTIMATION | NO-ESTIMATION | NO-ESTIMATION | NO-ESTIMATION | CAPACITY-FACTOR-V1
USA | United States of America | Mitchell Dam |  | USA0000017 | 170 | 32.8060 | -86.4449 | Hydro |  |  |  | 1980.764705882353 | Alabama Power Co | U.S. Energy Information Administration | http://www.eia.gov/electricity/data/browser/ | U.S. Energy Information Administration | 12594 | 2019 | 673.1850000000001 | 466.344 | 465.039 | 372.569 | 428.12600000000003 | 543.3050000000001 | 539.163 | U.S. Energy Information Administration | 579.65 | 579.65 | 421.87 | 581.24 | 489.09 | NO-ESTIMATION | NO-ESTIMATION | NO-ESTIMATION | NO-ESTIMATION | CAPACITY-FACTOR-V1
USA | United States of America | West Point (GA) |  | USA0006133 | 73.3 | 32.9187 | -85.1887 | Hydro |  |  |  | 1975.0 | USCE-Mobile District | U.S. Energy Information Administration | http://www.eia.gov/electricity/data/browser/ | U.S. Energy Information Administration | 35597 | 2019 | 252.263 | 187.641 | 195.238 | 160.155 | 137.653 | 229.365 | 249.679 | U.S. Energy Information Administration | 261.55 | 259.97 | 190.19 | 274.55 | 213.8 | NO-ESTIMATION | NO-ESTIMATION | NO-ESTIMATION | NO-ESTIMATION | CAPACITY-FACTOR-V1
USA | United States of America | Rancho Penasquitos |  | USA0056615 | 4.6 | 32.9370 | -117.1137 | Hydro |  |  |  | 2007.0 | San Diego County Water Auth | U.S. Energy Information Administration | http://www.eia.gov/electricity/data/browser/ | U.S. Energy Information Administration | 57275 | 2019 | 17.384400000000003 | 18.52983 | 2.294 | 8.86149 | 9.684180000000001 | 11.04147 | 12.861 | U.S. Energy Information Administration | 9.87 | 9.87 | 7.92 | 9.90 | 8.35 | NO-ESTIMATION | NO-ESTIMATION | NO-ESTIMATION | NO-ESTIMATION | CAPACITY-FACTOR-V1
USA | United States of America | Lay Dam |  | USA0000015 | 177 | 32.9633 | -86.5187 | Hydro |  |  |  | 1967.5 | Alabama Power Co | U.S. Energy Information Administration | http://www.eia.gov/electricity/data/browser/ | U.S. Energy Information Administration | 12592 | 2019 | 774.445 | 561.938 | 557.768 | 404.623 | 499.669 | 685.072 | 667.283 | U.S. Energy Information Administration | 603.52 | 603.52 | 440.76 | 598.78 | 507.37 | NO-ESTIMATION | NO-ESTIMATION | NO-ESTIMATION | NO-ESTIMATION | CAPACITY-FACTOR-V1
USA | United States of America | R E Badger Filtration Plant |  | USA0050147 | 1.4 | 33.0510 | -117.1750 | Hydro |  |  |  | 1987.0 | Santa Fe Irrigation District | U.S. Energy Information Administration | http://www.eia.gov/electricity/data/browser/ | U.S. Energy Information Administration | 32102 | 2019 | 0.297 |  | 0.0 | 0.0 | 0.0 | 0.0 | 0 | U.S. Energy Information Administration | 2.83 | 2.85 | 2.25 | 2.85 | 2.64 | NO-ESTIMATION | NO-ESTIMATION | NO-ESTIMATION | NO-ESTIMATION | CAPACITY-FACTOR-V1
USA | United States of America | Lake Hodges Hydroelectric Facility |  | USA0057729 | 42 | 33.0586 | -117.1194 | Hydro |  |  |  | 2012.0 | San Diego County Water Auth | U.S. Energy Information Administration | http://www.eia.gov/electricity/data/browser/ | U.S. Energy Information Administration |  | 2019 | -7.391 | -9.074 | -12.771 | -10.376 | -22.088 | -15.257 | -22.612 | U.S. Energy Information Administration | 123.80 | 123.80 | 91.93 | 91.89 | 77.94 | HYDRO-V1 | HYDRO-V1 | HYDRO-V1 | HYDRO-V1 | HYDRO-V1
USA | United States of America | Lewisville |  | USA0000794 | 2.8 | 33.0685 | -96.9638 | Hydro |  |  |  | 1992.0 | City of Garland - (TX) | U.S. Energy Information Administration | http://www.eia.gov/electricity/data/browser/ | U.S. Energy Information Administration | 18286 | 2019 | 0.0 | 0.0 | 0.746 | 3.403 | 8.186 | 4.812 | 7.797 | U.S. Energy Information Administration | 8.62 | 8.58 | 8.52 | 10.04 | 7.87 | NO-ESTIMATION | NO-ESTIMATION | NO-ESTIMATION | NO-ESTIMATION | NO-ESTIMATION
USA | United States of America | Sinclair Dam |  | USA0000722 | 45 | 33.1403 | -83.2028 | Hydro |  |  |  | 1953.0 | Georgia Power Co | U.S. Energy Information Administration | http://www.eia.gov/electricity/data/browser/ | U.S. Energy Information Administration | 21000 | 2019 | 135.561 | 104.753 | 132.825 | 86.885 | 84.399 | 131.506 | 113.355 | U.S. Energy Information Administration | 156.17 | 172.69 | 128.16 | 164.51 | 129.1 | NO-ESTIMATION | NO-ESTIMATION | NO-ESTIMATION | NO-ESTIMATION | NO-ESTIMATION
USA | United States of America | Elephant Butte |  | USA0006402 | 27.9 | 33.1534 | -107.1920 | Hydro |  |  |  | 1939.9999999999998 | U S Bureau of Reclamation | U.S. Energy Information Administration | http://www.eia.gov/electricity/data/browser/ | U.S. Energy Information Administration | 35633 | 2019 | 9.308 | 12.799 | 37.645 | 43.491 | 44.865 | 39.524 | 47.702 | U.S. Energy Information Administration | 93.06 | 91.12 | 71.33 | 91.37 | 86.82 | NO-ESTIMATION | NO-ESTIMATION | NO-ESTIMATION | NO-ESTIMATION | CAPACITY-FACTOR-V1
USA | United States of America | Bear Valley |  | USA0000457 | 1.4 | 33.1662 | -117.0166 | Hydro |  |  |  | 1985.9999999999998 | City of Escondido - (CA) | U.S. Energy Information Administration | http://www.eia.gov/electricity/data/browser/ | U.S. Energy Information Administration | 19737 | 2019 | 0.001 | 0.562 | 1.1 | 0.806 | 2.545 | 0.133 | 3.472 | U.S. Energy Information Administration | 2.83 | 2.85 | 2.25 | 2.85 | 2.64 | NO-ESTIMATION | NO-ESTIMATION | NO-ESTIMATION | NO-ESTIMATION | CAPACITY-FACTOR-V1
USA | United States of America | Jefferies |  | USA0003319 | 145.2 | 33.2444 | -79.9909 | Hydro |  |  |  | 1943.0 | South Carolina Public Service Authority | U.S. Energy Information Administration | http://www.eia.gov/electricity/data/browser/ | U.S. Energy Information Administration | 33005 | 2019 | 217.624 | 217.172 | 219.711 | 239.1 | 220.121 | 213.258 | 242.809 | U.S. Energy Information Administration | 299.92 | 281.72 | 262.68 | 307.93 | 235.15 | NO-ESTIMATION | NO-ESTIMATION | NO-ESTIMATION | NO-ESTIMATION | SOLAR-V1
USA | United States of America | Holt Dam |  | USA0000012 | 46.9 | 33.2553 | -87.4495 | Hydro |  |  |  | 1968.0 | Alabama Power Co | U.S. Energy Information Administration | http://www.eia.gov/electricity/data/browser/ | U.S. Energy Information Administration | 12588 | 2019 | 193.247 | 72.223 | 30.242 | 129.325 | 154.683 | 168.817 | 169.711 | U.S. Energy Information Administration | 179.18 | 180.66 | 144.56 | 178.95 | 141.48 | NO-ESTIMATION | NO-ESTIMATION | SOLAR-V1 | SOLAR-V1 | SOLAR-V1
USA | United States of America | Harris Dam |  | USA0006188 | 135 | 33.2583 | -85.6160 | Hydro |  |  |  | 1983.0 | Alabama Power Co | U.S. Energy Information Administration | http://www.eia.gov/electricity/data/browser/ | U.S. Energy Information Administration | 12584 | 2019 | 201.88400000000001 | 147.978 | 157.611 | 114.934 | 136.982 | 167.486 | 157.954 | U.S. Energy Information Administration | 411.33 | 410.15 | 341.98 | 407.00 | 324.58 | NO-ESTIMATION | NO-ESTIMATION | NO-ESTIMATION | NO-ESTIMATION | CAPACITY-FACTOR-V1
USA | United States of America | Lloyd Shoals |  | USA0000712 | 14.4 | 33.3208 | -83.8419 | Hydro |  |  |  | 1912.9999999999998 | Georgia Power Co | U.S. Energy Information Administration | http://www.eia.gov/electricity/data/browser/ | U.S. Energy Information Administration | 20984 | 2019 | 86.10000000000001 | 65.245 | 79.413 | 51.398 | 59.946 | 74.145 | 64.019 | U.S. Energy Information Administration | 45.43 | 43.54 | 38.24 | 54.84 | 40.42 | NO-ESTIMATION | NO-ESTIMATION | NO-ESTIMATION | NO-ESTIMATION | CAPACITY-FACTOR-V1
USA | United States of America | Wallace Dam |  | USA0006087 | 321.2 | 33.3498 | -83.1574 | Hydro |  |  |  | 1980.1625155666252 | Georgia Power Co | U.S. Energy Information Administration | http://www.eia.gov/electricity/data/browser/ | U.S. Energy Information Administration | 21006 | 2019 | 32.881 | -28.386000000000003 | 49.544999999999995 | -49.295 | -43.51499999999999 | 30.122 | 16.932 | U.S. Energy Information Administration | 807.78 | 771.11 | 687.36 | 715.95 | 645.06 | NO-ESTIMATION | NO-ESTIMATION | NO-ESTIMATION | NO-ESTIMATION | CAPACITY-FACTOR-V1
USA | United States of America | Red Mountain |  | USA0000484 | 5.9 | 33.3944 | -117.1889 | Hydro |  |  |  | 1984.9999999999998 | Metropolitan Water District of S CA | U.S. Energy Information Administration | http://www.eia.gov/electricity/data/browser/ | U.S. Energy Information Administration | 26177 | 2019 | 28.287 | 11.651 | 16.747 | 25.595 | 33.515 | 19.925 | 0 | U.S. Energy Information Administration | 13.52 | 14.47 | 11.00 | 14.49 | 14.35 | NO-ESTIMATION | NO-ESTIMATION | NO-ESTIMATION | NO-ESTIMATION | CAPACITY-FACTOR-V1
USA | United States of America | Logan Martin Dam |  | USA0000014 | 128.1 | 33.4259 | -86.3375 | Hydro |  |  |  | 1963.9999999999998 | Alabama Power Co | U.S. Energy Information Administration | http://www.eia.gov/electricity/data/browser/ | U.S. Energy Information Administration | 12591 | 2019 | 495.981 | 346.035 | 358.557 | 266.305 | 310.886 | 445.383 | 446.04 | U.S. Energy Information Administration | 438.22 | 423.55 | 318.99 | 435.55 | 365.3 | NO-ESTIMATION | NO-ESTIMATION | NO-ESTIMATION | NO-ESTIMATION | CAPACITY-FACTOR-V1
USA | United States of America | St Stephen |  | USA0006789 | 84 | 33.4261 | -79.9300 | Hydro |  |  |  | 1985.0 | US Army Corps of Engineers | U.S. Energy Information Administration | http://www.eia.gov/electricity/data/browser/ | U.S. Energy Information Administration | 33011 | 2019 | 354.312 | 250.34900000000002 | 270.817 | 179.304 | 124.928 | 333.414 | 306.898 | U.S. Energy Information Administration | 306.08 | 315.23 | 235.91 | 323.18 | 263.98 | NO-ESTIMATION | NO-ESTIMATION | NO-ESTIMATION | NO-ESTIMATION | CAPACITY-FACTOR-V1
USA | United States of America | Crosscut |  | USA0000143 | 3 | 33.4394 | -111.9461 | Hydro |  |  |  | 1939.0 | Salt River Project | U.S. Energy Information Administration | http://www.eia.gov/electricity/data/browser/ | U.S. Energy Information Administration | 31943 | 2019 | 0.221 | [6 empty] | U.S. Energy Information Administration | 6.70 | 6.88 | 7.60 | 5.82 | 6.53 | NO-ESTIMATION | NO-ESTIMATION | NO-ESTIMATION | NO-ESTIMATION | CAPACITY-FACTOR-V1
USA | United States of America | Spillway |  | USA0003321 | 2 | 33.4538 | -80.1640 | Hydro |  |  |  | 1950.0 | South Carolina Public Service Authority | U.S. Energy Information Administration | http://www.eia.gov/electricity/data/browser/ | U.S. Energy Information Administration | 33010 | 2019 | 15.530000000000001 | 15.819 | 15.136000000000001 | 15.709 | 16.626 | 14.748000000000001 | 6.406 | U.S. Energy Information Administration | 7.70 | 8.24 | 7.85 | 8.99 | 6.73 | WIND-V1 | WIND-V1 | WIND-V1 | WIND-V1 | WIND-V1
USA | United States of America | Bankhead Dam |  | USA0000002 | 53.9 | 33.4587 | -87.3568 | Hydro |  |  |  | 1963.0 | Alabama Power Co | U.S. Energy Information Administration | http://www.eia.gov/electricity/data/browser/ | U.S. Energy Information Administration | 12576 | 2019 | 211.342 | 47.391 | 25.92 | -0.325 | -0.291 | -0.392 | -0.284 | U.S. Energy Information Administration | 205.92 | 201.88 | 169.21 | 204.86 | 162.59 | NO-ESTIMATION | WIND-V1 | WIND-V1 | WIND-V1 | WIND-V1
USA | United States of America | South Consolidated |  | USA0000100 | 1.4 | 33.4665 | -111.7811 | Hydro |  |  |  | 1980.9999999999998 | Salt River Project | U.S. Energy Information Administration | http://www.eia.gov/electricity/data/browser/ | U.S. Energy Information Administration | 31952 | 2019 | -0.095 | 0.0 | 0.5700000000000001 | 0.0 | 0.0 | 0.0 | 0 | U.S. Energy Information Administration | 1.88 | 1.98 | 2.47 | 2.17 | 2.76 | NO-ESTIMATION | NO-ESTIMATION | NO-ESTIMATION | NO-ESTIMATION | CAPACITY-FACTOR-V1
USA | United States of America | Graniteville Enterprise Division |  | USA0054462 | 1.2 | 33.4770 | -81.9827 | Hydro |  |  |  | 1921.0 | Augusta Canal Authority | U.S. Energy Information Administration | http://www.eia.gov/electricity/data/browser/ | U.S. Energy Information Administration | 65565 | 2019 | 8.088000000000001 | 3.734 | 6.99 | 2.033 | 1.5070000000000001 | 0.9450000000000001 | 1.996 | U.S. Energy Information Administration | 3.48 | 3.87 | 3.57 | 3.64 | 3.13 | NO-ESTIMATION | NO-ESTIMATION | NO-ESTIMATION | NO-ESTIMATION | CAPACITY-FACTOR-V1
USA | United States of America | King Mill |  | USA0061000 | 2.2 | 33.4852 | -81.9912 | Hydro |  |  |  | 1944.0 | Augusta Canal Authority | U.S. Energy Information Administration | http://www.eia.gov/electricity/data/browser/ | U.S. Energy Information Administration |  | 2019 |  |  |  | 5.166 | 4.7860000000000005 | 0.136 | 7.598 | U.S. Energy Information Administration | 8.68 | 9.20 | 8.61 | 9.04 | 7.29 | NO-ESTIMATION | NO-ESTIMATION | NO-ESTIMATION | NO-ESTIMATION | CAPACITY-FACTOR-V1
USA | United States of America | Sibley Mill |  | USA0054322 | 2.1 | 33.4879 | -81.9925 | Hydro |  |  |  | 1946.0000000000002 | Augusta Canal Authority | U.S. Energy Information Administration | http://www.eia.gov/electricity/data/browser/ | U.S. Energy Information Administration |  | 2019 | 15.22719 | 14.354000000000001 | 14.275 | 8.352 | 12.902000000000001 | 9.56 | 8.818 | U.S. Energy Information Administration | 8.37 | 8.87 | 8.30 | 8.71 | 7.04 | WIND-V1 | WIND-V1 | WIND-V1 | WIND-V1 | WIND-V1
USA | United States of America | Mormon Flat |  | USA0000148 | 63.5 | 33.5536 | -111.4431 | Hydro |  |  |  | 1964.4803149606296 | Salt River Project | U.S. Energy Information Administration | http://www.eia.gov/electricity/data/browser/ | U.S. Energy Information Administration | 31948 | 2019 | 13.075000000000001 | 5.195 | 7.977 | 22.336 | 7.363 | 17.19 | 25.37 | U.S. Energy Information Administration | 152.60 | 155.49 | 149.82 | 161.00 | 132.26 | NO-ESTIMATION | NO-ESTIMATION | NO-ESTIMATION | NO-ESTIMATION | CAPACITY-FACTOR-V1
USA | United States of America | Stevens Creek |  | USA0000736 | 17.6 | 33.5626 | -82.0512 | Hydro |  |  |  | 1918.3750000000002 | Dominion Energy South Carolina Inc | U.S. Energy Information Administration | http://www.eia.gov/electricity/data/browser/ | U.S. Energy Information Administration | 32992 | 2019 | 58.410000000000004 | 80.471 | 64.962 | 57.309000000000005 | 44.037 | 59.737 | 82.955 | U.S. Energy Information Administration | 76.85 | 79.34 | 68.85 | 78.64 | 64.4 | NO-ESTIMATION | NO-ESTIMATION | NO-ESTIMATION | NO-ESTIMATION | CAPACITY-FACTOR-V1
USA | United States of America | Stewart Mountain |  | USA0000150 | 13 | 33.5661 | -111.5360 | Hydro |  |  |  | 1930.0 | Salt River Project | U.S. Energy Information Administration | http://www.eia.gov/electricity/data/browser/ | U.S. Energy Information Administration | 31954 | 2019 | 19.689 | 18.341 | 18.766000000000002 | 27.419 | -0.179 | 25.73 | -0.164 | U.S. Energy Information Administration | 30.65 | 32.43 | 31.25 | 33.67 | 27.72 | NO-ESTIMATION | NO-ESTIMATION | NO-ESTIMATION | NO-ESTIMATION | CAPACITY-FACTOR-V1
USA | United States of America | Horse Mesa |  | USA0000145 | 129.5 | 33.5907 | -111.3440 | Hydro |  |  |  | 1961.6795366795366 | Salt River Project | U.S. Energy Information Administration | http://www.eia.gov/electricity/data/browser/ | U.S. Energy Information Administration | 31945 | 2019 | 41.102000000000004 | 15.395999999999997 | 41.225 | 45.428999999999995 | 21.869 | 50.123000000000005 | 41.054 | U.S. Energy Information Administration | 283.93 | 288.40 | 290.83 | 299.54 | 253.78 | NO-ESTIMATION | NO-ESTIMATION | NO-ESTIMATION | NO-ESTIMATION | CAPACITY-FACTOR-V1
USA | United States of America | J Strom Thurmond |  | USA0003323 | 361.9 | 33.6602 | -82.1961 | Hydro |  |  |  | 1953.4285714285718 | USCE-Savannah District | U.S. Energy Information Administration | http://www.eia.gov/electricity/data/browser/ | U.S. Energy Information Administration | 35595 | 2019 | 638.088 | 672.618 | 594.7596 | 652.397 | 517.386 | 615.144 | 898.701 | U.S. Energy Information Administration | 1069.73 | 1081.95 | 765.48 | 1029.31 | 840.12 | NO-ESTIMATION | NO-ESTIMATION | NO-ESTIMATION | NO-ESTIMATION | CAPACITY-FACTOR-V1
USA | United States of America | Roosevelt |  | USA0000149 | 36 | 33.6711 | -111.1618 | Hydro |  |  |  | 1973.0 | Salt River Project | U.S. Energy Information Administration | http://www.eia.gov/electricity/data/browser/ | U.S. Energy Information Administration | 31950 | 2019 | 45.348 | 37.94 | 42.707 | 58.948 | 50.426 | 58.274 | 45.372 | U.S. Energy Information Administration | 86.83 | 88.47 | 85.25 | 91.59 | 75.3 | NO-ESTIMATION | NO-ESTIMATION | NO-ESTIMATION | NO-ESTIMATION | CAPACITY-FACTOR-V1
USA | United States of America | Diamond Valley Lake |  | USA0007942 | 29.7 | 33.6808 | -117.0698 | Hydro |  |  |  | 2001.6666666666663 | Metropolitan Water District of S CA | U.S. Energy Information Administration | http://www.eia.gov/electricity/data/browser/ | U.S. Energy Information Administration | 48358 | 2019 | 22.347 | 25.144000000000002 | 7.298 | 1.6640000000000001 | 23.715 | 3.725 | 18.104 | U.S. Energy Information Administration | 86.50 | 86.16 | 75.04 | 86.39 | 51.19 | NO-ESTIMATION | NO-ESTIMATION | NO-ESTIMATION | NO-ESTIMATION | CAPACITY-FACTOR-V1
USA | United States of America | Milstead |  | USA0054872 | 1 | 33.6894 | -83.9903 | Hydro |  |  |  | 1994.0 | Mill Shoals Hydro Co Inc | U.S. Energy Information Administration | http://www.eia.gov/electricity/data/browser/ | U.S. Energy Information Administration | 17415 | 2019 | 2.443 | 2.344 | 2.93 | 1.752 | 2.195 | 2.495 | 1.931 | U.S. Energy Information Administration | 2.37 | 2.30 | 2.68 | 3.28 | 2.04 | NO-ESTIMATION | NO-ESTIMATION | NO-ESTIMATION | NO-ESTIMATION | CAPACITY-FACTOR-V1
USA | United States of America | H Neely Henry Dam |  | USA0000011 | 72.9 | 33.7845 | -86.0524 | Hydro |  |  |  | 1966.0000000000002 | Alabama Power Co | U.S. Energy Information Administration | http://www.eia.gov/electricity/data/browser/ | U.S. Energy Information Administration | 12587 | 2019 | 297.81 | 198.568 | 198.745 | 154.855 | 176.239 | 252.836 | 251.681 | U.S. Energy Information Administration | 265.01 | 266.61 | 206.19 | 263.84 | 220.8 | NO-ESTIMATION | NO-ESTIMATION | NO-ESTIMATION | NO-ESTIMATION | CAPACITY-FACTOR-V1
USA | United States of America | High Shoals Hydro (GA) |  | USA0010121 | 1.4 | 33.8165 | -83.5049 | Hydro |  |  |  | 1988.0 | High Shoals Hydro | U.S. Energy Information Administration | http://www.eia.gov/electricity/data/browser/ | U.S. Energy Information Administration | 22107 | 2019 | 1.216 | 0.89 | 0.39 | 0.87 | 0.0 | 0.0 | 0 | U.S. Energy Information Administration | 4.37 | 4.06 | 4.10 | 4.60 | 2.74 | NO-ESTIMATION | NO-ESTIMATION | NO-ESTIMATION | NO-ESTIMATION | NO-ESTIMATION
USA | United States of America | Denison |  | USA0006416 | 101.6 | 33.8181 | -96.5692 | Hydro |  |  |  | 1947.0000000000002 | USCE-Tulsa District | U.S. Energy Information Administration | http://www.eia.gov/electricity/data/browser/ | U.S. Energy Information Administration | 35549 | 2019 | 48.499 | 10.751 | 267.119 | 336.447 | 297.92 | 204.06300000000002 | 249.59 | U.S. Energy Information Administration | 277.70 | 278.75 | 412.00 | 372.08 | 325.2 | NO-ESTIMATION | NO-ESTIMATION | NO-ESTIMATION | NO-ESTIMATION | CAPACITY-FACTOR-V1
USA | United States of America | Temescal |  | USA0000479 | 2.9 | 33.8343 | -117.4971 | Hydro |  |  |  | 1983.0 | Metropolitan Water District of S CA | U.S. Energy Information Administration | http://www.eia.gov/electricity/data/browser/ | U.S. Energy Information Administration | 26180 | 2019 | 17.713 | 16.144000000000002 | 20.973 | 16.278 | 1.154 | 4.998 | 1.691 | U.S. Energy Information Administration | 8.19 | 8.26 | 7.01 | 9.01 | 9.41 | NO-ESTIMATION | NO-ESTIMATION | NO-ESTIMATION | NO-ESTIMATION | NO-ESTIMATION
USA | United States of America | Perris |  | USA0000481 | 7.9 | 33.8361 | -117.1831 | Hydro |  |  |  | 1983.0 | Metropolitan Water District of S CA | U.S. Energy Information Administration | http://www.eia.gov/electricity/data/browser/ | U.S. Energy Information Administration | 26175 | 2019 | 0.001 | 0.0 | 0.032 | 4.497 | 31.91 | 14.812000000000001 | 10.5247 | U.S. Energy Information Administration | 20.67 | 20.67 | 19.15 | 20.72 | 18.05 | NO-ESTIMATION | NO-ESTIMATION | NO-ESTIMATION | NO-ESTIMATION | CAPACITY-FACTOR-V1
USA | United States of America | Waddell |  | USA0007164 | 40 | 33.8447 | -112.2714 | Hydro |  |  |  | 1993.0 | Central Arizona Water Conservation Dist | U.S. Energy Information Administration | http://www.eia.gov/electricity/data/browser/ | U.S. Energy Information Administration | 15826 | 2019 | 38.503 | 31.047 | 43.432 | 42.832 | -40.193 | -29.888 | -59.229 | U.S. Energy Information Administration | 110.13 | 107.40 | 95.62 | 115.05 | 89.01 | NO-ESTIMATION | NO-ESTIMATION | NO-ESTIMATION | NO-ESTIMATION | CAPACITY-FACTOR-V1
USA | United States of America | Lake Mathews |  | USA0006644 | 4.9 | 33.8553 | -117.4537 | Hydro |  |  |  | 1979.9999999999998 | Metropolitan Water District of S CA | U.S. Energy Information Administration | http://www.eia.gov/electricity/data/browser/ | U.S. Energy Information Administration | 26174 | 2019 | 28.071 | 18.451 | 30.002 | 32.845 | 1.666 | 24.337 | 3.733 | U.S. Energy Information Administration | 10.55 | 10.55 | 10.42 | 10.58 | 8.93 | HYDRO-V1 | HYDRO-V1 | HYDRO-V1 | HYDRO-V1 | HYDRO-V1
USA | United States of America | Corona |  | USA0000480 | 2.9 | 33.8590 | -117.6106 | Hydro |  |  |  | 1983.0 | Metropolitan Water District of S CA | U.S. Energy Information Administration | http://www.eia.gov/electricity/data/browser/ | U.S. Energy Information Administration |  | 2019 | 17.347 | 14.259 | 17.139 | 20.224 | 1.139 | 6.533 | 3.623 | U.S. Energy Information Administration | 8.86 | 10.55 | 7.66 | 10.49 | 8.62 | HYDRO-V1 | HYDRO-V1 | HYDRO-V1 | HYDRO-V1 | HYDRO-V1
USA | United States of America | Valley View |  | USA0000487 | 4.1 | 33.9001 | -117.8290 | Hydro |  |  |  | 1985.0 | Metropolitan Water District of S CA | U.S. Energy Information Administration | http://www.eia.gov/electricity/data/browser/ | U.S. Energy Information Administration | 26181 | 2019 | 8.371 | 20.471 | 11.729000000000001 | 11.779 | 0.0 | 0.0 | 3.32 | U.S. Energy Information Administration | 9.20 | 9.20 | 9.12 | 9.22 | 8.69 | NO-ESTIMATION | NO-ESTIMATION | NO-ESTIMATION | NO-ESTIMATION | CAPACITY-FACTOR-V1
USA | United States of America | Yorba Linda |  | USA0006647 | 5.1 | 33.9117 | -117.8192 | Hydro |  |  |  | 1980.9999999999998 | Metropolitan Water District of S CA | U.S. Energy Information Administration | http://www.eia.gov/electricity/data/browser/ | U.S. Energy Information Administration | 26183 | 2019 |  |  | 2.291 | 8.306000000000001 | 12.416 | 20.63 | 18.937 | U.S. Energy Information Administration | 10.70 | 10.70 | 10.39 | 10.73 | 10.07 | NO-ESTIMATION | NO-ESTIMATION | SOLAR-V1 | SOLAR-V1 | SOLAR-V1
USA | United States of America | Coyote Creek |  | USA0000483 | 3.1 | 33.9249 | -117.9552 | Hydro |  |  |  | 1984.0000000000002 | Metropolitan Water District of S CA | U.S. Energy Information Administration | http://www.eia.gov/electricity/data/browser/ | U.S. Energy Information Administration | 26169 | 2019 | 14.394 | 7.784 | 7.034 | 5.8580000000000005 | 0.0 | 0.0 | 0 | U.S. Energy Information Administration | 6.44 | 6.44 | 6.45 | 6.46 | 6.06 | NO-ESTIMATION | NO-ESTIMATION | NO-ESTIMATION | NO-ESTIMATION | CAPACITY-FACTOR-V1
USA | United States of America | Whitewater Hydro Plant |  | USA0010162 | 1.3 | 33.9347 | -116.6405 | Hydro |  |  |  | 1986.0 | Desert Water Agency | U.S. Energy Information Administration | http://www.eia.gov/electricity/data/browser/ | U.S. Energy Information Administration |  | 2019 | 0.631 | 0.0 | 0.0 | 1.9000000000000001 | 7.176 | 2.827 | 4.005 | U.S. Energy Information Administration | 3.00 | 3.02 | 3.08 | 3.03 | 2.56 | NO-ESTIMATION | NO-ESTIMATION | NO-ESTIMATION | NO-ESTIMATION | CAPACITY-FACTOR-V1
USA | United States of America | Lewis Smith Dam |  | USA0000018 | 181 | 33.9406 | -87.1077 | Hydro |  |  |  | 1961.5 | Alabama Power Co | U.S. Energy Information Administration | http://www.eia.gov/electricity/data/browser/ | U.S. Energy Information Administration | 12590 | 2019 | 321.245 | 243.60500000000002 | 241.085 | 233.853 | 202.916 | 237.885 | 410.236 | U.S. Energy Information Administration | 527.46 | 528.47 | 425.36 | 477.59 | 443.55 | NO-ESTIMATION | NO-ESTIMATION | NO-ESTIMATION | NO-ESTIMATION | CAPACITY-FACTOR-V1
USA | United States of America | Morgan Falls |  | USA0000717 | 16.8 | 33.9684 | -84.3827 | Hydro |  |  |  | 1903.9999999999995 | Georgia Power Co | U.S. Energy Information Administration | http://www.eia.gov/electricity/data/browser/ | U.S. Energy Information Administration | 20991 | 2019 | 38.829 | 36.85 | 36.576 | 23.582 | 14.602 | 43.708 | 28.86 | U.S. Energy Information Administration | 70.44 | 64.55 | 56.99 | 66.18 | 55.12 | HYDRO-V1 | HYDRO-V1 | HYDRO-V1 | HYDRO-V1 | HYDRO-V1
USA | United States of America | Dam 2 |  | USA0007246 | 102.6 | 33.9865 | -91.3158 | Hydro |  |  |  | 1999.0 | Arkansas Electric Coop Corp | U.S. Energy Information Administration | http://www.eia.gov/electricity/data/browser/ | U.S. Energy Information Administration | 13515 | 2019 | 320.90500000000003 | 390.25 | 290.225 | 378.865 | 211.56300000000002 | 289.523 | 311.7 | U.S. Energy Information Administration | 406.99 | 421.39 | 377.25 | 419.11 | 355.32 | HYDRO-V1 | HYDRO-V1 | HYDRO-V1 | HYDRO-V1 | HYDRO-V1
USA | United States of America | Tallassee Hydro Project |  | USA0007191 | 2.3 | 33.9892 | -83.4984 | Hydro |  |  |  | 1986.0000000000002 | Tallassee Shoals LLC | U.S. Energy Information Administration | http://www.eia.gov/electricity/data/browser/ | U.S. Energy Information Administration |  | 2019 | 9.036 | 5.929 | 6.577 | 4.73 | 3.977 | 7.479 | 7.198 | U.S. Energy Information Administration | 8.78 | 8.75 | 8.19 | 8.67 | 7.18 | NO-ESTIMATION | NO-ESTIMATION | NO-ESTIMATION | NO-ESTIMATION | CAPACITY-FACTOR-V1
USA | United States of America | Columbia Canal Hydro |  | USA0003283 | 10.6 | 33.9972 | -81.0494 | Hydro |  |  |  | 1934.433962264151 | City of Columbia SC | U.S. Energy Information Administration | http://www.eia.gov/electricity/data/browser/ | U.S. Energy Information Administration | 32973 | 2019 | 3.968 | 40.074 | 23.777 |  |  |  |  | U.S. Energy Information Administration | 43.52 | 43.44 | 41.58 | 46.81 | 31.86 | NO-ESTIMATION | NO-ESTIMATION | NO-ESTIMATION | SOLAR-V1 | SOLAR-V1
USA | United States of America | Rio Hondo |  | USA0000482 | 1.9 | 34.0047 | -118.0992 | Hydro |  |  |  | 1984.0 | Metropolitan Water District of S CA | U.S. Energy Information Administration | http://www.eia.gov/electricity/data/browser/ | U.S. Energy Information Administration | 26176 | 2019 | 1.347 | 1.0030000000000001 | 0.169 | 1.737 | 0.0 | 3.063 | 0.001 | U.S. Energy Information Administration | 5.02 | 5.03 | 4.99 | 5.06 | 4.76 | HYDRO-V1 | HYDRO-V1 | HYDRO-V1 | HYDRO-V1 | HYDRO-V1
USA | United States of America | Venice Hydro |  | USA0000072 | 10.1 | 34.0114 | -118.4168 | Hydro |  |  |  | 1982.0000000000002 | Metropolitan Water District of S CA | U.S. Energy Information Administration | http://www.eia.gov/electricity/data/browser/ | U.S. Energy Information Administration | 26182 | 2019 | 0.0 | 0.0 | 0.0 | 0.0 | 2.225 | 0.0 | 0 | U.S. Energy Information Administration | 26.35 | 26.35 | 19.60 | 26.42 | 23.01 | HYDRO-V1 | HYDRO-V1 | HYDRO-V1 | HYDRO-V1 | HYDRO-V1
USA | United States of America | Richard B Russell |  | USA0006132 | 628 | 34.0256 | -82.5953 | Hydro |  |  |  | 1993.998407643312 | USCE-Savannah District | U.S. Energy Information Administration | http://www.eia.gov/electricity/data/browser/ | U.S. Energy Information Administration | 35590 | 2019 | 435.894 | 350.213 | 250.362 | 310.35400000000004 | 108.60899999999998 | 442.696 | 499.588 | U.S. Energy Information Administration | 1757.64 | 1581.81 | 1264.06 | 1637.01 | 1362.15 | NO-ESTIMATION | NO-ESTIMATION | NO-ESTIMATION | NO-ESTIMATION | CAPACITY-FACTOR-V1
USA | United States of America | Saluda Lexington |  | USA0003293 | 207.3 | 34.0533 | -81.2172 | Hydro |  |  |  | 1943.3502170767003 | Dominion Energy South Carolina Inc | U.S. Energy Information Administration | http://www.eia.gov/electricity/data/browser/ | U.S. Energy Information Administration |  | 2019 | 254.191 | 110.245 | 252.78300000000002 | 130.763 | 51.487 | 222.119 | 142.447 | U.S. Energy Information Administration | 621.71 | 587.71 | 530.26 | 617.41 | 510.59 | NO-ESTIMATION | NO-ESTIMATION | NO-ESTIMATION | NO-ESTIMATION | CAPACITY-FACTOR-V1
USA | United States of America | Mill Creek 3 |  | USA0007147 | 3 | 34.0880 | -117.0395 | Hydro |  |  |  | 1903.6666666666667 | Southern California Edison Co | U.S. Energy Information Administration | http://www.eia.gov/electricity/data/browser/ | U.S. Energy Information Administration | 33148 | 2019 | 5.8100000000000005 | 4.905 | 4.966 | 5.23 | 14.508000000000001 | 7.573 | 10.603 | U.S. Energy Information Administration | 6.21 | 6.86 | 6.17 | 6.87 | 5.88 | NO-ESTIMATION | NO-ESTIMATION | NO-ESTIMATION | NO-ESTIMATION | CAPACITY-FACTOR-V1
USA | United States of America | Sepulveda Canyon |  | USA0000316 | 8.5 | 34.0969 | -118.4795 | Hydro |  |  |  | 1982.0 | Metropolitan Water District of S CA | U.S. Energy Information Administration | http://www.eia.gov/electricity/data/browser/ | U.S. Energy Information Administration | 26179 | 2019 | 0.0 | 0.0 | 0.0 | 4.312 | 21.77 | 0.0 | 12.665 | U.S. Energy Information Administration | 22.18 | 22.18 | 17.18 | 22.24 | 19.36 | NO-ESTIMATION | NO-ESTIMATION | NO-ESTIMATION | NO-ESTIMATION | CAPACITY-FACTOR-V1
USA | United States of America | Etiwanda |  | USA0000745 | 23.9 | 34.1035 | -117.5257 | Hydro |  |  |  | 1995.0000000000002 | Metropolitan Water District of S CA | U.S. Energy Information Administration | http://www.eia.gov/electricity/data/browser/ | U.S. Energy Information Administration | 26172 | 2019 | 27.598 | 0.0 | 0.028 | 0.0 | 82.42 | 56.038000000000004 | 66.132 | U.S. Energy Information Administration | 69.16 | 69.16 | 60.82 | 69.35 | 59.23 | NO-ESTIMATION | NO-ESTIMATION | NO-ESTIMATION | NO-ESTIMATION | SOLAR-V1
USA | United States of America | Franklin (CA) |  | USA0000397 | 2 | 34.1039 | -118.4134 | Hydro |  |  |  | 1921.0 | Los Angeles Department of Water & Power | U.S. Energy Information Administration | http://www.eia.gov/electricity/data/browser/ | U.S. Energy Information Administration | 25089 | 2019 | 2.695 | -0.004 | -0.008 | 0.0 | 0.0 | -0.011 | -0.003 | U.S. Energy Information Administration | 5.22 | 5.25 | 4.39 | 5.26 | 4.54 | NO-ESTIMATION | NO-ESTIMATION | NO-ESTIMATION | NO-ESTIMATION | CAPACITY-FACTOR-V1
USA | United States of America | Santa Ana 3 |  | USA0000363 | 3.1 | 34.1072 | -117.0991 | Hydro |  |  |  | 1999.0000000000002 | Southern California Edison Co | U.S. Energy Information Administration | http://www.eia.gov/electricity/data/browser/ | U.S. Energy Information Administration | 33164 | 2019 | 3.737 | 1.7770000000000001 | 2.975 | 2.699 | 9.042 | 2.9170000000000003 | 4.121 | U.S. Energy Information Administration | 6.44 | 6.44 | 6.35 | 6.46 | 5.42 | NO-ESTIMATION | NO-ESTIMATION | NO-ESTIMATION | NO-ESTIMATION | CAPACITY-FACTOR-V1
USA | United States of America | San Dimas Wash Generating Station |  | USA0050233 | 1 | 34.1242 | -117.8051 | Hydro |  |  |  | 1986.0 | San Gabriel Valley Mun Wtr Dt | U.S. Energy Information Administration | http://www.eia.gov/electricity/data/browser/ | U.S. Energy Information Administration | 26178 | 2019 | 0.0 | 0.0 | 0.0 | 1.495 | 0.377 | 1.192 | 3.021 | U.S. Energy Information Administration | 2.22 | 2.44 | 2.34 | 2.23 | 2.09 | NO-ESTIMATION | NO-ESTIMATION | NO-ESTIMATION | NO-ESTIMATION | CAPACITY-FACTOR-V1
USA | United States of America | San Dimas |  | USA0006646 | 9.9 | 34.1275 | -117.7958 | Hydro |  |  |  | 1981.0 | Metropolitan Water District of S CA | U.S. Energy Information Administration | http://www.eia.gov/electricity/data/browser/ | U.S. Energy Information Administration | 26178 | 2019 | 21.567 | 2.9330000000000003 | 24.159 | 38.554 | 54.133 | 27.059 | 35.838 | U.S. Energy Information Administration | 26.23 | 24.51 | 23.46 | 26.22 | 21.3 | NO-ESTIMATION | NO-ESTIMATION | NO-ESTIMATION | NO-ESTIMATION | CAPACITY-FACTOR-V1
USA | United States of America | Broken Bow Dam |  | USA0006415 | 100 | 34.1388 | -94.6845 | Hydro |  |  |  | 1970.0 | USCE-Tulsa District | U.S. Energy Information Administration | http://www.eia.gov/electricity/data/browser/ | U.S. Energy Information Administration | 35534 | 2019 | 140.215 | 158.114 | 212.126 | 195.621 | 57.814 | 128.754 | 251.423 | U.S. Energy Information Administration | 325.41 | 327.76 | 311.73 | 304.66 | 280.26 | NO-ESTIMATION | NO-ESTIMATION | NO-ESTIMATION | NO-ESTIMATION | CAPACITY-FACTOR-V1
USA | United States of America | Santa Ana 1 |  | USA0000361 | 3.2 | 34.1452 | -117.0585 | Hydro |  |  |  | 1899.0 | Southern California Edison Co | U.S. Energy Information Administration | http://www.eia.gov/electricity/data/browser/ | U.S. Energy Information Administration | 33165 | 2019 | 2.1350000000000002 | 0.513 | 1.1320000000000001 | 0.876 | 5.593 | 0.558 | 0.078 | U.S. Energy Information Administration | 6.65 | 6.65 | 6.56 | 6.67 | 5.59 | NO-ESTIMATION | NO-ESTIMATION | NO-ESTIMATION | NO-ESTIMATION | CAPACITY-FACTOR-V1
USA | United States of America | Narrows (AR) |  | USA0000195 | 25.5 | 34.1484 | -93.7152 | Hydro |  |  |  | 1956.3333333333333 | USCE -Vickburg District | U.S. Energy Information Administration | http://www.eia.gov/electricity/data/browser/ | U.S. Energy Information Administration | 35583 | 2019 | 27.091 | 38.533 | 57.711 | 46.537 | 30.972 | 20.641000000000002 | 71.173 | U.S. Energy Information Administration | 61.35 | 75.39 | 55.83 | 69.54 | 60.07 | HYDRO-V1 | HYDRO-V1 | HYDRO-V1 | HYDRO-V1 | HYDRO-V1
USA | United States of America | Azusa |  | USA0006449 | 3 | 34.1548 | -117.9093 | Hydro |  |  |  | 1949.0 | City of Pasadena - (CA) | U.S. Energy Information Administration | http://www.eia.gov/electricity/data/browser/ | U.S. Energy Information Administration | 29733 | 2019 | 0.0 | 0.0 | 0.0 | 0.0 | 0.0 | 0.0 | 0 | U.S. Energy Information Administration | 6.22 | 6.22 | 4.94 | 6.23 | 5.22 | HYDRO-V1 | HYDRO-V1 | HYDRO-V1 | HYDRO-V1 | HYDRO-V1
USA | United States of America | Fontana |  | USA0000332 | 3 | 34.1552 | -117.3971 | Hydro |  |  |  | 1918.0 | Southern California Edison Co | U.S. Energy Information Administration | http://www.eia.gov/electricity/data/browser/ | U.S. Energy Information Administration | 33129 | 2019 | 2.845 | 1.9160000000000001 | 1.627 | 1.294 | 3.493 | 2.545 | 4.78 | U.S. Energy Information Administration | 6.86 | 6.88 | 6.81 | 6.87 | 6.76 | NO-ESTIMATION | NO-ESTIMATION | NO-ESTIMATION | NO-ESTIMATION | CAPACITY-FACTOR-V1
USA | United States of America | Buford |  | USA0000759 | 131.2 | 34.1623 | -84.0774 | Hydro |  |  |  | 2004.5274390243903 | USCE-Mobile District | U.S. Energy Information Administration | http://www.eia.gov/electricity/data/browser/ | U.S. Energy Information Administration | 35536 | 2019 | 213.916 | 180.168 | 162.098 | 198.677 | 64.921 | 209.768 | 270.889 | U.S. Energy Information Administration | 392.34 | 344.42 | 267.77 | 350.80 | 303.29 | WIND-V1 | WIND-V1 | WIND-V1 | WIND-V1 | WIND-V1
USA | United States of America | Allatoona |  | USA0000760 | 86.6 | 34.1637 | -84.7282 | Hydro |  |  |  | 1950.0000000000002 | USCE-Mobile District | U.S. Energy Information Administration | http://www.eia.gov/electricity/data/browser/ | U.S. Energy Information Administration | 35528 | 2019 | 188.252 | 67.673 | 0.0 |  | 9.244 | 133.212 | 192.552 | U.S. Energy Information Administration | 310.00 | 308.24 | 219.48 | 290.29 | 255.78 | NO-ESTIMATION | NO-ESTIMATION | NO-ESTIMATION | SOLAR-V1 | SOLAR-V1
USA | United States of America | Headgate Rock |  | USA0007179 | 19.5 | 34.1683 | -114.2774 | Hydro |  |  |  | 1993.0 | Colorado River Indian Irr Proj | U.S. Energy Information Administration | http://www.eia.gov/electricity/data/browser/ | U.S. Energy Information Administration | 45554 | 2019 | 78.877 | 79.916 | 73.405 | 75.735 | 72.811 | 67.925 | 72.438 | U.S. Energy Information Administration | 79.16 | 89.34 | 71.53 | 80.57 | 70.25 | NO-ESTIMATION | SOLAR-V1 | SOLAR-V1 | SOLAR-V1 | SOLAR-V1
USA | United States of America | Buzzard Roost |  | USA0003254 | 15 | 34.1697 | -81.9025 | Hydro |  |  |  | 1940.0 | South Carolina Public Service Authority | U.S. Energy Information Administration | http://www.eia.gov/electricity/data/browser/ | U.S. Energy Information Administration | 57829 | 2019 | 50.734 | 36.404 | 34.07 | 25.752 | 20.981 | 41.815 | 42.286 | U.S. Energy Information Administration | 54.46 | 51.62 | 49.21 | 57.37 | 46.04 | NO-ESTIMATION | NO-ESTIMATION | NO-ESTIMATION | NO-ESTIMATION | CAPACITY-FACTOR-V1
USA | United States of America | Weiss Dam |  | USA0000020 | 87.6 | 34.1721 | -85.7538 | Hydro |  |  |  | 1961.3333333333333 | Alabama Power Co | U.S. Energy Information Administration | http://www.eia.gov/electricity/data/browser/ | U.S. Energy Information Administration | 12598 | 2019 | 317.61 | 209.892 | 212.172 | 164.092 | 177.879 | 280.944 | 272.027 | U.S. Energy Information Administration | 320.38 | 325.37 | 227.78 | 320.83 | 261.3 | HYDRO-V1 | HYDRO-V1 | HYDRO-V1 | HYDRO-V1 | HYDRO-V1
USA | United States of America | North Hollywood |  | USA0057854 | 9 | 34.1944 | -118.3903 | Hydro |  |  |  | 1993.0 | Los Angeles Department of Water & Power | U.S. Energy Information Administration | http://www.eia.gov/electricity/data/browser/ | U.S. Energy Information Administration |  | 2019 | 2.92 | 0.0 | 0.0 | 0.0 | 0.0 | 0.0 | 0 | U.S. Energy Information Administration | 23.71 | 22.20 | 18.42 | 22.28 | 21.38 | NO-ESTIMATION | NO-ESTIMATION | NO-ESTIMATION | NO-ESTIMATION | CAPACITY-FACTOR-V1
USA | United States of America | San Gabriel Hydro Project |  | USA0054017 | 5 | 34.2043 | -117.8557 | Hydro |  |  |  | 1988.0 | Los Angeles County-San Gabriel | U.S. Energy Information Administration | http://www.eia.gov/electricity/data/browser/ | U.S. Energy Information Administration | 22577 | 2019 | 0.458 | 0.61 | 0.23600000000000002 | 0.855 | 10.011000000000001 | 0.0 | 9.147 | U.S. Energy Information Administration | 10.45 | 10.45 | 8.02 | 10.48 | 8.8 | NO-ESTIMATION | NO-ESTIMATION | NO-ESTIMATION | NO-ESTIMATION | CAPACITY-FACTOR-V1
USA | United States of America | Devil Canyon |  | USA0000436 | 276.2 | 34.2056 | -117.3344 | Hydro |  |  |  | 1984.9891383055758 | California Dept. of Water Resources | U.S. Energy Information Administration | http://www.eia.gov/electricity/data/browser/ | U.S. Energy Information Administration | 15330 | 2019 | 572.178 | 216.054 | 267.055 | 876.777 | 1496.893 | 787.419 | 1249.345 | U.S. Energy Information Administration | 657.37 | 657.37 | 604.00 | 659.17 | 539.98 | NO-ESTIMATION | NO-ESTIMATION | NO-ESTIMATION | NO-ESTIMATION | CAPACITY-FACTOR-V1
USA | United States of America | Greg Avenue |  | USA0006643 | 1 | 34.2079 | -118.3516 | Hydro |  |  |  | 1980.0 | Metropolitan Water District of S CA | U.S. Energy Information Administration | http://www.eia.gov/electricity/data/browser/ | U.S. Energy Information Administration | 26173 | 2019 | 0.0 | 0.0 | 0.0 | 0.0 | 2.16 | 0.0 | 0 | U.S. Energy Information Administration | 2.14 | 2.36 | 1.87 | 2.37 | 2.24 | NO-ESTIMATION | NO-ESTIMATION | NO-ESTIMATION | NO-ESTIMATION | CAPACITY-FACTOR-V1
USA | United States of America | Degray |  | USA0000187 | 68 | 34.2119 | -93.1110 | Hydro |  |  |  | 1972.0 | USCE -Vickburg District | U.S. Energy Information Administration | http://www.eia.gov/electricity/data/browser/ | U.S. Energy Information Administration | 35551 | 2019 | 55.614000000000004 | 75.64500000000001 | 113.294 | 106.751 | 46.17100000000001 | 77.354 | 122.691 | U.S. Energy Information Administration | 187.30 | 202.90 | 173.67 | 203.46 | 161.27 | NO-ESTIMATION | NO-ESTIMATION | NO-ESTIMATION | NO-ESTIMATION | CAPACITY-FACTOR-V1
USA | United States of America | Springville Hydroelectric |  | USA0056125 | 1 | 34.2253 | -119.0858 | Hydro |  |  |  | 1994.0 | Calleguas Mun Water District | U.S. Energy Information Administration | http://www.eia.gov/electricity/data/browser/ | U.S. Energy Information Administration | 15370 | 2019 | 2.932 | 2.157 | 2.111 | 1.167 | 1.487 | 1.291 | 0.816 | U.S. Energy Information Administration | 2.14 | 2.16 | 1.88 | 2.17 | 1.81 | NO-ESTIMATION | NO-ESTIMATION | NO-ESTIMATION | NO-ESTIMATION | CAPACITY-FACTOR-V1
USA | United States of America | Rocky River (SC) |  | USA0003305 | 3.9 | 34.2572 | -82.6097 | Hydro | Oil |  |  | 1964.9999999999998 | City of Abbeville - (SC) | U.S. Energy Information Administration | http://www.eia.gov/electricity/data/browser/ | U.S. Energy Information Administration | 12285 | 2019 | 7.76 | 6.603000000000001 | 6.647 | 5.405 | 2.7680000000000002 | 6.178000000000001 | 6.017 | U.S. Energy Information Administration | 8.75 | 8.75 | 8.56 | 8.77 | 7.46 | SOLAR-V1 | SOLAR-V1 | SOLAR-V1 | SOLAR-V1 | SOLAR-V1
USA | United States of America | Parr Hydro |  | USA0003290 | 15 | 34.2613 | -81.3309 | Hydro |  |  |  | 1915.1666666666667 | Dominion Energy South Carolina Inc | U.S. Energy Information Administration | http://www.eia.gov/electricity/data/browser/ | U.S. Energy Information Administration | 32986 | 2019 | 72.327 | 50.306000000000004 | 48.948 | 44.387 | 47.117000000000004 | 54.023 | 44.878 | U.S. Energy Information Administration | 55.23 | 57.70 | 53.80 | 67.12 | 42.85 | NO-ESTIMATION | NO-ESTIMATION | NO-ESTIMATION | NO-ESTIMATION | CAPACITY-FACTOR-V1
USA | United States of America | East Portal Generator |  | USA0050375 | 1.2 | 34.2619 | -118.6242 | Hydro |  |  |  | 1987.0000000000002 | Calleguas Mun Water District | U.S. Energy Information Administration | http://www.eia.gov/electricity/data/browser/ | U.S. Energy Information Administration | 33157 | 2019 | 6.993 | 2.849 | 2.215 | 5.086 | 5.8950000000000005 | 5.559 | 5.577 | U.S. Energy Information Administration | 2.67 | 2.68 | 2.67 | 2.70 | 2.51 | NO-ESTIMATION | WIND-V1 | WIND-V1 | WIND-V1 | WIND-V1
USA | United States of America | Parker Dam |  | USA0000447 | 120 | 34.2953 | -114.1402 | Hydro |  |  |  | 1943.0 | U S Bureau of Reclamation | U.S. Energy Information Administration | http://www.eia.gov/electricity/data/browser/ | U.S. Energy Information Administration | 35662 | 2019 | 433.745 | 448.589 | 439.90000000000003 | 440.872 | 435.516 | 436.366 | 424.552 | U.S. Energy Information Administration | 395.07 | 450.85 | 357.69 | 398.62 | 342.01 | NO-ESTIMATION | NO-ESTIMATION | NO-ESTIMATION | WIND-V1 | WIND-V1
USA | United States of America | Fairfield Pumped Storage |  | USA0006126 | 587.2 | 34.3061 | -81.3308 | Hydro |  |  |  | 1978.5000000000002 | Dominion Energy South Carolina Inc | U.S. Energy Information Administration | http://www.eia.gov/electricity/data/browser/ | U.S. Energy Information Administration | 32977 | 2019 | -175.20600000000002 | -152.382 | -123.916 | -197.011 | -151.47 | -167.767 | -188.774 | U.S. Energy Information Administration | 1688.93 | 1500.53 | 1434.83 | 1500.57 | 1830.64 | NO-ESTIMATION | NO-ESTIMATION | NO-ESTIMATION | NO-ESTIMATION | NO-ESTIMATION
USA | United States of America | Mojave Siphon |  | USA0007072 | 32.7 | 34.3074 | -117.3235 | Hydro |  |  |  | 1996.0 | California Dept. of Water Resources | U.S. Energy Information Administration | http://www.eia.gov/electricity/data/browser/ | U.S. Energy Information Administration | 15333 | 2019 | 42.0 | 10.933 | 15.999 | 62.376000000000005 | 99.243 | 42.807 | 77.242 | U.S. Energy Information Administration | 95.78 | 95.78 | 83.94 | 96.05 | 82.19 | HYDRO-V1 | HYDRO-V1 | HYDRO-V1 | HYDRO-V1 | HYDRO-V1
USA | United States of America | San Fernando |  | USA0000403 | 5.6 | 34.3128 | -118.4928 | Hydro |  |  |  | 1922.0 | Los Angeles Department of Water & Power | U.S. Energy Information Administration | http://www.eia.gov/electricity/data/browser/ | U.S. Energy Information Administration | 25097 | 2019 | 0.648 | -0.028 | 1.24 | 0.682 | 21.678 | 18.086000000000002 | 11.281 | U.S. Energy Information Administration | 11.75 | 11.70 | 11.31 | 11.78 | 11.06 | WIND-V1 | WIND-V1 | WIND-V1 | WIND-V1 | WIND-V1
USA | United States of America | Foothill |  | USA0000396 | 10.1 | 34.3182 | -118.4944 | Hydro |  |  |  | 1971.0 | Los Angeles Department of Water & Power | U.S. Energy Information Administration | http://www.eia.gov/electricity/data/browser/ | U.S. Energy Information Administration | 25088 | 2019 | 25.424 | 19.917 | 3.186 | 31.469 | 42.694 | -8.344 | -0.086 | U.S. Energy Information Administration | 25.22 | 25.47 | 22.65 | 25.62 | 21.24 | NO-ESTIMATION | NO-ESTIMATION | NO-ESTIMATION | NO-ESTIMATION | NO-ESTIMATION
USA | United States of America | Wateree Hydro |  | USA0003270 | 90.5 | 34.3355 | -80.7021 | Hydro |  |  |  | 1919.0 | Duke Energy Carolinas LLC | U.S. Energy Information Administration | http://www.eia.gov/electricity/data/browser/ | U.S. Energy Information Administration | 18747 | 2019 | 303.924 | 232.806 | 238.425 | 187.824 | 170.321 | 336.004 | 319.36 | U.S. Energy Information Administration | 276.65 | 272.91 | 206.39 | 288.25 | 206.61 | NO-ESTIMATION | NO-ESTIMATION | NO-ESTIMATION | NO-ESTIMATION | CAPACITY-FACTOR-V1
USA | United States of America | Rocky Mountain Hydroelectric Plant |  | USA0006189 | 847.8 | 34.3555 | -85.3039 | Hydro |  |  |  | 1994.9999999999998 | Oglethorpe Power Corporation | U.S. Energy Information Administration | http://www.eia.gov/electricity/data/browser/ | U.S. Energy Information Administration | 28765 | 2019 | -468.86 | -472.543 | -489.613 | -489.099 | -534.99 | -443.64300000000003 | -531.117 | U.S. Energy Information Administration | 2392.96 | 2392.96 | 2280.03 | 2399.51 | 2032.61 | NO-ESTIMATION | NO-ESTIMATION | NO-ESTIMATION | WIND-V1 | WIND-V1
USA | United States of America | Hartwell Lake |  | USA0000754 | 420 | 34.3564 | -82.8219 | Hydro |  |  |  | 1966.0 | USCE-Savannah District | U.S. Energy Information Administration | http://www.eia.gov/electricity/data/browser/ | U.S. Energy Information Administration | 35564 | 2019 | 517.349 | 451.36 | 359.282 | 437.21000000000004 | 250.514 | 536.352 | 636.541 | U.S. Energy Information Administration | 1184.84 | 1048.93 | 891.24 | 1113.06 | 812.69 | NO-ESTIMATION | NO-ESTIMATION | NO-ESTIMATION | NO-ESTIMATION | CAPACITY-FACTOR-V1
USA | United States of America | Ware Shoals Hydro Project |  | USA0010801 | 6.2 | 34.4040 | -82.2336 | Hydro |  |  |  | 1963.258064516129 | Aquenergy Systems Inc | U.S. Energy Information Administration | http://www.eia.gov/electricity/data/browser/ | U.S. Energy Information Administration | 17450 | 2019 | 27.655 | 17.169 | 9.423 | 8.812 | 4.522 | 16.848 | 6.97 | U.S. Energy Information Administration | 19.09 | 21.21 | 18.76 | 21.67 | 16.86 | NO-ESTIMATION | NO-ESTIMATION | NO-ESTIMATION | NO-ESTIMATION | SOLAR-V1
USA | United States of America | Guntersville |  | USA0000048 | 115.2 | 34.4213 | -86.3939 | Hydro |  |  |  | 1942.5000000000002 | Tennessee Valley Authority | U.S. Energy Information Administration | http://www.eia.gov/electricity/data/browser/ | U.S. Energy Information Administration | 34347 | 2019 | 839.939 | 713.367 | 740.864 | 506.25600000000003 | 724.522 | 733.655 | 667.523 | U.S. Energy Information Administration | 512.30 | 511.20 | 489.78 | 467.51 | 450.11 | NO-ESTIMATION | NO-ESTIMATION | NO-ESTIMATION | NO-ESTIMATION | CAPACITY-FACTOR-V1
USA | United States of America | Remmel |  | USA0000174 | 9 | 34.4272 | -92.8941 | Hydro |  |  |  | 1925.0 | Entergy Arkansas LLC | U.S. Energy Information Administration | http://www.eia.gov/electricity/data/browser/ | U.S. Energy Information Administration | 13530 | 2019 | 29.017 | 35.577 | 39.0 | 42.767 | 25.438 | 38.312 | 52.62 | U.S. Energy Information Administration | 34.87 | 37.16 | 36.78 | 37.79 | 29.21 | HYDRO-V1 | HYDRO-V1 | HYDRO-V1 | HYDRO-V1 | HYDRO-V1
USA | United States of America | Carpenter |  | USA0000166 | 56 | 34.4425 | -93.0262 | Hydro |  |  |  | 1932.0 | Entergy Arkansas LLC | U.S. Energy Information Administration | http://www.eia.gov/electricity/data/browser/ | U.S. Energy Information Administration | 13520 | 2019 | 101.031 | 106.98100000000001 | 104.959 | 70.029 | 70.86 | 124.077 | 76.107 | U.S. Energy Information Administration | 206.50 | 199.33 | 168.40 | 202.12 | 165.76 | HYDRO-V1 | HYDRO-V1 | HYDRO-V1 | HYDRO-V1 | HYDRO-V1
USA | United States of America | Boyds Mill Hydro |  | USA0003253 | 1.4 | 34.4555 | -82.1993 | Hydro |  |  |  | 1997.0 | Northbrook Carolina Hydro LLC | U.S. Energy Information Administration | http://www.eia.gov/electricity/data/browser/ | U.S. Energy Information Administration | 18701 | 2019 | 5.252 | 4.135 | 2.329 | 2.295 | 2.619 | 4.285 | 5.481 | U.S. Energy Information Administration | 5.07 | 4.92 | 5.43 | 4.97 | 3.94 | NO-ESTIMATION | NO-ESTIMATION | NO-ESTIMATION | NO-ESTIMATION | CAPACITY-FACTOR-V1
USA | United States of America | Santa Felicia Dam |  | USA0050076 | 1.3 | 34.4617 | -118.7511 | Hydro |  |  |  | 1987.0000000000002 | United Water Conservation Dist | U.S. Energy Information Administration | http://www.eia.gov/electricity/data/browser/ | U.S. Energy Information Administration | 35395 | 2019 |  |  |  | 0.0 | 0.6950000000000001 | 0.082 | 0.914 | U.S. Energy Information Administration | 3.07 | 3.10 | 2.46 | 3.11 | 3.55 | HYDRO-V1 | HYDRO-V1 | HYDRO-V1 | HYDRO-V1 | HYDRO-V1
USA | United States of America | Foothill Feeder |  | USA0006645 | 9 | 34.5148 | -118.6092 | Hydro |  |  |  | 1981.0 | Metropolitan Water District of S CA | U.S. Energy Information Administration | http://www.eia.gov/electricity/data/browser/ | U.S. Energy Information Administration | 26171 | 2019 | 59.567 | 24.918 | 0.0 | 27.372 | 52.669000000000004 | 48.539 | 44.336 | U.S. Energy Information Administration | 23.15 | 22.29 | 21.55 | 22.35 | 19.36 | NO-ESTIMATION | NO-ESTIMATION | NO-ESTIMATION | NO-ESTIMATION | CAPACITY-FACTOR-V1
USA | United States of America | Hollidays Bridge Hydro |  | USA0003261 | 4 | 34.5275 | -82.3750 | Hydro |  |  |  | 1997.0 | Northbrook Carolina Hydro LLC | U.S. Energy Information Administration | http://www.eia.gov/electricity/data/browser/ | U.S. Energy Information Administration | 18723 | 2019 | 13.962 | 11.102 | 10.218 | 8.387 | 8.665000000000001 | 12.973 | 11.514 | U.S. Energy Information Administration | 12.65 | 13.83 | 13.01 | 14.13 | 11.14 | NO-ESTIMATION | NO-ESTIMATION | NO-ESTIMATION | NO-ESTIMATION | CAPACITY-FACTOR-V1
USA | United States of America | San Francisquito 2 |  | USA0006480 | 46 | 34.5343 | -118.5251 | Hydro |  |  |  | 1924.695652173913 | Los Angeles Department of Water & Power | U.S. Energy Information Administration | http://www.eia.gov/electricity/data/browser/ | U.S. Energy Information Administration |  | 2019 | 1.6540000000000001 | 2.482 | 2.609 | 1.12 | 94.41 | 77.812 | 78.443 | U.S. Energy Information Administration | 121.20 | 121.20 | 106.54 | 121.54 | 74.37 | NO-ESTIMATION | NO-ESTIMATION | NO-ESTIMATION | NO-ESTIMATION | CAPACITY-FACTOR-V1
USA | United States of America | Cedar Creek |  | USA0003255 | 45 | 34.5414 | -80.8756 | Hydro |  |  |  | 1926.0 | Duke Energy Carolinas LLC | U.S. Energy Information Administration | http://www.eia.gov/electricity/data/browser/ | U.S. Energy Information Administration |  | 2019 | 199.668 | 156.153 | 146.249 | 120.759 | 113.07000000000001 | 178.151 | 183.868 | U.S. Energy Information Administration | 162.31 | 160.11 | 116.71 | 169.12 | 122.35 | NO-ESTIMATION | NO-ESTIMATION | NO-ESTIMATION | NO-ESTIMATION | CAPACITY-FACTOR-V1
USA | United States of America | Dearborn |  | USA0003256 | 45 | 34.5583 | -80.8914 | Hydro |  |  |  | 1923.0 | Duke Energy Carolinas LLC | U.S. Energy Information Administration | http://www.eia.gov/electricity/data/browser/ | U.S. Energy Information Administration | 18716 | 2019 | 202.824 | 138.262 | 145.29 | 141.752 | 135.574 | 222.145 | 166.254 | U.S. Energy Information Administration | 103.11 | 99.73 | 80.13 | 117.25 | 56.48 | NO-ESTIMATION | NO-ESTIMATION | NO-ESTIMATION | NO-ESTIMATION | CAPACITY-FACTOR-V1
USA | United States of America | Great Falls (SC) |  | USA0003259 | 12 | 34.5592 | -80.8917 | Hydro |  |  |  | 1907.0 | Duke Energy Carolinas LLC | U.S. Energy Information Administration | http://www.eia.gov/electricity/data/browser/ | U.S. Energy Information Administration | 18721 | 2019 | 14.652000000000001 | 2.2720000000000002 | 5.953 | 0.165 | -0.016 | -0.092 | -0.074 | U.S. Energy Information Administration | 55.62 | 53.82 | 43.37 | 62.80 | 32.27 | HYDRO-V1 | HYDRO-V1 | HYDRO-V1 | HYDRO-V1 | HYDRO-V1
USA | United States of America | Blakely Mountain |  | USA0000197 | 75 | 34.5710 | -93.1944 | Hydro |  |  |  | 1955.0 | USCE -Vickburg District | U.S. Energy Information Administration | http://www.eia.gov/electricity/data/browser/ | U.S. Energy Information Administration | 35535 | 2019 | 165.452 | 168.451 | 209.455 | 223.81900000000002 | 111.82300000000001 | 182.961 | 231.668 | U.S. Energy Information Administration | 244.74 | 263.68 | 223.39 | 255.77 | 216.01 | NO-ESTIMATION | NO-ESTIMATION | NO-ESTIMATION | NO-ESTIMATION | CAPACITY-FACTOR-V1
USA | United States of America | Castaic |  | USA0000392 | 1682 | 34.5872 | -118.6566 | Hydro |  |  |  | 1975.8668252080856 | Los Angeles Department of Water & Power | U.S. Energy Information Administration | http://www.eia.gov/electricity/data/browser/ | U.S. Energy Information Administration | 25083 | 2019 | 0.0 | 0.0 | 0.0 | 0.0 | 0.0 | 0.0 | 193.141 | U.S. Energy Information Administration | 4695.86 | 4540.07 | 4471.82 | 4552.51 | 2724.92 | SOLAR-V1 | SOLAR-V1 | SOLAR-V1 | SOLAR-V1 | SOLAR-V1
USA | United States of America | San Francisquito 1 |  | USA0006479 | 65.5 | 34.5902 | -118.4547 | Hydro |  |  |  | 1965.0320610687024 | Los Angeles Department of Water & Power | U.S. Energy Information Administration | http://www.eia.gov/electricity/data/browser/ | U.S. Energy Information Administration | 25101 | 2019 | 47.259 | 39.849000000000004 | 16.001 | 68.807 | 278.94100000000003 | 186.067 | 256.712 | U.S. Energy Information Administration | 202.01 | 202.01 | 184.55 | 202.56 | 124.73 | NO-ESTIMATION | NO-ESTIMATION | NO-ESTIMATION | NO-ESTIMATION | CAPACITY-FACTOR-V1
USA | United States of America | Fishing Creek |  | USA0003257 | 42.3 | 34.6000 | -80.8928 | Hydro |  |  |  | 1916.0000000000002 | Duke Energy Carolinas LLC | U.S. Energy Information Administration | http://www.eia.gov/electricity/data/browser/ | U.S. Energy Information Administration | 18718 | 2019 | 202.02100000000002 | 156.449 | 135.239 | 112.09400000000001 | 111.61800000000001 | 203.57 | 182.637 | U.S. Energy Information Administration | 152.57 | 150.51 | 109.71 | 151.98 | 119.01 | NO-ESTIMATION | SOLAR-V1 | SOLAR-V1 | SOLAR-V1 | SOLAR-V1
USA | United States of America | Carters |  | USA0006130 | 500 | 34.6121 | -84.6733 | Hydro |  |  |  | 1976.0 | USCE-Mobile District | U.S. Energy Information Administration | http://www.eia.gov/electricity/data/browser/ | U.S. Energy Information Administration | 35541 | 2019 | 219.987 | 71.40299999999999 | 85.81 | 69.70600000000002 | 4.567999999999984 | 160.89299999999997 | 202.647 | U.S. Energy Information Administration | 995.28 | 892.70 | 860.89 | 955.37 | 780.52 | HYDRO-V1 | HYDRO-V1 | HYDRO-V1 | HYDRO-V1 | HYDRO-V1
USA | United States of America | Pelzer Lower |  | USA0010800 | 3.3 | 34.6165 | -82.4479 | Hydro |  |  |  | 1990.0 | Pelzer Hydro Co Inc | U.S. Energy Information Administration | http://www.eia.gov/electricity/data/browser/ | U.S. Energy Information Administration | 17426 | 2019 | 14.045 | 11.335 | 8.762 | 5.995 | 5.466 | 10.229000000000001 | 10.323 | U.S. Energy Information Administration | 9.90 | 10.87 | 10.26 | 11.11 | 8.65 | NO-ESTIMATION | NO-ESTIMATION | NO-ESTIMATION | SOLAR-V1 | SOLAR-V1
USA | United States of America | Pelzer Upper |  | USA0010799 | 2 | 34.6424 | -82.4544 | Hydro |  |  |  | 1990.0 | Pelzer Hydro Co Inc | U.S. Energy Information Administration | http://www.eia.gov/electricity/data/browser/ | U.S. Energy Information Administration | 17425 | 2019 | 14.045 | 11.335 | 8.762 | 5.995 | 5.466 | 10.229000000000001 | 5.724 | U.S. Energy Information Administration | 6.92 | 7.66 | 7.33 | 7.82 | 6.32 | NO-ESTIMATION | NO-ESTIMATION | NO-ESTIMATION | NO-ESTIMATION | CAPACITY-FACTOR-V1
USA | United States of America | Neal Shoals |  | USA0003289 | 4.4 | 34.6642 | -81.4486 | Hydro |  |  |  | 1904.9999999999998 | Dominion Energy South Carolina Inc | U.S. Energy Information Administration | http://www.eia.gov/electricity/data/browser/ | U.S. Energy Information Administration | 32984 | 2019 | 23.14 | 20.306 | 17.416 | 17.703 | 18.089 | 26.158 | 17.895 | U.S. Energy Information Administration | 15.91 | 15.24 | 15.14 | 18.07 | 11.8 | NO-ESTIMATION | NO-ESTIMATION | NO-ESTIMATION | NO-ESTIMATION | CAPACITY-FACTOR-V1
USA | United States of America | Yonah |  | USA0000729 | 22.5 | 34.6815 | -83.3426 | Hydro |  |  |  | 1925.3333333333333 | Georgia Power Co | U.S. Energy Information Administration | http://www.eia.gov/electricity/data/browser/ | U.S. Energy Information Administration | 21009 | 2019 | 77.894 | 40.915 | 41.734 | 36.622 | 31.521 | 77.143 | 70.495 | U.S. Energy Information Administration | 84.05 | 71.45 | 59.86 | 69.12 | 62.08 | NO-ESTIMATION | NO-ESTIMATION | NO-ESTIMATION | NO-ESTIMATION | CAPACITY-FACTOR-V1
USA | United States of America | W E Warne |  | USA0006196 | 74.2 | 34.6853 | -118.7881 | Hydro |  |  |  | 1982.5 | California Dept. of Water Resources | U.S. Energy Information Administration | http://www.eia.gov/electricity/data/browser/ | U.S. Energy Information Administration | 15337 | 2019 | 385.41200000000003 | 180.578 | 270.28000000000003 | 287.46 | 293.222 | 231.047 | 205.056 | U.S. Energy Information Administration | 219.51 | 219.51 | 199.84 | 220.11 | 188.67 | NO-ESTIMATION | SOLAR-V1 | SOLAR-V1 | SOLAR-V1 | SOLAR-V1
USA | United States of America | Piedmont Hydro Power Project |  | USA0010787 | 1 | 34.7020 | -82.4621 | Hydro |  |  |  | 1989.0 | Aquenergy Systems Inc | U.S. Energy Information Administration | http://www.eia.gov/electricity/data/browser/ | U.S. Energy Information Administration | 17430 | 2019 | 7.812 | 6.314 | 5.093 | 3.379 | 4.194 | 6.48 | 5.597 | U.S. Energy Information Administration | 3.52 | 3.91 | 3.93 | 3.98 | 3.23 | NO-ESTIMATION | NO-ESTIMATION | NO-ESTIMATION | NO-ESTIMATION | CAPACITY-FACTOR-V1
USA | United States of America | Tugalo |  | USA0000725 | 44.8 | 34.7133 | -83.3519 | Hydro |  |  |  | 1923.5000000000002 | Georgia Power Co | U.S. Energy Information Administration | http://www.eia.gov/electricity/data/browser/ | U.S. Energy Information Administration | 21003 | 2019 | 159.589 | 87.878 | 96.649 | 83.319 | 74.773 | 155.624 | 119.65 | U.S. Energy Information Administration | 159.46 | 135.32 | 109.31 | 131.63 | 117.47 | HYDRO-V1 | HYDRO-V1 | HYDRO-V1 | HYDRO-V1 | HYDRO-V1
USA | United States of America | Tallulah Falls |  | USA0000723 | 72 | 34.7313 | -83.3755 | Hydro |  |  |  | 1914.6666666666667 | Georgia Power Co | U.S. Energy Information Administration | http://www.eia.gov/electricity/data/browser/ | U.S. Energy Information Administration | 21001 | 2019 | 242.115 | 117.685 | 139.068 | 112.48100000000001 | 94.416 | 212.802 | 194.714 | U.S. Energy Information Administration | 212.14 | 208.92 | 170.69 | 211.14 | 173.69 | SOLAR-V1 | SOLAR-V1 | SOLAR-V1 | SOLAR-V1 | SOLAR-V1
USA | United States of America | Terrora |  | USA0000724 | 16 | 34.7504 | -83.4063 | Hydro |  |  |  | 1925.0 | Georgia Power Co | U.S. Energy Information Administration | http://www.eia.gov/electricity/data/browser/ | U.S. Energy Information Administration | 21002 | 2019 | 63.82 | 34.879 | 38.107 | 32.683 | 34.267 | 53.376 | 48.395 | U.S. Energy Information Administration | 54.33 | 53.74 | 45.29 | 54.25 | 47.01 | NO-ESTIMATION | NO-ESTIMATION | NO-ESTIMATION | NO-ESTIMATION | CAPACITY-FACTOR-V1
USA | United States of America | Nacoochee |  | USA0000718 | 4.8 | 34.7553 | -83.5011 | Hydro |  |  |  | 1926.5000000000002 | Georgia Power Co | U.S. Energy Information Administration | http://www.eia.gov/electricity/data/browser/ | U.S. Energy Information Administration | 20993 | 2019 | 18.224 | 10.614 | 10.806000000000001 | 10.651 | 11.212 | 19.901 | 20.428 | U.S. Energy Information Administration | 16.05 | 15.87 | 14.51 | 16.02 | 13.85 | WIND-V1 | WIND-V1 | WIND-V1 | WIND-V1 | WIND-V1
USA | United States of America | Lockhart |  | USA0003275 | 18 | 34.7792 | -81.4561 | Hydro |  |  |  | 1921.0 | Lockhart Power Co | U.S. Energy Information Administration | http://www.eia.gov/electricity/data/browser/ | U.S. Energy Information Administration | 24950 | 2019 | 91.778 | 74.764 | 60.11 | 60.913000000000004 | 46.937 | 87.897 | 93.162 | U.S. Energy Information Administration | 63.17 | 63.61 | 60.80 | 74.61 | 52.11 | NO-ESTIMATION | NO-ESTIMATION | NO-ESTIMATION | NO-ESTIMATION | CAPACITY-FACTOR-V1
USA | United States of America | Burton Dam |  | USA0000704 | 6 | 34.7939 | -83.5406 | Hydro |  |  |  | 1927.0 | Georgia Power Co | U.S. Energy Information Administration | http://www.eia.gov/electricity/data/browser/ | U.S. Energy Information Administration |  | 2019 | 31.28 | 17.313 | 19.305 | 16.586000000000002 | 17.711000000000002 | 30.793 | 31.133 | U.S. Energy Information Administration | 20.49 | 20.26 | 17.58 | 20.46 | 17.74 | HYDRO-V1 | HYDRO-V1 | HYDRO-V1 | HYDRO-V1 | HYDRO-V1
USA | United States of America | Murray |  | USA0007166 | 45.4 | 34.7956 | -92.3569 | Hydro |  |  |  | 1988.0 | City of North Little Rock - (AR) | U.S. Energy Information Administration | http://www.eia.gov/electricity/data/browser/ | U.S. Energy Information Administration |  | 2019 | 134.29944 | 135.365 | 108.83800000000001 | 147.872 | 108.491 | 39.862 | 89.605 | U.S. Energy Information Administration | 177.49 | 178.21 | 159.92 | 182.85 | 155.3 | NO-ESTIMATION | NO-ESTIMATION | NO-ESTIMATION | NO-ESTIMATION | CAPACITY-FACTOR-V1
USA | United States of America | Wilson Dam |  | USA0006440 | 666.7 | 34.7978 | -87.6254 | Hydro |  |  |  | 1942.6673166341682 | Tennessee Valley Authority | U.S. Energy Information Administration | http://www.eia.gov/electricity/data/browser/ | U.S. Energy Information Administration | 34383 | 2019 | 3538.795 | 2448.335 | 2683.901 | 1809.161 | 2520.583 | 2923.233 | 3045.105 | U.S. Energy Information Administration | 2988.44 | 2250.71 | 2920.67 | 2453.30 | 2292.83 | NO-ESTIMATION | NO-ESTIMATION | NO-ESTIMATION | NO-ESTIMATION | CAPACITY-FACTOR-V1
USA | United States of America | Keowee |  | USA0006517 | 157.6 | 34.7981 | -82.8872 | Hydro |  |  |  | 1971.0 | Duke Energy Carolinas LLC | U.S. Energy Information Administration | http://www.eia.gov/electricity/data/browser/ | U.S. Energy Information Administration | 18725 | 2019 | 72.872 | 58.482 | 61.534 | 53.797000000000004 | 31.968 | 98.14 | 84.363 | U.S. Energy Information Administration | 406.87 | 360.99 | 330.88 | 407.86 | 255.69 | WIND-V1 | WIND-V1 | WIND-V1 | WIND-V1 | WIND-V1
USA | United States of America | Wheeler Dam |  | USA0000049 | 404 | 34.8069 | -87.3819 | Hydro |  |  |  | 1949.9019801980196 | Tennessee Valley Authority | U.S. Energy Information Administration | http://www.eia.gov/electricity/data/browser/ | U.S. Energy Information Administration | 34376 | 2019 | 1863.392 | 1247.298 | 1439.823 | 1014.9350000000001 | 1295.6480000000001 | 1623.825 | 1630.3 | U.S. Energy Information Administration | 1813.69 | 1366.64 | 1778.70 | 1489.41 | 1392.16 | NO-ESTIMATION | NO-ESTIMATION | NO-ESTIMATION | NO-ESTIMATION | CAPACITY-FACTOR-V1
USA | United States of America | Alamo |  | USA0000905 | 19.6 | 34.8158 | -118.6867 | Hydro |  |  |  | 1986.0000000000002 | California Dept. of Water Resources | U.S. Energy Information Administration | http://www.eia.gov/electricity/data/browser/ | U.S. Energy Information Administration | 15328 | 2019 | 22.048000000000002 | 19.265 | 23.88 | 67.0 | 104.372 | 52.794000000000004 | 63.01 | U.S. Energy Information Administration | 50.91 | 50.91 | 36.78 | 51.04 | 44.42 | WIND-V1 | WIND-V1 | WIND-V1 | WIND-V1 | WIND-V1
USA | United States of America | Saluda Dam |  | USA0003267 | 2.4 | 34.8522 | -82.4840 | Hydro |  |  |  | 1997.0000000000002 | Northbrook Carolina Hydro LLC | U.S. Energy Information Administration | http://www.eia.gov/electricity/data/browser/ | U.S. Energy Information Administration | 18740 | 2019 | 12.902000000000001 | 8.297 | 5.827 | 5.258 | 4.596 | 11.033 | 10.916 | U.S. Energy Information Administration | 8.28 | 9.18 | 8.78 | 9.36 | 7.56 | HYDRO-V1 | HYDRO-V1 | HYDRO-V1 | HYDRO-V1 | HYDRO-V1
USA | United States of America | Blue Ridge |  | USA0000757 | 23.5 | 34.8839 | -84.2822 | Hydro |  |  |  | 1935.0212765957447 | Tennessee Valley Authority | U.S. Energy Information Administration | http://www.eia.gov/electricity/data/browser/ | U.S. Energy Information Administration | 34333 | 2019 | 57.416000000000004 | 31.844 | 29.178 | 27.71 | 20.068 | 47.429 | 42.23 | U.S. Energy Information Administration | 67.88 | 67.88 | 62.82 | 68.07 | 58.11 | NO-ESTIMATION | NO-ESTIMATION | NO-ESTIMATION | NO-ESTIMATION | CAPACITY-FACTOR-V1
USA | United States of America | Upper Pacolet Hydro |  | USA0058257 | 1.1 | 34.9214 | -81.7456 | Hydro |  |  |  | 2013.0 | Lockhart Power Co | U.S. Energy Information Administration | http://www.eia.gov/electricity/data/browser/ | U.S. Energy Information Administration | 26457 | 2019 | 6.069 | 5.386 | 5.279 | 4.704 | 4.17 | 4.882 | 5.374 | U.S. Energy Information Administration | 3.46 | 2.70 | 3.94 | 4.20 | 2.53 | NO-ESTIMATION | NO-ESTIMATION | NO-ESTIMATION | NO-ESTIMATION | CAPACITY-FACTOR-V1
USA | United States of America | Nottely |  | USA0000758 | 15.9 | 34.9592 | -84.0876 | Hydro |  |  |  | 1958.0943396226414 | Tennessee Valley Authority | U.S. Energy Information Administration | http://www.eia.gov/electricity/data/browser/ | U.S. Energy Information Administration | 34361 | 2019 | 52.273 | 27.442 | 32.874 | 32.493 | 16.092 | 40.579 | 48.504 | U.S. Energy Information Administration | 49.37 | 53.71 | 48.67 | 53.52 | 46.14 | NO-ESTIMATION | NO-ESTIMATION | NO-ESTIMATION | NO-ESTIMATION | CAPACITY-FACTOR-V1
USA | United States of America | Jocassee |  | USA0003262 | 774 | 34.9594 | -82.9147 | Hydro |  |  |  | 1974.5 | Duke Energy Carolinas LLC | U.S. Energy Information Administration | http://www.eia.gov/electricity/data/browser/ | U.S. Energy Information Administration | 18724 | 2019 | -169.743 | -238.36700000000002 | -248.787 | -206.937 | -249.972 | -141.80700000000002 | -143.137 | U.S. Energy Information Administration | 2172.89 | 2172.89 | 2013.09 | 2178.84 | 1843.91 | NO-ESTIMATION | NO-ESTIMATION | NO-ESTIMATION | NO-ESTIMATION | CAPACITY-FACTOR-V1
USA | United States of America | Clifton Dam 3 Power Station |  | USA0052049 | 1.2 | 34.9953 | -81.8344 | Hydro |  |  |  | 1986.1666666666665 | Converse Energy Inc | U.S. Energy Information Administration | http://www.eia.gov/electricity/data/browser/ | U.S. Energy Information Administration |  | 2019 | 4.613 | 4.894 | 3.825 | 3.243 | 2.8810000000000002 | 4.716 | 5.034 | U.S. Energy Information Administration | 3.77 | 2.95 | 4.07 | 4.58 | 2.76 | SOLAR-V1 | SOLAR-V1 | SOLAR-V1 | SOLAR-V1 | SOLAR-V1
USA | United States of America | Nickajack |  | USA0003409 | 103.9 | 35.0017 | -85.6218 | Hydro |  |  |  | 1968.0 | Tennessee Valley Authority | U.S. Energy Information Administration | http://www.eia.gov/electricity/data/browser/ | U.S. Energy Information Administration | 34359 | 2019 | 731.657 | 570.889 | 617.046 | 430.032 | 609.172 | 570.936 | 584.994 | U.S. Energy Information Administration | 471.53 | 467.27 | 436.18 | 482.36 | 415.44 | NO-ESTIMATION | NO-ESTIMATION | NO-ESTIMATION | NO-ESTIMATION | CAPACITY-FACTOR-V1
USA | United States of America | Bad Creek |  | USA0007125 | 1296 | 35.0075 | -82.9975 | Hydro |  |  |  | 1991.0 | Duke Energy Carolinas LLC | U.S. Energy Information Administration | http://www.eia.gov/electricity/data/browser/ | U.S. Energy Information Administration | 18699 | 2019 | -449.973 | -493.74600000000004 | -531.676 | -572.652 | -623.3870000000001 | -395.161 | -576.744 | U.S. Energy Information Administration | 3476.26 | 3476.26 | 3225.80 | 3485.79 | 2925.42 | NO-ESTIMATION | SOLAR-V1 | SOLAR-V1 | SOLAR-V1 | SOLAR-V1
USA | United States of America | Chatuge |  | USA0002778 | 13.2 | 35.0191 | -83.7914 | Hydro |  |  |  | 1955.0 | Tennessee Valley Authority | U.S. Energy Information Administration | http://www.eia.gov/electricity/data/browser/ | U.S. Energy Information Administration | 34335 | 2019 | 44.909 | 24.839000000000002 | 27.77 | 27.983 | 17.415 | 36.086 | 30.591 | U.S. Energy Information Administration | 34.33 | 34.33 | 31.70 | 34.42 | 29.96 | SOLAR-V1 | SOLAR-V1 | SOLAR-V1 | SOLAR-V1 | SOLAR-V1
USA | United States of America | Wylie |  | USA0003271 | 60 | 35.0218 | -81.0078 | Hydro |  |  |  | 1925.0 | Duke Energy Carolinas LLC | U.S. Energy Information Administration | http://www.eia.gov/electricity/data/browser/ | U.S. Energy Information Administration | 18749 | 2019 | 208.806 | 143.153 | 143.06900000000002 | 124.836 | 98.272 | 175.81 | 77.824 | U.S. Energy Information Administration | 210.01 | 212.19 | 147.20 | 216.44 | 162.6 | NO-ESTIMATION | NO-ESTIMATION | NO-ESTIMATION | NO-ESTIMATION | CAPACITY-FACTOR-V1
USA | United States of America | 99 Islands |  | USA0003272 | 12 | 35.0314 | -81.4936 | Hydro |  |  |  | 1910.0 | Duke Energy Carolinas LLC | U.S. Energy Information Administration | http://www.eia.gov/electricity/data/browser/ | U.S. Energy Information Administration | 18698 | 2019 | 91.592 | 78.81700000000001 | 61.397 | 45.196 | 50.585 | 83.267 | 67.604 | U.S. Energy Information Administration | 63.32 | 61.24 | 60.21 | 69.00 | 46.22 | WIND-V1 | WIND-V1 | WIND-V1 | WIND-V1 | WIND-V1
USA | United States of America | Raccoon Mountain |  | USA0006151 | 1713.6 | 35.0558 | -85.3879 | Hydro |  |  |  | 1979.0 | Tennessee Valley Authority | U.S. Energy Information Administration | http://www.eia.gov/electricity/data/browser/ | U.S. Energy Information Administration | 34366 | 2019 | -42.012 | -491.183 | -530.702 | -703.946 | -686.154 | -619.844 | -615.36 | U.S. Energy Information Administration | 6778.97 | 6953.73 | 6408.36 | 7154.26 | 6082.96 | NO-ESTIMATION | NO-ESTIMATION | NO-ESTIMATION | NO-ESTIMATION | CAPACITY-FACTOR-V1
USA | United States of America | Cherokee Falls |  | USA0010173 | 4.3 | 35.0642 | -81.5458 | Hydro |  |  |  | 1986.0 | Aquenergy Systems Inc | U.S. Energy Information Administration | http://www.eia.gov/electricity/data/browser/ | U.S. Energy Information Administration | 64416 | 2019 | 5.341 | 13.485 | 11.056000000000001 | 8.599 | 7.72 | 3.34 | 8.6817 | U.S. Energy Information Administration | 15.40 | 15.07 | 15.14 | 16.63 | 11.4 | NO-ESTIMATION | NO-ESTIMATION | NO-ESTIMATION | NO-ESTIMATION | CAPACITY-FACTOR-V1
USA | United States of America | Mission |  | USA0002746 | 1.8 | 35.0647 | -83.9258 | Hydro |  |  |  | 1931.0000000000002 | Northbrook Carolina Hydro II LLC | U.S. Energy Information Administration | http://www.eia.gov/electricity/data/browser/ | U.S. Energy Information Administration | 27078 | 2019 | -0.036000000000000004 | 3.254 | 5.171 | 3.6830000000000003 | 3.64 | 5.388 | 5.802 | U.S. Energy Information Administration | 4.90 | 4.92 | 5.00 | 4.94 | 4.29 | HYDRO-V1 | HYDRO-V1 | HYDRO-V1 | HYDRO-V1 | HYDRO-V1
USA | United States of America | Pickwick Landing Dam |  | USA0003415 | 240 | 35.0683 | -88.2494 | Hydro |  |  |  | 1944.1666666666667 | Tennessee Valley Authority | U.S. Energy Information Administration | http://www.eia.gov/electricity/data/browser/ | U.S. Energy Information Administration | 34364 | 2019 | 1531.144 | 1221.813 | 1269.68 | 791.047 | 1293.27 | 1267.568 | 712.392 | U.S. Energy Information Administration | 1084.00 | 921.83 | 1045.79 | 933.55 | 835.51 | NO-ESTIMATION | NO-ESTIMATION | NO-ESTIMATION | NO-ESTIMATION | CAPACITY-FACTOR-V1
USA | United States of America | Ocoee 3 |  | USA0003414 | 28.8 | 35.0750 | -84.4833 | Hydro |  |  |  | 1943.0 | Tennessee Valley Authority | U.S. Energy Information Administration | http://www.eia.gov/electricity/data/browser/ | U.S. Energy Information Administration | 34360 | 2019 | 201.531 | 152.648 | 176.642 | 120.05 | 118.583 | 193.684 | 148.02 | U.S. Energy Information Administration | 106.27 | 87.30 | 96.21 | 77.26 | 81.72 | NO-ESTIMATION | NO-ESTIMATION | NO-ESTIMATION | NO-ESTIMATION | SOLAR-V1
USA | United States of America | Ocoee 2 |  | USA0003413 | 23 | 35.0823 | -84.4912 | Hydro |  |  |  | 1913.0 | Tennessee Valley Authority | U.S. Energy Information Administration | http://www.eia.gov/electricity/data/browser/ | U.S. Energy Information Administration | 34358 | 2019 | 100.255 | 42.283 | 101.575 | 77.686 | 55.519 | 57.245000000000005 | 122.402 | U.S. Energy Information Administration | 88.75 | 73.20 | 81.82 | 64.69 | 68.44 | NO-ESTIMATION | NO-ESTIMATION | NO-ESTIMATION | NO-ESTIMATION | SOLAR-V1
USA | United States of America | Ocoee 1 |  | USA0003412 | 19 | 35.0947 | -84.6478 | Hydro |  |  |  | 1912.5999999999997 | Tennessee Valley Authority | U.S. Energy Information Administration | http://www.eia.gov/electricity/data/browser/ | U.S. Energy Information Administration | 34357 | 2019 | 112.641 | 74.755 | 86.114 | 67.852 | 54.738 | 103.59400000000001 | 108.616 | U.S. Energy Information Administration | 79.38 | 66.99 | 74.30 | 59.98 | 63.6 | NO-ESTIMATION | NO-ESTIMATION | NO-ESTIMATION | NO-ESTIMATION | CAPACITY-FACTOR-V1
USA | United States of America | Chickamauga |  | USA0003398 | 159.6 | 35.1018 | -85.2295 | Hydro |  |  |  | 1943.0 | Tennessee Valley Authority | U.S. Energy Information Administration | http://www.eia.gov/electricity/data/browser/ | U.S. Energy Information Administration | 34336 | 2019 | 942.029 | 714.29 | 801.7810000000001 | 542.242 | 755.999 | 839.244 | 776.22 | U.S. Energy Information Administration | 662.93 | 684.93 | 632.69 | 708.02 | 603.83 | HYDRO-V1 | HYDRO-V1 | HYDRO-V1 | HYDRO-V1 | HYDRO-V1
USA | United States of America | Whillock |  | USA0007135 | 32.4 | 35.1276 | -92.7903 | Hydro |  |  |  | 1992.9999999999998 | Arkansas Electric Coop Corp | U.S. Energy Information Administration | http://www.eia.gov/electricity/data/browser/ | U.S. Energy Information Administration | 13511 | 2019 | 144.88 | 153.723 | 102.453 | 169.672 | 121.74000000000001 | 162.79500000000002 | 122.04 | U.S. Energy Information Administration | 135.69 | 142.83 | 112.99 | 126.02 | 108.01 | NO-ESTIMATION | NO-ESTIMATION | NO-ESTIMATION | NO-ESTIMATION | CAPACITY-FACTOR-V1
USA | United States of America | Gaston Shoals |  | USA0003258 | 6.7 | 35.1381 | -81.5975 | Hydro |  |  |  | 1915.089552238806 | Northbrook Carolina Hydro II LLC | U.S. Energy Information Administration | http://www.eia.gov/electricity/data/browser/ | U.S. Energy Information Administration | 18719 | 2019 | 17.101 | 9.944 | 8.985 | 10.048 | 5.789 | 14.686 | 14.881 | U.S. Energy Information Administration | 22.69 | 22.92 | 22.39 | 23.82 | 16.18 | NO-ESTIMATION | NO-ESTIMATION | NO-ESTIMATION | NO-ESTIMATION | CAPACITY-FACTOR-V1
USA | United States of America | Hiwassee Dam |  | USA0002780 | 165.6 | 35.1509 | -84.1775 | Hydro |  |  |  | 1949.1787439613527 | Tennessee Valley Authority | U.S. Energy Information Administration | http://www.eia.gov/electricity/data/browser/ | U.S. Energy Information Administration | 34350 | 2019 | 430.987 | 250.96500000000003 | 307.722 | 244.627 | 180.166 | 351.812 | 342.215 | U.S. Energy Information Administration | 496.85 | 475.08 | 463.58 | 448.29 | 345.88 | NO-ESTIMATION | NO-ESTIMATION | NO-ESTIMATION | NO-ESTIMATION | CAPACITY-FACTOR-V1
USA | United States of America | Apalachia |  | USA0003394 | 93.6 | 35.1677 | -84.2956 | Hydro |  |  |  | 1943.0 | Tennessee Valley Authority | U.S. Energy Information Administration | http://www.eia.gov/electricity/data/browser/ | U.S. Energy Information Administration | 34329 | 2019 | 551.17 | 415.735 | 310.461 | 177.87 | 310.805 | 457.704 | 493.037 | U.S. Energy Information Administration | 336.64 | 320.84 | 302.67 | 307.04 | 234.48 | NO-ESTIMATION | NO-ESTIMATION | NO-ESTIMATION | NO-ESTIMATION | CAPACITY-FACTOR-V1
USA | United States of America | Tims Ford |  | USA0003417 | 45.7 | 35.1967 | -86.2783 | Hydro |  |  |  | 1972.2297592997809 | Tennessee Valley Authority | U.S. Energy Information Administration | http://www.eia.gov/electricity/data/browser/ | U.S. Energy Information Administration | 34372 | 2019 | 58.001 | 37.506 | 61.717 | 63.307 | 36.382 | 68.369 | 74.758 | U.S. Energy Information Administration | 147.38 | 133.45 | 117.46 | 134.34 | 108.1 | NO-ESTIMATION | SOLAR-V1 | SOLAR-V1 | SOLAR-V1 | SOLAR-V1
USA | United States of America | Davis Dam |  | USA0000152 | 254.8 | 35.1970 | -114.5707 | Hydro |  |  |  | 1951.0 | U S Bureau of Reclamation | U.S. Energy Information Administration | http://www.eia.gov/electricity/data/browser/ | U.S. Energy Information Administration | 35627 | 2019 | 1124.512 | 1162.92 | 1139.6580000000001 | 1118.857 | 1071.015 | 1103.311 | 1033.569 | U.S. Energy Information Administration | 873.33 | 875.87 | 680.03 | 772.89 | 647.56 | NO-ESTIMATION | NO-ESTIMATION | NO-ESTIMATION | SOLAR-V1 | SOLAR-V1
USA | United States of America | Tillery |  | USA0002714 | 84 | 35.2067 | -80.0648 | Hydro |  |  |  | 1936.3809523809523 | Duke Energy Progress - (NC) | U.S. Energy Information Administration | http://www.eia.gov/electricity/data/browser/ | U.S. Energy Information Administration | 15627 | 2019 | 248.643 | 182.18200000000002 | 158.137 | 152.38400000000001 | 117.83500000000001 | 238.608 | 232.72 | U.S. Energy Information Administration | 302.98 | 298.88 | 208.99 | 301.80 | 238.15 | NO-ESTIMATION | NO-ESTIMATION | NO-ESTIMATION | NO-ESTIMATION | CAPACITY-FACTOR-V1
USA | United States of America | Tennessee Creek |  | USA0002749 | 10.8 | 35.2139 | -83.0028 | Hydro |  |  |  | 1954.9999999999998 | Duke Energy Carolinas LLC | U.S. Energy Information Administration | http://www.eia.gov/electricity/data/browser/ | U.S. Energy Information Administration | 27080 | 2019 | 24.613 | 28.301000000000002 | 22.29 | 25.841 | 28.96 | 48.111000000000004 | 15.394 | U.S. Energy Information Administration | 28.29 | 28.29 | 26.14 | 28.37 | 24.72 | NO-ESTIMATION | NO-ESTIMATION | NO-ESTIMATION | NO-ESTIMATION | CAPACITY-FACTOR-V1
USA | United States of America | Franklin (NC) |  | USA0002745 | 1 | 35.2194 | -83.3708 | Hydro |  |  |  | 1925.0 | Northbrook Carolina Hydro II LLC | U.S. Energy Information Administration | http://www.eia.gov/electricity/data/browser/ | U.S. Energy Information Administration | 27076 | 2019 | 5.284 | 4.127 | 1.873 | 1.746 | 3.044 | 3.726 | 2.795 | U.S. Energy Information Administration | 4.17 | 4.12 | 4.32 | 4.16 | 3.69 | NO-ESTIMATION | NO-ESTIMATION | NO-ESTIMATION | SOLAR-V1 | SOLAR-V1
USA | United States of America | Thorpe |  | USA0002750 | 21.6 | 35.2340 | -83.1254 | Hydro |  |  |  | 1941.0000000000002 | Duke Energy Carolinas LLC | U.S. Energy Information Administration | http://www.eia.gov/electricity/data/browser/ | U.S. Energy Information Administration | 27081 | 2019 | 77.70700000000001 | 70.135 | 57.912 | 49.869 | 65.193 | 96.019 | 110.067 | U.S. Energy Information Administration | 77.05 | 66.16 | 73.60 | 67.29 | 53.98 | NO-ESTIMATION | NO-ESTIMATION | NO-ESTIMATION | NO-ESTIMATION | SOLAR-V1
USA | United States of America | Bear Creek Dam |  | USA0002741 | 9 | 35.2427 | -83.0720 | Hydro |  |  |  | 1954.0 | Duke Energy Carolinas LLC | U.S. Energy Information Administration | http://www.eia.gov/electricity/data/browser/ | U.S. Energy Information Administration | 27072 | 2019 | 37.843 | 21.207 | 27.553 | 18.298000000000002 | 1.229 | 37.232 | 21.408 | U.S. Energy Information Administration | 23.58 | 23.58 | 22.51 | 23.64 | 20.6 | NO-ESTIMATION | NO-ESTIMATION | NO-ESTIMATION | NO-ESTIMATION | CAPACITY-FACTOR-V1
USA | United States of America | Tuxedo |  | USA0002736 | 5 | 35.2450 | -82.3894 | Hydro |  |  |  | 1920.0 | Northbrook Tuxedo LLC | U.S. Energy Information Administration | http://www.eia.gov/electricity/data/browser/ | U.S. Energy Information Administration |  | 2019 | 32.738 | 17.125 | 19.661 | 18.557000000000002 | 14.694 | 33.861000000000004 | 21.884 | U.S. Energy Information Administration | 10.49 | 10.49 | 10.04 | 10.52 | 8.83 | NO-ESTIMATION | NO-ESTIMATION | NO-ESTIMATION | NO-ESTIMATION | SOLAR-V1
USA | United States of America | Tuckasegee |  | USA0002751 | 3 | 35.2470 | -83.1281 | Hydro |  |  |  | 1950.0 | Duke Energy Carolinas LLC | U.S. Energy Information Administration | http://www.eia.gov/electricity/data/browser/ | U.S. Energy Information Administration | 27082 | 2019 | 7.01 | 5.675 | 4.62 | 2.442 | 4.188 | 7.077 | 8.306 | U.S. Energy Information Administration | 11.09 | 10.51 | 11.66 | 10.57 | 8.82 | NO-ESTIMATION | NO-ESTIMATION | NO-ESTIMATION | NO-ESTIMATION | SOLAR-V1
USA | United States of America | Dardanelle |  | USA0000199 | 160.8 | 35.2503 | -93.1686 | Hydro |  |  |  | 1965.25 | USCE-Little Rock District | U.S. Energy Information Administration | http://www.eia.gov/electricity/data/browser/ | U.S. Energy Information Administration | 35550 | 2019 | 620.742 | 484.586 | 488.434 | 664.117 | 513.864 | 629.375 | 594.423 | U.S. Energy Information Administration | 661.32 | 654.56 | 580.98 | 611.63 | 524.81 | NO-ESTIMATION | NO-ESTIMATION | NO-ESTIMATION | NO-ESTIMATION | CAPACITY-FACTOR-V1
USA | United States of America | Cedar Cliff |  | USA0002743 | 6.4 | 35.2531 | -83.0983 | Hydro |  |  |  | 1952.0 | Duke Energy Carolinas LLC | U.S. Energy Information Administration | http://www.eia.gov/electricity/data/browser/ | U.S. Energy Information Administration | 27074 | 2019 | 27.471 | 17.842 | 9.484 | 15.833 | 15.207 | 27.61 | 24.46 | U.S. Energy Information Administration | 14.87 | 14.87 | 14.11 | 14.91 | 12.75 | NO-ESTIMATION | NO-ESTIMATION | NO-ESTIMATION | NO-ESTIMATION | CAPACITY-FACTOR-V1
USA | United States of America | Queens Creek |  | USA0006438 | 1.4 | 35.2713 | -83.6760 | Hydro |  |  |  | 1949.0 | Duke Energy Carolinas LLC | U.S. Energy Information Administration | http://www.eia.gov/electricity/data/browser/ | U.S. Energy Information Administration | 27079 | 2019 | 5.178 | 2.7720000000000002 | 3.2920000000000003 | 2.068 | 2.822 | 4.621 | 5.847 | U.S. Energy Information Administration | 5.35 | 5.70 | 5.08 | 5.69 | 5.07 | NO-ESTIMATION | NO-ESTIMATION | NO-ESTIMATION | NO-ESTIMATION | CAPACITY-FACTOR-V1
USA | United States of America | Nantahala |  | USA0002747 | 43.2 | 35.2715 | -83.6762 | Hydro |  |  |  | 1942.0 | Duke Energy Carolinas LLC | U.S. Energy Information Administration | http://www.eia.gov/electricity/data/browser/ | U.S. Energy Information Administration | 27077 | 2019 | 287.581 | 191.77100000000002 | 219.296 | 150.38400000000001 | 186.479 | 270.145 | 236.212 | U.S. Energy Information Administration | 117.69 | 123.42 | 96.56 | 126.15 | 102.28 | NO-ESTIMATION | NO-ESTIMATION | NO-ESTIMATION | NO-ESTIMATION | CAPACITY-FACTOR-V1
USA | United States of America | Eufaula Dam |  | USA0006419 | 90 | 35.3069 | -95.3572 | Hydro |  |  |  | 1964.0 | USCE-Tulsa District | U.S. Energy Information Administration | http://www.eia.gov/electricity/data/browser/ | U.S. Energy Information Administration | 35554 | 2019 | 177.18200000000002 | 126.521 | 341.782 | 259.558 | 194.298 | 269.474 | 462.962 | U.S. Energy Information Administration | 314.51 | 315.72 | 373.01 | 323.36 | 324.51 | NO-ESTIMATION | NO-ESTIMATION | SOLAR-V1 | SOLAR-V1 | SOLAR-V1
USA | United States of America | Mountain Island |  | USA0002728 | 60 | 35.3339 | -80.9867 | Hydro |  |  |  | 1924.0 | Duke Energy Carolinas LLC | U.S. Energy Information Administration | http://www.eia.gov/electricity/data/browser/ | U.S. Energy Information Administration | 18732 | 2019 | 173.669 | 108.212 | 110.891 | 101.821 | 90.428 | 207.502 | 177.95 | U.S. Energy Information Administration | 214.09 | 200.94 | 147.31 | 217.52 | 155.13 | NO-ESTIMATION | NO-ESTIMATION | SOLAR-V1 | SOLAR-V1 | SOLAR-V1
USA | United States of America | Turner Shoals |  | USA0002735 | 5.4 | 35.3348 | -82.1864 | Hydro |  |  |  | 1997.0 | Northbrook Carolina Hydro LLC | U.S. Energy Information Administration | http://www.eia.gov/electricity/data/browser/ | U.S. Energy Information Administration | 18745 | 2019 | 19.622 | 12.932 | 12.381 | 12.406 | 11.716000000000001 | 20.89 | 17.96 | U.S. Energy Information Administration | 17.47 | 14.89 | 16.13 | 14.93 | 11.39 | NO-ESTIMATION | NO-ESTIMATION | NO-ESTIMATION | NO-ESTIMATION | CAPACITY-FACTOR-V1
USA | United States of America | Robert S Kerr |  | USA0002985 | 110 | 35.3445 | -94.7755 | Hydro |  |  |  | 1971.0 | USCE-Tulsa District | U.S. Energy Information Administration | http://www.eia.gov/electricity/data/browser/ | U.S. Energy Information Administration | 35588 | 2019 | 465.039 | 313.097 | 491.999 | 506.024 | 458.2 | 429.195 | 543 | U.S. Energy Information Administration | 450.59 | 466.96 | 408.34 | 467.58 | 376.84 | NO-ESTIMATION | NO-ESTIMATION | NO-ESTIMATION | NO-ESTIMATION | CAPACITY-FACTOR-V1
USA | United States of America | Ellis Hydro |  | USA0007040 | 32.4 | 35.3514 | -94.2943 | Hydro |  |  |  | 1988.9999999999998 | Arkansas Electric Coop Corp | U.S. Energy Information Administration | http://www.eia.gov/electricity/data/browser/ | U.S. Energy Information Administration |  | 2019 | 118.316 | 130.889 | 105.446 | 138.536 | 105.858 | 117.406 | 99.455 | U.S. Energy Information Administration | 129.46 | 134.88 | 114.14 | 134.73 | 108.01 | HYDRO-V1 | HYDRO-V1 | HYDRO-V1 | HYDRO-V1 | HYDRO-V1
USA | United States of America | High Shoals Hydro (NC) |  | USA0010550 | 1.8 | 35.3943 | -81.2010 | Hydro |  |  |  | 1934.0 | Mills Shoals Hydro Co Inc | U.S. Energy Information Administration | http://www.eia.gov/electricity/data/browser/ | U.S. Energy Information Administration | 17396 | 2019 | 6.083 | 17.169 | 3.797 | 3.553 | 2.847 | 3.86 | 6.3814 | U.S. Energy Information Administration | 6.92 | 7.05 | 6.67 | 7.30 | 5.78 | NO-ESTIMATION | NO-ESTIMATION | NO-ESTIMATION | NO-ESTIMATION | CAPACITY-FACTOR-V1
USA | United States of America | Falls Hydro |  | USA0054895 | 31.4 | 35.3944 | -80.0753 | Hydro |  |  |  | 1919.8598726114653 | Cube Hydro Carolinas Yadkin | U.S. Energy Information Administration | http://www.eia.gov/electricity/data/browser/ | U.S. Energy Information Administration |  | 2019 | 155.48 | 115.724 | 97.196 | 106.798 | 90.517 | 159.405 | 156.748 | U.S. Energy Information Administration | 113.02 | 111.49 | 74.84 | 112.58 | 87.86 | HYDRO-V1 | HYDRO-V1 | HYDRO-V1 | HYDRO-V1 | HYDRO-V1
USA | United States of America | Narrows (NC) |  | USA0054894 | 108.8 | 35.4189 | -80.0917 | Hydro |  |  |  | 1919.2352941176468 | Cube Hydro Carolinas Yadkin | U.S. Energy Information Administration | http://www.eia.gov/electricity/data/browser/ | U.S. Energy Information Administration | 37457 | 2019 | 562.7760000000001 | 420.555 | 361.666 | 398.266 | 335.457 | 592.793 | 578.985 | U.S. Energy Information Administration | 401.83 | 396.53 | 280.10 | 400.34 | 314.63 | NO-ESTIMATION | WIND-V1 | WIND-V1 | WIND-V1 | WIND-V1
USA | United States of America | Lake Lure |  | USA0002773 | 3.6 | 35.4259 | -82.1840 | Hydro |  |  |  | 1927.0000000000005 | Lake Lure Town of | U.S. Energy Information Administration | http://www.eia.gov/electricity/data/browser/ | U.S. Energy Information Administration | 24464 | 2019 | 11.62656 | 7.99524 | 6.272 | 7.99 | 5.492 | 10.526 | 10.171 | U.S. Energy Information Administration | 8.00 | 8.00 | 7.95 | 8.02 | 6.81 | NO-ESTIMATION | NO-ESTIMATION | NO-ESTIMATION | NO-ESTIMATION | CAPACITY-FACTOR-V1
USA | United States of America | Rio Bravo Hydro Project |  | USA0050037 | 14 | 35.4300 | -118.8222 | Hydro |  |  |  | 1989.0 | Olcese Water District | U.S. Energy Information Administration | http://www.eia.gov/electricity/data/browser/ | U.S. Energy Information Administration | 24008 | 2019 | 6.447 | 5.418 | 1.795 | 12.201 | 47.733000000000004 | 24.192 | 39.669 | U.S. Energy Information Administration | 37.44 | 41.64 | 33.77 | 34.49 | 36.52 | NO-ESTIMATION | NO-ESTIMATION | NO-ESTIMATION | NO-ESTIMATION | CAPACITY-FACTOR-V1
USA | United States of America | Cowans Ford |  | USA0002722 | 350 | 35.4346 | -80.9588 | Hydro |  |  |  | 1964.0 | Duke Energy Carolinas LLC | U.S. Energy Information Administration | http://www.eia.gov/electricity/data/browser/ | U.S. Energy Information Administration | 18711 | 2019 | 258.09000000000003 | 148.025 | 156.06 | 140.58 | 120.382 | 311.20300000000003 | 263.714 | U.S. Energy Information Administration | 875.41 | 793.00 | 696.07 | 834.11 | 644.91 | HYDRO-V1 | HYDRO-V1 | HYDRO-V1 | HYDRO-V1 | HYDRO-V1
USA | United States of America | Kern Canyon |  | USA0007911 | 9.5 | 35.4407 | -118.7965 | Hydro |  |  |  | 1921.0 | Pacific Gas & Electric Co. | U.S. Energy Information Administration | http://www.eia.gov/electricity/data/browser/ | U.S. Energy Information Administration | 29396 | 2019 | 22.129 | 15.513 | 6.539 | 33.87 | 0.299 | 0.0 | 0 | U.S. Energy Information Administration | 25.71 | 28.57 | 23.98 | 23.58 | 24.96 | HYDRO-V1 | HYDRO-V1 | HYDRO-V1 | HYDRO-V1 | HYDRO-V1
USA | United States of America | Santeetlah |  | USA0054898 | 45 | 35.4475 | -83.8639 | Hydro |  |  |  | 1928.0 | Brookfield Smoky Mountain Hydropower LP | U.S. Energy Information Administration | http://www.eia.gov/electricity/data/browser/ | U.S. Energy Information Administration | 34175 | 2019 | 204.816 | 126.602 | 155.079 | 83.767 | 100.56700000000001 | 142.814 | 176.036 | U.S. Energy Information Administration | 180.93 | 167.49 | 141.00 | 164.54 | 140.13 | HYDRO-V1 | HYDRO-V1 | HYDRO-V1 | HYDRO-V1 | HYDRO-V1
USA | United States of America | Cheoah |  | USA0054899 | 140 | 35.4478 | -83.9383 | Hydro |  |  |  | 1998.6964285714287 | Brookfield Smoky Mountain Hydropower LP | U.S. Energy Information Administration | http://www.eia.gov/electricity/data/browser/ | U.S. Energy Information Administration | 34174 | 2019 | 673.2230000000001 | 467.95300000000003 | 477.67900000000003 | 404.003 | 359.213 | 575.896 | 685.073 | U.S. Energy Information Administration | 517.32 | 458.39 | 451.26 | 454.29 | 382.17 | HYDRO-V1 | HYDRO-V1 | HYDRO-V1 | HYDRO-V1 | HYDRO-V1
USA | United States of America | Fontana Dam |  | USA0002779 | 254.7 | 35.4507 | -83.8050 | Hydro |  |  |  | 1947.8621908127209 | Tennessee Valley Authority | U.S. Energy Information Administration | http://www.eia.gov/electricity/data/browser/ | U.S. Energy Information Administration | 34342 | 2019 | 1437.819 | 855.2090000000001 | 903.774 | 796.889 | 731.222 | 1150.561 | 1136.206 | U.S. Energy Information Administration | 867.19 | 782.34 | 692.10 | 781.11 | 646.33 | HYDRO-V1 | HYDRO-V1 | HYDRO-V1 | HYDRO-V1 | HYDRO-V1
USA | United States of America | Kern River 1 |  | USA0000340 | 26.4 | 35.4603 | -118.7796 | Hydro |  |  |  | 1907.0 | Southern California Edison Co | U.S. Energy Information Administration | http://www.eia.gov/electricity/data/browser/ | U.S. Energy Information Administration | 33139 | 2019 | 61.306000000000004 | 101.68900000000001 | 79.277 | 152.368 | 169.463 | 160.352 | 173.613 | U.S. Energy Information Administration | 69.92 | 77.86 | 60.63 | 67.78 | 68.77 | HYDRO-V1 | HYDRO-V1 | HYDRO-V1 | HYDRO-V1 | HYDRO-V1
USA | United States of America | Ozark |  | USA0006142 | 100 | 35.4693 | -93.8175 | Hydro |  |  |  | 1973.2 | USCE-Little Rock District | U.S. Energy Information Administration | http://www.eia.gov/electricity/data/browser/ | U.S. Energy Information Administration | 35585 | 2019 | 93.08800000000001 | 41.77 | 129.169 | 103.533 | 177.226 | 214.488 | 89.547 | U.S. Energy Information Administration | 425.09 | 423.58 | 371.22 | 404.19 | 342.58 | HYDRO-V1 | HYDRO-V1 | HYDRO-V1 | HYDRO-V1 | HYDRO-V1
USA | United States of America | Lee Creek Water Treatment Facility |  | USA0054283 | 1.3 | 35.4845 | -94.3929 | Hydro |  |  |  | 1991.9999999999998 | Fort Smith City of | U.S. Energy Information Administration | http://www.eia.gov/electricity/data/browser/ | U.S. Energy Information Administration | 20443 | 2019 | -4.307 | 0.003 | 0.0 | 0.0 | 0.0 | 0.0 | 0 | U.S. Energy Information Administration | 4.54 | 4.60 | 4.83 | 5.09 | 3.87 | HYDRO-V1 | HYDRO-V1 | HYDRO-V1 | HYDRO-V1 | HYDRO-V1
USA | United States of America | Tuckertown Hydro |  | USA0054897 | 42 | 35.4856 | -80.1758 | Hydro |  |  |  | 1962.0 | Cube Hydro Carolinas Yadkin | U.S. Energy Information Administration | http://www.eia.gov/electricity/data/browser/ | U.S. Energy Information Administration | 37458 | 2019 | 168.213 | 123.049 | 87.769 | 114.431 | 94.799 | 164.421 | 156.952 | U.S. Energy Information Administration | 151.49 | 149.44 | 100.41 | 150.90 | 117.82 | HYDRO-V1 | HYDRO-V1 | HYDRO-V1 | HYDRO-V1 | HYDRO-V1
USA | United States of America | Calderwood |  | USA0054900 | 156.6 | 35.4923 | -83.9806 | Hydro |  |  |  | 1932.6666666666663 | Brookfield Smoky Mountain Hydropower LP | U.S. Energy Information Administration | http://www.eia.gov/electricity/data/browser/ | U.S. Energy Information Administration | 34172 | 2019 | 833.503 | 533.604 | 568.256 | 397.349 | 432.672 | 685.267 | 780.722 | U.S. Energy Information Administration | 578.65 | 512.75 | 504.76 | 508.15 | 427.48 | HYDRO-V1 | HYDRO-V1 | HYDRO-V1 | HYDRO-V1 | HYDRO-V1
USA | United States of America | Greers Ferry Lake |  | USA0000188 | 96 | 35.5207 | -91.9953 | Hydro |  |  |  | 1964.0 | USCE-Little Rock District | U.S. Energy Information Administration | http://www.eia.gov/electricity/data/browser/ | U.S. Energy Information Administration | 35561 | 2019 | 124.885 | 149.328 | 270.873 | 198.122 | 164.651 | 200.955 | 296.621 | U.S. Energy Information Administration | 309.82 | 326.49 | 279.49 | 333.88 | 269.73 | NO-ESTIMATION | NO-ESTIMATION | NO-ESTIMATION | NO-ESTIMATION | CAPACITY-FACTOR-V1
USA | United States of America | Chilhowee |  | USA0054901 | 49.8 | 35.5453 | -84.0503 | Hydro |  |  |  | 1957.0 | Brookfield Smoky Mountain Hydropower LP | U.S. Energy Information Administration | http://www.eia.gov/electricity/data/browser/ | U.S. Energy Information Administration | 34173 | 2019 | 240.909 | 151.78300000000002 | 97.998 | 11.016 | 78.46900000000001 | 194.467 | 219.77 | U.S. Energy Information Administration | 196.87 | 180.93 | 169.24 | 185.58 | 154.75 | WIND-V1 | WIND-V1 | WIND-V1 | WIND-V1 | WIND-V1
USA | United States of America | Webbers Falls |  | USA0002987 | 70 | 35.5531 | -95.1708 | Hydro |  |  |  | 1973.0 | USCE-Tulsa District | U.S. Energy Information Administration | http://www.eia.gov/electricity/data/browser/ | U.S. Energy Information Administration | 35598 | 2019 | 132.409 | 131.013 | 122.721 | 135.512 | 77.59100000000001 | 158.66400000000002 | 239.228 | U.S. Energy Information Administration | 243.49 | 240.80 | 210.12 | 247.83 | 211.87 | WIND-V1 | WIND-V1 | WIND-V1 | WIND-V1 | WIND-V1
USA | United States of America | Borel |  | USA0000328 | 12 | 35.5881 | -118.5248 | Hydro |  |  |  | 1918.5 | Southern California Edison Co | U.S. Energy Information Administration | http://www.eia.gov/electricity/data/browser/ | U.S. Energy Information Administration | 33121 | 2019 | 7.122 | -0.209 | -0.221 | -0.218 | -0.308 | -0.217 | -0.216 | U.S. Energy Information Administration | 32.32 | 35.92 | 29.17 | 29.63 | 31.37 | NO-ESTIMATION | NO-ESTIMATION | NO-ESTIMATION | NO-ESTIMATION | CAPACITY-FACTOR-V1
USA | United States of America | Tenkiller Ferry |  | USA0003004 | 39 | 35.5950 | -95.0511 | Hydro |  |  |  | 1953.5 | USCE-Tulsa District | U.S. Energy Information Administration | http://www.eia.gov/electricity/data/browser/ | U.S. Energy Information Administration | 35592 | 2019 | 84.661 | 92.52 | 120.551 | 97.566 | 92.685 | 83.851 | 218.562 | U.S. Energy Information Administration | 124.89 | 124.88 | 111.30 | 146.61 | 92.49 | NO-ESTIMATION | NO-ESTIMATION | NO-ESTIMATION | NO-ESTIMATION | CAPACITY-FACTOR-V1
USA | United States of America | High Rock Hydro |  | USA0054896 | 33 | 35.6008 | -80.2339 | Hydro |  |  |  | 1927.0 | Cube Hydro Carolinas Yadkin | U.S. Energy Information Administration | http://www.eia.gov/electricity/data/browser/ | U.S. Energy Information Administration | 37456 | 2019 | 177.705 | 125.21600000000001 | 110.38 | 123.068 | 101.11500000000001 | 152.635 | 133.737 | U.S. Energy Information Administration | 118.78 | 117.17 | 78.65 | 118.32 | 92.33 | NO-ESTIMATION | NO-ESTIMATION | NO-ESTIMATION | NO-ESTIMATION | CAPACITY-FACTOR-V1
USA | United States of America | Lockville Hydropower |  | USA0010051 | 1.2 | 35.6184 | -79.0912 | Hydro |  |  |  | 1985.0 | Brooks Energy LLC | U.S. Energy Information Administration | http://www.eia.gov/electricity/data/browser/ | U.S. Energy Information Administration | 24955 | 2019 | 2.866 | 1.9180000000000001 | 2.416 | 2.398 | 0.8180000000000001 | 0.339 | 1.838 | U.S. Energy Information Administration | 3.85 | 3.87 | 3.93 | 4.55 | 3.72 | HYDRO-V1 | HYDRO-V1 | HYDRO-V1 | HYDRO-V1 | HYDRO-V1
USA | United States of America | Watts Bar Hydro |  | USA0003420 | 174.6 | 35.6197 | -84.7855 | Hydro |  |  |  | 1942.765177548682 | Tennessee Valley Authority | U.S. Energy Information Administration | http://www.eia.gov/electricity/data/browser/ | U.S. Energy Information Administration | 40829 | 2019 | 1224.851 | 841.865 | 974.303 | 705.84 | 890.182 | 1085.928 | 1132.634 | U.S. Energy Information Administration | 756.65 | 686.65 | 727.50 | 649.23 | 655.99 | HYDRO-V1 | HYDRO-V1 | HYDRO-V1 | HYDRO-V1 | HYDRO-V1
USA | United States of America | Isabella Hydro Project |  | USA0010139 | 11.8 | 35.6439 | -118.4822 | Hydro |  |  |  | 1991.0000000000002 | Isabella Partners | U.S. Energy Information Administration | http://www.eia.gov/electricity/data/browser/ | U.S. Energy Information Administration | 23380 | 2019 | 6.542 | 5.953 | 0.0 | 7.498 | 56.466 | 18.7 | 45.617 | U.S. Energy Information Administration | 31.78 | 35.32 | 28.68 | 29.14 | 30.85 | HYDRO-V1 | HYDRO-V1 | HYDRO-V1 | HYDRO-V1 | HYDRO-V1
USA | United States of America | Metropolitan Sewerage District |  | USA0010181 | 2.4 | 35.6497 | -82.5992 | Hydro |  |  |  | 1988.0 | Metropolitan Sewerage District | U.S. Energy Information Administration | http://www.eia.gov/electricity/data/browser/ | U.S. Energy Information Administration |  | 2019 | 9.201 | 10.374 | 6.91 | 8.557 | 6.539 | 8.08 | 8.408 | U.S. Energy Information Administration | 10.84 | 9.99 | 10.43 | 11.19 | 8.21 | NO-ESTIMATION | NO-ESTIMATION | NO-ESTIMATION | NO-ESTIMATION | CAPACITY-FACTOR-V1
USA | United States of America | Jordan Hydroelectric Project |  | USA0058390 | 4.4 | 35.6547 | -79.0683 | Hydro |  |  |  | 2012.0 | Jordan Hydroelectric LTD PTP | U.S. Energy Information Administration | http://www.eia.gov/electricity/data/browser/ | U.S. Energy Information Administration |  | 2019 | 14.674 | 12.632 | 12.870000000000001 | 11.637 | 9.895 | 10.303 | 9.84 | U.S. Energy Information Administration | 9.25 | 10.02 | 13.19 | 16.68 | 11.5 | NO-ESTIMATION | NO-ESTIMATION | NO-ESTIMATION | NO-ESTIMATION | CAPACITY-FACTOR-V1
USA | United States of America | Walters |  | USA0002715 | 108 | 35.6946 | -83.0503 | Hydro |  |  |  | 1930.0 | Duke Energy Progress - (NC) | U.S. Energy Information Administration | http://www.eia.gov/electricity/data/browser/ | U.S. Energy Information Administration | 15628 | 2019 | 545.268 | 343.19 | 309.32 | 256.42900000000003 | 274.882 | 477.853 | 441.426 | U.S. Energy Information Administration | 391.93 | 380.89 | 370.02 | 367.21 | 268.98 | NO-ESTIMATION | NO-ESTIMATION | NO-ESTIMATION | NO-ESTIMATION | CAPACITY-FACTOR-V1
USA | United States of America | Marshall Dam |  | USA0002710 | 5 | 35.7025 | -82.7106 | Hydro |  |  |  | 1985.0 | Duke Energy Progress - (NC) | U.S. Energy Information Administration | http://www.eia.gov/electricity/data/browser/ | U.S. Energy Information Administration |  | 2019 | 21.568 | 24.255 | 15.46 | 8.677 | 4.057 | 0.812 | -0.284 | U.S. Energy Information Administration | 10.46 | 10.46 | 10.74 | 10.49 | 8.81 | NO-ESTIMATION | NO-ESTIMATION | NO-ESTIMATION | NO-ESTIMATION | NO-ESTIMATION
USA | United States of America | Bridgewater |  | USA0002719 | 27.7 | 35.7428 | -81.8372 | Hydro |  |  |  | 1924.6462093862815 | Duke Energy Carolinas LLC | U.S. Energy Information Administration | http://www.eia.gov/electricity/data/browser/ | U.S. Energy Information Administration | 18704 | 2019 | 98.25 | 56.492000000000004 | 68.71600000000001 | 48.345 | 51.905 | 117.68 | 82.047 | U.S. Energy Information Administration | 79.49 | 73.23 | 53.41 | 71.93 | 52.65 | WIND-V1 | WIND-V1 | WIND-V1 | WIND-V1 | WIND-V1
USA | United States of America | White River Lock and Dam 2 |  | USA0057161 | 3.5 | 35.7440 | -91.7654 | Hydro |  |  |  | 2007.0 | White River Hydroelectric | U.S. Energy Information Administration | http://www.eia.gov/electricity/data/browser/ | U.S. Energy Information Administration |  | 2019 | 10.191 |  |  | 15.966000000000001 | 16.143 | 15.785 | 15.077 | U.S. Energy Information Administration | 13.29 | 13.52 | 15.16 | 14.75 | 12.57 | WIND-V1 | WIND-V1 | WIND-V1 | WIND-V1 | WIND-V1
USA | United States of America | White River Lock and Dam 1 |  | USA0057160 | 4.3 | 35.7574 | -91.6369 | Hydro |  |  |  | 2007.0000000000002 | White River Hydroelectric | U.S. Energy Information Administration | http://www.eia.gov/electricity/data/browser/ | U.S. Energy Information Administration |  | 2019 | 17.423000000000002 | 18.136 | 33.002 | 6.005 | 11.644 | 16.525 | 15.727 | U.S. Energy Information Administration | 16.63 | 16.88 | 18.70 | 18.38 | 15.22 | NO-ESTIMATION | NO-ESTIMATION | NO-ESTIMATION | NO-ESTIMATION | CAPACITY-FACTOR-V1
USA | United States of America | Lookout Shoals |  | USA0002726 | 25.8 | 35.7575 | -81.0894 | Hydro |  |  |  | 1916.0 | Duke Energy Carolinas LLC | U.S. Energy Information Administration | http://www.eia.gov/electricity/data/browser/ | U.S. Energy Information Administration | 18727 | 2019 | 124.44200000000001 | 95.959 | 96.889 | 86.778 | 87.427 | 162.927 | 143.028 | U.S. Energy Information Administration | 93.58 | 87.69 | 66.48 | 92.46 | 68 | HYDRO-V1 | HYDRO-V1 | HYDRO-V1 | HYDRO-V1 | HYDRO-V1
USA | United States of America | Ivy River Hydro |  | USA0050890 | 1.2 | 35.7716 | -82.6183 | Hydro |  |  |  | 1985.0 | Madison Hydro Partners | U.S. Energy Information Administration | http://www.eia.gov/electricity/data/browser/ | U.S. Energy Information Administration | 32754 | 2019 | [8 empty] | 4.43 | 3.85 | 4.48 | 4.25 | 2.43 | NO-ESTIMATION | NO-ESTIMATION | NO-ESTIMATION | NO-ESTIMATION | CAPACITY-FACTOR-V1
USA | United States of America | Rhodhiss |  | USA0002730 | 25.5 | 35.7742 | -81.4378 | Hydro |  |  |  | 1925.0 | Duke Energy Carolinas LLC | U.S. Energy Information Administration | http://www.eia.gov/electricity/data/browser/ | U.S. Energy Information Administration | 18739 | 2019 | 96.62 | 62.36 | 71.077 | 58.221000000000004 | 61.738 | 119.297 | 95.863 | U.S. Energy Information Administration | 92.97 | 88.66 | 67.93 | 81.17 | 66.7 | WIND-V1 | WIND-V1 | WIND-V1 | WIND-V1 | WIND-V1
USA | United States of America | Kern River 3 |  | USA0000339 | 40.3 | 35.7762 | -118.4362 | Hydro |  |  |  | 1921.0000000000002 | Southern California Edison Co | U.S. Energy Information Administration | http://www.eia.gov/electricity/data/browser/ | U.S. Energy Information Administration | 33135 | 2019 | 72.381 | 0.368 | 35.152 | 117.48700000000001 | 216.904 | 120.12 | 211.527 | U.S. Energy Information Administration | 91.11 | 113.77 | 84.37 | 102.09 | 103.01 | NO-ESTIMATION | NO-ESTIMATION | NO-ESTIMATION | WIND-V1 | WIND-V1
USA | United States of America | Fort Loudoun |  | USA0003402 | 153.3 | 35.7917 | -84.2431 | Hydro |  |  |  | 1946.2230919765166 | Tennessee Valley Authority | U.S. Energy Information Administration | http://www.eia.gov/electricity/data/browser/ | U.S. Energy Information Administration | 34345 | 2019 | 936.256 | 727.282 | 810.553 | 595.934 | 733.407 | 913.24 | 932.129 | U.S. Energy Information Administration | 670.53 | 535.64 | 596.23 | 555.31 | 452.47 | NO-ESTIMATION | NO-ESTIMATION | NO-ESTIMATION | NO-ESTIMATION | CAPACITY-FACTOR-V1
USA | United States of America | Nacimiento Hydro Project |  | USA0050352 | 4.4 | 35.7986 | -120.8833 | Hydro |  |  |  | 1986.9999999999998 | Monterey Cnty Water Res Agency | U.S. Energy Information Administration | http://www.eia.gov/electricity/data/browser/ | U.S. Energy Information Administration |  | 2019 | 3.023 | 0.974 | 0.613 | 1.062 | 17.552 | 8.107 | 13.218 | U.S. Energy Information Administration | 9.64 | 11.23 | 10.51 | 11.41 | 10.31 | WIND-V1 | WIND-V1 | WIND-V1 | WIND-V1 | WIND-V1
USA | United States of America | Great Falls (TN) |  | USA0003404 | 33.7 | 35.8067 | -85.6341 | Hydro |  |  |  | 1920.821958456973 | Tennessee Valley Authority | U.S. Energy Information Administration | http://www.eia.gov/electricity/data/browser/ | U.S. Energy Information Administration | 34348 | 2019 | 151.732 | 162.719 | 138.40800000000002 | 85.43900000000001 | 119.165 | 160.871 | 133.063 | U.S. Energy Information Administration | 108.92 | 89.77 | 91.12 | 99.65 | 81 | SOLAR-V1 | SOLAR-V1 | SOLAR-V1 | SOLAR-V1 | SOLAR-V1
USA | United States of America | Oxford Dam |  | USA0002729 | 36 | 35.8214 | -81.1922 | Hydro |  |  |  | 1928.0 | Duke Energy Carolinas LLC | U.S. Energy Information Administration | http://www.eia.gov/electricity/data/browser/ | U.S. Energy Information Administration | 18734 | 2019 | 141.055 | 107.244 | 94.443 | 75.181 | 59.387 | 107.47800000000001 | 131.197 | U.S. Energy Information Administration | 129.10 | 121.58 | 94.65 | 124.13 | 98.91 | NO-ESTIMATION | NO-ESTIMATION | NO-ESTIMATION | NO-ESTIMATION | CAPACITY-FACTOR-V1
USA | United States of America | White River Lock and Dam 3 |  | USA0057162 | 4.3 | 35.8436 | -91.8505 | Hydro |  |  |  | 2006.0 | White River Hydroelectric | U.S. Energy Information Administration | http://www.eia.gov/electricity/data/browser/ | U.S. Energy Information Administration |  | 2019 | 22.623 | 2.0180000000000002 | 3.67 | 22.334 | 17.664 | 17.32 | 18.945 | U.S. Energy Information Administration | 16.59 | 16.88 | 18.70 | 18.38 | 15.7 | NO-ESTIMATION | NO-ESTIMATION | NO-ESTIMATION | NO-ESTIMATION | CAPACITY-FACTOR-V1
USA | United States of America | Fort Gibson |  | USA0003003 | 44.8 | 35.8693 | -95.2269 | Hydro |  |  |  | 1953.0 | USCE-Tulsa District | U.S. Energy Information Administration | http://www.eia.gov/electricity/data/browser/ | U.S. Energy Information Administration | 35555 | 2019 | 223.092 | 126.709 | 233.952 | 222.11100000000002 | 180.382 | 171.93 | 373.103 | U.S. Energy Information Administration | 197.93 | 146.36 | 193.78 | 178.36 | 164.26 | NO-ESTIMATION | NO-ESTIMATION | NO-ESTIMATION | NO-ESTIMATION | NO-ESTIMATION
USA | United States of America | Melton Hill |  | USA0003408 | 72 | 35.8853 | -84.3003 | Hydro |  |  |  | 1964.0 | Tennessee Valley Authority | U.S. Energy Information Administration | http://www.eia.gov/electricity/data/browser/ | U.S. Energy Information Administration | 34356 | 2019 | 211.371 | 149.741 | 151.872 | 112.664 | 66.92 | 152.381 | 193.878 | U.S. Energy Information Administration | 316.21 | 263.59 | 246.59 | 338.41 | 220.58 | NO-ESTIMATION | NO-ESTIMATION | NO-ESTIMATION | NO-ESTIMATION | CAPACITY-FACTOR-V1
USA | United States of America | Haw River Hydro |  | USA0010258 | 1.5 | 35.9483 | -79.3244 | Hydro |  |  |  | 1981.3333333333333 | Haw River Hydro Co | U.S. Energy Information Administration | http://www.eia.gov/electricity/data/browser/ | U.S. Energy Information Administration |  | 2019 | 6.904 | 5.368 | 5.811 | 6.025 | 4.123 | 6.736 | 7.059 | U.S. Energy Information Administration | 3.92 | 3.84 | 4.60 | 5.27 | 3.16 | NO-ESTIMATION | NO-ESTIMATION | NO-ESTIMATION | NO-ESTIMATION | CAPACITY-FACTOR-V1
USA | United States of America | Rocky Mount Mill |  | USA0050468 | 1.6 | 35.9601 | -77.8024 | Hydro |  |  |  | 1946.4999999999998 | Capitol Broadcasting Company Inc | U.S. Energy Information Administration | http://www.eia.gov/electricity/data/browser/ | U.S. Energy Information Administration | 66542 | 2019 |  | 0.0 | 0.0 | 0.0 | 0.0 | 0.0 | 0 | U.S. Energy Information Administration | 5.07 | 5.48 | 4.93 | 5.95 | 4.94 | NO-ESTIMATION | NO-ESTIMATION | NO-ESTIMATION | NO-ESTIMATION | CAPACITY-FACTOR-V1
USA | United States of America | Douglas Dam |  | USA0003400 | 150.8 | 35.9623 | -83.5393 | Hydro |  |  |  | 1947.9091511936335 | Tennessee Valley Authority | U.S. Energy Information Administration | http://www.eia.gov/electricity/data/browser/ | U.S. Energy Information Administration | 34341 | 2019 | 718.304 | 334.445 | 373.015 | 317.583 | 381.354 | 573.158 | 581.808 | U.S. Energy Information Administration | 540.84 | 495.30 | 470.68 | 554.95 | 414.21 | NO-ESTIMATION | NO-ESTIMATION | NO-ESTIMATION | NO-ESTIMATION | CAPACITY-FACTOR-V1
USA | United States of America | Hoover Dam (AZ) |  | USA0008902 | 1039.4 | 36.0155 | -114.7380 | Hydro |  |  |  | 1944.0974600731188 | U S Bureau of Reclamation | U.S. Energy Information Administration | http://www.eia.gov/electricity/data/browser/ | U.S. Energy Information Administration | 35645 | 2019 | 1245.441 | 1436.779 | 1401.847 | 1818.612 | 1653.271 | 1726.548 | 1156.197 | U.S. Energy Information Administration | 3439.88 | 3468.60 | 2685.80 | 3016.45 | 2537.25 | NO-ESTIMATION | NO-ESTIMATION | NO-ESTIMATION | NO-ESTIMATION | CAPACITY-FACTOR-V1
USA | United States of America | Hoover Dam (NV) |  | USA0000154 | 1039.4 | 36.0155 | -114.7380 | Hydro |  |  |  | 1940.9797960361745 | U S Bureau of Reclamation | U.S. Energy Information Administration | http://www.eia.gov/electricity/data/browser/ | U.S. Energy Information Administration | 35644 | 2019 | 2624.6330000000003 | 2352.308 | 2248.649 | 1748.122 | 1738.883 | 1814.646 | 2175.715 | U.S. Energy Information Administration | 3439.88 | 3468.60 | 2685.80 | 3016.45 | 2537.25 | HYDRO-V1 | HYDRO-V1 | HYDRO-V1 | HYDRO-V1 | HYDRO-V1
USA | United States of America | Tulare Success Power Project |  | USA0010222 | 1.4 | 36.0586 | -118.9241 | Hydro |  |  |  | 1990.0000000000002 | Lower Tule River Irrgtn Dist | U.S. Energy Information Administration | http://www.eia.gov/electricity/data/browser/ | U.S. Energy Information Administration | 25183 | 2019 | 0.279 | 0.062 | 0.0 | 0.615 | 4.896 | 0.49 | 3.824 | U.S. Energy Information Administration | 3.35 | 3.37 | 3.35 | 3.48 | 4.23 | NO-ESTIMATION | NO-ESTIMATION | NO-ESTIMATION | NO-ESTIMATION | CAPACITY-FACTOR-V1
USA | United States of America | Center Hill |  | USA0006417 | 140 | 36.0972 | -85.8274 | Hydro |  |  |  | 1950.6785714285713 | USCE-Nashville District | U.S. Energy Information Administration | http://www.eia.gov/electricity/data/browser/ | U.S. Energy Information Administration | 35539 | 2019 | 398.104 | 346.07 | 360.766 | 215.591 | 347.276 | 368.592 | 245.304 | U.S. Energy Information Administration | 488.04 | 425.93 | 466.04 | 440.11 | 368.68 | NO-ESTIMATION | NO-ESTIMATION | NO-ESTIMATION | NO-ESTIMATION | CAPACITY-FACTOR-V1
USA | United States of America | Haiwee |  | USA0000398 | 5.6 | 36.1097 | -117.9567 | Hydro |  |  |  | 1927.0 | Los Angeles Department of Water & Power | U.S. Energy Information Administration | http://www.eia.gov/electricity/data/browser/ | U.S. Energy Information Administration | 25092 | 2019 | 3.343 | 3.536 | -0.083 | 6.7700000000000005 | 16.496 | 0.512 | -0.104 | U.S. Energy Information Administration | 11.67 | 11.67 | 8.94 | 12.91 | 11.05 | NO-ESTIMATION | NO-ESTIMATION | NO-ESTIMATION | NO-ESTIMATION | CAPACITY-FACTOR-V1
USA | United States of America | Lower Tule River |  | USA0000365 | 2.6 | 36.1357 | -118.7889 | Hydro |  |  |  | 1909.0000000000002 | Southern California Edison Co | U.S. Energy Information Administration | http://www.eia.gov/electricity/data/browser/ | U.S. Energy Information Administration |  | 2019 | 6.067 | 6.6930000000000005 | 5.9190000000000005 | 10.540000000000001 | 5.623 | -0.10200000000000001 | -0.117 | U.S. Energy Information Administration | 7.64 | 7.66 | 7.65 | 7.99 | 8.03 | NO-ESTIMATION | NO-ESTIMATION | NO-ESTIMATION | NO-ESTIMATION | CAPACITY-FACTOR-V1
USA | United States of America | Keystone Dam |  | USA0002984 | 70 | 36.1508 | -96.2517 | Hydro |  |  |  | 1968.0 | USCE-Tulsa District | U.S. Energy Information Administration | http://www.eia.gov/electricity/data/browser/ | U.S. Energy Information Administration | 35569 | 2019 | 170.46 | 104.38 | 179.925 | 279.15000000000003 | 260.287 | 193.61 | 279.543 | U.S. Energy Information Administration | 275.94 | 228.60 | 274.27 | 246.13 | 238.62 | HYDRO-V1 | HYDRO-V1 | HYDRO-V1 | HYDRO-V1 | HYDRO-V1
USA | United States of America | J P Priest |  | USA0003428 | 28 | 36.1564 | -86.6186 | Hydro |  |  |  | 1970.0 | USCE-Nashville District | U.S. Energy Information Administration | http://www.eia.gov/electricity/data/browser/ | U.S. Energy Information Administration | 35571 | 2019 | 74.16 | 59.908 | 60.797000000000004 | 32.46 | 53.316 | 79.31400000000001 | 84.384 | U.S. Energy Information Administration | 91.68 | 91.78 | 72.48 | 91.78 | 76.85 | NO-ESTIMATION | NO-ESTIMATION | NO-ESTIMATION | NO-ESTIMATION | CAPACITY-FACTOR-V1
USA | United States of America | Tule River |  | USA0000289 | 8.4 | 36.1631 | -118.7071 | Hydro |  |  |  | 1914.0 | Pacific Gas & Electric Co. | U.S. Energy Information Administration | http://www.eia.gov/electricity/data/browser/ | U.S. Energy Information Administration |  | 2019 | 5.508 | 1.6560000000000001 | -2.3890000000000002 | 14.898 | 0.0 | 0.001 | 0 | U.S. Energy Information Administration | 22.00 | 22.00 | 21.01 | 22.06 | 19.22 | NO-ESTIMATION | NO-ESTIMATION | SOLAR-V1 | SOLAR-V1 | SOLAR-V1
USA | United States of America | Cherokee Dam |  | USA0003397 | 135 | 36.1682 | -83.4977 | Hydro |  |  |  | 1947.4592592592592 | Tennessee Valley Authority | U.S. Energy Information Administration | http://www.eia.gov/electricity/data/browser/ | U.S. Energy Information Administration | 34337 | 2019 | 551.922 | 277.652 | 371.991 | 265.132 | 347.507 | 421.274 | 425.133 | U.S. Energy Information Administration | 488.67 | 431.97 | 423.61 | 438.71 | 366.71 | HYDRO-V1 | HYDRO-V1 | HYDRO-V1 | HYDRO-V1 | HYDRO-V1
USA | United States of America | Norris Dam |  | USA0003411 | 131.4 | 36.2242 | -84.0914 | Hydro |  |  |  | 1936.0 | Tennessee Valley Authority | U.S. Energy Information Administration | http://www.eia.gov/electricity/data/browser/ | U.S. Energy Information Administration | 34362 | 2019 | 577.951 | 464.488 | 517.5070000000001 | 326.289 | 382.957 | 356.633 | 419.405 | U.S. Energy Information Administration | 458.87 | 415.32 | 468.18 | 424.47 | 349.59 | HYDRO-V1 | HYDRO-V1 | HYDRO-V1 | HYDRO-V1 | HYDRO-V1
USA | United States of America | Markham |  | USA0002980 | 128.4 | 36.2317 | -95.1822 | Hydro |  |  |  | 1964.0 | Grand River Dam Authority | U.S. Energy Information Administration | http://www.eia.gov/electricity/data/browser/ | U.S. Energy Information Administration |  | 2019 | 253.738 | 111.265 | 347.677 | 251.699 | 248.572 | 176.311 | 549.249 | U.S. Energy Information Administration | 446.28 | 390.16 | 465.58 | 464.11 | 478.2 | HYDRO-V1 | HYDRO-V1 | HYDRO-V1 | HYDRO-V1 | HYDRO-V1
USA | United States of America | Abiquiu Dam |  | USA0007789 | 15.6 | 36.2399 | -106.4230 | Hydro |  |  |  | 1993.230769230769 | Los Alamos County | U.S. Energy Information Administration | http://www.eia.gov/electricity/data/browser/ | U.S. Energy Information Administration | 25063 | 2019 | 26.034 | 24.904 | 13.74 | 0.0 | 50.851 | 28.382 | 19.7 | U.S. Energy Information Administration | 45.72 | 35.33 | 39.57 | 47.59 | 39.62 | HYDRO-V1 | HYDRO-V1 | HYDRO-V1 | HYDRO-V1 | HYDRO-V1
USA | United States of America | Norfork |  | USA0000196 | 80.4 | 36.2491 | -92.2401 | Hydro |  |  |  | 1946.9999999999998 | USCE-Little Rock District | U.S. Energy Information Administration | http://www.eia.gov/electricity/data/browser/ | U.S. Energy Information Administration | 35581 | 2019 | 147.606 | 135.669 | 249.31 | 233.281 | 243.485 | 159.631 | 287.794 | U.S. Energy Information Administration | 281.78 | 262.34 | 239.48 | 261.57 | 196.31 | HYDRO-V1 | HYDRO-V1 | HYDRO-V1 | HYDRO-V1 | HYDRO-V1
USA | United States of America | Salina |  | USA0002982 | 259.2 | 36.2647 | -95.1036 | Hydro |  |  |  | 1969.5000000000002 | Grand River Dam Authority | U.S. Energy Information Administration | http://www.eia.gov/electricity/data/browser/ | U.S. Energy Information Administration | 21274 | 2019 | -78.45700000000001 | -105.798 | -72.496 | -87.429 | -117.61 | -135.05100000000002 | -104.059 | U.S. Energy Information Administration | 638.70 | 638.70 | 604.17 | 640.45 | 528.53 | WIND-V1 | WIND-V1 | WIND-V1 | WIND-V1 | WIND-V1
USA | United States of America | Cordell Hull |  | USA0003423 | 99.9 | 36.2895 | -85.9442 | Hydro |  |  |  | 1973.3333333333335 | USCE-Nashville District | U.S. Energy Information Administration | http://www.eia.gov/electricity/data/browser/ | U.S. Energy Information Administration | 35545 | 2019 | 465.545 | 408.363 | 372.857 | 379.995 | 403.695 | 427.495 | 495.386 | U.S. Energy Information Administration | 403.56 | 402.54 | 343.76 | 406.63 | 331.58 | WIND-V1 | WIND-V1 | WIND-V1 | WIND-V1 | WIND-V1
USA | United States of America | Old Hickory |  | USA0003426 | 103.7 | 36.2972 | -86.6556 | Hydro |  |  |  | 1957.2410800385726 | USCE-Nashville District | U.S. Energy Information Administration | http://www.eia.gov/electricity/data/browser/ | U.S. Energy Information Administration | 35584 | 2019 | 548.2330000000001 | 489.935 | 483.682 | 390.692 | 484.85200000000003 | 453.88 | 377.455 | U.S. Energy Information Administration | 424.25 | 425.53 | 375.41 | 429.05 | 370.51 | NO-ESTIMATION | NO-ESTIMATION | NO-ESTIMATION | NO-ESTIMATION | CAPACITY-FACTOR-V1
USA | United States of America | Cheatham |  | USA0006418 | 36 | 36.3208 | -87.2219 | Hydro |  |  |  | 1958.0 | USCE-Nashville District | U.S. Energy Information Administration | http://www.eia.gov/electricity/data/browser/ | U.S. Energy Information Administration | 35543 | 2019 | 180.094 | 195.109 | 184.133 | 154.877 | 193.782 | 169.052 | 165.127 | U.S. Energy Information Administration | 184.68 | 143.90 | 122.33 | 145.56 | 164.1 | NO-ESTIMATION | WIND-V1 | WIND-V1 | WIND-V1 | WIND-V1
USA | United States of America | Watauga |  | USA0003418 | 57.6 | 36.3413 | -82.1264 | Hydro |  |  |  | 1949.0 | Tennessee Valley Authority | U.S. Energy Information Administration | http://www.eia.gov/electricity/data/browser/ | U.S. Energy Information Administration | 34377 | 2019 | 232.46800000000002 | 70.848 | 132.025 | 89.926 | 77.196 | 180.698 | 173.228 | U.S. Energy Information Administration | 193.08 | 173.61 | 170.55 | 190.32 | 163.6 | NO-ESTIMATION | WIND-V1 | WIND-V1 | WIND-V1 | WIND-V1
USA | United States of America | Wilbur |  | USA0003421 | 10.6 | 36.3417 | -82.1264 | Hydro |  |  |  | 1938.9056603773588 | Tennessee Valley Authority | U.S. Energy Information Administration | http://www.eia.gov/electricity/data/browser/ | U.S. Energy Information Administration | 34384 | 2019 | 32.223 | 10.478 | 5.952 | 12.16 | 12.873000000000001 | 24.556 | 20.488 | U.S. Energy Information Administration | 39.02 | 35.11 | 36.72 | 38.20 | 34.09 | NO-ESTIMATION | NO-ESTIMATION | NO-ESTIMATION | WIND-V1 | WIND-V1
USA | United States of America | Bull Shoals |  | USA0000198 | 340 | 36.3635 | -92.5763 | Hydro |  |  |  | 1957.7941176470588 | USCE-Little Rock District | U.S. Energy Information Administration | http://www.eia.gov/electricity/data/browser/ | U.S. Energy Information Administration | 35538 | 2019 | 479.50100000000003 | 513.677 | 1097.82 | 875.676 | 849.408 | 622.63 | 1428.481 | U.S. Energy Information Administration | 946.90 | 927.83 | 874.91 | 973.10 | 824.84 | WIND-V1 | WIND-V1 | WIND-V1 | WIND-V1 | WIND-V1
USA | United States of America | Terminus Hydroelectric Project |  | USA0054343 | 20.1 | 36.4156 | -119.0069 | Hydro |  |  |  | 1989.9999999999998 | Kaweah River Power Authority | U.S. Energy Information Administration | http://www.eia.gov/electricity/data/browser/ | U.S. Energy Information Administration |  | 2019 | 10.529 | 5.432 | 5.357 | 29.869 | 82.289 | 28.34766 | 66.652 | U.S. Energy Information Administration | 50.54 | 52.61 | 42.51 | 55.85 | 56.52 | NO-ESTIMATION | NO-ESTIMATION | NO-ESTIMATION | NO-ESTIMATION | SOLAR-V1
USA | United States of America | Beaver Dam |  | USA0000182 | 112 | 36.4215 | -93.8474 | Hydro |  |  |  | 1965.0 | USCE-Little Rock District | U.S. Energy Information Administration | http://www.eia.gov/electricity/data/browser/ | U.S. Energy Information Administration | 35531 | 2019 | 77.20100000000001 | 126.245 | 185.31900000000002 | 164.928 | 136.794 | 119.38 | 261.746 | U.S. Energy Information Administration | 355.57 | 375.50 | 355.14 | 337.06 | 305.56 | WIND-V1 | WIND-V1 | WIND-V1 | WIND-V1 | WIND-V1
USA | United States of America | Avalon Hydropower |  | USA0054801 | 1.2 | 36.4237 | -79.9525 | Hydro |  |  |  | 1998.0 | Avalon Hydropower LLC | U.S. Energy Information Administration | http://www.eia.gov/electricity/data/browser/ | U.S. Energy Information Administration | 48142 | 2019 | 5.309 | 4.118 | 4.041 | 5.249 | 3.693 | 4.8580000000000005 | 5.687 | U.S. Energy Information Administration | 3.56 | 3.48 | 3.46 | 3.95 | 3.4 | NO-ESTIMATION | NO-ESTIMATION | NO-ESTIMATION | NO-ESTIMATION | SOLAR-V1
USA | United States of America | Boone Dam |  | USA0003395 | 105.9 | 36.4403 | -82.4381 | Hydro |  |  |  | 1953.0 | Tennessee Valley Authority | U.S. Energy Information Administration | http://www.eia.gov/electricity/data/browser/ | U.S. Energy Information Administration | 34334 | 2019 | 306.139 | 111.295 | 138.638 | 117.98 | 139.096 | 196.906 | 216.312 | U.S. Energy Information Administration | 382.27 | 388.39 | 318.47 | 390.53 | 328.96 | NO-ESTIMATION | NO-ESTIMATION | NO-ESTIMATION | NO-ESTIMATION | CAPACITY-FACTOR-V1
USA | United States of America | Cottonwood |  | USA0000394 | 1.6 | 36.4434 | -118.0439 | Hydro |  |  |  | 1908.5000000000002 | Los Angeles Department of Water & Power | U.S. Energy Information Administration | http://www.eia.gov/electricity/data/browser/ | U.S. Energy Information Administration | 25084 | 2019 | 0.532 | 1.563 | 1.097 | 1.613 | 4.159 | 2.775 | 1.028 | U.S. Energy Information Administration | 4.22 | 4.25 | 4.22 | 4.26 | 3.68 | HYDRO-V1 | HYDRO-V1 | HYDRO-V1 | HYDRO-V1 | HYDRO-V1
USA | United States of America | Kaweah 2 |  | USA0000336 | 1.8 | 36.4613 | -118.8799 | Hydro |  |  |  | 1929.0 | Southern California Edison Co | U.S. Energy Information Administration | http://www.eia.gov/electricity/data/browser/ | U.S. Energy Information Administration | 33136 | 2019 | 6.681 | 4.4350000000000005 | 6.423 | 5.74 | 7.154 | 6.046 | 8.336 | U.S. Energy Information Administration | 5.42 | 5.65 | 5.48 | 5.93 | 5.29 | HYDRO-V1 | HYDRO-V1 | HYDRO-V1 | HYDRO-V1 | HYDRO-V1
USA | United States of America | Kaweah 1 |  | USA0000337 | 2.3 | 36.4651 | -118.8620 | Hydro |  |  |  | 1929.0 | Southern California Edison Co | U.S. Energy Information Administration | http://www.eia.gov/electricity/data/browser/ | U.S. Energy Information Administration | 33137 | 2019 | 7.1850000000000005 | 3.559 | 6.5200000000000005 | 6.976 | 7.537 | 4.464 | -0.084 | U.S. Energy Information Administration | 6.91 | 7.20 | 6.98 | 7.55 | 6.74 | HYDRO-V1 | HYDRO-V1 | HYDRO-V1 | HYDRO-V1 | HYDRO-V1
USA | United States of America | Pensacola |  | USA0002981 | 130.1 | 36.4675 | -95.0414 | Hydro |  |  |  | 1941.9923136049194 | Grand River Dam Authority | U.S. Energy Information Administration | http://www.eia.gov/electricity/data/browser/ | U.S. Energy Information Administration | 21273 | 2019 | 458.051 | 214.107 | 525.139 | 475.255 | 370.95 | 341.11 | 829.386 | U.S. Energy Information Administration | 454.75 | 359.38 | 377.30 | 418.62 | 398.19 | SOLAR-V1 | SOLAR-V1 | SOLAR-V1 | SOLAR-V1 | SOLAR-V1
USA | United States of America | Roanoke Rapids |  | USA0002758 | 100 | 36.4789 | -77.6722 | Hydro |  |  |  | 1955.25 | Virginia Electric & Power Co | U.S. Energy Information Administration | http://www.eia.gov/electricity/data/browser/ | U.S. Energy Information Administration | 36112 | 2019 | 302.425 | 333.068 | 290.112 | 359.887 | 213.505 | 376.005 | 303.134 | U.S. Energy Information Administration | 346.54 | 360.25 | 253.76 | 372.44 | 306.16 | HYDRO-V1 | HYDRO-V1 | HYDRO-V1 | HYDRO-V1 | HYDRO-V1
USA | United States of America | Kaweah 3 |  | USA0000338 | 4.8 | 36.4861 | -118.8356 | Hydro |  |  |  | 1913.0 | Southern California Edison Co | U.S. Energy Information Administration | http://www.eia.gov/electricity/data/browser/ | U.S. Energy Information Administration | 33134 | 2019 | 11.085 | 6.761 | 12.262 | 18.979 | 19.807000000000002 | 11.794 | 21.939 | U.S. Energy Information Administration | 12.23 | 12.67 | 12.07 | 13.19 | 11.88 | NO-ESTIMATION | NO-ESTIMATION | NO-ESTIMATION | NO-ESTIMATION | CAPACITY-FACTOR-V1
USA | United States of America | Fort Patrick Henry |  | USA0003401 | 59.4 | 36.4982 | -82.5086 | Hydro |  |  |  | 1954.0 | Tennessee Valley Authority | U.S. Energy Information Administration | http://www.eia.gov/electricity/data/browser/ | U.S. Energy Information Administration | 34346 | 2019 | 176.487 | 89.72200000000001 | 118.375 | 90.514 | 107.901 | 145.155 | 157.595 | U.S. Energy Information Administration | 209.28 | 212.71 | 167.72 | 213.90 | 179.38 | HYDRO-V1 | HYDRO-V1 | HYDRO-V1 | HYDRO-V1 | HYDRO-V1
USA | United States of America | Gaston |  | USA0002756 | 177.6 | 36.4991 | -77.8115 | Hydro |  |  |  | 1963.0 | Virginia Electric & Power Co | U.S. Energy Information Administration | http://www.eia.gov/electricity/data/browser/ | U.S. Energy Information Administration | 36098 | 2019 | 300.595 | 309.349 | 316.933 | 410.1 | 271.398 | 471.892 | 368.277 | U.S. Energy Information Administration | 556.93 | 556.84 | 400.03 | 582.42 | 459.12 | NO-ESTIMATION | NO-ESTIMATION | NO-ESTIMATION | NO-ESTIMATION | CAPACITY-FACTOR-V1
USA | United States of America | South Holston |  | USA0003416 | 38.5 | 36.5232 | -82.0902 | Hydro |  |  |  | 1951.0 | Tennessee Valley Authority | U.S. Energy Information Administration | http://www.eia.gov/electricity/data/browser/ | U.S. Energy Information Administration | 34369 | 2019 | 201.43800000000002 | 115.255 | 143.775 | 108.628 | 86.015 | 1.246 | 156.507 | U.S. Energy Information Administration | 144.33 | 104.08 | 105.46 | 101.70 | 89.49 | NO-ESTIMATION | NO-ESTIMATION | NO-ESTIMATION | NO-ESTIMATION | CAPACITY-FACTOR-V1
USA | United States of America | Dale Hollow |  | USA0003424 | 54 | 36.5378 | -85.4517 | Hydro |  |  |  | 1950.3333333333333 | USCE-Nashville District | U.S. Energy Information Administration | http://www.eia.gov/electricity/data/browser/ | U.S. Energy Information Administration | 35544 | 2019 | 153.165 | 130.169 | 151.321 | 93.906 | 118.031 | 144.268 | 199.057 | U.S. Energy Information Administration | 202.37 | 178.97 | 159.46 | 174.90 | 151.87 | NO-ESTIMATION | NO-ESTIMATION | NO-ESTIMATION | NO-ESTIMATION | CAPACITY-FACTOR-V1
USA | United States of America | Schoolfield Dam |  | USA0054655 | 4.5 | 36.5768 | -79.4325 | Hydro |  |  |  | 1990.3333333333333 | STS Hydropower LLC | U.S. Energy Information Administration | http://www.eia.gov/electricity/data/browser/ | U.S. Energy Information Administration | 33823 | 2019 | 14.43 | 15.138 | 14.608 | 16.457 | 14.272 | 13.346 | 14.781 | U.S. Energy Information Administration | 15.44 | 15.43 | 14.93 | 17.05 | 13.44 | NO-ESTIMATION | SOLAR-V1 | SOLAR-V1 | SOLAR-V1 | SOLAR-V1
USA | United States of America | El Vado Dam |  | USA0007593 | 8 | 36.5928 | -106.7321 | Hydro |  |  |  | 1988.0 | Los Alamos County | U.S. Energy Information Administration | http://www.eia.gov/electricity/data/browser/ | U.S. Energy Information Administration | 25064 | 2019 | 14.429 | 0.0 | 0.0 | 0.0 | 18.194 | 1.598 | 33.062 | U.S. Energy Information Administration | 20.21 | 20.27 | 18.55 | 20.32 | 18.33 | NO-ESTIMATION | NO-ESTIMATION | NO-ESTIMATION | NO-ESTIMATION | CAPACITY-FACTOR-V1
USA | United States of America | Table Rock |  | USA0002166 | 200 | 36.5970 | -93.3086 | Hydro |  |  |  | 1960.0 | USCE-Little Rock District | U.S. Energy Information Administration | http://www.eia.gov/electricity/data/browser/ | U.S. Energy Information Administration | 35596 | 2019 | 365.406 | 368.91700000000003 | 682.777 | 471.456 | 449.235 | 385.536 | 820.362 | U.S. Energy Information Administration | 598.41 | 591.56 | 561.45 | 615.39 | 531.3 | NO-ESTIMATION | NO-ESTIMATION | NO-ESTIMATION | NO-ESTIMATION | CAPACITY-FACTOR-V1
USA | United States of America | John H Kerr |  | USA0003833 | 296.8 | 36.5994 | -78.3005 | Hydro |  |  |  | 1953.4113881401613 | USCE-Wilmington District | U.S. Energy Information Administration | http://www.eia.gov/electricity/data/browser/ | U.S. Energy Information Administration | 35567 | 2019 | 415.468 | 422.083 | 363.987 | 586.294 | 394.86400000000003 | 735.129 | 539.437 | U.S. Energy Information Administration | 845.10 | 841.61 | 588.26 | 863.73 | 672.89 | HYDRO-V1 | HYDRO-V1 | HYDRO-V1 | HYDRO-V1 | HYDRO-V1
USA | United States of America | Ozark Beach |  | USA0006280 | 16 | 36.6590 | -93.1235 | Hydro |  |  |  | 1931.0 | Empire District Electric Co | U.S. Energy Information Administration | http://www.eia.gov/electricity/data/browser/ | U.S. Energy Information Administration | 19317 | 2019 | 57.528 | 60.693 | 41.955 | 55.294000000000004 | 33.844 | 49.345 | 48.459 | U.S. Energy Information Administration | 55.68 | 58.64 | 61.97 | 68.37 | 59.08 | HYDRO-V1 | HYDRO-V1 | HYDRO-V1 | HYDRO-V1 | HYDRO-V1
USA | United States of America | Martinsville |  | USA0003826 | 1.3 | 36.6641 | -79.8836 | Hydro |  |  |  | 1931.9999999999998 | City of Martinsville - (VA) | U.S. Energy Information Administration | http://www.eia.gov/electricity/data/browser/ | U.S. Energy Information Administration | 25698 | 2019 | 2.308 | 2.004 | 2.491 | 3.217 | 1.294 | 0.647 | 0.31 | U.S. Energy Information Administration | 4.54 | 4.28 | 4.19 | 4.33 | 3.87 | SOLAR-V1 | SOLAR-V1 | SOLAR-V1 | SOLAR-V1 | SOLAR-V1
USA | United States of America | Pinnacles |  | USA0003825 | 11.1 | 36.6669 | -80.4479 | Hydro |  |  |  | 1938.0 | City of Danville - (VA) | U.S. Energy Information Administration | http://www.eia.gov/electricity/data/browser/ | U.S. Energy Information Administration | 18055 | 2019 | 7.890000000000001 | 13.962 | 35.444 | 31.565 | 22.696 | 34.469 | 35.207 | U.S. Energy Information Administration | 29.04 | 29.04 | 26.02 | 29.12 | 25.37 | NO-ESTIMATION | NO-ESTIMATION | NO-ESTIMATION | NO-ESTIMATION | CAPACITY-FACTOR-V1
USA | United States of America | Emporia |  | USA0050175 | 2.5 | 36.6960 | -77.5600 | Hydro |  |  |  | 1986.0 | Emporia Hydro Power LP | U.S. Energy Information Administration | http://www.eia.gov/electricity/data/browser/ | U.S. Energy Information Administration | 34069 | 2019 | 6.8052600000000005 | 7.6517100000000005 | 7.356 | 7.636 | 5.069 | 5.479 | 7.054 | U.S. Energy Information Administration | 7.49 | 6.43 | 7.34 | 9.56 | 6.63 | NO-ESTIMATION | NO-ESTIMATION | NO-ESTIMATION | NO-ESTIMATION | CAPACITY-FACTOR-V1
USA | United States of America | Kaw Hydro |  | USA0007545 | 37 | 36.6994 | -96.9278 | Hydro |  |  |  | 1989.0 | Oklahoma Municipal Power Authority | U.S. Energy Information Administration | http://www.eia.gov/electricity/data/browser/ | U.S. Energy Information Administration |  | 2019 | 73.231 | 50.747 | 88.029 | 150.928 | 95.421 | 81.998 | 156.775 | U.S. Energy Information Administration | 128.27 | 120.74 | 108.93 | 120.76 | 115.8 | WIND-V1 | WIND-V1 | WIND-V1 | WIND-V1 | WIND-V1
USA | United States of America | Fries Hydroelectric Project |  | USA0010798 | 5.4 | 36.7151 | -80.9856 | Hydro |  |  |  | 1954.333333333333 | Aquenergy Systems Inc | U.S. Energy Information Administration | http://www.eia.gov/electricity/data/browser/ | U.S. Energy Information Administration | 17393 | 2019 | 33.306 | 26.281 | 26.784 | 22.266000000000002 | 23.449 | 25.681 | 12.5236 | U.S. Energy Information Administration | 22.77 | 19.99 | 19.57 | 19.94 | 16.98 | WIND-V1 | WIND-V1 | WIND-V1 | WIND-V1 | WIND-V1
USA | United States of America | Philpott Lake |  | USA0003834 | 14 | 36.7803 | -80.0281 | Hydro |  |  |  | 1953.0 | USCE-Wilmington District | U.S. Energy Information Administration | http://www.eia.gov/electricity/data/browser/ | U.S. Energy Information Administration | 35586 | 2019 | 33.275 | 24.571 | 25.036 | 15.947000000000001 | 1.801 | 31.78 | 33.862 | U.S. Energy Information Administration | 42.58 | 40.27 | 35.87 | 40.72 | 36.16 | HYDRO-V1 | HYDRO-V1 | HYDRO-V1 | HYDRO-V1 | HYDRO-V1
USA | United States of America | Halifax |  | USA0050178 | 1.6 | 36.7817 | -78.9236 | Hydro |  |  |  | 1915.0 | Banister Hydro LP | U.S. Energy Information Administration | http://www.eia.gov/electricity/data/browser/ | U.S. Energy Information Administration | 34070 | 2019 | 1.3384800000000001 | 1.89486 | 2.6510000000000002 | 3.887 | 2.6670000000000003 | 3.282 | 2.188 | U.S. Energy Information Administration | 4.81 | 4.07 | 4.63 | 6.16 | 4.43 | NO-ESTIMATION | NO-ESTIMATION | NO-ESTIMATION | NO-ESTIMATION | CAPACITY-FACTOR-V1
USA | United States of America | Byllesby 2 |  | USA0003773 | 21.6 | 36.7858 | -80.9333 | Hydro |  |  |  | 1912.0 | Appalachian Power Co | U.S. Energy Information Administration | http://www.eia.gov/electricity/data/browser/ | U.S. Energy Information Administration | 13353 | 2019 | 3.374 | 10.757 | 43.042 | 42.097 | 48.33 | 53.416000000000004 | 66.494 | U.S. Energy Information Administration | 83.62 | 81.74 | 69.21 | 82.92 | 70.91 | NO-ESTIMATION | NO-ESTIMATION | NO-ESTIMATION | NO-ESTIMATION | CAPACITY-FACTOR-V1
USA | United States of America | Navajo Dam |  | USA0000584 | 30 | 36.8061 | -107.6131 | Hydro |  |  |  | 1989.0 | City of Farmington - (NM) | U.S. Energy Information Administration | http://www.eia.gov/electricity/data/browser/ | U.S. Energy Information Administration | 20001 | 2019 | 42.067 | 60.678000000000004 | 48.088 | 104.48100000000001 | 79.22500000000001 | 80.0 | 57.716 | U.S. Energy Information Administration | 92.07 | 92.07 | 84.53 | 91.25 | 88.67 | NO-ESTIMATION | NO-ESTIMATION | NO-ESTIMATION | NO-ESTIMATION | CAPACITY-FACTOR-V1
USA | United States of America | Buck Hydro |  | USA0003772 | 8.4 | 36.8082 | -80.9387 | Hydro |  |  |  | 1912.0000000000002 | Appalachian Power Co | U.S. Energy Information Administration | http://www.eia.gov/electricity/data/browser/ | U.S. Energy Information Administration |  | 2019 | 14.728 | 3.6470000000000002 | 37.45 | 36.979 | 36.726 | 37.376 | 33.037 | U.S. Energy Information Administration | 34.33 | 33.00 | 30.41 | 33.47 | 28.07 | NO-ESTIMATION | NO-ESTIMATION | NO-ESTIMATION | NO-ESTIMATION | CAPACITY-FACTOR-V1
USA | United States of America | Pine Flat |  | USA0007907 | 165 | 36.8326 | -119.3270 | Hydro |  |  |  | 1984.0 | Kings River Conservation Dist | U.S. Energy Information Administration | http://www.eia.gov/electricity/data/browser/ | U.S. Energy Information Administration |  | 2019 | 115.839 | 76.368 | 20.95 | 238.37900000000002 | 899.457 | 340.081 | 714.556 | U.S. Energy Information Administration | 408.63 | 435.99 | 270.13 | 499.59 | 436.17 | NO-ESTIMATION | SOLAR-V1 | SOLAR-V1 | SOLAR-V1 | SOLAR-V1
USA | United States of America | Wolf Creek |  | USA0001380 | 270 | 36.8691 | -85.1470 | Hydro |  |  |  | 1951.6666666666667 | USCE-Nashville District | U.S. Energy Information Administration | http://www.eia.gov/electricity/data/browser/ | U.S. Energy Information Administration | 35601 | 2019 | 966.4 | 880.013 | 1126.904 | 843.628 | 872.6750000000001 | 1226.221 | 1204.063 | U.S. Energy Information Administration | 862.71 | 852.98 | 732.41 | 850.21 | 739.92 | NO-ESTIMATION | NO-ESTIMATION | NO-ESTIMATION | NO-ESTIMATION | SOLAR-V1
USA | United States of America | Kings River PH |  | USA0000254 | 48.6 | 36.8882 | -119.1588 | Hydro |  |  |  | 1961.9999999999998 | Pacific Gas & Electric Co. | U.S. Energy Information Administration | http://www.eia.gov/electricity/data/browser/ | U.S. Energy Information Administration | 29399 | 2019 | 51.058 | 41.283 | 18.02 | 125.119 | 226.372 | 134.174 | 122.29 | U.S. Energy Information Administration | 129.31 | 137.37 | 83.80 | 159.11 | 147.1 | NO-ESTIMATION | NO-ESTIMATION | NO-ESTIMATION | NO-ESTIMATION | CAPACITY-FACTOR-V1
USA | United States of America | Balch 2 |  | USA0000218 | 97.2 | 36.9089 | -119.0876 | Hydro |  |  |  | 1958.5 | Pacific Gas & Electric Co. | U.S. Energy Information Administration | http://www.eia.gov/electricity/data/browser/ | U.S. Energy Information Administration | 29357 | 2019 | 194.302 | 158.988 | 51.608000000000004 | 331.916 | 549.62 | 403.455 | 581.244 | U.S. Energy Information Administration | 239.05 | 237.78 | 205.81 | 272.43 | 256.47 | NO-ESTIMATION | NO-ESTIMATION | NO-ESTIMATION | NO-ESTIMATION | CAPACITY-FACTOR-V1
USA | United States of America | Balch 1 |  | USA0000217 | 31 | 36.9091 | -119.0877 | Hydro |  |  |  | 1927.0 | Pacific Gas & Electric Co. | U.S. Energy Information Administration | http://www.eia.gov/electricity/data/browser/ | U.S. Energy Information Administration | 29355 | 2019 | 53.980000000000004 | 44.325 | 19.306 | 132.644 | 177.233 | 82.44 | 163.231 | U.S. Energy Information Administration | 76.22 | 75.82 | 62.61 | 86.87 | 81.31 | HYDRO-V1 | HYDRO-V1 | HYDRO-V1 | HYDRO-V1 | HYDRO-V1
USA | United States of America | Haas |  | USA0000240 | 135 | 36.9274 | -119.0203 | Hydro |  |  |  | 1959.0 | Pacific Gas & Electric Co. | U.S. Energy Information Administration | http://www.eia.gov/electricity/data/browser/ | U.S. Energy Information Administration | 29386 | 2019 | 181.774 | 138.226 | 35.18 | 344.669 | 757.886 | 361.336 | 650.136 | U.S. Energy Information Administration | 284.67 | 282.91 | 238.51 | 332.63 | 319.9 | HYDRO-V1 | HYDRO-V1 | HYDRO-V1 | HYDRO-V1 | HYDRO-V1
USA | United States of America | Glen Canyon Dam |  | USA0000153 | 1312 | 36.9366 | -111.4839 | Hydro |  |  |  | 1964.9939024390244 | U S Bureau of Reclamation | U.S. Energy Information Administration | http://www.eia.gov/electricity/data/browser/ | U.S. Energy Information Administration | 35638 | 2019 | 3332.256 | 3344.619 | 3839.205 | 4016.225 | 3949.678 | 3958.503 | 3892.305 | U.S. Energy Information Administration | 4501.99 | 4538.24 | 3550.14 | 4529.90 | 3263.65 | HYDRO-V1 | HYDRO-V1 | HYDRO-V1 | HYDRO-V1 | HYDRO-V1
USA | United States of America | Laurel Dam |  | USA0006171 | 70 | 36.9614 | -84.2700 | Hydro |  |  |  | 1977.0 | USCE-Nashville District | U.S. Energy Information Administration | http://www.eia.gov/electricity/data/browser/ | U.S. Energy Information Administration | 35572 | 2019 | 83.57900000000001 | 71.96000000000001 | 87.107 | 66.028 | 66.029 | 102.762 | 112.75 | U.S. Energy Information Administration | 207.33 | 207.33 | 193.90 | 207.90 | 178.23 | HYDRO-V1 | HYDRO-V1 | HYDRO-V1 | HYDRO-V1 | HYDRO-V1
USA | United States of America | Friant Hydro Facility |  | USA0050393 | 37.5 | 36.9977 | -119.7035 | Hydro |  |  |  | 1991.3786666666665 | Friant Power Authority | U.S. Energy Information Administration | http://www.eia.gov/electricity/data/browser/ | U.S. Energy Information Administration |  | 2019 | 49.736000000000004 | 13.622 | 6.891 | 38.412 | 166.258 | 125.902 | 178.915 | U.S. Energy Information Administration | 121.56 | 100.11 | 86.14 | 120.01 | 113.25 | NO-ESTIMATION | NO-ESTIMATION | NO-ESTIMATION | NO-ESTIMATION | CAPACITY-FACTOR-V1
USA | United States of America | Kentucky Dam |  | USA0001377 | 218.6 | 37.0131 | -88.2692 | Hydro |  |  |  | 1945.428179322964 | Tennessee Valley Authority | U.S. Energy Information Administration | http://www.eia.gov/electricity/data/browser/ | U.S. Energy Information Administration | 34351 | 2019 | 1429.073 | 1238.564 | 1265.179 | 924.369 | 1268.492 | 1098.259 | 923.969 | U.S. Energy Information Administration | 1192.56 | 903.76 | 1299.50 | 906.23 | 795.33 | HYDRO-V1 | HYDRO-V1 | HYDRO-V1 | HYDRO-V1 | HYDRO-V1
USA | United States of America | Barkley |  | USA0001371 | 130 | 37.0217 | -88.2211 | Hydro |  |  |  | 1966.0 | USCE-Nashville District | U.S. Energy Information Administration | http://www.eia.gov/electricity/data/browser/ | U.S. Energy Information Administration | 35530 | 2019 | 486.904 | 601.111 | 544.038 | 486.04 | 812.899 | 637.783 | 572.013 | U.S. Energy Information Administration | 512.63 | 484.16 | 441.99 | 484.44 | 475.74 | HYDRO-V1 | HYDRO-V1 | HYDRO-V1 | HYDRO-V1 | HYDRO-V1
USA | United States of America | Helms Pumped Storage |  | USA0006100 | 1053 | 37.0293 | -118.9683 | Hydro |  |  |  | 1984.0 | Pacific Gas & Electric Co. | U.S. Energy Information Administration | http://www.eia.gov/electricity/data/browser/ | U.S. Energy Information Administration | 29382 | 2019 | -308.524 | -209.45000000000002 | -250.413 | -498.562 | -290.22 | -412.78000000000003 | -298.392 | U.S. Energy Information Administration | 2094.43 | 2080.72 | 1796.15 | 2367.71 | 2247.09 | NO-ESTIMATION | NO-ESTIMATION | NO-ESTIMATION | NO-ESTIMATION | CAPACITY-FACTOR-V1
USA | United States of America | Smith Mountain |  | USA0003780 | 547.5 | 37.0413 | -79.5356 | Hydro |  |  |  | 1968.948310502283 | Appalachian Power Co | U.S. Energy Information Administration | http://www.eia.gov/electricity/data/browser/ | U.S. Energy Information Administration | 13364 | 2019 | 22.347999999999985 | -13.670999999999992 | 60.74799999999999 | -34.315 | -47.483000000000004 | 52.41500000000002 | 5.802 | U.S. Energy Information Administration | 1288.01 | 1072.80 | 623.30 | 1043.02 | 917.14 | NO-ESTIMATION | NO-ESTIMATION | NO-ESTIMATION | NO-ESTIMATION | CAPACITY-FACTOR-V1
USA | United States of America | Site 980 65 |  | USA0050322 | 2.1 | 37.0568 | -119.8997 | Hydro |  |  |  | 1985.0 | Madera-Chowchilla Power Auth | U.S. Energy Information Administration | http://www.eia.gov/electricity/data/browser/ | U.S. Energy Information Administration |  | 2019 | 1.106 | 0.002 | 0.0 | 3.8280000000000003 | 7.399 | 3.915 | 3.86 | U.S. Energy Information Administration | 5.55 | 6.10 | 5.94 | 5.34 | 6.85 | NO-ESTIMATION | NO-ESTIMATION | NO-ESTIMATION | NO-ESTIMATION | CAPACITY-FACTOR-V1
USA | United States of America | W R Gianelli |  | USA0000448 | 424 | 37.0692 | -121.0772 | Hydro |  |  |  | 1967.25 | California Dept. of Water Resources | U.S. Energy Information Administration | http://www.eia.gov/electricity/data/browser/ | U.S. Energy Information Administration | 15332 | 2019 | 5.507 | -142.409 | -26.449 | -317.173 | 43.67 | -125.52 | -94.96 | U.S. Energy Information Administration | 1049.45 | 769.33 | 1009.41 | 1023.78 | 583.57 | NO-ESTIMATION | NO-ESTIMATION | NO-ESTIMATION | NO-ESTIMATION | CAPACITY-FACTOR-V1
USA | United States of America | Kerckhoff 2 |  | USA0000682 | 139.5 | 37.0718 | -119.5580 | Hydro |  |  |  | 1983.0 | Pacific Gas & Electric Co. | U.S. Energy Information Administration | http://www.eia.gov/electricity/data/browser/ | U.S. Energy Information Administration | 29398 | 2019 | 209.452 | 140.573 | 78.03 | 302.683 | 794.645 | 326.621 | 668.481 | U.S. Energy Information Administration | 421.88 | 345.47 | 305.53 | 427.38 | 368.85 | NO-ESTIMATION | NO-ESTIMATION | NO-ESTIMATION | NO-ESTIMATION | CAPACITY-FACTOR-V1
USA | United States of America | Claytor |  | USA0003774 | 74.8 | 37.0750 | -80.5847 | Hydro |  |  |  | 1938.9999999999998 | Appalachian Power Co | U.S. Energy Information Administration | http://www.eia.gov/electricity/data/browser/ | U.S. Energy Information Administration | 13354 | 2019 | 325.29 | 8.074 | 229.72400000000002 | 210.339 | 176.351 | 304.469 | 283.036 | U.S. Energy Information Administration | 265.91 | 269.24 | 223.13 | 280.32 | 221.41 | NO-ESTIMATION | NO-ESTIMATION | NO-ESTIMATION | NO-ESTIMATION | CAPACITY-FACTOR-V1
USA | United States of America | Radford |  | USA0003827 | 1 | 37.0784 | -80.5727 | Hydro |  |  |  | 1934.0 | City of Radford - (VA) | U.S. Energy Information Administration | http://www.eia.gov/electricity/data/browser/ | U.S. Energy Information Administration | 31085 | 2019 | 3.118 | 3.0888000000000004 |  |  |  |  | 6.394 | U.S. Energy Information Administration | 4.01 | 3.48 | 3.64 | 3.49 | 3.14 | NO-ESTIMATION | NO-ESTIMATION | NO-ESTIMATION | NO-ESTIMATION | CAPACITY-FACTOR-V1
USA | United States of America | Kerckhoff |  | USA0000250 | 22.6 | 37.0925 | -119.5528 | Hydro |  |  |  | 1919.9999999999998 | Pacific Gas & Electric Co. | U.S. Energy Information Administration | http://www.eia.gov/electricity/data/browser/ | U.S. Energy Information Administration | 29398 | 2019 | 15.989 | 0.0 | 5.495 | 44.863 | 73.232 | 0.0 |  | U.S. Energy Information Administration | 76.27 | 61.17 | 52.75 | 75.34 | 73.84 | NO-ESTIMATION | NO-ESTIMATION | NO-ESTIMATION | NO-ESTIMATION | CAPACITY-FACTOR-V1
USA | United States of America | Leesville |  | USA0003777 | 40 | 37.0933 | -79.4025 | Hydro |  |  |  | 1964.0 | Appalachian Power Co | U.S. Energy Information Administration | http://www.eia.gov/electricity/data/browser/ | U.S. Energy Information Administration | 13358 | 2019 | 67.97200000000001 | 58.672000000000004 | 69.804 | 79.431 | 57.756 | 83.759 | 72.286 | U.S. Energy Information Administration | 130.52 | 131.81 | 97.62 | 133.23 | 108.46 | NO-ESTIMATION | NO-ESTIMATION | NO-ESTIMATION | NO-ESTIMATION | CAPACITY-FACTOR-V1
USA | United States of America | ONeill |  | USA0000446 | 25.2 | 37.0987 | -121.0477 | Hydro |  |  |  | 1967.6666666666665 | U S Bureau of Reclamation | U.S. Energy Information Administration | http://www.eia.gov/electricity/data/browser/ | U.S. Energy Information Administration | 35661 | 2019 | -29.413 | -5.735 | -12.192 | -50.859 | -105.768 | -61.489000000000004 | -62.469 | U.S. Energy Information Administration | 74.28 | 57.45 | 67.98 | 72.79 | 46.65 | NO-ESTIMATION | NO-ESTIMATION | NO-ESTIMATION | NO-ESTIMATION | CAPACITY-FACTOR-V1
USA | United States of America | Big Creek 4 |  | USA0000320 | 100 | 37.1390 | -119.4898 | Hydro |  |  |  | 1951.0 | Southern California Edison Co | U.S. Energy Information Administration | http://www.eia.gov/electricity/data/browser/ | U.S. Energy Information Administration | 33117 | 2019 | 221.66 | 133.078 | 76.577 | 378.63800000000003 | 631.388 | 279.726 | 513.541 | U.S. Energy Information Administration | 325.75 | 266.92 | 239.40 | 321.61 | 302.75 | WIND-V1 | WIND-V1 | WIND-V1 | WIND-V1 | WIND-V1
USA | United States of America | Big Pine Creek |  | USA0000391 | 3.2 | 37.1428 | -118.3241 | Hydro |  |  |  | 1925.0 | Los Angeles Department of Water & Power | U.S. Energy Information Administration | http://www.eia.gov/electricity/data/browser/ | U.S. Energy Information Administration | 25082 | 2019 | 3.241 | 9.526 | 9.553 | 1.484 | 12.959 | 12.883000000000001 | 0.16 | U.S. Energy Information Administration | 7.90 | 7.90 | 7.56 | 8.45 | 7.86 | WIND-V1 | WIND-V1 | WIND-V1 | WIND-V1 | WIND-V1
USA | United States of America | J S Eastwood |  | USA0000104 | 199.8 | 37.1479 | -119.2567 | Hydro |  |  |  | 1988.0 | Southern California Edison Co | U.S. Energy Information Administration | http://www.eia.gov/electricity/data/browser/ | U.S. Energy Information Administration | 33138 | 2019 | 72.14 | 78.29 | 80.397 | 238.699 | 425.14 | 234.07 | 254.677 | U.S. Energy Information Administration | 561.54 | 494.44 | 430.86 | 602.32 | 521.53 | WIND-V1 | WIND-V1 | WIND-V1 | WIND-V1 | WIND-V1
USA | United States of America | Big Creek 3 |  | USA0000319 | 174.5 | 37.1485 | -119.3866 | Hydro |  |  |  | 1940.080229226361 | Southern California Edison Co | U.S. Energy Information Administration | http://www.eia.gov/electricity/data/browser/ | U.S. Energy Information Administration | 33115 | 2019 | 465.038 | 302.92900000000003 | 176.811 | 763.3720000000001 | 1071.415 | 678.769 | 859.281 | U.S. Energy Information Administration | 527.73 | 432.15 | 382.19 | 534.61 | 461.39 | WIND-V1 | WIND-V1 | WIND-V1 | WIND-V1 | WIND-V1
USA | United States of America | A G Wishon |  | USA0000293 | 12.8 | 37.1510 | -119.5047 | Hydro |  |  |  | 1910.0 | Pacific Gas & Electric Co. | U.S. Energy Information Administration | http://www.eia.gov/electricity/data/browser/ | U.S. Energy Information Administration | 29353 | 2019 | 21.245 | 6.571 | 2.59 | 34.315 | 34.926 | 25.652 | 52.855 | U.S. Energy Information Administration | 43.91 | 34.02 | 31.66 | 42.51 | 46.38 | WIND-V1 | WIND-V1 | WIND-V1 | WIND-V1 | WIND-V1
USA | United States of America | Smithland Hydroelectric Plant |  | USA0057400 | 75.9 | 37.1696 | -88.4195 | Hydro |  |  |  | 2016.9999999999998 | American Mun Power-Ohio Inc | U.S. Energy Information Administration | http://www.eia.gov/electricity/data/browser/ | U.S. Energy Information Administration |  | 2019 |  |  |  |  | 199.391 | 219.067 | 180.621 | U.S. Energy Information Administration | 319.68 | 329.85 | 407.05 |  | 299.1 | WIND-V1 | WIND-V1 | WIND-V1 | WIND-V1 | WIND-V1
USA | United States of America | Quail Creek Hydro Plant #1 |  | USA0052039 | 2.3 | 37.1854 | -113.3583 | Hydro |  |  |  | 1985.0000000000002 | Washington Cnty Wtr Consv Dist | U.S. Energy Information Administration | http://www.eia.gov/electricity/data/browser/ | U.S. Energy Information Administration |  | 2019 | 9.759 | 7.144 | 8.806000000000001 | 10.238 | 11.178 | 8.241 | 11.899 | U.S. Energy Information Administration | 6.54 | 6.57 | 6.40 | 7.16 | 6.38 | NO-ESTIMATION | NO-ESTIMATION | NO-ESTIMATION | NO-ESTIMATION | CAPACITY-FACTOR-V1
USA | United States of America | Big Creek 2 |  | USA0000318 | 66.6 | 37.2000 | -119.3069 | Hydro |  |  |  | 1918.7297297297298 | Southern California Edison Co | U.S. Energy Information Administration | http://www.eia.gov/electricity/data/browser/ | U.S. Energy Information Administration | 33112 | 2019 | 200.826 | 140.967 | 51.79 | 332.639 | 438.83500000000004 | 321.725 | 329.937 | U.S. Energy Information Administration | 197.26 | 197.26 | 184.48 | 197.80 | 169.57 | WIND-V1 | WIND-V1 | WIND-V1 | WIND-V1 | WIND-V1
USA | United States of America | Big Creek 2A |  | USA0000322 | 110 | 37.2001 | -119.3068 | Hydro |  |  |  | 1928.5 | Southern California Edison Co | U.S. Energy Information Administration | http://www.eia.gov/electricity/data/browser/ | U.S. Energy Information Administration | 33110 | 2019 | 217.74200000000002 | 207.249 | 111.803 | 359.244 | 206.074 | 447.135 | 505.669 | U.S. Energy Information Administration | 333.91 | 333.91 | 312.81 | 334.82 | 288.18 | NO-ESTIMATION | NO-ESTIMATION | NO-ESTIMATION | NO-ESTIMATION | CAPACITY-FACTOR-V1
USA | United States of America | San Joaquin 2 |  | USA0000276 | 2.8 | 37.2032 | -119.4975 | Hydro |  |  |  | 1917.0 | Pacific Gas & Electric Co. | U.S. Energy Information Administration | http://www.eia.gov/electricity/data/browser/ | U.S. Energy Information Administration | 29427 | 2019 | 2.556 | 0.913 | 0.0 | 3.3890000000000002 | 6.723 | 0.355 | 0 | U.S. Energy Information Administration | 7.53 | 7.57 | 7.69 | 7.59 | 6.58 | NO-ESTIMATION | NO-ESTIMATION | NO-ESTIMATION | NO-ESTIMATION | CAPACITY-FACTOR-V1
USA | United States of America | Big Creek 1 |  | USA0000317 | 88.4 | 37.2042 | -119.2396 | Hydro |  |  |  | 1919.6787330316743 | Southern California Edison Co | U.S. Energy Information Administration | http://www.eia.gov/electricity/data/browser/ | U.S. Energy Information Administration | 33113 | 2019 | 210.499 | 151.124 | 52.329 | 282.18 | 499.688 | 344.767 | 345.253 | U.S. Energy Information Administration | 261.83 | 261.83 | 244.87 | 262.55 | 225.08 | NO-ESTIMATION | NO-ESTIMATION | NO-ESTIMATION | NO-ESTIMATION | CAPACITY-FACTOR-V1
USA | United States of America | Big Creek 8 |  | USA0000321 | 75 | 37.2096 | -119.3289 | Hydro |  |  |  | 1925.8 | Southern California Edison Co | U.S. Energy Information Administration | http://www.eia.gov/electricity/data/browser/ | U.S. Energy Information Administration | 33116 | 2019 | 121.044 | 105.736 | 42.165 | 212.772 | 369.509 | 245.586 | 283.942 | U.S. Energy Information Administration | 228.63 | 202.42 | 179.55 | 238.81 | 227.16 | HYDRO-V1 | HYDRO-V1 | HYDRO-V1 | HYDRO-V1 | HYDRO-V1
USA | United States of America | Mammoth Pool |  | USA0000344 | 190 | 37.2203 | -119.3380 | Hydro |  |  |  | 1960.0 | Southern California Edison Co | U.S. Energy Information Administration | http://www.eia.gov/electricity/data/browser/ | U.S. Energy Information Administration | 33147 | 2019 | 355.683 | 217.263 | 137.647 | 632.582 | 970.25 | 443.42900000000003 | 513.546 | U.S. Energy Information Administration | 540.41 | 476.60 | 416.14 | 572.77 | 495.95 | NO-ESTIMATION | NO-ESTIMATION | NO-ESTIMATION | NO-ESTIMATION | CAPACITY-FACTOR-V1
USA | United States of America | Brasfield |  | USA0010155 | 2.9 | 37.2208 | -77.5245 | Hydro |  |  |  | 1993.0 | Appomattox River Associates LP | U.S. Energy Information Administration | http://www.eia.gov/electricity/data/browser/ | U.S. Energy Information Administration | 33814 | 2019 | 11.406780000000001 | 9.94455 | 10.563 | 10.565 | 6.037 | 11.072000000000001 | 10.768 | U.S. Energy Information Administration | 10.19 | 11.27 | 8.95 | 11.36 | 8.31 | NO-ESTIMATION | NO-ESTIMATION | NO-ESTIMATION | NO-ESTIMATION | CAPACITY-FACTOR-V1
USA | United States of America | San Joaquin 3 |  | USA0000277 | 4 | 37.2537 | -119.5194 | Hydro |  |  |  | 1923.0 | Pacific Gas & Electric Co. | U.S. Energy Information Administration | http://www.eia.gov/electricity/data/browser/ | U.S. Energy Information Administration | 29429 | 2019 | 3.394 | 1.185 | 0.0 | 0.48 | 1.156 | 0.0 | 0 | U.S. Energy Information Administration | 9.30 | 9.30 | 9.40 | 9.32 | 7.97 | HYDRO-V1 | HYDRO-V1 | HYDRO-V1 | HYDRO-V1 | HYDRO-V1
USA | United States of America | Niagara |  | USA0003778 | 3.6 | 37.2544 | -79.8756 | Hydro |  |  |  | 1954.0 | Appalachian Power Co | U.S. Energy Information Administration | http://www.eia.gov/electricity/data/browser/ | U.S. Energy Information Administration | 13362 | 2019 | 10.449 | 8.006 | 0.0 | 0.0 | 0.0 | 7.8580000000000005 | 10.524 | U.S. Energy Information Administration | 7.67 | 8.96 | 7.46 | 8.98 | 8 | NO-ESTIMATION | NO-ESTIMATION | NO-ESTIMATION | NO-ESTIMATION | NO-ESTIMATION
USA | United States of America | Portal |  | USA0000354 | 10.8 | 37.2570 | -119.1589 | Hydro |  |  |  | 1957.0 | Southern California Edison Co | U.S. Energy Information Administration | http://www.eia.gov/electricity/data/browser/ | U.S. Energy Information Administration | 33157 | 2019 | 15.953000000000001 | 22.88 | 9.696 | 11.019 | 33.309 | 9.717 | 21.961 | U.S. Energy Information Administration | 28.29 | 28.29 | 26.14 | 28.37 | 24.72 | HYDRO-V1 | HYDRO-V1 | HYDRO-V1 | HYDRO-V1 | HYDRO-V1
USA | United States of America | Bishop Creek 2 |  | USA0000323 | 7.3 | 37.2736 | -118.5733 | Hydro |  |  |  | 1908.945205479452 | Southern California Edison Co | U.S. Energy Information Administration | http://www.eia.gov/electricity/data/browser/ | U.S. Energy Information Administration | 33119 | 2019 | 21.013 | 15.118 | 12.554 | 24.861 | 44.288000000000004 | 27.938 | 36.422 | U.S. Energy Information Administration | 19.23 | 19.47 | 17.11 | 20.24 | 17.81 | NO-ESTIMATION | NO-ESTIMATION | NO-ESTIMATION | NO-ESTIMATION | CAPACITY-FACTOR-V1
USA | United States of America | Bishop Creek 3 |  | USA0000324 | 8.4 | 37.3020 | -118.5320 | Hydro |  |  |  | 1913.0000000000002 | Southern California Edison Co | U.S. Energy Information Administration | http://www.eia.gov/electricity/data/browser/ | U.S. Energy Information Administration | 33120 | 2019 | 18.174 | 15.001 | 12.683 | 22.88 | 44.059 | 28.121000000000002 | 35.191 | U.S. Energy Information Administration | 22.12 | 22.41 | 19.69 | 23.29 | 20.5 | NO-ESTIMATION | NO-ESTIMATION | NO-ESTIMATION | NO-ESTIMATION | CAPACITY-FACTOR-V1
USA | United States of America | Bishop Creek 4 |  | USA0000325 | 8.2 | 37.3230 | -118.5017 | Hydro |  |  |  | 1906.756097560976 | Southern California Edison Co | U.S. Energy Information Administration | http://www.eia.gov/electricity/data/browser/ | U.S. Energy Information Administration | 33111 | 2019 | 24.134 | 25.145 | 23.841 | 23.688 | 30.865000000000002 | 47.531 | 49.504 | U.S. Energy Information Administration | 21.60 | 21.87 | 19.22 | 22.74 | 20.01 | NO-ESTIMATION | NO-ESTIMATION | NO-ESTIMATION | NO-ESTIMATION | CAPACITY-FACTOR-V1
USA | United States of America | Bishop Creek 5 |  | USA0000326 | 4.5 | 37.3344 | -118.4797 | Hydro |  |  |  | 1929.6666666666667 | Southern California Edison Co | U.S. Energy Information Administration | http://www.eia.gov/electricity/data/browser/ | U.S. Energy Information Administration | 33118 | 2019 | 8.652000000000001 | 6.091 | 4.971 | 10.842 | 19.938 | 16.272000000000002 | 17.351 | U.S. Energy Information Administration | 11.48 | 11.64 | 10.97 | 12.16 | 10.66 | WIND-V1 | WIND-V1 | WIND-V1 | WIND-V1 | WIND-V1
USA | United States of America | Bishop Creek 6 |  | USA0000327 | 1.6 | 37.3499 | -118.4628 | Hydro |  |  |  | 1913.0 | Southern California Edison Co | U.S. Energy Information Administration | http://www.eia.gov/electricity/data/browser/ | U.S. Energy Information Administration | 33114 | 2019 | 8.291 | 6.753 | 5.926 | 8.024000000000001 | 12.427 | 5.87 | 10.314 | U.S. Energy Information Administration | 4.85 | 4.93 | 4.66 | 5.14 | 4.62 | SOLAR-V1 | SOLAR-V1 | SOLAR-V1 | SOLAR-V1 | SOLAR-V1
USA | United States of America | Vallecito Hydroelectric |  | USA0050206 | 5.8 | 37.3777 | -107.5787 | Hydro |  |  |  | 1989.0000000000002 | Ptarmigan Res & Engy Inc | U.S. Energy Information Administration | http://www.eia.gov/electricity/data/browser/ | U.S. Energy Information Administration |  | 2019 | 16.0 | 21.09492 | 19.0 | 23.0 | 25.883 | 18.805 | 22.445 | U.S. Energy Information Administration | 16.20 | 17.79 | 16.27 | 16.74 | 15.4 | NO-ESTIMATION | NO-ESTIMATION | NO-ESTIMATION | NO-ESTIMATION | CAPACITY-FACTOR-V1
USA | United States of America | Pleasant Valley Hydro |  | USA0000402 | 3.2 | 37.4142 | -118.5239 | Hydro |  |  |  | 1958.0 | Los Angeles Department of Water & Power | U.S. Energy Information Administration | http://www.eia.gov/electricity/data/browser/ | U.S. Energy Information Administration | 25096 | 2019 | 3.815 | 2.0180000000000002 | 0.318 | 3.424 | 13.573 | 7.29 | 10.229 | U.S. Energy Information Administration | 7.41 | 8.65 | 8.45 | 7.07 | 7.81 | NO-ESTIMATION | NO-ESTIMATION | NO-ESTIMATION | NO-ESTIMATION | CAPACITY-FACTOR-V1
USA | United States of America | Towaoc |  | USA0007373 | 11.4 | 37.4295 | -108.5749 | Hydro |  |  |  | 1993.0 | U S Bureau of Reclamation | U.S. Energy Information Administration | http://www.eia.gov/electricity/data/browser/ | U.S. Energy Information Administration | 35673 | 2019 | 8.786 | 18.008 | 17.45 | 17.862000000000002 | 17.877 | 11.192 | 17.082 | U.S. Energy Information Administration | 28.23 | 29.33 | 25.28 | 28.31 | 24.46 | NO-ESTIMATION | NO-ESTIMATION | NO-ESTIMATION | NO-ESTIMATION | CAPACITY-FACTOR-V1
USA | United States of America | Control Gorge |  | USA0000393 | 37.5 | 37.4379 | -118.5570 | Hydro |  |  |  | 1952.0 | Los Angeles Department of Water & Power | U.S. Energy Information Administration | http://www.eia.gov/electricity/data/browser/ | U.S. Energy Information Administration | 25085 | 2019 | 3.238 | 2.831 | 9.179 | 37.04 | 111.77 | 34.985 | 80.27 | U.S. Energy Information Administration | 76.06 | 92.99 | 78.11 | 76.12 | 88.01 | NO-ESTIMATION | NO-ESTIMATION | NO-ESTIMATION | NO-ESTIMATION | NO-ESTIMATION
USA | United States of America | Reusens |  | USA0003779 | 12.5 | 37.4639 | -79.1856 | Hydro |  |  |  | 1903.0 | Eagle Creek RE LLC | U.S. Energy Information Administration | http://www.eia.gov/electricity/data/browser/ | U.S. Energy Information Administration | 13363 | 2019 | 0.0 | 0.0 | 0.0 | 0.0 | 2.598 | 29.174 | 15.756 | U.S. Energy Information Administration | 44.81 | 51.91 | 38.91 | 52.05 | 45 | NO-ESTIMATION | WIND-V1 | WIND-V1 | WIND-V1 | WIND-V1
USA | United States of America | Parker |  | USA0000428 | 2.7 | 37.4778 | -120.4445 | Hydro |  |  |  | 1982.0 | Merced Irrigation District | U.S. Energy Information Administration | http://www.eia.gov/electricity/data/browser/ | U.S. Energy Information Administration | 26024 | 2019 | 5.597 | 3.047 | -0.019 | 4.958 | 3.717 | 5.2090000000000005 | 4.32 | U.S. Energy Information Administration | 10.43 | 8.91 | 8.63 | 9.73 | 9.16 | NO-ESTIMATION | NO-ESTIMATION | NO-ESTIMATION | NO-ESTIMATION | CAPACITY-FACTOR-V1
USA | United States of America | Coleman Falls |  | USA0056313 | 1.5 | 37.5035 | -79.3006 | Hydro |  |  |  | 1983.0 | Holcomb Rock Company | U.S. Energy Information Administration | http://www.eia.gov/electricity/data/browser/ | U.S. Energy Information Administration |  | 2019 | 4.61 | 4.869 | 5.724 | 5.234 | 0.0 | 0.0 | 0 | U.S. Energy Information Administration | 4.17 | 4.85 | 3.86 | 4.86 | 4.02 | NO-ESTIMATION | NO-ESTIMATION | NO-ESTIMATION | NO-ESTIMATION | CAPACITY-FACTOR-V1
USA | United States of America | Holcomb Rock |  | USA0056314 | 1.8 | 37.5035 | -79.3006 | Hydro |  |  |  | 1920.0000000000002 | Holcomb Rock Company | U.S. Energy Information Administration | http://www.eia.gov/electricity/data/browser/ | U.S. Energy Information Administration |  | 2019 | 0.512 | 5.418 | 6.472 | 3.424 | 0.0 | 0.0 | 0 | U.S. Energy Information Administration | 5.02 | 5.83 | 4.64 | 5.85 | 4.84 | SOLAR-V1 | SOLAR-V1 | SOLAR-V1 | SOLAR-V1 | SOLAR-V1
USA | United States of America | Middle Gorge |  | USA0000401 | 37.5 | 37.5100 | -118.5692 | Hydro |  |  |  | 1952.0 | Los Angeles Department of Water & Power | U.S. Energy Information Administration | http://www.eia.gov/electricity/data/browser/ | U.S. Energy Information Administration | 25095 | 2019 | 37.345 | 22.082 | 0.278 | 21.16 | 143.04 | 75.38 | 94.971 | U.S. Energy Information Administration | 76.06 | 92.99 | 78.11 | 76.12 | 88.01 | NO-ESTIMATION | NO-ESTIMATION | NO-ESTIMATION | SOLAR-V1 | SOLAR-V1
USA | United States of America | Taum Sauk |  | USA0002108 | 408 | 37.5208 | -90.8347 | Hydro |  |  |  | 1964.0 | Union Electric Co - (MO) | U.S. Energy Information Administration | http://www.eia.gov/electricity/data/browser/ | U.S. Energy Information Administration | 35272 | 2019 | -102.571 | -135.904 | -71.811 | -152.879 | -147.606 | -121.33500000000001 | -19.611 | U.S. Energy Information Administration | 1005.36 | 1005.36 | 951.02 | 1008.11 | 831.95 | NO-ESTIMATION | NO-ESTIMATION | NO-ESTIMATION | NO-ESTIMATION | CAPACITY-FACTOR-V1
USA | United States of America | McSwain |  | USA0000410 | 9 | 37.5221 | -120.3101 | Hydro |  |  |  | 1967.0 | Merced Irrigation District | U.S. Energy Information Administration | http://www.eia.gov/electricity/data/browser/ | U.S. Energy Information Administration | 26021 | 2019 | 20.229 | 11.144 | 0.925 | 20.145 | 55.762 | 29.383 | 46.925 | U.S. Energy Information Administration | 30.66 | 26.32 | 23.57 | 31.78 | 32.15 | NO-ESTIMATION | NO-ESTIMATION | NO-ESTIMATION | NO-ESTIMATION | SOLAR-V1
USA | United States of America | Merced Falls |  | USA0000258 | 3.4 | 37.5230 | -120.3299 | Hydro |  |  |  | 1930.0 | Merced Irrigation District | U.S. Energy Information Administration | http://www.eia.gov/electricity/data/browser/ | U.S. Energy Information Administration | 29403 | 2019 | 7.141 | 4.3340000000000005 | -0.078 | 7.997 | 13.181000000000001 | 9.677 | 12.524 | U.S. Energy Information Administration | 11.80 | 9.97 | 9.51 | 11.93 | 11.42 | NO-ESTIMATION | NO-ESTIMATION | NO-ESTIMATION | NO-ESTIMATION | CAPACITY-FACTOR-V1
USA | United States of America | Tacoma |  | USA0006206 | 4.6 | 37.5237 | -107.7828 | Hydro |  |  |  | 1905.5 | Public Service Co of Colorado | U.S. Energy Information Administration | http://www.eia.gov/electricity/data/browser/ | U.S. Energy Information Administration | 30859 | 2019 | 6.49 | 0.291 | 1.1360000000000001 | 4.005 | 13.397 | 3.583 | 21.657 | U.S. Energy Information Administration | 15.80 | 15.87 | 15.42 | 15.75 | 14.22 | NO-ESTIMATION | NO-ESTIMATION | NO-ESTIMATION | NO-ESTIMATION | CAPACITY-FACTOR-V1
USA | United States of America | Upper Gorge |  | USA0000407 | 37.5 | 37.5460 | -118.5900 | Hydro |  |  |  | 1953.0 | Los Angeles Department of Water & Power | U.S. Energy Information Administration | http://www.eia.gov/electricity/data/browser/ | U.S. Energy Information Administration | 25102 | 2019 | 43.526 | 27.323 | 0.23800000000000002 | 31.150000000000002 | 134.56 | 75.414 | 97.096 | U.S. Energy Information Administration | 76.06 | 92.99 | 78.11 | 76.12 | 88.01 | WIND-V1 | WIND-V1 | WIND-V1 | WIND-V1 | WIND-V1
USA | United States of America | Snowden |  | USA0003821 | 5 | 37.5736 | -79.3715 | Hydro |  |  |  | 1987.0 | Town of Bedford - (VA) | U.S. Energy Information Administration | http://www.eia.gov/electricity/data/browser/ | U.S. Energy Information Administration | 14258 | 2019 | 9.214 | 19.492 | 19.492 | 14.567 | 9.205 | 12.411 | 14.53 | U.S. Energy Information Administration | 17.41 | 19.93 | 15.64 | 19.98 | 17.17 | NO-ESTIMATION | NO-ESTIMATION | NO-ESTIMATION | NO-ESTIMATION | CAPACITY-FACTOR-V1
USA | United States of America | McPhee |  | USA0007372 | 1.2 | 37.5752 | -108.5740 | Hydro |  |  |  | 1993.0 | U S Bureau of Reclamation | U.S. Energy Information Administration | http://www.eia.gov/electricity/data/browser/ | U.S. Energy Information Administration | 35654 | 2019 | 0.35000000000000003 | 3.56 | 4.855 | 5.055 | 5.47 | 2.6830000000000003 | 4.303 | U.S. Energy Information Administration | 2.81 | 2.82 | 2.78 | 2.87 | 2.51 | NO-ESTIMATION | NO-ESTIMATION | NO-ESTIMATION | NO-ESTIMATION | CAPACITY-FACTOR-V1
USA | United States of America | Exchequer |  | USA0000409 | 94.5 | 37.5843 | -120.2686 | Hydro |  |  |  | 1967.0 | Merced Irrigation District | U.S. Energy Information Administration | http://www.eia.gov/electricity/data/browser/ | U.S. Energy Information Administration | 26020 | 2019 | 138.218 | 77.22500000000001 | 10.858 | 148.222 | 438.66 | 240.272 | 343.405 | U.S. Energy Information Administration | 278.44 | 264.14 | 218.79 | 311.02 | 285.37 | NO-ESTIMATION | NO-ESTIMATION | NO-ESTIMATION | NO-ESTIMATION | CAPACITY-FACTOR-V1
USA | United States of America | Cushaw |  | USA0003798 | 7.5 | 37.5929 | -79.3808 | Hydro |  |  |  | 1930.0 | Cushaw Hydro LLC | U.S. Energy Information Administration | http://www.eia.gov/electricity/data/browser/ | U.S. Energy Information Administration | 36096 | 2019 | 13.829 | 12.391 | 8.9 | 6.841 | 6.796 | 1.71 | 19.344 | U.S. Energy Information Administration | 26.87 | 30.66 | 23.46 | 30.74 | 26.51 | NO-ESTIMATION | NO-ESTIMATION | NO-ESTIMATION | NO-ESTIMATION | CAPACITY-FACTOR-V1
USA | United States of America | Turlock Lake |  | USA0000161 | 3.3 | 37.6115 | -120.5947 | Hydro |  |  |  | 1979.9999999999998 | Turlock Irrigation District | U.S. Energy Information Administration | http://www.eia.gov/electricity/data/browser/ | U.S. Energy Information Administration | 35105 | 2019 | 7.486 | -0.059000000000000004 | -0.059000000000000004 | 0.018000000000000002 | 5.12 | 8.837 | 7.887 | U.S. Energy Information Administration | 10.43 | 10.53 | 10.44 | 11.11 | 12.4 | NO-ESTIMATION | NO-ESTIMATION | NO-ESTIMATION | NO-ESTIMATION | CAPACITY-FACTOR-V1
USA | United States of America | Hickman |  | USA0000162 | 1 | 37.6215 | -120.7462 | Hydro |  |  |  | 1979.0 | Turlock Irrigation District | U.S. Energy Information Administration | http://www.eia.gov/electricity/data/browser/ | U.S. Energy Information Administration | 35102 | 2019 | 3.785 | 2.857 | 2.481 | 3.36 | 3.852 | 4.597 | 4.173 | U.S. Energy Information Administration | 3.64 | 3.46 | 3.75 | 3.42 | 3.64 | NO-ESTIMATION | NO-ESTIMATION | NO-ESTIMATION | NO-ESTIMATION | CAPACITY-FACTOR-V1
USA | United States of America | Upper Dawson |  | USA0000489 | 4.4 | 37.6508 | -120.4706 | Hydro |  |  |  | 1983.0 | Turlock Irrigation District | U.S. Energy Information Administration | http://www.eia.gov/electricity/data/browser/ | U.S. Energy Information Administration | 35104 | 2019 | 10.147 | 6.86 | 6.093 | 7.654 | 10.768 | 11.126 | 10.343 | U.S. Energy Information Administration | 13.99 | 14.27 | 14.03 | 15.62 | 17.35 | NO-ESTIMATION | NO-ESTIMATION | NO-ESTIMATION | NO-ESTIMATION | CAPACITY-FACTOR-V1
USA | United States of America | La Grange |  | USA0000440 | 4.5 | 37.6697 | -120.4436 | Hydro |  |  |  | 1925.0 | Turlock Irrigation District | U.S. Energy Information Administration | http://www.eia.gov/electricity/data/browser/ | U.S. Energy Information Administration | 35103 | 2019 | 9.501 | 7.657 | 7.918 | 9.540000000000001 | 5.5440000000000005 | 8.374 | 10.749 | U.S. Energy Information Administration | 14.30 | 14.59 | 14.35 | 15.98 | 17.75 | NO-ESTIMATION | NO-ESTIMATION | NO-ESTIMATION | NO-ESTIMATION | CAPACITY-FACTOR-V1
USA | United States of America | Stockton Hydro |  | USA0002124 | 52 | 37.6936 | -93.7691 | Hydro |  |  |  | 1973.0 | USCE-Kansas City District | U.S. Energy Information Administration | http://www.eia.gov/electricity/data/browser/ | U.S. Energy Information Administration | 35593 | 2019 | 2.586 | 5.958 | 72.297 | 92.927 | 56.631 | 33.084 | 72.739 | U.S. Energy Information Administration | 169.23 | 127.02 | 145.40 | 149.33 | 146.52 | NO-ESTIMATION | NO-ESTIMATION | NO-ESTIMATION | NO-ESTIMATION | CAPACITY-FACTOR-V1
USA | United States of America | Don Pedro |  | USA0000439 | 170.8 | 37.6960 | -120.4202 | Hydro |  |  |  | 1974.6147540983607 | Turlock Irrigation District | U.S. Energy Information Administration | http://www.eia.gov/electricity/data/browser/ | U.S. Energy Information Administration | 35101 | 2019 | 250.13 | 155.818 | 145.186 | 224.07 | 563.347 | 293.63800000000003 | 359.34 | U.S. Energy Information Administration | 443.96 | 508.02 | 445.58 | 533.47 | 519.95 | NO-ESTIMATION | NO-ESTIMATION | NO-ESTIMATION | NO-ESTIMATION | SOLAR-V1
USA | United States of America | Rush Creek |  | USA0000357 | 13.1 | 37.7670 | -119.1233 | Hydro |  |  |  | 1917.099236641221 | Southern California Edison Co | U.S. Energy Information Administration | http://www.eia.gov/electricity/data/browser/ | U.S. Energy Information Administration | 33158 | 2019 | 40.023 | 22.177 | 18.047 | 45.954 | 51.64 | 21.955000000000002 | 48.006 | U.S. Energy Information Administration | 33.93 | 33.93 | 25.17 | 34.02 | 29.6 | NO-ESTIMATION | NO-ESTIMATION | NO-ESTIMATION | NO-ESTIMATION | SOLAR-V1
USA | United States of America | Dix Dam |  | USA0001354 | 28.2 | 37.7864 | -84.7028 | Hydro |  |  |  | 1924.9999999999998 | Kentucky Utilities Co | U.S. Energy Information Administration | http://www.eia.gov/electricity/data/browser/ | U.S. Energy Information Administration | 23988 | 2019 | 106.623 | 72.287 | 97.943 | 78.642 | 59.235 | 152.672 | 106.045 | U.S. Energy Information Administration | 77.54 | 75.17 | 70.39 | 76.85 | 64.45 | NO-ESTIMATION | NO-ESTIMATION | NO-ESTIMATION | NO-ESTIMATION | CAPACITY-FACTOR-V1
USA | United States of America | Moccasin |  | USA0000381 | 100 | 37.8094 | -120.2993 | Hydro |  |  |  | 1969.0 | City & County of San Francisco | U.S. Energy Information Administration | http://www.eia.gov/electricity/data/browser/ | U.S. Energy Information Administration | 22076 | 2019 | 346.041 | 287.85200000000003 | 252.038 | 359.476 | 324.849 | 330.257 | 327.961 | U.S. Energy Information Administration | 300.64 | 350.22 | 283.26 | 352.00 | 346.13 | NO-ESTIMATION | NO-ESTIMATION | NO-ESTIMATION | NO-ESTIMATION | CAPACITY-FACTOR-V1
USA | United States of America | Moccasin Low Head Hydro Project |  | USA0000751 | 2.9 | 37.8164 | -120.3120 | Hydro |  |  |  | 1987.0000000000002 | City & County of San Francisco | U.S. Energy Information Administration | http://www.eia.gov/electricity/data/browser/ | U.S. Energy Information Administration | 22075 | 2019 | 2.707 | 0.0 | 0.0 | 1.359 | 0.0 | 0.0 | 0 | U.S. Energy Information Administration | 10.36 | 11.27 | 10.39 | 10.59 | 11.73 | NO-ESTIMATION | NO-ESTIMATION | NO-ESTIMATION | NO-ESTIMATION | CAPACITY-FACTOR-V1
USA | United States of America | Mother Ann Lee |  | USA0001359 | 2.1 | 37.8297 | -84.7247 | Hydro |  |  |  | 2007.6666666666667 | Lock 7 Hydro Partners LLC | U.S. Energy Information Administration | http://www.eia.gov/electricity/data/browser/ | U.S. Energy Information Administration | 23995 | 2019 | 9.303 | 7.744 | 8.535 | 9.712 | 10.596 | 10.526 | 8.47 | U.S. Energy Information Administration | 9.09 | 10.50 | 8.56 | 9.62 | 7.1 | NO-ESTIMATION | NO-ESTIMATION | NO-ESTIMATION | NO-ESTIMATION | CAPACITY-FACTOR-V1
USA | United States of America | Frankenheimer Power Plant |  | USA0050219 | 5.3 | 37.8304 | -120.8070 | Hydro |  |  |  | 1983.0 | Turlock Irrigation District | U.S. Energy Information Administration | http://www.eia.gov/electricity/data/browser/ | U.S. Energy Information Administration | 33066 | 2019 | 14.814 | 12.714 | 11.53 | 9.502 | 10.16 | 11.587 | 12.64 | U.S. Energy Information Administration | 11.12 | 12.22 | 10.67 | 12.25 | 11.05 | HYDRO-V1 | HYDRO-V1 | HYDRO-V1 | HYDRO-V1 | HYDRO-V1
USA | United States of America | Woodward Power Plant |  | USA0050218 | 2.8 | 37.8607 | -120.8792 | Hydro |  |  |  | 1982.0 | Turlock Irrigation District | U.S. Energy Information Administration | http://www.eia.gov/electricity/data/browser/ | U.S. Energy Information Administration | 33067 | 2019 | 4.9430000000000005 | 3.241 | 1.454 | 2.359 | 3.065 | 2.674 | 2.203 | U.S. Energy Information Administration | 7.30 | 7.98 | 7.28 | 8.00 | 7.25 | NO-ESTIMATION | NO-ESTIMATION | NO-ESTIMATION | NO-ESTIMATION | CAPACITY-FACTOR-V1
USA | United States of America | Ames Hydro |  | USA0006207 | 3.6 | 37.8660 | -107.8831 | Hydro |  |  |  | 1906.0 | Public Service Co of Colorado | U.S. Energy Information Administration | http://www.eia.gov/electricity/data/browser/ | U.S. Energy Information Administration |  | 2019 | 3.964 | 2.294 | 8.996 | 6.972 | 8.109 | 2.295 | 3.398 | U.S. Energy Information Administration | 11.45 | 11.54 | 11.44 | 11.88 | 11.24 | NO-ESTIMATION | WIND-V1 | WIND-V1 | WIND-V1 | WIND-V1
USA | United States of America | Tulloch |  | USA0000416 | 29.9 | 37.8761 | -120.6050 | Hydro |  |  |  | 1969.7391304347825 | Oakdale&South San Joaquin Irrigation D. | U.S. Energy Information Administration | http://www.eia.gov/electricity/data/browser/ | U.S. Energy Information Administration | 48685 | 2019 | 106.818 | 91.491 | 69.306 | 85.555 | 140.44400000000002 | 112.929 | 146.341 | U.S. Energy Information Administration | 76.18 | 81.80 | 66.13 | 100.39 | 103.01 | WIND-V1 | WIND-V1 | WIND-V1 | WIND-V1 | WIND-V1
USA | United States of America | R C Kirkwood |  | USA0000382 | 115.5 | 37.8777 | -119.9532 | Hydro |  |  |  | 1973.3203463203463 | City & County of San Francisco | U.S. Energy Information Administration | http://www.eia.gov/electricity/data/browser/ | U.S. Energy Information Administration | 22077 | 2019 | 431.447 | 312.936 | 264.744 | 567.4830000000001 | 524.266 | 437.411 | 455.802 | U.S. Energy Information Administration | 349.00 | 401.67 | 294.43 | 382.96 | 343.03 | NO-ESTIMATION | NO-ESTIMATION | NO-ESTIMATION | NO-ESTIMATION | NO-ESTIMATION
USA | United States of America | Dion R Holm |  | USA0000380 | 156.8 | 37.8966 | -119.9675 | Hydro |  |  |  | 1959.9999999999998 | City & County of San Francisco | U.S. Energy Information Administration | http://www.eia.gov/electricity/data/browser/ | U.S. Energy Information Administration | 22074 | 2019 | 502.622 | 428.782 | 602.167 | 648.323 | 924.032 | 248.059 | 608.291 | U.S. Energy Information Administration | 367.14 | 328.20 | 288.36 | 363.25 | 385.1 | HYDRO-V1 | HYDRO-V1 | HYDRO-V1 | HYDRO-V1 | HYDRO-V1
USA | United States of America | Cannelton Hydroelectric Plant |  | USA0057399 | 87.9 | 37.8997 | -86.7058 | Hydro |  |  |  | 2016.0000000000002 | American Mun Power-Ohio Inc | U.S. Energy Information Administration | http://www.eia.gov/electricity/data/browser/ | U.S. Energy Information Administration | 47436 | 2019 |  |  |  | 373.677 | 444.413 | 351.156 | 386.326 | U.S. Energy Information Administration | 362.29 | 403.71 | 436.49 | 370.30 | 322.67 | NO-ESTIMATION | NO-ESTIMATION | NO-ESTIMATION | NO-ESTIMATION | CAPACITY-FACTOR-V1
USA | United States of America | Niangua |  | USA0002099 | 3 | 37.9385 | -92.8477 | Hydro |  |  |  | 1930.0 | Sho-Me Power Electric Coop | U.S. Energy Information Administration | http://www.eia.gov/electricity/data/browser/ | U.S. Energy Information Administration | 32593 | 2019 | 0.01 | 0.686 | 1.028 | 0.776 | 0.166 | 0.657 | 0.798 | U.S. Energy Information Administration | 8.97 | 7.32 | 9.87 | 9.92 | 8.9 | SOLAR-V1 | SOLAR-V1 | SOLAR-V1 | SOLAR-V1 | SOLAR-V1
USA | United States of America | Poole |  | USA0000353 | 11.3 | 37.9442 | -119.2161 | Hydro |  |  |  | 1924.0 | Southern California Edison Co | U.S. Energy Information Administration | http://www.eia.gov/electricity/data/browser/ | U.S. Energy Information Administration | 33156 | 2019 | 8.15 | 21.226 | 17.637 | 30.359 | 39.173 | 14.157 | 26.036 | U.S. Energy Information Administration | 28.79 | 28.79 | 25.86 | 28.86 | 25.04 | HYDRO-V1 | HYDRO-V1 | HYDRO-V1 | HYDRO-V1 | HYDRO-V1
USA | United States of America | New Melones |  | USA0006158 | 300 | 37.9469 | -120.5282 | Hydro |  |  |  | 1979.0 | U S Bureau of Reclamation | U.S. Energy Information Administration | http://www.eia.gov/electricity/data/browser/ | U.S. Energy Information Administration | 35658 | 2019 | 410.54900000000004 | 275.57 | 130.222 | 212.094 | 713.048 | 472.1 | 748.456 | U.S. Energy Information Administration | 617.33 | 731.74 | 533.03 | 773.93 | 893.87 | NO-ESTIMATION | SOLAR-V1 | SOLAR-V1 | SOLAR-V1 | SOLAR-V1
USA | United States of America | Boulder |  | USA0003699 | 4.2 | 37.9858 | -111.4383 | Hydro |  |  |  | 1959.0000000000002 | Garkane Energy Coop Inc | U.S. Energy Information Administration | http://www.eia.gov/electricity/data/browser/ | U.S. Energy Information Administration | 20725 | 2019 | 20.637 | 20.343 | 22.936 | 25.577 | 24.525000000000002 | 19.52 | 25.228 | U.S. Energy Information Administration | 9.73 | 9.73 | 9.83 | 9.76 | 8.34 | NO-ESTIMATION | NO-ESTIMATION | SOLAR-V1 | SOLAR-V1 | SOLAR-V1
USA | United States of America | Phoenix |  | USA0000264 | 1.6 | 38.0321 | -120.3265 | Hydro |  |  |  | 1940.0 | Pacific Gas & Electric Co. | U.S. Energy Information Administration | http://www.eia.gov/electricity/data/browser/ | U.S. Energy Information Administration | 29413 | 2019 | 9.559000000000001 | 5.091 | 4.8420000000000005 | 7.876 | 6.462 | 5.6690000000000005 | 6.434 | U.S. Energy Information Administration | 4.35 | 4.38 | 4.45 | 4.39 | 3.81 | HYDRO-V1 | HYDRO-V1 | HYDRO-V1 | HYDRO-V1 | HYDRO-V1
USA | United States of America | Lundy |  | USA0000342 | 3 | 38.0427 | -119.1720 | Hydro |  |  |  | 1912.0 | Southern California Edison Co | U.S. Energy Information Administration | http://www.eia.gov/electricity/data/browser/ | U.S. Energy Information Administration | 33141 | 2019 | 4.838 | 4.324 | 4.285 | 7.722 | 16.799 | 9.035 | 13.212 | U.S. Energy Information Administration | 7.28 | 7.19 | 7.19 | 7.50 | 6.49 | NO-ESTIMATION | NO-ESTIMATION | NO-ESTIMATION | NO-ESTIMATION | CAPACITY-FACTOR-V1
USA | United States of America | Angels |  | USA0000215 | 1.4 | 38.0719 | -120.5394 | Hydro |  |  |  | 1940.0000000000002 | Utica Water & Power Authority | U.S. Energy Information Administration | http://www.eia.gov/electricity/data/browser/ | U.S. Energy Information Administration | 29354 | 2019 | 4.643 | 4.285 | 1.59 | 5.833 | 6.84 | 5.8260000000000005 | 6.387 | U.S. Energy Information Administration | 3.03 | 3.06 | 3.12 | 3.06 | 2.56 | NO-ESTIMATION | NO-ESTIMATION | NO-ESTIMATION | NO-ESTIMATION | CAPACITY-FACTOR-V1
USA | United States of America | Stanislaus |  | USA0000285 | 81.9 | 38.1390 | -120.3703 | Hydro |  |  |  | 1963.0 | Pacific Gas & Electric Co. | U.S. Energy Information Administration | http://www.eia.gov/electricity/data/browser/ | U.S. Energy Information Administration | 29435 | 2019 | 218.729 | 146.457 | 155.69400000000002 | 402.166 | 426.899 | 333.26 | 376.753 | U.S. Energy Information Administration | 217.05 | 235.88 | 199.57 | 306.49 | 249.05 | NO-ESTIMATION | NO-ESTIMATION | NO-ESTIMATION | NO-ESTIMATION | CAPACITY-FACTOR-V1
USA | United States of America | Collierville Powerhouse |  | USA0054555 | 253 | 38.1446 | -120.3805 | Hydro |  |  |  | 1989.0 | Northern California Power Agny | U.S. Energy Information Administration | http://www.eia.gov/electricity/data/browser/ | U.S. Energy Information Administration | 27938 | 2019 | 210.523 | 177.673 | 143.40200000000002 | 460.788 | 1032.362 | 365.57800000000003 | 907.657 | U.S. Energy Information Administration | 467.19 | 519.19 | 418.56 | 694.21 | 531.09 | NO-ESTIMATION | NO-ESTIMATION | NO-ESTIMATION | NO-ESTIMATION | CAPACITY-FACTOR-V1
USA | United States of America | Murphys |  | USA0000261 | 3.6 | 38.1471 | -120.4464 | Hydro |  |  |  | 1954.0 | Utica Water & Power Authority | U.S. Energy Information Administration | http://www.eia.gov/electricity/data/browser/ | U.S. Energy Information Administration | 29404 | 2019 | 12.227 | 11.545 | 6.187 | 13.756 | 18.573 | 14.187000000000001 | 14.963 | U.S. Energy Information Administration | 8.30 | 8.30 | 8.46 | 8.32 | 7.1 | NO-ESTIMATION | NO-ESTIMATION | NO-ESTIMATION | NO-ESTIMATION | CAPACITY-FACTOR-V1
USA | United States of America | Hawks Nest Hydro |  | USA0050011 | 102 | 38.1478 | -81.1753 | Hydro |  |  |  | 1936.0 | Hawks Nest Hydro LLC | U.S. Energy Information Administration | http://www.eia.gov/electricity/data/browser/ | U.S. Energy Information Administration | 56289 | 2019 | 638.596 | 503.98900000000003 | 527.024 | 471.673 | 513.069 | 673.668 | 551.65 | U.S. Energy Information Administration | 401.50 | 395.32 | 335.47 | 408.42 | 346.32 | HYDRO-V1 | HYDRO-V1 | HYDRO-V1 | HYDRO-V1 | HYDRO-V1
USA | United States of America | Glen Ferris Hydro |  | USA0050010 | 6.2 | 38.1483 | -81.2147 | Hydro |  |  |  | 1915.0645161290324 | Hawks Nest Hydro LLC | U.S. Energy Information Administration | http://www.eia.gov/electricity/data/browser/ | U.S. Energy Information Administration | 56290 | 2019 | 19.991 | 24.831 | 25.679000000000002 | 24.014 | 20.589000000000002 | 14.094 | 11.449 | U.S. Energy Information Administration | 31.26 | 28.58 | 28.57 | 28.78 | 24.76 | NO-ESTIMATION | NO-ESTIMATION | NO-ESTIMATION | NO-ESTIMATION | CAPACITY-FACTOR-V1
USA | United States of America | New Hogan Power Plant |  | USA0050755 | 3 | 38.1496 | -120.8149 | Hydro |  |  |  | 1989.0 | Modesto Irrigation District | U.S. Energy Information Administration | http://www.eia.gov/electricity/data/browser/ | U.S. Energy Information Administration | 25316 | 2019 | 5.355 | 3.149 | 0.46 | 4.816 | 11.883000000000001 | 6.849 | 10.385 | U.S. Energy Information Administration | 6.40 | 6.69 | 6.80 | 7.11 | 8.49 | HYDRO-V1 | HYDRO-V1 | HYDRO-V1 | HYDRO-V1 | HYDRO-V1
USA | United States of America | Sand Bar Power Plant |  | USA0050400 | 16.2 | 38.1861 | -120.1500 | Hydro |  |  |  | 1986.0 | Tri-Dam Power Authority | U.S. Energy Information Administration | http://www.eia.gov/electricity/data/browser/ | U.S. Energy Information Administration | 28664 | 2019 | 54.748000000000005 | 21.691 | 30.306 | 94.96300000000001 | 126.136 | 73.943 | 107.58 | U.S. Energy Information Administration | 54.52 | 47.47 | 41.75 | 51.60 | 52.73 | NO-ESTIMATION | NO-ESTIMATION | NO-ESTIMATION | NO-ESTIMATION | SOLAR-V1
USA | United States of America | Spring Gap |  | USA0000284 | 6 | 38.1865 | -120.1117 | Hydro |  |  |  | 1921.0 | Pacific Gas & Electric Co. | U.S. Energy Information Administration | http://www.eia.gov/electricity/data/browser/ | U.S. Energy Information Administration | 29432 | 2019 | 30.591 | 15.316 | 25.131 | 34.819 | 29.694 | 29.98 | 34.671 | U.S. Energy Information Administration | 20.30 | 17.69 | 16.06 | 19.22 | 19.64 | NO-ESTIMATION | NO-ESTIMATION | NO-ESTIMATION | NO-ESTIMATION | CAPACITY-FACTOR-V1
USA | United States of America | London |  | USA0006560 | 14.4 | 38.1944 | -81.3706 | Hydro |  |  |  | 1936.0 | Appalachian Power Co | U.S. Energy Information Administration | http://www.eia.gov/electricity/data/browser/ | U.S. Energy Information Administration | 13359 | 2019 | 95.461 | 74.924 | 77.737 | 90.861 | 83.842 | 80.662 | 68.079 | U.S. Energy Information Administration | 74.70 | 69.29 | 67.28 | 69.77 | 60.43 | HYDRO-V1 | HYDRO-V1 | HYDRO-V1 | HYDRO-V1 | HYDRO-V1
USA | United States of America | Beardsley |  | USA0000414 | 10 | 38.2026 | -120.0770 | Hydro |  |  |  | 1957.0 | Oakdale&South San Joaquin Irrigation D. | U.S. Energy Information Administration | http://www.eia.gov/electricity/data/browser/ | U.S. Energy Information Administration | 28662 | 2019 | 34.571 | 15.182 | 18.739 | 68.443 | 84.257 | 53.455 | 68.189 | U.S. Energy Information Administration | 33.84 | 29.49 | 25.96 | 32.04 | 32.74 | HYDRO-V1 | HYDRO-V1 | HYDRO-V1 | HYDRO-V1 | HYDRO-V1
USA | United States of America | Osage Dam |  | USA0002106 | 208 | 38.2044 | -92.6239 | Hydro |  |  |  | 1935.548076923077 | Union Electric Co - (MO) | U.S. Energy Information Administration | http://www.eia.gov/electricity/data/browser/ | U.S. Energy Information Administration |  | 2019 | 667.2570000000001 | 232.19 | 754.198 | 609.1850000000001 | 624.91 | 340.041 | 1215.96 | U.S. Energy Information Administration | 742.42 | 667.04 | 602.36 | 703.37 | 784.31 | NO-ESTIMATION | NO-ESTIMATION | NO-ESTIMATION | NO-ESTIMATION | SOLAR-V1
USA | United States of America | Bath County |  | USA0006167 | 2862 | 38.2089 | -79.8000 | Hydro |  |  |  | 1986.0 | Virginia Electric & Power Co | U.S. Energy Information Administration | http://www.eia.gov/electricity/data/browser/ | U.S. Energy Information Administration | 36089 | 2019 | -947.6 | -989.619 | -864.428 | -768.62 | -934.9440000000001 | -982.6220000000001 | -780.339 | U.S. Energy Information Administration | 7163.85 | 6167.78 | 4870.28 | 6283.28 | 5002 | NO-ESTIMATION | NO-ESTIMATION | NO-ESTIMATION | WIND-V1 | WIND-V1
USA | United States of America | Gauley River Power Partners |  | USA0056333 | 80 | 38.2192 | -80.8906 | Hydro |  |  |  | 2001.0 | Gauley River Power Partners LP | U.S. Energy Information Administration | http://www.eia.gov/electricity/data/browser/ | U.S. Energy Information Administration |  | 2019 | 227.808 | 145.356 | 204.711 | 201.67000000000002 | 165.946 | 290.062 | 174.844 | U.S. Energy Information Administration | 258.00 | 284.06 | 233.95 | 288.30 | 227.18 | HYDRO-V1 | HYDRO-V1 | HYDRO-V1 | HYDRO-V1 | HYDRO-V1
USA | United States of America | Camanche |  | USA0000537 | 10.8 | 38.2268 | -121.0245 | Hydro |  |  |  | 1983.0 | East Bay Municipal Util Dist | U.S. Energy Information Administration | http://www.eia.gov/electricity/data/browser/ | U.S. Energy Information Administration | 18867 | 2019 | 16.163 | 4.9190000000000005 | 2.559 | 16.549 | 58.362 | 24.106 | 61.767 | U.S. Energy Information Administration | 31.92 | 31.31 | 24.32 | 36.25 | 38.6 | NO-ESTIMATION | NO-ESTIMATION | NO-ESTIMATION | NO-ESTIMATION | CAPACITY-FACTOR-V1
USA | United States of America | Tri-County Water Hydropower Project |  | USA0058901 | 8 | 38.2392 | -107.7581 | Hydro |  |  |  | 2014.0000000000002 | Tri-County Water Conservancy District | U.S. Energy Information Administration | http://www.eia.gov/electricity/data/browser/ | U.S. Energy Information Administration |  | 2019 |  | 19.961000000000002 | 23.681 | 23.418 | 25.219 | 10.142 | 22.988 | U.S. Energy Information Administration | 25.85 | 29.20 | 24.19 | 25.56 | 24.92 | NO-ESTIMATION | NO-ESTIMATION | NO-ESTIMATION | NO-ESTIMATION | CAPACITY-FACTOR-V1
USA | United States of America | Donnells |  | USA0000415 | 72 | 38.2467 | -120.0341 | Hydro |  |  |  | 1957.0 | Oakdale&South San Joaquin Irrigation D. | U.S. Energy Information Administration | http://www.eia.gov/electricity/data/browser/ | U.S. Energy Information Administration | 28663 | 2019 | 207.972 | 134.635 | 143.13400000000001 | 347.22 | 434.431 | 129.198 | 302.325 | U.S. Energy Information Administration | 210.56 | 193.87 | 168.96 | 196.32 | 205.92 | NO-ESTIMATION | NO-ESTIMATION | NO-ESTIMATION | NO-ESTIMATION | NO-ESTIMATION
USA | United States of America | Marmet |  | USA0006561 | 14.4 | 38.2526 | -81.5695 | Hydro |  |  |  | 1936.0 | Appalachian Power Co | U.S. Energy Information Administration | http://www.eia.gov/electricity/data/browser/ | U.S. Energy Information Administration | 13360 | 2019 | 89.52 | 0.663 | 64.988 | 78.551 | 66.241 | 69.938 | 64.997 | U.S. Energy Information Administration | 74.70 | 69.14 | 67.28 | 69.33 | 63.2 | NO-ESTIMATION | NO-ESTIMATION | NO-ESTIMATION | NO-ESTIMATION | CAPACITY-FACTOR-V1
USA | United States of America | Pardee |  | USA0000376 | 23.6 | 38.2569 | -120.8507 | Hydro |  |  |  | 1949.3135593220338 | East Bay Municipal Util Dist | U.S. Energy Information Administration | http://www.eia.gov/electricity/data/browser/ | U.S. Energy Information Administration | 18869 | 2019 | 46.737 | 25.634 | 37.4 | 100.166 | 186.20000000000002 | 101.49000000000001 | 170.924 | U.S. Energy Information Administration | 77.60 | 61.94 | 44.53 | 70.65 | 78.46 | NO-ESTIMATION | NO-ESTIMATION | NO-ESTIMATION | SOLAR-V1 | SOLAR-V1
USA | United States of America | Harry Truman |  | USA0006141 | 161.4 | 38.2623 | -93.4062 | Hydro |  |  |  | 1981.6666666666665 | USCE-Kansas City District | U.S. Energy Information Administration | http://www.eia.gov/electricity/data/browser/ | U.S. Energy Information Administration | 35562 | 2019 | 310.83 | 98.877 | 342.938 | 285.915 | 206.81 | 140.111 | 260.253 | U.S. Energy Information Administration | 543.32 | 515.46 | 452.30 | 561.49 | 528.2 | NO-ESTIMATION | NO-ESTIMATION | NO-ESTIMATION | NO-ESTIMATION | CAPACITY-FACTOR-V1
USA | United States of America | Upper Beaver |  | USA0003643 | 2.5 | 38.2683 | -112.4806 | Hydro |  |  |  | 1907.0 | Beaver City Corporation | U.S. Energy Information Administration | http://www.eia.gov/electricity/data/browser/ | U.S. Energy Information Administration | 29485 | 2019 | 10.582 | 10.097 | 10.191 | 11.165000000000001 | 10.768 | 7.3870000000000005 | 10.742 | U.S. Energy Information Administration | 6.52 | 6.55 | 6.52 | 6.57 | 5.67 | NO-ESTIMATION | NO-ESTIMATION | NO-ESTIMATION | NO-ESTIMATION | CAPACITY-FACTOR-V1
USA | United States of America | Ohio Falls |  | USA0001365 | 109.6 | 38.2832 | -85.7792 | Hydro |  |  |  | 1928.0 | Louisville Gas & Electric Co | U.S. Energy Information Administration | http://www.eia.gov/electricity/data/browser/ | U.S. Energy Information Administration | 25148 | 2019 | 193.332 | 271.88800000000003 | 273.77500000000003 | 316.437 | 277.577 | 190.876 | 250.858 | U.S. Energy Information Administration | 480.47 | 529.86 | 520.41 | 455.36 | 384.71 | NO-ESTIMATION | NO-ESTIMATION | NO-ESTIMATION | NO-ESTIMATION | CAPACITY-FACTOR-V1
USA | United States of America | Electra |  | USA0000239 | 102.5 | 38.3310 | -120.6699 | Hydro |  |  |  | 1948.0 | Pacific Gas & Electric Co. | U.S. Energy Information Administration | http://www.eia.gov/electricity/data/browser/ | U.S. Energy Information Administration | 29380 | 2019 | 312.122 | 220.266 | 164.18800000000002 | 434.128 | 446.074 | 316.535 | 316.582 | U.S. Energy Information Administration | 345.73 | 276.86 | 211.22 | 302.70 | 326.27 | NO-ESTIMATION | SOLAR-V1 | SOLAR-V1 | SOLAR-V1 | SOLAR-V1
USA | United States of America | Spicer Meadow Project |  | USA0054554 | 5.9 | 38.3914 | -120.0008 | Hydro |  |  |  | 1989.0 | Northern California Power Agny | U.S. Energy Information Administration | http://www.eia.gov/electricity/data/browser/ | U.S. Energy Information Administration | 27942 | 2019 | 9.378 | 8.843 | 6.195 | 11.47 | 35.356 | 14.332 | 16.06 | U.S. Energy Information Administration | 13.71 | 13.71 | 13.01 | 13.75 | 11.76 | NO-ESTIMATION | NO-ESTIMATION | NO-ESTIMATION | NO-ESTIMATION | CAPACITY-FACTOR-V1
USA | United States of America | Drop 5 |  | USA0061191 | 2.4 | 38.4044 | -107.8102 | Hydro |  |  |  | 2017.0000000000002 | Drop 5 Hydro LLC | U.S. Energy Information Administration | http://www.eia.gov/electricity/data/browser/ | U.S. Energy Information Administration |  | 2019 |  |  |  |  | 9.401 | 8.83 | 8.562 | U.S. Energy Information Administration | 8.78 | 9.97 | 8.71 | 8.83 | 8.52 | HYDRO-V1 | HYDRO-V1 | HYDRO-V1 | HYDRO-V1 | HYDRO-V1
USA | United States of America | West Point PH |  | USA0000291 | 13.6 | 38.4209 | -120.5496 | Hydro |  |  |  | 1948.0 | Pacific Gas & Electric Co. | U.S. Energy Information Administration | http://www.eia.gov/electricity/data/browser/ | U.S. Energy Information Administration | 29441 | 2019 | 72.156 | 52.18 | 37.963 | 78.889 | 87.97800000000001 | 69.038 | 78.013 | U.S. Energy Information Administration | 34.72 | 33.73 | 31.03 | 34.99 | 35.94 | HYDRO-V1 | HYDRO-V1 | HYDRO-V1 | HYDRO-V1 | HYDRO-V1
USA | United States of America | Tiger Creek |  | USA0000287 | 52.2 | 38.4493 | -120.4926 | Hydro |  |  |  | 1930.9999999999998 | Pacific Gas & Electric Co. | U.S. Energy Information Administration | http://www.eia.gov/electricity/data/browser/ | U.S. Energy Information Administration | 29436 | 2019 | 258.587 | 191.952 | 137.625 | 269.377 | 192.636 | 227.447 | 252.45 | U.S. Energy Information Administration | 149.87 | 115.45 | 99.69 | 119.52 | 110.07 | HYDRO-V1 | HYDRO-V1 | HYDRO-V1 | HYDRO-V1 | HYDRO-V1
USA | United States of America | Shavano Falls Hydro Drop 4 |  | USA0061190 | 4.8 | 38.4505 | -107.7767 | Hydro |  |  |  | 2015.0 | Shavano Falls Hydro LLC - Drop 4 Project | U.S. Energy Information Administration | http://www.eia.gov/electricity/data/browser/ | U.S. Energy Information Administration | 69155 | 2019 |  |  |  | 0.0 | 21.028 | 20.785 | 18.918 | U.S. Energy Information Administration | 15.29 | 17.30 | 15.09 | 15.12 | 14.74 | HYDRO-V1 | HYDRO-V1 | HYDRO-V1 | HYDRO-V1 | HYDRO-V1
USA | United States of America | Morrow Point |  | USA0000514 | 173.2 | 38.4518 | -107.5393 | Hydro |  |  |  | 1970.9999999999998 | U S Bureau of Reclamation | U.S. Energy Information Administration | http://www.eia.gov/electricity/data/browser/ | U.S. Energy Information Administration | 35657 | 2019 | 183.431 | 295.791 | 341.545 | 326.77500000000003 | 338.514 | 321.447 | 296.887 | U.S. Energy Information Administration | 580.77 | 545.50 | 460.72 | 522.03 | 456.44 | HYDRO-V1 | HYDRO-V1 | HYDRO-V1 | HYDRO-V1 | HYDRO-V1
USA | United States of America | Blue Mesa |  | USA0000512 | 86.4 | 38.4532 | -107.3375 | Hydro |  |  |  | 1967.0 | U S Bureau of Reclamation | U.S. Energy Information Administration | http://www.eia.gov/electricity/data/browser/ | U.S. Energy Information Administration | 35620 | 2019 | 134.604 | 221.25900000000001 | 258.762 | 252.915 | 311.473 | 238.12900000000002 | 166.08 | U.S. Energy Information Administration | 275.74 | 281.46 | 275.63 | 288.27 | 234.72 | NO-ESTIMATION | NO-ESTIMATION | NO-ESTIMATION | NO-ESTIMATION | CAPACITY-FACTOR-V1
USA | United States of America | South Canal Hydro-3 |  | USA0058784 | 3.5 | 38.4703 | -107.7714 | Hydro |  |  |  | 2013.0 | Delta-Montrose Electric Association | U.S. Energy Information Administration | http://www.eia.gov/electricity/data/browser/ | U.S. Energy Information Administration | 65402 | 2019 | 4.032 | 10.962 | 12.488 | 13.36 | 12.875 | 12.67 | 11.858 | U.S. Energy Information Administration | 11.56 | 13.11 | 11.40 | 11.47 | 11.21 | NO-ESTIMATION | NO-ESTIMATION | NO-ESTIMATION | NO-ESTIMATION | CAPACITY-FACTOR-V1
USA | United States of America | South Canal Hydro-1 |  | USA0058783 | 4 | 38.4833 | -107.7550 | Hydro |  |  |  | 2013.0 | Delta-Montrose Electric Association | U.S. Energy Information Administration | http://www.eia.gov/electricity/data/browser/ | U.S. Energy Information Administration | 60695 | 2019 | 12.029 | 15.236 | 16.303 | 15.317 | 17.305 | 17.101 | 15.192 | U.S. Energy Information Administration | 9.94 | 7.74 | 9.59 | 9.83 | 8.18 | NO-ESTIMATION | NO-ESTIMATION | NO-ESTIMATION | NO-ESTIMATION | CAPACITY-FACTOR-V1
USA | United States of America | Shavano Falls Hydro |  | USA0061189 | 2.8 | 38.4920 | -108.0023 | Hydro |  |  |  | 2015.0000000000002 | Shavano Falls Hydro LLC ? Shavano Project | U.S. Energy Information Administration | http://www.eia.gov/electricity/data/browser/ | U.S. Energy Information Administration | 69155 | 2019 |  |  |  | 0.0 | 11.026 | 10.657 | 11.765 | U.S. Energy Information Administration | 7.61 | 7.66 | 7.99 | 7.68 | 6.67 | NO-ESTIMATION | NO-ESTIMATION | NO-ESTIMATION | NO-ESTIMATION | CAPACITY-FACTOR-V1
USA | United States of America | Salt Springs |  | USA0000279 | 42 | 38.4979 | -120.2181 | Hydro |  |  |  | 1946.5571428571427 | Pacific Gas & Electric Co. | U.S. Energy Information Administration | http://www.eia.gov/electricity/data/browser/ | U.S. Energy Information Administration | 29426 | 2019 | 122.519 | 106.54 | 67.07000000000001 | 174.893 | 226.241 | 125.733 | 191.54 | U.S. Energy Information Administration | 120.13 | 120.13 | 105.47 | 120.46 | 102.67 | HYDRO-V1 | HYDRO-V1 | HYDRO-V1 | HYDRO-V1 | HYDRO-V1
USA | United States of America | Crystal |  | USA0006159 | 28 | 38.5106 | -107.6253 | Hydro |  |  |  | 1978.0 | U S Bureau of Reclamation | U.S. Energy Information Administration | http://www.eia.gov/electricity/data/browser/ | U.S. Energy Information Administration | 35626 | 2019 | 105.407 | 139.47 | 133.844 | 175.78 | 155.734 | 180.823 | 133.569 | U.S. Energy Information Administration | 104.47 | 99.81 | 80.94 | 95.00 | 83.07 | NO-ESTIMATION | NO-ESTIMATION | NO-ESTIMATION | NO-ESTIMATION | CAPACITY-FACTOR-V1
USA | United States of America | Monticello Dam |  | USA0007646 | 11.5 | 38.5131 | -122.1044 | Hydro |  |  |  | 1983.0 | Solano Irrigation District | U.S. Energy Information Administration | http://www.eia.gov/electricity/data/browser/ | U.S. Energy Information Administration | 32916 | 2019 | 43.108000000000004 | 39.157000000000004 | 35.123 | 34.959 | 53.592 | 32.913000000000004 | 44.167 | U.S. Energy Information Administration | 30.48 | 30.44 | 24.98 | 30.43 | 33.5 | NO-ESTIMATION | NO-ESTIMATION | NO-ESTIMATION | SOLAR-V1 | SOLAR-V1
USA | United States of America | Winfield |  | USA0006562 | 24.5 | 38.5274 | -81.9139 | Hydro |  |  |  | 1938.0 | Appalachian Power Co | U.S. Energy Information Administration | http://www.eia.gov/electricity/data/browser/ | U.S. Energy Information Administration | 13368 | 2019 | 96.548 | 16.564 | 83.371 | 107.99300000000001 | 80.666 | 66.46000000000001 | 84.203 | U.S. Energy Information Administration | 111.38 | 113.63 | 99.34 | 113.45 | 97.09 | NO-ESTIMATION | NO-ESTIMATION | NO-ESTIMATION | NO-ESTIMATION | CAPACITY-FACTOR-V1
USA | United States of America | Newport Hydro Station |  | USA0003790 | 1.4 | 38.5714 | -78.5936 | Hydro |  |  |  | 1923.0 | PE Hydro Generation LLC | U.S. Energy Information Administration | http://www.eia.gov/electricity/data/browser/ | U.S. Energy Information Administration | 30487 | 2019 | 4.909 | 1.036 | 6.404 | 4.871 | 4.4270000000000005 | 3.9410000000000003 | 5.503 | U.S. Energy Information Administration | 4.41 | 4.74 | 5.01 | 5.60 | 4.91 | NO-ESTIMATION | NO-ESTIMATION | NO-ESTIMATION | NO-ESTIMATION | CAPACITY-FACTOR-V1
USA | United States of America | Nimbus |  | USA0000444 | 13.4 | 38.6373 | -121.2202 | Hydro |  |  |  | 1955.0 | U S Bureau of Reclamation | U.S. Energy Information Administration | http://www.eia.gov/electricity/data/browser/ | U.S. Energy Information Administration | 35659 | 2019 | 45.661 | 26.149 | 27.657 | 53.959 | 64.65 | 59.462 | 40.279 | U.S. Energy Information Administration | 52.70 | 47.75 | 45.35 | 61.89 | 59.35 | NO-ESTIMATION | NO-ESTIMATION | NO-ESTIMATION | NO-ESTIMATION | NO-ESTIMATION
USA | United States of America | Greenup Hydro |  | USA0004258 | 70.2 | 38.6472 | -82.8594 | Hydro |  |  |  | 1983.0 | City of Hamilton - (OH) | U.S. Energy Information Administration | http://www.eia.gov/electricity/data/browser/ | U.S. Energy Information Administration | 21698 | 2019 | 320.00100000000003 | 203.74 | 228.454 | 306.968 | 259.045 | 210.90800000000002 | 257.071 | U.S. Energy Information Administration | 282.60 | 310.04 | 367.07 | 297.94 | 283.28 | NO-ESTIMATION | NO-ESTIMATION | NO-ESTIMATION | NO-ESTIMATION | CAPACITY-FACTOR-V1
USA | United States of America | Luray Hydro Station |  | USA0003789 | 1.6 | 38.6767 | -78.4989 | Hydro |  |  |  | 1926.9999999999998 | PE Hydro Generation LLC | U.S. Energy Information Administration | http://www.eia.gov/electricity/data/browser/ | U.S. Energy Information Administration | 30485 | 2019 | 5.611 | 1.183 | 5.9830000000000005 | 6.019 | 3.894 | 5.6290000000000004 | 5.926 | U.S. Energy Information Administration | 5.04 | 5.42 | 5.73 | 6.40 | 5.61 | NO-ESTIMATION | NO-ESTIMATION | NO-ESTIMATION | NO-ESTIMATION | CAPACITY-FACTOR-V1
USA | United States of America | Folsom |  | USA0000441 | 198.6 | 38.7067 | -121.1584 | Hydro |  |  |  | 1954.9999999999998 | U S Bureau of Reclamation | U.S. Energy Information Administration | http://www.eia.gov/electricity/data/browser/ | U.S. Energy Information Administration | 35629 | 2019 | 341.902 | 185.147 | 203.501 | 593.96 | 861.616 | 583.368 | 774.281 | U.S. Energy Information Administration | 542.09 | 579.46 | 491.66 | 687.89 | 577.71 | NO-ESTIMATION | NO-ESTIMATION | NO-ESTIMATION | NO-ESTIMATION | CAPACITY-FACTOR-V1
USA | United States of America | Warm Springs Hydro Project |  | USA0054261 | 2.7 | 38.7221 | -123.0112 | Hydro |  |  |  | 1989.0 | Sonoma County Water Agency | U.S. Energy Information Administration | http://www.eia.gov/electricity/data/browser/ | U.S. Energy Information Administration | 32951 | 2019 | 13.182 | 9.404 | 10.267 | 8.952 | 3.356 | 3.162 | 0 | U.S. Energy Information Administration | 7.53 | 8.04 | 7.45 | 8.04 | 8.09 | NO-ESTIMATION | NO-ESTIMATION | NO-ESTIMATION | NO-ESTIMATION | CAPACITY-FACTOR-V1
USA | United States of America | White Rock/Slab Creek |  | USA0000435 | 266.5 | 38.7653 | -120.7874 | Hydro |  |  |  | 1968.0281425891183 | Sacramento Municipal Util Dist | U.S. Energy Information Administration | http://www.eia.gov/electricity/data/browser/ | U.S. Energy Information Administration | 31882 | 2019 | 293.043 | 216.34300000000002 | 143.597 | 645.545 | 681.654 | 389.163 | 780.63 | U.S. Energy Information Administration | 587.36 | 614.07 | 370.77 | 734.07 | 585.82 | NO-ESTIMATION | NO-ESTIMATION | NO-ESTIMATION | NO-ESTIMATION | CAPACITY-FACTOR-V1
USA | United States of America | Chili Bar |  | USA0000225 | 7 | 38.7718 | -120.8132 | Hydro |  |  |  | 1965.0 | Pacific Gas & Electric Co. | U.S. Energy Information Administration | http://www.eia.gov/electricity/data/browser/ | U.S. Energy Information Administration | 29363 | 2019 | 15.949 | 1.702 | 0.866 | 32.35 | 43.403 | 27.25 | 35.121 | U.S. Energy Information Administration | 24.24 | 24.72 | 19.10 | 30.19 | 28.1 | NO-ESTIMATION | NO-ESTIMATION | NO-ESTIMATION | NO-ESTIMATION | CAPACITY-FACTOR-V1
USA | United States of America | Markland |  | USA0001005 | 69.1 | 38.7795 | -84.9640 | Hydro |  |  |  | 1967.0000000000002 | Duke Energy Indiana LLC | U.S. Energy Information Administration | http://www.eia.gov/electricity/data/browser/ | U.S. Energy Information Administration | 30793 | 2019 | 332.28000000000003 | 300.014 | 303.076 | 342.821 | 204.328 | 129.842 | 164.38 | U.S. Energy Information Administration | 273.02 | 313.10 | 308.71 | 294.72 | 234.17 | NO-ESTIMATION | NO-ESTIMATION | NO-ESTIMATION | NO-ESTIMATION | CAPACITY-FACTOR-V1
USA | United States of America | Rock Creek LP |  | USA0050892 | 3 | 38.7834 | -120.7785 | Hydro |  |  |  | 1986.0 | Enel Green Power NA Inc. | U.S. Energy Information Administration | http://www.eia.gov/electricity/data/browser/ | U.S. Energy Information Administration | 32765 | 2019 | 0.211 | 0.613 | 0.11 | 1.286 | 2.392 | 1.469 | 1.704 | U.S. Energy Information Administration | 10.59 | 10.26 | 8.43 | 12.13 | 11.14 | WIND-V1 | WIND-V1 | WIND-V1 | WIND-V1 | WIND-V1
USA | United States of America | Meldahl Hydroelectric Project |  | USA0056872 | 105 | 38.7914 | -84.1730 | Hydro |  |  |  | 2016.0 | City of Hamilton - (OH) | U.S. Energy Information Administration | http://www.eia.gov/electricity/data/browser/ | U.S. Energy Information Administration | 53802 | 2019 |  |  |  | 379.397 | 494.711 | 428.511 | 486.427 | U.S. Energy Information Administration | 425.56 | 480.27 | 526.43 | 481.58 | 385.45 | HYDRO-V1 | HYDRO-V1 | HYDRO-V1 | HYDRO-V1 | HYDRO-V1
USA | United States of America | El Dorado |  | USA0000238 | 20 | 38.7936 | -120.6192 | Hydro |  |  |  | 1924.0 | El Dorado Irrigation District | U.S. Energy Information Administration | http://www.eia.gov/electricity/data/browser/ | U.S. Energy Information Administration | 29379 | 2019 | 71.093 | 44.779 | 32.296 | 61.247 | 75.07900000000001 | 59.185 | 85.648 | U.S. Energy Information Administration | 63.83 | 66.36 | 45.40 | 82.92 | 75.87 | HYDRO-V1 | HYDRO-V1 | HYDRO-V1 | HYDRO-V1 | HYDRO-V1
USA | United States of America | Camino |  | USA0000430 | 157.8 | 38.8288 | -120.5371 | Hydro |  |  |  | 1965.5 | Sacramento Municipal Util Dist | U.S. Energy Information Administration | http://www.eia.gov/electricity/data/browser/ | U.S. Energy Information Administration | 31868 | 2019 | 211.25900000000001 | 153.928 | 101.98 | 404.004 | 479.59700000000004 | 291.165 | 464.031 | U.S. Energy Information Administration | 369.48 | 330.29 | 329.31 | 357.15 | 332.65 | HYDRO-V1 | HYDRO-V1 | HYDRO-V1 | HYDRO-V1 | HYDRO-V1
USA | United States of America | Jaybird |  | USA0000431 | 161.6 | 38.8340 | -120.5318 | Hydro |  |  |  | 1961.5000000000002 | Sacramento Municipal Util Dist | U.S. Energy Information Administration | http://www.eia.gov/electricity/data/browser/ | U.S. Energy Information Administration | 31870 | 2019 | 347.008 | 242.172 | 165.165 | 575.86 | 779.966 | 394.70300000000003 | 644.02 | U.S. Energy Information Administration | 378.38 | 338.25 | 337.24 | 365.75 | 340.66 | HYDRO-V1 | HYDRO-V1 | HYDRO-V1 | HYDRO-V1 | HYDRO-V1
USA | United States of America | Newcastle |  | USA0000632 | 12.7 | 38.8352 | -121.0930 | Hydro |  |  |  | 1987.0 | Pacific Gas & Electric Co. | U.S. Energy Information Administration | http://www.eia.gov/electricity/data/browser/ | U.S. Energy Information Administration | 29408 | 2019 | 13.801 | 7.369 | 10.112 | 16.068 | 14.305 | 10.963000000000001 | 21.393 | U.S. Energy Information Administration | 41.19 | 44.94 | 36.89 | 57.69 | 47.49 | NO-ESTIMATION | NO-ESTIMATION | NO-ESTIMATION | NO-ESTIMATION | CAPACITY-FACTOR-V1
USA | United States of America | Ruxton Park |  | USA0000495 | 1 | 38.8414 | -104.9738 | Hydro |  |  |  | 1925.0 | City of Colorado Springs - (CO) | U.S. Energy Information Administration | http://www.eia.gov/electricity/data/browser/ | U.S. Energy Information Administration | 17064 | 2019 | 1.596 | 1.076 | 0.516 | 0.766 | 0.868 | 0.0 | 0.845 | U.S. Energy Information Administration | 2.95 | 2.97 | 3.23 | 2.98 | 2.82 | HYDRO-V1 | HYDRO-V1 | HYDRO-V1 | HYDRO-V1 | HYDRO-V1
USA | United States of America | Jones Fork |  | USA0000534 | 10 | 38.8503 | -120.3819 | Hydro |  |  |  | 1985.0 | Sacramento Municipal Util Dist | U.S. Energy Information Administration | http://www.eia.gov/electricity/data/browser/ | U.S. Energy Information Administration | 31871 | 2019 | 11.974 | 10.648 | 3.2 | 22.638 | 40.59 | 14.25 | 11.541 | U.S. Energy Information Administration | 25.42 | 25.42 | 24.16 | 25.49 | 22.11 | NO-ESTIMATION | NO-ESTIMATION | NO-ESTIMATION | NO-ESTIMATION | CAPACITY-FACTOR-V1
USA | United States of America | Manitou Springs |  | USA0000494 | 5.6 | 38.8556 | -104.9331 | Hydro |  |  |  | 1940.8214285714287 | City of Colorado Springs - (CO) | U.S. Energy Information Administration | http://www.eia.gov/electricity/data/browser/ | U.S. Energy Information Administration | 17061 | 2019 | 14.327 | 20.354 | 15.936 | 16.755 | 16.022000000000002 | 15.614 | 14.251 | U.S. Energy Information Administration | 14.89 | 14.89 | 15.33 | 14.93 | 14.4 | HYDRO-V1 | HYDRO-V1 | HYDRO-V1 | HYDRO-V1 | HYDRO-V1
USA | United States of America | Union Valley |  | USA0006612 | 38.6 | 38.8643 | -120.4443 | Hydro |  |  |  | 1963.0 | Sacramento Municipal Util Dist | U.S. Energy Information Administration | http://www.eia.gov/electricity/data/browser/ | U.S. Energy Information Administration | 31881 | 2019 | 80.505 | 58.757 | 38.925000000000004 | 109.772 | 186.27700000000002 | 88.432 | 127.658 | U.S. Energy Information Administration | 99.96 | 89.85 | 89.22 | 103.10 | 101.95 | NO-ESTIMATION | NO-ESTIMATION | NO-ESTIMATION | NO-ESTIMATION | SOLAR-V1
USA | United States of America | Wise |  | USA0000292 | 16.4 | 38.8899 | -121.0985 | Hydro |  |  |  | 1928.9512195121952 | Pacific Gas & Electric Co. | U.S. Energy Information Administration | http://www.eia.gov/electricity/data/browser/ | U.S. Energy Information Administration | 29445 | 2019 | 68.223 | 40.807 | 36.213 | 67.77 | 59.131 | 65.607 | 71.436 | U.S. Energy Information Administration | 41.47 | 41.47 | 37.22 | 41.58 | 36.04 | NO-ESTIMATION | NO-ESTIMATION | NO-ESTIMATION | NO-ESTIMATION | CAPACITY-FACTOR-V1
USA | United States of America | Robbs Peak |  | USA0000433 | 25.5 | 38.8965 | -120.3783 | Hydro |  |  |  | 1965.0 | Sacramento Municipal Util Dist | U.S. Energy Information Administration | http://www.eia.gov/electricity/data/browser/ | U.S. Energy Information Administration | 31876 | 2019 | 21.651 | 24.23 | 13.754 | 53.967 | 93.45400000000001 | 28.69 | 56.388 | U.S. Energy Information Administration | 66.03 | 59.74 | 58.94 | 68.11 | 67.35 | NO-ESTIMATION | NO-ESTIMATION | NO-ESTIMATION | NO-ESTIMATION | CAPACITY-FACTOR-V1
USA | United States of America | Racine |  | USA0006006 | 47.4 | 38.9153 | -81.9081 | Hydro |  |  |  | 1982.5 | AEP Generation Resources Inc | U.S. Energy Information Administration | http://www.eia.gov/electricity/data/browser/ | U.S. Energy Information Administration | 28804 | 2019 | 215.33700000000002 | 251.299 | 211.81300000000002 | 180.18 | 0.0 | 16.605 | 129.131 | U.S. Energy Information Administration | 199.28 | 195.80 | 172.04 | 199.33 | 163.76 | NO-ESTIMATION | NO-ESTIMATION | NO-ESTIMATION | NO-ESTIMATION | WIND-V1
USA | United States of America | Clear Lake Hydro Project |  | USA0050128 | 2.5 | 38.9236 | -122.5667 | Hydro |  |  |  | 1985.0 | Yolo County Flood Control WCD | U.S. Energy Information Administration | http://www.eia.gov/electricity/data/browser/ | U.S. Energy Information Administration | 37543 | 2019 | [8 empty] | 8.12 | 8.38 | 8.41 | 9.89 | 8.26 | NO-ESTIMATION | NO-ESTIMATION | NO-ESTIMATION | NO-ESTIMATION | CAPACITY-FACTOR-V1
USA | United States of America | Halsey |  | USA0000241 | 13.6 | 38.9570 | -121.0419 | Hydro |  |  |  | 1917.0 | Pacific Gas & Electric Co. | U.S. Energy Information Administration | http://www.eia.gov/electricity/data/browser/ | U.S. Energy Information Administration | 29385 | 2019 | 44.306 | 24.258 | 14.612 | 29.404 | 31.493000000000002 | 38.014 | 41.231 | U.S. Energy Information Administration | 35.32 | 35.32 | 31.62 | 35.42 | 30.82 | HYDRO-V1 | HYDRO-V1 | HYDRO-V1 | HYDRO-V1 | HYDRO-V1
USA | United States of America | Tesla |  | USA0007233 | 26.6 | 38.9737 | -104.9011 | Hydro |  |  |  | 1997.0 | City of Colorado Springs - (CO) | U.S. Energy Information Administration | http://www.eia.gov/electricity/data/browser/ | U.S. Energy Information Administration | 17065 | 2019 | 57.728 | 63.485 | 47.891 | 68.115 | 66.867 | 75.46900000000001 | 61.769 | U.S. Energy Information Administration | 70.22 | 67.19 | 55.64 | 66.09 | 55.02 | NO-ESTIMATION | NO-ESTIMATION | NO-ESTIMATION | SOLAR-V1 | SOLAR-V1
USA | United States of America | Kansas River Project |  | USA0010279 | 7 | 38.9740 | -95.2351 | Hydro |  |  |  | 1982.0571428571427 | Bowersock Mills & Power Co | U.S. Energy Information Administration | http://www.eia.gov/electricity/data/browser/ | U.S. Energy Information Administration |  | 2019 | 14.518 | 16.214 | 18.963 | 30.538 | 29.218 | 26.42 | 20.473 | U.S. Energy Information Administration | 19.67 | 21.21 | 19.19 | 21.64 | 18.6 | NO-ESTIMATION | NO-ESTIMATION | SOLAR-V1 | SOLAR-V1 | SOLAR-V1
USA | United States of America | Loon Lake |  | USA0000432 | 74.1 | 38.9827 | -120.3245 | Hydro |  |  |  | 1970.9999999999998 | Sacramento Municipal Util Dist | U.S. Energy Information Administration | http://www.eia.gov/electricity/data/browser/ | U.S. Energy Information Administration | 31872 | 2019 | 53.258 | 55.822 | 31.161 | 92.67 | 200.464 | 54.595 | 110.999 | U.S. Energy Information Administration | 214.11 | 214.11 | 195.45 | 214.70 | 183.31 | NO-ESTIMATION | NO-ESTIMATION | NO-ESTIMATION | NO-ESTIMATION | NO-ESTIMATION
USA | United States of America | Ralston |  | USA0000427 | 79.2 | 39.0010 | -120.7251 | Hydro |  |  |  | 1966.0 | Placer County Water Agency | U.S. Energy Information Administration | http://www.eia.gov/electricity/data/browser/ | U.S. Energy Information Administration | 30262 | 2019 | 218.395 | 200.529 | 123.641 | 400.971 | 439.06100000000004 | 324.725 | 538.841 | U.S. Energy Information Administration | 208.10 | 219.95 | 182.20 | 242.41 | 217.53 | NO-ESTIMATION | NO-ESTIMATION | NO-ESTIMATION | NO-ESTIMATION | CAPACITY-FACTOR-V1
USA | United States of America | Oxbow (CA) |  | USA0000426 | 6.1 | 39.0034 | -120.7467 | Hydro |  |  |  | 1965.9999999999998 | Placer County Water Agency | U.S. Energy Information Administration | http://www.eia.gov/electricity/data/browser/ | U.S. Energy Information Administration | 30261 | 2019 | 16.785 | 14.509 | 8.864 | 19.405 | 19.266000000000002 | 26.068 | 36.392 | U.S. Energy Information Administration | 17.59 | 18.71 | 16.04 | 21.76 | 19.77 | NO-ESTIMATION | NO-ESTIMATION | NO-ESTIMATION | NO-ESTIMATION | CAPACITY-FACTOR-V1
USA | United States of America | Combie South |  | USA0000846 | 1.5 | 39.0096 | -121.0591 | Hydro |  |  |  | 1984.0 | Nevada Irrigation District | U.S. Energy Information Administration | http://www.eia.gov/electricity/data/browser/ | U.S. Energy Information Administration | 17375 | 2019 | 2.317 | 2.158 | 1.653 | 7.9270000000000005 | 8.456 | 5.441 | 7.918 | U.S. Energy Information Administration | 3.33 | 3.35 | 3.33 | 3.36 | 2.82 | NO-ESTIMATION | NO-ESTIMATION | NO-ESTIMATION | NO-ESTIMATION | CAPACITY-FACTOR-V1
USA | United States of America | Middle Fork |  | USA0000425 | 122.4 | 39.0248 | -120.5964 | Hydro |  |  |  | 1966.0 | Placer County Water Agency | U.S. Energy Information Administration | http://www.eia.gov/electricity/data/browser/ | U.S. Energy Information Administration | 30260 | 2019 | 327.117 | 270.448 | 159.653 | 531.9780000000001 | 860.201 | 451.504 | 788.857 | U.S. Energy Information Administration | 309.34 | 309.34 | 278.50 | 310.18 | 257.31 | NO-ESTIMATION | NO-ESTIMATION | NO-ESTIMATION | NO-ESTIMATION | CAPACITY-FACTOR-V1
USA | United States of America | Camp Far West |  | USA0000531 | 7.2 | 39.0488 | -121.3170 | Hydro |  |  |  | 1985.0 | Sacramento Municipal Util Dist | U.S. Energy Information Administration | http://www.eia.gov/electricity/data/browser/ | U.S. Energy Information Administration | 33072 | 2019 | 12.807 | 5.767 | 5.251 | 27.711000000000002 | 40.505 | 25.365000000000002 | 29.529 | U.S. Energy Information Administration | 18.22 | 18.22 | 16.93 | 18.27 | 15.84 | NO-ESTIMATION | NO-ESTIMATION | NO-ESTIMATION | NO-ESTIMATION | CAPACITY-FACTOR-V1
USA | United States of America | Redlands Water & Power |  | USA0050267 | 1.4 | 39.0673 | -108.5928 | Hydro |  |  |  | 1930.9999999999998 | Redlands Water & Power Company | U.S. Energy Information Administration | http://www.eia.gov/electricity/data/browser/ | U.S. Energy Information Administration | 31223 | 2019 | 0.005 | 7.603 | 7.554 | 8.046 | 8.045 | 7.575 | 7.82 | U.S. Energy Information Administration | 6.81 | 4.55 | 5.99 | 7.02 | 4.39 | NO-ESTIMATION | NO-ESTIMATION | NO-ESTIMATION | NO-ESTIMATION | CAPACITY-FACTOR-V1
USA | United States of America | French Meadows |  | USA0000424 | 15.3 | 39.0780 | -120.4061 | Hydro |  |  |  | 1966.0 | Placer County Water Agency | U.S. Energy Information Administration | http://www.eia.gov/electricity/data/browser/ | U.S. Energy Information Administration | 30258 | 2019 | 26.863 | 21.28 | 9.245000000000001 | 54.456 | 106.178 | 38.058 | 84.621 | U.S. Energy Information Administration | 43.84 | 46.45 | 38.72 | 54.30 | 49.29 | HYDRO-V1 | HYDRO-V1 | HYDRO-V1 | HYDRO-V1 | HYDRO-V1
USA | United States of America | Indian Valley Dam Hydro Project |  | USA0050129 | 2.9 | 39.0788 | -122.5356 | Hydro |  |  |  | 1983.0 | Yolo County Flood Control WCD | U.S. Energy Information Administration | http://www.eia.gov/electricity/data/browser/ | U.S. Energy Information Administration | 23001 | 2019 | 5.463 | 0.0 | 1.555 | 1.9100000000000001 | 3.6 | 3.477 | 8.285 | U.S. Energy Information Administration | 8.31 | 9.27 | 8.35 | 10.24 | 9.93 | NO-ESTIMATION | NO-ESTIMATION | NO-ESTIMATION | NO-ESTIMATION | CAPACITY-FACTOR-V1
USA | United States of America | Mount Elbert |  | USA0006208 | 200 | 39.0942 | -106.3523 | Hydro |  |  |  | 1982.5 | U S Bureau of Reclamation | U.S. Energy Information Administration | http://www.eia.gov/electricity/data/browser/ | U.S. Energy Information Administration | 35656 | 2019 | -134.35 | -52.967 | -101.211 | -80.734 | -87.778 | -95.756 | -47.913 | U.S. Energy Information Administration | 506.95 | 506.95 | 453.93 | 508.34 | 421.95 | HYDRO-V1 | HYDRO-V1 | HYDRO-V1 | HYDRO-V1 | HYDRO-V1
USA | United States of America | Grand Valley Project Power Plant |  | USA0000473 | 1.5 | 39.1017 | -108.3456 | Hydro |  |  |  | 1932.0 | Orchard Mesa Irrigation District | U.S. Energy Information Administration | http://www.eia.gov/electricity/data/browser/ | U.S. Energy Information Administration |  | 2019 | 8.289 | 13.448 | 14.339 | 10.71 | 8.711 | 5.836 | 7.801 | U.S. Energy Information Administration | 11.42 | 11.57 | 11.33 | 11.38 | 9.94 | WIND-V1 | WIND-V1 | WIND-V1 | WIND-V1 | WIND-V1
USA | United States of America | Belleville Dam |  | USA0007594 | 42 | 39.1192 | -81.7375 | Hydro |  |  |  | 1999.0 | American Mun Power-Ohio Inc | U.S. Energy Information Administration | http://www.eia.gov/electricity/data/browser/ | U.S. Energy Information Administration | 38103 | 2019 | 296.234 | 304.007 | 261.279 | 282.329 | 279.021 | 227.87 | 267.356 | U.S. Energy Information Administration | 176.58 | 173.50 | 150.46 | 176.62 | 145.1 | NO-ESTIMATION | NO-ESTIMATION | NO-ESTIMATION | NO-ESTIMATION | CAPACITY-FACTOR-V1
USA | United States of America | Rollins |  | USA0000034 | 12.1 | 39.1343 | -120.9533 | Hydro |  |  |  | 1980.0 | Nevada Irrigation District | U.S. Energy Information Administration | http://www.eia.gov/electricity/data/browser/ | U.S. Energy Information Administration | 27366 | 2019 | 51.213 | 27.008 | 28.588 | 74.461 | 86.912 | 61.318 | 75.926 | U.S. Energy Information Administration | 30.82 | 30.82 | 27.69 | 30.91 | 26.82 | NO-ESTIMATION | NO-ESTIMATION | NO-ESTIMATION | WIND-V1 | WIND-V1
USA | United States of America | Upper Molina |  | USA0000521 | 9.9 | 39.1438 | -108.0048 | Hydro |  |  |  | 1963.0 | U S Bureau of Reclamation | U.S. Energy Information Administration | http://www.eia.gov/electricity/data/browser/ | U.S. Energy Information Administration | 35674 | 2019 | 17.221 | 24.43 | 25.206 | 25.913 | 22.859 | 14.406 | 28.388 | U.S. Energy Information Administration | 26.62 | 26.61 | 22.54 | 25.94 | 22.66 | NO-ESTIMATION | NO-ESTIMATION | NO-ESTIMATION | NO-ESTIMATION | CAPACITY-FACTOR-V1
USA | United States of America | Chicago Park |  | USA0000412 | 44 | 39.1779 | -120.8909 | Hydro |  |  |  | 1965.0 | Nevada Irrigation District | U.S. Energy Information Administration | http://www.eia.gov/electricity/data/browser/ | U.S. Energy Information Administration | 27365 | 2019 | 107.134 | 59.831 | 69.133 | 161.362 | 186.50900000000001 | 124.022 | 148.125 | U.S. Energy Information Administration | 125.85 | 125.85 | 110.50 | 126.20 | 107.56 | NO-ESTIMATION | NO-ESTIMATION | NO-ESTIMATION | NO-ESTIMATION | CAPACITY-FACTOR-V1
USA | United States of America | Lower Molina |  | USA0000520 | 5.6 | 39.1937 | -108.0441 | Hydro |  |  |  | 1963.0 | U S Bureau of Reclamation | U.S. Energy Information Administration | http://www.eia.gov/electricity/data/browser/ | U.S. Energy Information Administration | 35651 | 2019 | 6.596 | 15.693 | 14.063 | 15.148 | 12.732000000000001 | 8.39 | 16.62 | U.S. Energy Information Administration | 14.29 | 14.28 | 13.06 | 13.96 | 12.11 | NO-ESTIMATION | NO-ESTIMATION | NO-ESTIMATION | NO-ESTIMATION | CAPACITY-FACTOR-V1
USA | United States of America | Lake Mendocino |  | USA0007489 | 3.5 | 39.1972 | -123.1856 | Hydro |  |  |  | 1987.0 | City of Ukiah - (CA) | U.S. Energy Information Administration | http://www.eia.gov/electricity/data/browser/ | U.S. Energy Information Administration | 45555 | 2019 | 6.29 | 2.6830000000000003 | 3.545 | 7.997 | 10.283 | 5.928 | 13.804 | U.S. Energy Information Administration | 9.73 | 11.91 | 8.34 | 12.02 | 11.11 | NO-ESTIMATION | NO-ESTIMATION | NO-ESTIMATION | NO-ESTIMATION | CAPACITY-FACTOR-V1
USA | United States of America | Hydro Plant No 3 |  | USA0000925 | 2.8 | 39.2056 | -111.3344 | Hydro |  |  |  | 1984.0000000000005 | City of Ephraim - (UT) | U.S. Energy Information Administration | http://www.eia.gov/electricity/data/browser/ | U.S. Energy Information Administration |  | 2019 | 3.387 | 2.75 | 2.8000000000000003 | 2.7 | 2.125 | 2.406 | 2.944 | U.S. Energy Information Administration | 7.30 | 7.34 | 7.30 | 7.36 | 6.35 | SOLAR-V1 | SOLAR-V1 | SOLAR-V1 | SOLAR-V1 | SOLAR-V1
USA | United States of America | Alta Powerhouse |  | USA0000214 | 1 | 39.2160 | -120.8036 | Hydro |  |  |  | 1902.0 | Pacific Gas & Electric Co. | U.S. Energy Information Administration | http://www.eia.gov/electricity/data/browser/ | U.S. Energy Information Administration |  | 2019 | 3.387 | 3.545 | 2.928 | 3.123 | 3.485 | 3.438 | 3.401 | U.S. Energy Information Administration | 2.21 | 2.22 | 2.35 | 2.23 | 1.87 | NO-ESTIMATION | NO-ESTIMATION | NO-ESTIMATION | NO-ESTIMATION | CAPACITY-FACTOR-V1
USA | United States of America | Dutch Flat |  | USA0000237 | 22 | 39.2170 | -120.8356 | Hydro |  |  |  | 1943.0 | Pacific Gas & Electric Co. | U.S. Energy Information Administration | http://www.eia.gov/electricity/data/browser/ | U.S. Energy Information Administration | 29373 | 2019 | 106.726 | 60.196 | 62.567 | 93.409 | 81.453 | 69.559 | 67.004 | U.S. Energy Information Administration | 63.72 | 63.72 | 56.04 | 63.90 | 54.58 | NO-ESTIMATION | NO-ESTIMATION | NO-ESTIMATION | NO-ESTIMATION | CAPACITY-FACTOR-V1
USA | United States of America | Dutch Flat 2 |  | USA0000413 | 27.3 | 39.2184 | -120.8352 | Hydro |  |  |  | 1965.0 | Nevada Irrigation District | U.S. Energy Information Administration | http://www.eia.gov/electricity/data/browser/ | U.S. Energy Information Administration | 58245 | 2019 | 19.301000000000002 | 19.912 | 21.793 | 90.867 | 144.68 | 68.557 | 100.439 | U.S. Energy Information Administration | 78.50 | 78.50 | 68.97 | 78.72 | 67.15 | NO-ESTIMATION | NO-ESTIMATION | SOLAR-V1 | SOLAR-V1 | SOLAR-V1
USA | United States of America | Narrows PH |  | USA0000262 | 10.2 | 39.2364 | -121.2717 | Hydro |  |  |  | 1943.0 | Pacific Gas & Electric Co. | U.S. Energy Information Administration | http://www.eia.gov/electricity/data/browser/ | U.S. Energy Information Administration | 29409 | 2019 | 58.746 | 25.183 | 36.316 | 41.923 | 61.468 | 22.883 | 47.007 | U.S. Energy Information Administration | 38.35 | 42.47 | 34.29 | 51.96 | 41.46 | NO-ESTIMATION | NO-ESTIMATION | NO-ESTIMATION | SOLAR-V1 | SOLAR-V1
USA | United States of America | Narrows 2 |  | USA0000455 | 46.7 | 39.2390 | -121.2704 | Hydro |  |  |  | 1969.9999999999998 | Yuba County Water Agency | U.S. Energy Information Administration | http://www.eia.gov/electricity/data/browser/ | U.S. Energy Information Administration | 37578 | 2019 | 97.816 | 94.71600000000001 | 47.29 | 28.713 | 321.653 | 191.54 | 266.252 | U.S. Energy Information Administration | 151.52 | 166.23 | 133.44 | 195.78 | 150.29 | NO-ESTIMATION | NO-ESTIMATION | NO-ESTIMATION | NO-ESTIMATION | CAPACITY-FACTOR-V1
USA | United States of America | Sugarloaf Hydro Plant |  | USA0050435 | 2.5 | 39.2527 | -106.3748 | Hydro |  |  |  | 1985.0 | STS Hydropower LLC | U.S. Energy Information Administration | http://www.eia.gov/electricity/data/browser/ | U.S. Energy Information Administration | 65672 | 2019 | 1.5 | 5.09 | 5.297 | 5.612 | 2.6 | 4.955 | 2.561 | U.S. Energy Information Administration | 6.52 | 6.55 | 6.52 | 6.57 | 5.67 | SOLAR-V1 | SOLAR-V1 | SOLAR-V1 | SOLAR-V1 | SOLAR-V1
USA | United States of America | Manti Lower |  | USA0001020 | 1.2 | 39.2559 | -111.6215 | Hydro |  |  |  | 1988.9999999999998 | City of Manti - (UT) | U.S. Energy Information Administration | http://www.eia.gov/electricity/data/browser/ | U.S. Energy Information Administration | 25554 | 2019 | 1.4040000000000001 | 1.711 | 1.369 | 1.318 | 2.012 | 1.566 | 1.063 | U.S. Energy Information Administration | 2.67 | 2.69 | 2.67 | 2.70 | 2.26 | NO-ESTIMATION | NO-ESTIMATION | NO-ESTIMATION | NO-ESTIMATION | CAPACITY-FACTOR-V1
USA | United States of America | Manti Upper |  | USA0003676 | 1.6 | 39.2559 | -111.6215 | Hydro |  |  |  | 1969.6249999999998 | City of Manti - (UT) | U.S. Energy Information Administration | http://www.eia.gov/electricity/data/browser/ | U.S. Energy Information Administration | 25555 | 2019 | 2.483 | 2.535 | 2.713 | 2.38 | 0.516 | 1.4000000000000001 | 2.049 | U.S. Energy Information Administration | 4.22 | 4.25 | 4.22 | 4.26 | 3.68 | NO-ESTIMATION | NO-ESTIMATION | NO-ESTIMATION | NO-ESTIMATION | CAPACITY-FACTOR-V1
USA | United States of America | Drum 1 |  | USA0000235 | 49.2 | 39.2569 | -120.7674 | Hydro |  |  |  | 1919.219512195122 | Pacific Gas & Electric Co. | U.S. Energy Information Administration | http://www.eia.gov/electricity/data/browser/ | U.S. Energy Information Administration | 29377 | 2019 | 57.424 | 19.894000000000002 | 20.904 | 157.038 | 133.286 | 85.904 | 73.34 | U.S. Energy Information Administration | 140.73 | 140.73 | 123.56 | 141.11 | 120.28 | NO-ESTIMATION | NO-ESTIMATION | NO-ESTIMATION | NO-ESTIMATION | CAPACITY-FACTOR-V1
USA | United States of America | Drum 2 |  | USA0000236 | 53.1 | 39.2574 | -120.7670 | Hydro |  |  |  | 1966.0 | Pacific Gas & Electric Co. | U.S. Energy Information Administration | http://www.eia.gov/electricity/data/browser/ | U.S. Energy Information Administration | 29378 | 2019 | 240.928 | 170.814 | 175.386 | 246.25 | 311.214 | 231.243 | 278.49 | U.S. Energy Information Administration | 151.89 | 151.89 | 133.35 | 152.30 | 129.81 | NO-ESTIMATION | NO-ESTIMATION | NO-ESTIMATION | NO-ESTIMATION | CAPACITY-FACTOR-V1
USA | United States of America | Scott Flat |  | USA0000839 | 1 | 39.2721 | -120.9325 | Hydro |  |  |  | 1985.0 | Nevada Irrigation District | U.S. Energy Information Administration | http://www.eia.gov/electricity/data/browser/ | U.S. Energy Information Administration | 17440 | 2019 | 4.471 | 2.8850000000000002 | 2.228 | 3.911 | 4.108 | 4.412 | 4.953 | U.S. Energy Information Administration | 2.29 | 2.31 | 2.48 | 2.31 | 1.95 | HYDRO-V1 | HYDRO-V1 | HYDRO-V1 | HYDRO-V1 | HYDRO-V1
USA | United States of America | Millville Hydro Station |  | USA0006546 | 2.8 | 39.2731 | -77.7844 | Hydro |  |  |  | 1931.9285714285713 | PE Hydro Generation LLC | U.S. Energy Information Administration | http://www.eia.gov/electricity/data/browser/ | U.S. Energy Information Administration | 30486 | 2019 | 10.52 | 2.219 | 11.916 | 11.749 | 8.542 | 12.398 | 10.349 | U.S. Energy Information Administration | 9.72 | 9.90 | 9.03 | 10.28 | 8.64 | NO-ESTIMATION | NO-ESTIMATION | NO-ESTIMATION | NO-ESTIMATION | CAPACITY-FACTOR-V1
USA | United States of America | Fleish |  | USA0006513 | 2 | 39.2851 | -119.5933 | Hydro |  |  |  | 1914.0 | Truckee Meadows Water Authority | U.S. Energy Information Administration | http://www.eia.gov/electricity/data/browser/ | U.S. Energy Information Administration | 32662 | 2019 | 16.834 | 11.846 | 6.728 | 5.926 | 13.44739 | 14.677280000000001 | 11.623 | U.S. Energy Information Administration | 6.86 | 7.00 | 6.94 | 7.23 | 6.56 | NO-ESTIMATION | NO-ESTIMATION | NO-ESTIMATION | NO-ESTIMATION | NO-ESTIMATION
USA | United States of America | Deer Creek PH |  | USA0000233 | 5.5 | 39.2981 | -120.8443 | Hydro |  |  |  | 1908.0 | Pacific Gas & Electric Co. | U.S. Energy Information Administration | http://www.eia.gov/electricity/data/browser/ | U.S. Energy Information Administration | 29372 | 2019 | 19.803 | 17.756 | 18.342 | 15.919 | 13.931000000000001 | 21.01 | 16.199 | U.S. Energy Information Administration | 11.93 | 11.93 | 11.84 | 11.97 | 10.11 | NO-ESTIMATION | NO-ESTIMATION | NO-ESTIMATION | NO-ESTIMATION | CAPACITY-FACTOR-V1
USA | United States of America | Washoe |  | USA0006532 | 2.6 | 39.3022 | -119.5604 | Hydro |  |  |  | 1904.0000000000002 | Truckee Meadows Water Authority | U.S. Energy Information Administration | http://www.eia.gov/electricity/data/browser/ | U.S. Energy Information Administration | 32677 | 2019 | 12.658 | 7.5360000000000005 | 2.612 | 8.279 | 9.437 | 12.15 | 13.446 | U.S. Energy Information Administration | 9.09 | 9.29 | 8.92 | 9.58 | 8.71 | NO-ESTIMATION | NO-ESTIMATION | NO-ESTIMATION | SOLAR-V1 | SOLAR-V1
USA | United States of America | Verdi |  | USA0006531 | 2.4 | 39.3125 | -119.5850 | Hydro |  |  |  | 1911.0 | Truckee Meadows Water Authority | U.S. Energy Information Administration | http://www.eia.gov/electricity/data/browser/ | U.S. Energy Information Administration | 32675 | 2019 | 17.756 | 10.700000000000001 | 4.013 | 13.993 | 17.74196 | 17.04273 | 17.364 | U.S. Energy Information Administration | 8.39 | 8.57 | 8.23 | 8.84 | 8.04 | HYDRO-V1 | HYDRO-V1 | HYDRO-V1 | HYDRO-V1 | HYDRO-V1
USA | United States of America | Spaulding 1 |  | USA0000281 | 7 | 39.3246 | -120.6448 | Hydro |  |  |  | 1928.0 | Pacific Gas & Electric Co. | U.S. Energy Information Administration | http://www.eia.gov/electricity/data/browser/ | U.S. Energy Information Administration | 29431 | 2019 | 23.859 | 25.046 | 21.925 | 16.756 | 48.076 | 4.496 | 6.648 | U.S. Energy Information Administration | 23.65 | 22.52 | 21.89 | 29.61 | 25.16 | NO-ESTIMATION | NO-ESTIMATION | NO-ESTIMATION | NO-ESTIMATION | CAPACITY-FACTOR-V1
USA | United States of America | Spaulding 2 |  | USA0000282 | 3.7 | 39.3246 | -120.6454 | Hydro |  |  |  | 1928.0 | Pacific Gas & Electric Co. | U.S. Energy Information Administration | http://www.eia.gov/electricity/data/browser/ | U.S. Energy Information Administration | 29430 | 2019 | 4.736 | 1.861 | 6.45 | 0.9480000000000001 | 5.053 | 8.907 | 8.166 | U.S. Energy Information Administration | 12.80 | 12.38 | 12.53 | 15.43 | 13.1 | NO-ESTIMATION | SOLAR-V1 | SOLAR-V1 | SOLAR-V1 | SOLAR-V1
USA | United States of America | Colgate |  | USA0000454 | 315 | 39.3308 | -121.1917 | Hydro |  |  |  | 1969.0 | Yuba County Water Agency | U.S. Energy Information Administration | http://www.eia.gov/electricity/data/browser/ | U.S. Energy Information Administration | 37577 | 2019 | 904.94 | 538.803 | 462.425 | 1052.713 | 1699.955 | 1090.613 | 1638.632 | U.S. Energy Information Administration | 682.34 | 756.22 | 521.65 | 815.82 | 644.59 | NO-ESTIMATION | NO-ESTIMATION | NO-ESTIMATION | WIND-V1 | WIND-V1
USA | United States of America | Spaulding 3 |  | USA0000283 | 6.6 | 39.3377 | -120.6355 | Hydro |  |  |  | 1929.0 | Pacific Gas & Electric Co. | U.S. Energy Information Administration | http://www.eia.gov/electricity/data/browser/ | U.S. Energy Information Administration | 29433 | 2019 | 24.335 | 3.4490000000000003 | 16.871 | 17.352 | 26.122 | 0.031 | 27.527 | U.S. Energy Information Administration | 22.30 | 21.23 | 20.64 | 27.92 | 23.72 | WIND-V1 | WIND-V1 | WIND-V1 | WIND-V1 | WIND-V1
USA | United States of America | Willow Island Hydroelectric Plant |  | USA0057401 | 44 | 39.3578 | -81.3179 | Hydro |  |  |  | 2016.0 | American Mun Power-Ohio Inc | U.S. Energy Information Administration | http://www.eia.gov/electricity/data/browser/ | U.S. Energy Information Administration | 57213 | 2019 |  |  | 0.0 | 231.883 | 230.46200000000002 | 207.697 | 243.59 | U.S. Energy Information Administration | 183.60 | 184.52 | 168.88 | 184.28 | 161.19 | NO-ESTIMATION | NO-ESTIMATION | NO-ESTIMATION | NO-ESTIMATION | CAPACITY-FACTOR-V1
USA | United States of America | Potter Valley |  | USA0000274 | 9.4 | 39.3618 | -123.1279 | Hydro |  |  |  | 1925.8085106382975 | Pacific Gas & Electric Co. | U.S. Energy Information Administration | http://www.eia.gov/electricity/data/browser/ | U.S. Energy Information Administration | 29421 | 2019 | 19.522000000000002 | 11.286 | 8.254 | 8.34 | 19.494 | 13.113 | 18.872 | U.S. Energy Information Administration | 28.24 | 31.57 | 20.88 | 31.68 | 28.06 | NO-ESTIMATION | NO-ESTIMATION | NO-ESTIMATION | NO-ESTIMATION | CAPACITY-FACTOR-V1
USA | United States of America | Basalt |  | USA0007458 | 5 | 39.3631 | -106.8219 | Hydro |  |  |  | 1985.0 | City of Aspen- (CO) | U.S. Energy Information Administration | http://www.eia.gov/electricity/data/browser/ | U.S. Energy Information Administration | 62500 | 2019 | 1.114 | 20.240000000000002 | 20.476 | 22.69 | 16.797 | 15.869 | 15.951 | U.S. Energy Information Administration | 15.49 | 17.08 | 16.06 | 15.53 | 13.71 | NO-ESTIMATION | NO-ESTIMATION | NO-ESTIMATION | NO-ESTIMATION | CAPACITY-FACTOR-V1
USA | United States of America | Hamilton Hydro |  | USA0007807 | 2.2 | 39.4128 | -84.5558 | Hydro |  |  |  | 1994.0 | City of Hamilton - (OH) | U.S. Energy Information Administration | http://www.eia.gov/electricity/data/browser/ | U.S. Energy Information Administration |  | 2019 | 4.175 | 4.866 | 4.151 | 4.095 | 5.093 | 4.7780000000000005 | 4.313 | U.S. Energy Information Administration | 7.62 | 8.70 | 7.52 | 9.35 | 6.99 | NO-ESTIMATION | NO-ESTIMATION | NO-ESTIMATION | NO-ESTIMATION | CAPACITY-FACTOR-V1
USA | United States of America | Strontia Springs Hydro Plant |  | USA0010081 | 1 | 39.4326 | -105.1263 | Hydro |  |  |  | 1986.0 | Denver City & County of | U.S. Energy Information Administration | http://www.eia.gov/electricity/data/browser/ | U.S. Energy Information Administration | 18300 | 2019 | 0.0 | 5.962 | 5.189 | 3.368 | 5.093 | 6.682 | 7.875 | U.S. Energy Information Administration | 3.06 | 3.44 | 3.63 | 3.21 | 2.99 | NO-ESTIMATION | NO-ESTIMATION | NO-ESTIMATION | NO-ESTIMATION | CAPACITY-FACTOR-V1
USA | United States of America | Bowman |  | USA0050546 | 3.6 | 39.4484 | -120.6534 | Hydro |  |  |  | 1986.0 | Nevada Irrigation District | U.S. Energy Information Administration | http://www.eia.gov/electricity/data/browser/ | U.S. Energy Information Administration | 55103 | 2019 | 6.28 | 5.083 | 3.9530000000000003 | 14.700000000000001 | 20.462 | 13.92 | 14.275 | U.S. Energy Information Administration | 8.02 | 8.02 | 8.44 | 8.04 | 6.82 | NO-ESTIMATION | NO-ESTIMATION | NO-ESTIMATION | NO-ESTIMATION | CAPACITY-FACTOR-V1
USA | United States of America | Foothills Hydro Plant |  | USA0010070 | 3.1 | 39.4588 | -105.0657 | Hydro |  |  |  | 1985.0 | Denver City & County-Foothills | U.S. Energy Information Administration | http://www.eia.gov/electricity/data/browser/ | U.S. Energy Information Administration | 18298 | 2019 | 0.0 | 4.902 | 5.383 | 6.1450000000000005 | 6.151 | 5.982 | 1.265 | U.S. Energy Information Administration | 8.78 | 9.92 | 9.54 | 9.07 | 8.58 | NO-ESTIMATION | NO-ESTIMATION | NO-ESTIMATION | NO-ESTIMATION | CAPACITY-FACTOR-V1
USA | United States of America | North Fork Hydro Plant |  | USA0010423 | 5.5 | 39.4616 | -105.6770 | Hydro |  |  |  | 1988.0 | Denver City & County of | U.S. Energy Information Administration | http://www.eia.gov/electricity/data/browser/ | U.S. Energy Information Administration |  | 2019 | 0.0 | 0.019 | 3.747 | 7.0920000000000005 | 16.326 | 17.345 | 8.589 | U.S. Energy Information Administration | 11.51 | 11.51 | 11.82 | 11.54 | 9.69 | NO-ESTIMATION | NO-ESTIMATION | NO-ESTIMATION | NO-ESTIMATION | CAPACITY-FACTOR-V1
USA | United States of America | Lahontan |  | USA0006521 | 1.8 | 39.4625 | -119.0667 | Hydro |  |  |  | 1911.0 | Truckee-Carson Irrigation District | U.S. Energy Information Administration | http://www.eia.gov/electricity/data/browser/ | U.S. Energy Information Administration | 34072 | 2019 | 3.6 | 0.0 | 0.107 | 2.183 | 8.790000000000001 | 4.4190000000000005 | 8.278 | U.S. Energy Information Administration | 5.29 | 5.40 | 5.35 | 5.62 | 4.88 | NO-ESTIMATION | NO-ESTIMATION | NO-ESTIMATION | NO-ESTIMATION | CAPACITY-FACTOR-V1
USA | United States of America | New Lahontan |  | USA0050261 | 4 | 39.4636 | -119.0652 | Hydro |  |  |  | 1989.0 | Truckee-Carson Irrigation District | U.S. Energy Information Administration | http://www.eia.gov/electricity/data/browser/ | U.S. Energy Information Administration | 57460 | 2019 | 6.462 | 6.61 | 2.027 | 10.716000000000001 | 24.401 | 18.331 | 15.631 | U.S. Energy Information Administration | 14.07 | 13.55 | 12.83 | 14.77 | 13.47 | NO-ESTIMATION | NO-ESTIMATION | NO-ESTIMATION | NO-ESTIMATION | CAPACITY-FACTOR-V1
USA | United States of America | Stampede |  | USA0007066 | 3.6 | 39.4704 | -120.1046 | Hydro |  |  |  | 1988.0 | U S Bureau of Reclamation | U.S. Energy Information Administration | http://www.eia.gov/electricity/data/browser/ | U.S. Energy Information Administration | 35671 | 2019 | 13.200000000000001 | 9.542 | 3.496 | 4.982 | 13.538 | 9.61 | 12.236 | U.S. Energy Information Administration | 8.00 | 8.00 | 7.90 | 8.02 | 6.81 | NO-ESTIMATION | NO-ESTIMATION | NO-ESTIMATION | NO-ESTIMATION | CAPACITY-FACTOR-V1
USA | United States of America | Dam No. 4 Hydro Station |  | USA0006543 | 1.9 | 39.4931 | -77.8269 | Hydro |  |  |  | 1947.8421052631581 | PE Hydro Generation LLC | U.S. Energy Information Administration | http://www.eia.gov/electricity/data/browser/ | U.S. Energy Information Administration |  | 2019 | 6.663 | 1.405 | 9.055 | 8.714 | 8.491 | 9.608 | 7.538 | U.S. Energy Information Administration | 6.39 | 6.57 | 6.21 | 7.26 | 6 | NO-ESTIMATION | NO-ESTIMATION | NO-ESTIMATION | NO-ESTIMATION | CAPACITY-FACTOR-V1
USA | United States of America | Thermalito |  | USA0000438 | 115.1 | 39.5149 | -121.6301 | Hydro |  |  |  | 1968.0 | California Dept. of Water Resources | U.S. Energy Information Administration | http://www.eia.gov/electricity/data/browser/ | U.S. Energy Information Administration | 15335 | 2019 | 0.0 | 0.0 | [5 empty] | U.S. Energy Information Administration | 406.21 | 409.42 | 353.33 | 446.05 | 396.42 | NO-ESTIMATION | NO-ESTIMATION | WIND-V1 | WIND-V1 | WIND-V1
USA | United States of America | Deep Creek |  | USA0001567 | 20 | 39.5230 | -79.4130 | Hydro |  |  |  | 1925.0 | BP Piney & Deep Creek LLC | U.S. Energy Information Administration | http://www.eia.gov/electricity/data/browser/ | U.S. Energy Information Administration | 29918 | 2019 | 27.622 | 20.876 | 25.702 | 23.184 | 30.037 | 42.478 | 26.186 | U.S. Energy Information Administration | 48.48 | 54.09 | 54.17 | 62.54 | 44.57 | NO-ESTIMATION | NO-ESTIMATION | WIND-V1 | WIND-V1 | WIND-V1
USA | United States of America | Clarence Cannon |  | USA0006140 | 58 | 39.5248 | -91.6440 | Hydro |  |  |  | 1984.0 | USCE-St Louis District | U.S. Energy Information Administration | http://www.eia.gov/electricity/data/browser/ | U.S. Energy Information Administration | 35540 | 2019 | 131.45600000000002 | 84.772 | 119.387 | 85.0 | 57.31400000000001 | 47.86 | 153.782 | U.S. Energy Information Administration | 208.29 | 193.26 | 170.58 | 208.65 | 172.72 | HYDRO-V1 | HYDRO-V1 | HYDRO-V1 | HYDRO-V1 | HYDRO-V1
USA | United States of America | Thermalito Diverson Dam |  | USA0007129 | 3.4 | 39.5287 | -121.5464 | Hydro |  |  |  | 1987.0 | California Dept. of Water Resources | U.S. Energy Information Administration | http://www.eia.gov/electricity/data/browser/ | U.S. Energy Information Administration | 15336 | 2019 | 16.184 | 19.459 | 19.947 | 20.321 | 12.982000000000001 | 20.461000000000002 | 16.179 | U.S. Energy Information Administration | 13.05 | 13.14 | 12.37 | 15.60 | 13.91 | NO-ESTIMATION | NO-ESTIMATION | NO-ESTIMATION | SOLAR-V1 | SOLAR-V1
USA | United States of America | Deadwood Creek |  | USA0007507 | 2 | 39.5300 | -121.0958 | Hydro |  |  |  | 1994.0 | Hydro Sierra Energy LLC | U.S. Energy Information Administration | http://www.eia.gov/electricity/data/browser/ | U.S. Energy Information Administration | 37575 | 2019 | 0.756 | 5.6850000000000005 | 0.39 | 3.33 | 2.936 | 1.967 | 4.892 | U.S. Energy Information Administration | 7.56 | 7.79 | 7.33 | 8.45 | 7.29 | NO-ESTIMATION | SOLAR-V1 | SOLAR-V1 | SOLAR-V1 | SOLAR-V1
USA | United States of America | Kelly Ridge |  | USA0000418 | 10 | 39.5318 | -121.4912 | Hydro |  |  |  | 1963.0 | South Feather Water and Power Agency | U.S. Energy Information Administration | http://www.eia.gov/electricity/data/browser/ | U.S. Energy Information Administration | 29169 | 2019 | 39.624 | 33.07 | 38.989000000000004 | 74.148 | 6.785 | 31.487000000000002 | 59.921 | U.S. Energy Information Administration | 40.86 | 41.73 | 36.29 | 48.67 | 43.69 | NO-ESTIMATION | NO-ESTIMATION | NO-ESTIMATION | NO-ESTIMATION | CAPACITY-FACTOR-V1
USA | United States of America | Edward C Hyatt |  | USA0000437 | 644.1 | 39.5430 | -121.4922 | Hydro |  |  |  | 1968.303369042074 | California Dept. of Water Resources | U.S. Energy Information Administration | http://www.eia.gov/electricity/data/browser/ | U.S. Energy Information Administration | 15331 | 2019 | 1489.5710000000001 | 652.588 | 572.227 | 1703.4270000000001 | 2375.487 | 1291.387 | 2662.843 | U.S. Energy Information Administration | 1834.92 | 1898.57 | 1579.01 | 2012.39 | 1734.08 | HYDRO-V1 | HYDRO-V1 | HYDRO-V1 | HYDRO-V1 | HYDRO-V1
USA | United States of America | Unit 4 |  | USA0007015 | 1.3 | 39.5441 | -111.4187 | Hydro |  |  |  | 1993.0 | City of Mt Pleasant - (UT) | U.S. Energy Information Administration | http://www.eia.gov/electricity/data/browser/ | U.S. Energy Information Administration |  | 2019 | 2.541 | 3.238 | 2.708 | 3.085 | 4.18 | 4.471 | 4.22 | U.S. Energy Information Administration | 3.33 | 3.35 | 3.33 | 3.36 | 2.82 | NO-ESTIMATION | NO-ESTIMATION | WIND-V1 | WIND-V1 | WIND-V1
USA | United States of America | Forbestown |  | USA0000417 | 41.9 | 39.5510 | -121.2788 | Hydro |  |  |  | 1963.0 | South Feather Water and Power Agency | U.S. Energy Information Administration | http://www.eia.gov/electricity/data/browser/ | U.S. Energy Information Administration | 29168 | 2019 | 86.279 | 58.149 | 70.138 | 128.93800000000002 | 160.691 | 84.275 | 157.783 | U.S. Energy Information Administration | 123.25 | 122.83 | 96.34 | 137.44 | 119.21 | NO-ESTIMATION | WIND-V1 | WIND-V1 | WIND-V1 | WIND-V1
USA | United States of America | Woodleaf |  | USA0000419 | 67.2 | 39.5538 | -121.2041 | Hydro |  |  |  | 1963.0 | South Feather Water and Power Agency | U.S. Energy Information Administration | http://www.eia.gov/electricity/data/browser/ | U.S. Energy Information Administration | 29171 | 2019 | 140.733 | 89.001 | 119.70400000000001 | 233.808 | 235.538 | 137.044 | 224.436 | U.S. Energy Information Administration | 173.55 | 172.97 | 135.66 | 193.54 | 167.86 | NO-ESTIMATION | NO-ESTIMATION | NO-ESTIMATION | NO-ESTIMATION | CAPACITY-FACTOR-V1
USA | United States of America | Kanaka |  | USA0054653 | 1.1 | 39.5589 | -121.2961 | Hydro |  |  |  | 1989.0 | STS Hydropower LLC | U.S. Energy Information Administration | http://www.eia.gov/electricity/data/browser/ | U.S. Energy Information Administration | 33819 | 2019 | 0.304 | 0.543 | 0.138 | 1.2770000000000001 | 0.8140000000000001 | 0.0 | 0 | U.S. Energy Information Administration | 3.22 | 4.29 | 3.94 | 4.57 | 4.06 | NO-ESTIMATION | NO-ESTIMATION | NO-ESTIMATION | NO-ESTIMATION | CAPACITY-FACTOR-V1
USA | United States of America | Haypress |  | USA0010253 | 10 | 39.5657 | -120.5817 | Hydro |  |  |  | 1989.0 | EIF Haypress LLC | U.S. Energy Information Administration | http://www.eia.gov/electricity/data/browser/ | U.S. Energy Information Administration | 21922 | 2019 | 9.298 | 6.168 | 1.9160000000000001 | 24.682000000000002 | 22.879 | 16.183 | 15.505 | U.S. Energy Information Administration | 28.95 | 34.21 | 25.96 | 38.72 | 32.74 | NO-ESTIMATION | NO-ESTIMATION | NO-ESTIMATION | NO-ESTIMATION | CAPACITY-FACTOR-V1
USA | United States of America | Shoshone (CO) |  | USA0000476 | 14.4 | 39.5701 | -107.2269 | Hydro |  |  |  | 1909.0 | Public Service Co of Colorado | U.S. Energy Information Administration | http://www.eia.gov/electricity/data/browser/ | U.S. Energy Information Administration | 30858 | 2019 | 86.132 | 66.015 | 80.256 | 83.045 | 95.238 | 84.738 | 81.254 | U.S. Energy Information Administration | 53.68 | 61.36 | 52.39 | 54.77 | 49.38 | NO-ESTIMATION | WIND-V1 | WIND-V1 | WIND-V1 | WIND-V1
USA | United States of America | Sly Creek |  | USA0000776 | 12.1 | 39.5804 | -121.1195 | Hydro |  |  |  | 1983.0 | South Feather Water and Power Agency | U.S. Energy Information Administration | http://www.eia.gov/electricity/data/browser/ | U.S. Energy Information Administration | 29170 | 2019 | 18.193 | 13.202 | 15.034 | 34.916000000000004 | 39.044000000000004 | 19.515 | 38.227 | U.S. Energy Information Administration | 31.97 | 41.33 | 32.57 | 46.84 | 41.69 | HYDRO-V1 | HYDRO-V1 | HYDRO-V1 | HYDRO-V1 | HYDRO-V1
USA | United States of America | Stony Gorge |  | USA0007151 | 5 | 39.5869 | -122.5332 | Hydro |  |  |  | 1986.0 | City of Santa Clara - (CA) | U.S. Energy Information Administration | http://www.eia.gov/electricity/data/browser/ | U.S. Energy Information Administration | 32087 | 2019 | 7.76457 | 5.2836300000000005 | 5.99 | 8.729000000000001 | 13.331 | 4.343 | 14.337 | U.S. Energy Information Administration | 11.84 | 13.40 | 11.79 | 15.18 | 13.82 | NO-ESTIMATION | NO-ESTIMATION | SOLAR-V1 | SOLAR-V1 | SOLAR-V1
USA | United States of America | Dam No. 5 Hydro Station |  | USA0006544 | 1 | 39.6050 | -77.9231 | Hydro |  |  |  | 1919.0 | PE Hydro Generation LLC | U.S. Energy Information Administration | http://www.eia.gov/electricity/data/browser/ | U.S. Energy Information Administration |  | 2019 | 4.208 | 0.888 | 6.424 | 5.902 | 6.122 | 6.829 | 7.72 | U.S. Energy Information Administration | 3.30 | 3.27 | 3.30 | 3.65 | 2.79 | WIND-V1 | WIND-V1 | WIND-V1 | WIND-V1 | WIND-V1
USA | United States of America | Dillon Hydro Plant |  | USA0010421 | 1.8 | 39.6208 | -106.0662 | Hydro |  |  |  | 1987.0 | Denver City & County of | U.S. Energy Information Administration | http://www.eia.gov/electricity/data/browser/ | U.S. Energy Information Administration | 18296 | 2019 | 0.0 | 8.384 | 11.898 | 13.754 | 10.059000000000001 | 0.41100000000000003 | 12.173 | U.S. Energy Information Administration | 7.06 | 7.12 | 6.79 | 7.13 | 6.24 | NO-ESTIMATION | NO-ESTIMATION | NO-ESTIMATION | NO-ESTIMATION | CAPACITY-FACTOR-V1
USA | United States of America | Hillcrest Pump Station |  | USA0054142 | 2 | 39.6419 | -104.9138 | Hydro |  |  |  | 1993.0 | Denver City & County of | U.S. Energy Information Administration | http://www.eia.gov/electricity/data/browser/ | U.S. Energy Information Administration | 18299 | 2019 | 0.0 | 3.422 | 0.61 | 7.518 | 5.28 | 4.747 | 4.403 | U.S. Energy Information Administration | 5.73 | 5.90 | 5.76 | 5.92 | 5.19 | NO-ESTIMATION | NO-ESTIMATION | NO-ESTIMATION | NO-ESTIMATION | CAPACITY-FACTOR-V1
USA | United States of America | Cabin Creek |  | USA0000467 | 300 | 39.6551 | -105.7088 | Hydro |  |  |  | 1967.0 | Public Service Co of Colorado | U.S. Energy Information Administration | http://www.eia.gov/electricity/data/browser/ | U.S. Energy Information Administration | 30842 | 2019 | -146.824 | -159.359 | -159.085 | -179.267 | -205.9 | -127.491 | -107.634 | U.S. Energy Information Administration | 739.23 | 739.23 | 699.28 | 741.26 | 611.72 | NO-ESTIMATION | NO-ESTIMATION | NO-ESTIMATION | NO-ESTIMATION | CAPACITY-FACTOR-V1
USA | United States of America | Conowingo |  | USA0001574 | 530.8 | 39.6572 | -76.1752 | Hydro |  |  |  | 1943.083647324793 | Exelon Power | U.S. Energy Information Administration | http://www.eia.gov/electricity/data/browser/ | U.S. Energy Information Administration | 33989 | 2019 | 1699.3980000000001 | 1594.647 | 1597.488 | 1369.003 | 1935.422 | 2788.408 | 2161.865 | U.S. Energy Information Administration | 1550.64 | 1740.26 | 1087.53 | 1745.03 | 1465.74 | NO-ESTIMATION | NO-ESTIMATION | NO-ESTIMATION | NO-ESTIMATION | CAPACITY-FACTOR-V1
USA | United States of America | New Martinsville Hannibal Hydro |  | USA0050036 | 37.4 | 39.6672 | -80.8642 | Hydro |  |  |  | 1988.0 | New Martinsville Hannibal Hydro | U.S. Energy Information Administration | http://www.eia.gov/electricity/data/browser/ | U.S. Energy Information Administration | 28754 | 2019 | 253.227 | 167.12800000000001 | 112.85900000000001 | 122.908 | 195.501 | 188.357 | 214.236 | U.S. Energy Information Administration | 154.75 | 155.53 | 142.23 | 154.78 | 135.7 | NO-ESTIMATION | NO-ESTIMATION | NO-ESTIMATION | SOLAR-V1 | SOLAR-V1
USA | United States of America | Georgetown Hydro |  | USA0000472 | 1.2 | 39.6919 | -105.6978 | Hydro |  |  |  | 1906.9999999999998 | Public Service Co of Colorado | U.S. Energy Information Administration | http://www.eia.gov/electricity/data/browser/ | U.S. Energy Information Administration | 30849 | 2019 | 6.035 | 6.165 | 4.527 | 3.678 | 4.824 | 2.9210000000000003 | 3.782 | U.S. Energy Information Administration | 2.77 | 2.79 | 2.84 | 2.79 | 2.36 | NO-ESTIMATION | NO-ESTIMATION | NO-ESTIMATION | NO-ESTIMATION | CAPACITY-FACTOR-V1
USA | United States of America | Lime Saddle |  | USA0000255 | 2 | 39.6988 | -121.5710 | Hydro |  |  |  | 1906.0 | Pacific Gas & Electric Co. | U.S. Energy Information Administration | http://www.eia.gov/electricity/data/browser/ | U.S. Energy Information Administration | 29400 | 2019 | 5.496 | 4.223 | 4.301 | 3.295 | 5.1530000000000005 | 3.0300000000000002 | 0 | U.S. Energy Information Administration | 5.23 | 5.26 | 5.23 | 5.27 | 4.55 | NO-ESTIMATION | NO-ESTIMATION | NO-ESTIMATION | NO-ESTIMATION | CAPACITY-FACTOR-V1
USA | United States of America | Lake Lynn Hydro Station |  | USA0006636 | 51.2 | 39.7203 | -79.8561 | Hydro |  |  |  | 1926.75 | Lake Lynn Generation LLC | U.S. Energy Information Administration | http://www.eia.gov/electricity/data/browser/ | U.S. Energy Information Administration | 36604 | 2019 | 143.242 | 19.194 | 106.62100000000001 | 111.68900000000001 | 130.83 | 168.163 | 113.417 | U.S. Energy Information Administration | 195.35 | 185.79 | 154.29 | 187.73 | 159.34 | NO-ESTIMATION | NO-ESTIMATION | NO-ESTIMATION | NO-ESTIMATION | CAPACITY-FACTOR-V1
USA | United States of America | Poe |  | USA0000272 | 142.8 | 39.7229 | -121.4698 | Hydro |  |  |  | 1958.0 | Pacific Gas & Electric Co. | U.S. Energy Information Administration | http://www.eia.gov/electricity/data/browser/ | U.S. Energy Information Administration | 29424 | 2019 | 443.849 | 312.983 | 225.66 | 431.224 | 612.066 | 446.26300000000003 | 601.439 | U.S. Energy Information Administration | 435.10 | 434.22 | 362.26 | 498.29 | 396.82 | NO-ESTIMATION | NO-ESTIMATION | NO-ESTIMATION | NO-ESTIMATION | CAPACITY-FACTOR-V1
USA | United States of America | Centerville PH |  | USA0000224 | 6.4 | 39.7889 | -121.6574 | Hydro |  |  |  | 1900.0 | Pacific Gas & Electric Co. | U.S. Energy Information Administration | http://www.eia.gov/electricity/data/browser/ | U.S. Energy Information Administration | 29364 | 2019 | [8 empty] | 15.48 | 16.64 | 14.67 | 21.95 | 19.18 | WIND-V1 | WIND-V1 | WIND-V1 | WIND-V1 | WIND-V1
USA | United States of America | Yough Hydro Power |  | USA0052036 | 12.2 | 39.8016 | -79.3682 | Hydro |  |  |  | 1990.0000000000002 | D/R Hydro Co | U.S. Energy Information Administration | http://www.eia.gov/electricity/data/browser/ | U.S. Energy Information Administration |  | 2019 | 47.827 | 44.183 | 43.906 | 33.709 | 53.524 | 65.246 | 43.619 | U.S. Energy Information Administration | 36.28 | 47.78 | 43.95 | 48.08 | 34.94 | NO-ESTIMATION | NO-ESTIMATION | NO-ESTIMATION | NO-ESTIMATION | CAPACITY-FACTOR-V1
USA | United States of America | Muddy Run |  | USA0003164 | 1072 | 39.8076 | -76.2993 | Hydro |  |  |  | 1967.25 | Exelon Power | U.S. Energy Information Administration | http://www.eia.gov/electricity/data/browser/ | U.S. Energy Information Administration | 29833 | 2019 | -399.794 | -403.841 | -319.003 | -360.845 | -413.46500000000003 | -421.64 | -380.204 | U.S. Energy Information Administration | 3336.80 | 3502.66 | 2403.29 | 3512.25 | 2948.24 | NO-ESTIMATION | NO-ESTIMATION | NO-ESTIMATION | NO-ESTIMATION | CAPACITY-FACTOR-V1
USA | United States of America | Black Butte |  | USA0007229 | 6.1 | 39.8149 | -122.3323 | Hydro |  |  |  | 1988.0 | City of Santa Clara - (CA) | U.S. Energy Information Administration | http://www.eia.gov/electricity/data/browser/ | U.S. Energy Information Administration | 32083 | 2019 | 7.52499 | 4.845 | 5.135 | 9.463000000000001 | 17.818 | 4.339 | 18.065 | U.S. Energy Information Administration | 19.44 | 18.15 | 18.63 | 22.37 | 19.04 | NO-ESTIMATION | NO-ESTIMATION | SOLAR-V1 | SOLAR-V1 | SOLAR-V1
USA | United States of America | Cresta |  | USA0000231 | 73.8 | 39.8259 | -121.4097 | Hydro |  |  |  | 1949.4999999999998 | Pacific Gas & Electric Co. | U.S. Energy Information Administration | http://www.eia.gov/electricity/data/browser/ | U.S. Energy Information Administration | 29365 | 2019 | 198.32500000000002 | 148.108 | 124.142 | 250.939 | 368.101 | 190.017 | 371.172 | U.S. Energy Information Administration | 259.73 | 245.55 | 215.47 | 283.48 | 231.66 | HYDRO-V1 | HYDRO-V1 | HYDRO-V1 | HYDRO-V1 | HYDRO-V1
USA | United States of America | Holtwood |  | USA0003145 | 247.3 | 39.8272 | -76.3318 | Hydro |  |  |  | 1967.6356651839872 | BIF III Holtwood LLC | U.S. Energy Information Administration | http://www.eia.gov/electricity/data/browser/ | U.S. Energy Information Administration | 29945 | 2019 | 608.977 | 871.418 | 856.236 | 831.689 | 1060.281 | 1250.371 | 1106.919 | U.S. Energy Information Administration | 759.24 | 839.19 | 532.11 | 841.49 | 714.46 | HYDRO-V1 | HYDRO-V1 | HYDRO-V1 | HYDRO-V1 | HYDRO-V1
USA | United States of America | De Sabla |  | USA0000232 | 18.4 | 39.8693 | -121.6318 | Hydro |  |  |  | 1963.0 | Pacific Gas & Electric Co. | U.S. Energy Information Administration | http://www.eia.gov/electricity/data/browser/ | U.S. Energy Information Administration | 29375 | 2019 | 73.71900000000001 | 43.65 | 42.822 | 49.393 | 27.716 | 59.657000000000004 | 54.574 | U.S. Energy Information Administration | 47.95 | 47.50 | 40.66 | 62.78 | 54.79 | NO-ESTIMATION | NO-ESTIMATION | NO-ESTIMATION | NO-ESTIMATION | CAPACITY-FACTOR-V1
USA | United States of America | Forks of Butte Hydro Project |  | USA0050350 | 14.5 | 39.8693 | -121.6319 | Hydro |  |  |  | 1992.0 | HYPOWER INC | U.S. Energy Information Administration | http://www.eia.gov/electricity/data/browser/ | U.S. Energy Information Administration | 21639 | 2019 | 25.613 | 21.597 | 16.322 | 51.348 | 61.154 | 29.769000000000002 | 53.3 | U.S. Energy Information Administration | 37.79 | 37.43 | 32.04 | 49.47 | 43.17 | NO-ESTIMATION | NO-ESTIMATION | NO-ESTIMATION | NO-ESTIMATION | CAPACITY-FACTOR-V1
USA | United States of America | Green Mountain |  | USA0000516 | 26 | 39.8788 | -106.3327 | Hydro |  |  |  | 1943.0 | U S Bureau of Reclamation | U.S. Energy Information Administration | http://www.eia.gov/electricity/data/browser/ | U.S. Energy Information Administration | 35643 | 2019 | 33.149 | 93.802 | 76.642 | 59.568 | 56.94 | 32.034 | 68.341 | U.S. Energy Information Administration | 84.99 | 84.99 | 71.43 | 85.22 | 71.13 | NO-ESTIMATION | SOLAR-V1 | SOLAR-V1 | SOLAR-V1 | SOLAR-V1
USA | United States of America | Grizzly |  | USA0007338 | 22 | 39.8893 | -121.2792 | Hydro |  |  |  | 1993.0 | City of Santa Clara - (CA) | U.S. Energy Information Administration | http://www.eia.gov/electricity/data/browser/ | U.S. Energy Information Administration | 32084 | 2019 | 108.94752000000001 | 5.854 | 12.037 | 40.738 | 91.21300000000001 | 19.337 | 0 | U.S. Energy Information Administration | 81.30 | 78.05 | 66.94 | 94.28 | 76.79 | NO-ESTIMATION | NO-ESTIMATION | NO-ESTIMATION | NO-ESTIMATION | CAPACITY-FACTOR-V1
USA | United States of America | Toadtown |  | USA0000714 | 1.8 | 39.8935 | -121.5934 | Hydro |  |  |  | 1986.0 | Pacific Gas & Electric Co. | U.S. Energy Information Administration | http://www.eia.gov/electricity/data/browser/ | U.S. Energy Information Administration | 29438 | 2019 | 3.903 | 1.542 | 1.875 | 3.216 | 3.294 | 3.5340000000000003 | 4.332 | U.S. Energy Information Administration | 5.08 | 5.41 | 5.13 | 6.98 | 5.92 | HYDRO-V1 | HYDRO-V1 | HYDRO-V1 | HYDRO-V1 | HYDRO-V1
USA | United States of America | Rock Creek |  | USA0000275 | 126 | 39.9052 | -121.3452 | Hydro |  |  |  | 1950.0 | Pacific Gas & Electric Co. | U.S. Energy Information Administration | http://www.eia.gov/electricity/data/browser/ | U.S. Energy Information Administration |  | 2019 | 312.976 | 236.934 | 192.982 | 346.829 | 543.463 | 331.932 | 645.136 | U.S. Energy Information Administration | 383.91 | 383.13 | 319.64 | 439.67 | 350.14 | NO-ESTIMATION | NO-ESTIMATION | NO-ESTIMATION | NO-ESTIMATION | CAPACITY-FACTOR-V1
USA | United States of America | Bucks Creek |  | USA0000220 | 66 | 39.9106 | -121.3277 | Hydro |  |  |  | 1928.0 | Pacific Gas & Electric Co. | U.S. Energy Information Administration | http://www.eia.gov/electricity/data/browser/ | U.S. Energy Information Administration | 29360 | 2019 | 137.772 | 70.387 | 79.157 | 260.39300000000003 | 265.473 | 131.028 | 160.302 | U.S. Energy Information Administration | 232.28 | 219.60 | 192.70 | 253.52 | 207.17 | NO-ESTIMATION | NO-ESTIMATION | NO-ESTIMATION | NO-ESTIMATION | CAPACITY-FACTOR-V1
USA | United States of America | Safe Harbor |  | USA0003175 | 417.5 | 39.9244 | -76.3900 | Hydro |  |  |  | 1956.8491017964072 | Safe Harbor | U.S. Energy Information Administration | http://www.eia.gov/electricity/data/browser/ | U.S. Energy Information Administration | 31894 | 2019 | 1010.056 | 1032.296 | 924.566 | 787.061 | 1138.215 | 1851.223 | 1420.813 | U.S. Energy Information Administration | 726.30 | 817.09 | 590.94 | 855.27 | 543.26 | NO-ESTIMATION | NO-ESTIMATION | NO-ESTIMATION | NO-ESTIMATION | CAPACITY-FACTOR-V1
USA | United States of America | Gross Hydro Plant |  | USA0010424 | 7.8 | 39.9456 | -105.3565 | Hydro |  |  |  | 2007.0 | Denver City & County of | U.S. Energy Information Administration | http://www.eia.gov/electricity/data/browser/ | U.S. Energy Information Administration |  | 2019 | 0.0 | 21.955000000000002 | 18.539 | 16.857 | 15.66 | 17.499 | 13.664 | U.S. Energy Information Administration | 21.26 | 21.71 | 19.20 | 16.44 | 18.15 | NO-ESTIMATION | NO-ESTIMATION | NO-ESTIMATION | NO-ESTIMATION | CAPACITY-FACTOR-V1
USA | United States of America | Boulder City Silver Lake Hydro |  | USA0055931 | 3.3 | 39.9913 | -105.5000 | Hydro |  |  |  | 2000.0 | Boulder City of | U.S. Energy Information Administration | http://www.eia.gov/electricity/data/browser/ | U.S. Energy Information Administration | 14805 | 2019 | 9.175 | 10.113 | 9.614 | 9.058 | 9.515 | 8.357 | 8.589 | U.S. Energy Information Administration | 7.23 | 7.23 | 7.62 | 7.25 | 6.14 | NO-ESTIMATION | NO-ESTIMATION | NO-ESTIMATION | NO-ESTIMATION | NO-ESTIMATION
USA | United States of America | Boulder Canyon Hydro |  | USA0000466 | 5 | 40.0047 | -105.3325 | Hydro |  |  |  | 2013.0 | Boulder City of | U.S. Energy Information Administration | http://www.eia.gov/electricity/data/browser/ | U.S. Energy Information Administration | 30843 | 2019 | 11.97 | 19.615000000000002 | 6.272 | 12.119 | 12.58 | 12.281 | 9.38 | U.S. Energy Information Administration | 10.46 | 10.46 | 10.74 | 10.49 | 8.81 | NO-ESTIMATION | NO-ESTIMATION | NO-ESTIMATION | NO-ESTIMATION | CAPACITY-FACTOR-V1
USA | United States of America | Belden |  | USA0000219 | 117.9 | 40.0074 | -121.2494 | Hydro |  |  |  | 1969.0 | Pacific Gas & Electric Co. | U.S. Energy Information Administration | http://www.eia.gov/electricity/data/browser/ | U.S. Energy Information Administration | 29358 | 2019 | 249.737 | 161.63400000000001 | 142.826 | 181.578 | 285.963 | 233.80100000000002 | 429.689 | U.S. Energy Information Administration | 359.77 | 349.83 | 290.69 | 405.82 | 329.79 | HYDRO-V1 | HYDRO-V1 | HYDRO-V1 | HYDRO-V1 | HYDRO-V1
USA | United States of America | Boulder City Betasso Hydro Plant |  | USA0054680 | 3 | 40.0111 | -105.3347 | Hydro |  |  |  | 1988.0 | Boulder City of | U.S. Energy Information Administration | http://www.eia.gov/electricity/data/browser/ | U.S. Energy Information Administration | 14798 | 2019 | 8.299 | 8.31 | 7.757000000000001 | 7.05 | 7.704 | 6.574 | 7.635 | U.S. Energy Information Administration | 6.57 | 6.57 | 6.93 | 6.59 | 5.58 | NO-ESTIMATION | NO-ESTIMATION | NO-ESTIMATION | NO-ESTIMATION | CAPACITY-FACTOR-V1
USA | United States of America | Boulder City Lakewood Hydro |  | USA0054679 | 3.5 | 40.0111 | -105.3347 | Hydro |  |  |  | 2004.0 | Boulder City of | U.S. Energy Information Administration | http://www.eia.gov/electricity/data/browser/ | U.S. Energy Information Administration | 14802 | 2019 | 8.299 | 8.31 | 7.757000000000001 | 7.05 | 7.704 | 6.574 | 7.635 | U.S. Energy Information Administration | 7.79 | 7.79 | 8.21 | 7.81 | 6.63 | NO-ESTIMATION | NO-ESTIMATION | NO-ESTIMATION | NO-ESTIMATION | CAPACITY-FACTOR-V1
USA | United States of America | Williams Fork Hydro Plant |  | USA0010422 | 3.5 | 40.0350 | -106.2053 | Hydro |  |  |  | 1966.5714285714287 | Denver City & County of | U.S. Energy Information Administration | http://www.eia.gov/electricity/data/browser/ | U.S. Energy Information Administration | 18293 | 2019 | 0.0 | 12.768 | 12.313 | 13.082 | 13.151 | 5.202 | 4.96 | U.S. Energy Information Administration | 9.87 | 9.94 | 9.31 | 9.72 | 8.59 | NO-ESTIMATION | NO-ESTIMATION | NO-ESTIMATION | NO-ESTIMATION | CAPACITY-FACTOR-V1
USA | United States of America | Oak Flat |  | USA0000626 | 1.4 | 40.0753 | -121.1614 | Hydro |  |  |  | 1985.0000000000002 | Pacific Gas & Electric Co. | U.S. Energy Information Administration | http://www.eia.gov/electricity/data/browser/ | U.S. Energy Information Administration | 29411 | 2019 | 5.465 | 5.795 | 5.489 | 5.873 | 4.134 | 2.363 | 4.311 | U.S. Energy Information Administration | 5.40 | 4.22 | 5.16 | 4.55 | 3.76 | NO-ESTIMATION | NO-ESTIMATION | NO-ESTIMATION | NO-ESTIMATION | CAPACITY-FACTOR-V1
USA | United States of America | Spanish Fork |  | USA0003691 | 3.6 | 40.0800 | -111.6048 | Hydro |  |  |  | 1980.4444444444443 | Strawberry Water Users Assn | U.S. Energy Information Administration | http://www.eia.gov/electricity/data/browser/ | U.S. Energy Information Administration | 33803 | 2019 | 8.514 | 7.848 | 4.974 | 4.915 | 12.86 | 7.1930000000000005 | 13.871 | U.S. Energy Information Administration | 9.52 | 10.38 | 9.40 | 11.23 | 8.8 | NO-ESTIMATION | NO-ESTIMATION | NO-ESTIMATION | NO-ESTIMATION | CAPACITY-FACTOR-V1
USA | United States of America | Caribou 1 |  | USA0000222 | 73.8 | 40.0855 | -121.1482 | Hydro |  |  |  | 1922.0162601626016 | Pacific Gas & Electric Co. | U.S. Energy Information Administration | http://www.eia.gov/electricity/data/browser/ | U.S. Energy Information Administration | 29361 | 2019 | 143.02100000000002 | 71.782 | 82.182 | 85.487 | 325.222 | 114.369 | 133.017 | U.S. Energy Information Administration | 245.49 | 237.23 | 211.42 | 261.15 | 218.97 | NO-ESTIMATION | NO-ESTIMATION | NO-ESTIMATION | NO-ESTIMATION | CAPACITY-FACTOR-V1
USA | United States of America | Caribou 2 |  | USA0000223 | 117.9 | 40.0860 | -121.1494 | Hydro |  |  |  | 1958.0 | Pacific Gas & Electric Co. | U.S. Energy Information Administration | http://www.eia.gov/electricity/data/browser/ | U.S. Energy Information Administration | 29362 | 2019 | 368.398 | 289.603 | 220.738 | 307.41 | 466.865 | 358.407 | 678.61 | U.S. Energy Information Administration | 339.87 | 348.92 | 288.68 | 372.26 | 303.91 | NO-ESTIMATION | SOLAR-V1 | SOLAR-V1 | SOLAR-V1 | SOLAR-V1
USA | United States of America | Kekawaka Power House |  | USA0054654 | 4.9 | 40.0941 | -123.5090 | Hydro |  |  |  | 1989.9999999999998 | STS Hydropower LLC | U.S. Energy Information Administration | http://www.eia.gov/electricity/data/browser/ | U.S. Energy Information Administration |  | 2019 | 1.461 | 5.828 | 3.055 | 12.540000000000001 | 4.025 | 7.587 | 0 | U.S. Energy Information Administration | 18.86 | 17.97 | 15.62 | 20.42 | 17.39 | SOLAR-V1 | SOLAR-V1 | SOLAR-V1 | SOLAR-V1 | SOLAR-V1
USA | United States of America | Taylor Draw Hydroelectric Facility |  | USA0054729 | 2.3 | 40.1063 | -108.7112 | Hydro |  |  |  | 1993.0 | Rio Blanco Water Conserv Dist | U.S. Energy Information Administration | http://www.eia.gov/electricity/data/browser/ | U.S. Energy Information Administration | 31437 | 2019 | 8.782 | 12.258000000000001 | 10.732000000000001 | 10.837 | 10.78 | 8.549 | 11.316 | U.S. Energy Information Administration | 7.25 | 7.59 | 8.56 | 7.81 | 6.74 | NO-ESTIMATION | NO-ESTIMATION | NO-ESTIMATION | NO-ESTIMATION | CAPACITY-FACTOR-V1
USA | United States of America | York Haven |  | USA0003117 | 19.6 | 40.1136 | -76.7120 | Hydro |  |  |  | 1906.0000000000002 | York Haven Power Company LLC | U.S. Energy Information Administration | http://www.eia.gov/electricity/data/browser/ | U.S. Energy Information Administration | 37548 | 2019 | 145.522 | 131.743 | 130.205 | 117.705 | 137.305 | 124.537 | 127.163 | U.S. Energy Information Administration | 85.13 | 89.20 | 66.52 | 91.32 | 80.48 | HYDRO-V1 | HYDRO-V1 | HYDRO-V1 | HYDRO-V1 | HYDRO-V1
USA | United States of America | Granby Hydro |  | USA0060119 | 1.2 | 40.1464 | -105.8683 | Hydro |  |  |  | 2016.0 | Northern Water Hydropower Enterprise | U.S. Energy Information Administration | http://www.eia.gov/electricity/data/browser/ | U.S. Energy Information Administration | 70410 | 2019 |  |  |  | 3.549 | 5.095 | 5.296 | 4.658 | U.S. Energy Information Administration | 3.86 | 4.26 | 4.06 | 3.88 | 3.43 | HYDRO-V1 | HYDRO-V1 | HYDRO-V1 | HYDRO-V1 | HYDRO-V1
USA | United States of America | O'Shaughnessy Hydro |  | USA0007279 | 5.2 | 40.1533 | -83.1267 | Hydro |  |  |  | 1988.0 | City of Columbus - (OH) | U.S. Energy Information Administration | http://www.eia.gov/electricity/data/browser/ | U.S. Energy Information Administration | 34020 | 2019 | 9.714 | 7.333 | 3.39 | 0.334 | 2.106 | 0.0 | 0 | U.S. Energy Information Administration | 17.86 | 15.44 | 16.70 | 19.11 | 15.91 | NO-ESTIMATION | NO-ESTIMATION | NO-ESTIMATION | NO-ESTIMATION | CAPACITY-FACTOR-V1
USA | United States of America | Bartholomew |  | USA0003688 | 1 | 40.1671 | -111.4995 | Hydro |  |  |  | 1988.0 | City of Springville - (UT) | U.S. Energy Information Administration | http://www.eia.gov/electricity/data/browser/ | U.S. Energy Information Administration | 33417 | 2019 | 1.468 | 1.7890000000000001 | 0.892 | 1.438 | 3.224 | 1.116 | 2.307 | U.S. Energy Information Administration | 2.52 | 2.35 | 2.88 | 2.37 | 2.21 | NO-ESTIMATION | NO-ESTIMATION | NO-ESTIMATION | NO-ESTIMATION | CAPACITY-FACTOR-V1
USA | United States of America | Butt Valley |  | USA0000221 | 40 | 40.1757 | -121.1907 | Hydro |  |  |  | 1959.0 | Pacific Gas & Electric Co. | U.S. Energy Information Administration | http://www.eia.gov/electricity/data/browser/ | U.S. Energy Information Administration | 29359 | 2019 | 133.302 | 88.042 | 73.34700000000001 | 76.608 | 138.093 | 58.44 | 129.768 | U.S. Energy Information Administration | 117.31 | 117.31 | 105.75 | 117.63 | 100.68 | HYDRO-V1 | HYDRO-V1 | HYDRO-V1 | HYDRO-V1 | HYDRO-V1
USA | United States of America | Three Forks Water Power Project |  | USA0054308 | 1.3 | 40.1998 | -123.5231 | Hydro |  |  |  | 1985.0 | Grizzly Mountain Ranch | U.S. Energy Information Administration | http://www.eia.gov/electricity/data/browser/ | U.S. Energy Information Administration | 26898 | 2019 | 4.181 | 4.996 | 4.223 | 7.702 | 6.837 | 5.594 | 6.591 | U.S. Energy Information Administration | 2.91 | 2.92 | 2.89 | 2.93 | 2.46 | NO-ESTIMATION | NO-ESTIMATION | NO-ESTIMATION | NO-ESTIMATION | NO-ESTIMATION
USA | United States of America | Hamilton Branch |  | USA0000242 | 5.3 | 40.2687 | -121.0895 | Hydro |  |  |  | 1921.0 | Pacific Gas & Electric Co. | U.S. Energy Information Administration | http://www.eia.gov/electricity/data/browser/ | U.S. Energy Information Administration | 29387 | 2019 | 9.621 | 4.101 | 4.033 | 10.118 | 8.307 | 4.508 | 0 | U.S. Energy Information Administration | 17.29 | 16.77 | 16.60 | 19.46 | 18.77 | SOLAR-V1 | SOLAR-V1 | SOLAR-V1 | SOLAR-V1 | SOLAR-V1
USA | United States of America | Carter Hydro |  | USA0058622 | 2.6 | 40.3242 | -105.2089 | Hydro |  |  |  | 2011.9999999999998 | Northern Colorado Water Conservancy District | U.S. Energy Information Administration | http://www.eia.gov/electricity/data/browser/ | U.S. Energy Information Administration |  | 2019 | 7.007000000000001 | 6.276 | 6.481 | 8.275 | 8.811 | 7.806 | 8.601 | U.S. Energy Information Administration | 8.15 | 8.02 | 8.09 | 7.55 | 7.29 | NO-ESTIMATION | NO-ESTIMATION | NO-ESTIMATION | WIND-V1 | WIND-V1
USA | United States of America | Marys Lake |  | USA0000517 | 8.1 | 40.3441 | -105.5343 | Hydro |  |  |  | 1951.0 | U S Bureau of Reclamation | U.S. Energy Information Administration | http://www.eia.gov/electricity/data/browser/ | U.S. Energy Information Administration | 35653 | 2019 | 27.759 | 35.205 | 18.996 | 36.793 | 31.145 | 44.046 | 46.269 | U.S. Energy Information Administration | 20.98 | 22.54 | 20.05 | 22.70 | 19.26 | NO-ESTIMATION | NO-ESTIMATION | NO-ESTIMATION | NO-ESTIMATION | SOLAR-V1
USA | United States of America | Flatiron |  | USA0000518 | 94.5 | 40.3650 | -105.2360 | Hydro |  |  |  | 1954.0 | U S Bureau of Reclamation | U.S. Energy Information Administration | http://www.eia.gov/electricity/data/browser/ | U.S. Energy Information Administration | 35634 | 2019 | 179.931 | 222.616 | 143.563 | 208.112 | 156.385 | 199.99099999999999 | 201.574 | U.S. Energy Information Administration | 224.38 | 239.41 | 218.60 | 229.25 | 187.27 | NO-ESTIMATION | NO-ESTIMATION | NO-ESTIMATION | NO-ESTIMATION | SOLAR-V1
USA | United States of America | Pole Hill |  | USA0000519 | 38.2 | 40.3651 | -105.3251 | Hydro |  |  |  | 1954.0 | U S Bureau of Reclamation | U.S. Energy Information Administration | http://www.eia.gov/electricity/data/browser/ | U.S. Energy Information Administration | 35663 | 2019 | 150.626 | 191.96800000000002 | 120.24600000000001 | 190.647 | 146.464 | 173.248 | 213.228 | U.S. Energy Information Administration | 87.59 | 83.30 | 72.05 | 79.44 | 70.24 | NO-ESTIMATION | NO-ESTIMATION | NO-ESTIMATION | NO-ESTIMATION | CAPACITY-FACTOR-V1
USA | United States of America | Gosselin Hydro Plant |  | USA0010128 | 2 | 40.3700 | -123.4347 | Hydro |  |  |  | 1983.0 | Humboldt Bay Mun Water Dist | U.S. Energy Information Administration | http://www.eia.gov/electricity/data/browser/ | U.S. Energy Information Administration |  | 2019 | 4.228 | 2.846 | 3.307 | 6.071 | 6.001 | 4.557 | 5.486 | U.S. Energy Information Administration | 5.22 | 5.25 | 4.39 | 5.26 | 4.54 | NO-ESTIMATION | NO-ESTIMATION | NO-ESTIMATION | NO-ESTIMATION | CAPACITY-FACTOR-V1
USA | United States of America | Estes |  | USA0000513 | 45 | 40.3768 | -105.5097 | Hydro |  |  |  | 1950.6666666666667 | U S Bureau of Reclamation | U.S. Energy Information Administration | http://www.eia.gov/electricity/data/browser/ | U.S. Energy Information Administration | 35632 | 2019 | 84.165 | 95.294 | 57.328 | 114.73700000000001 | 100.277 | 125.148 | 129.522 | U.S. Energy Information Administration | 103.03 | 111.09 | 90.17 | 112.54 | 89.03 | HYDRO-V1 | HYDRO-V1 | HYDRO-V1 | HYDRO-V1 | HYDRO-V1
USA | United States of America | South |  | USA0000280 | 6.7 | 40.3954 | -121.8792 | Hydro |  |  |  | 1980.0 | Pacific Gas & Electric Co. | U.S. Energy Information Administration | http://www.eia.gov/electricity/data/browser/ | U.S. Energy Information Administration |  | 2019 | 38.305 | 30.054000000000002 | 19.895 | 20.39 | 14.139000000000001 | 25.089000000000002 | 24.953 | U.S. Energy Information Administration | 21.31 | 18.47 | 19.73 | 23.60 | 21.85 | NO-ESTIMATION | NO-ESTIMATION | NO-ESTIMATION | NO-ESTIMATION | CAPACITY-FACTOR-V1
USA | United States of America | Keokuk |  | USA0001109 | 124.8 | 40.3965 | -91.3719 | Hydro |  |  |  | 1913.0000000000005 | Union Electric Co - (MO) | U.S. Energy Information Administration | http://www.eia.gov/electricity/data/browser/ | U.S. Energy Information Administration | 35258 | 2019 | 738.922 | 869.78 | 946.037 | 899.879 | 1017.208 | 910.693 | 782.218 | U.S. Energy Information Administration | 585.39 | 567.60 | 459.75 | 629.23 | 536.24 | NO-ESTIMATION | NO-ESTIMATION | NO-ESTIMATION | NO-ESTIMATION | CAPACITY-FACTOR-V1
USA | United States of America | Inskip |  | USA0000248 | 7.6 | 40.4010 | -121.9655 | Hydro |  |  |  | 1979.0 | Pacific Gas & Electric Co. | U.S. Energy Information Administration | http://www.eia.gov/electricity/data/browser/ | U.S. Energy Information Administration | 29393 | 2019 | 35.431 | 27.483 | 15.099 | 18.808 | 10.74 | 0.0 | 0 | U.S. Energy Information Administration | 24.18 | 20.95 | 22.39 | 26.77 | 24.78 | NO-ESTIMATION | NO-ESTIMATION | NO-ESTIMATION | NO-ESTIMATION | CAPACITY-FACTOR-V1
USA | United States of America | Deer Creek (UT) |  | USA0006404 | 4.8 | 40.4044 | -111.5284 | Hydro |  |  |  | 1958.0 | U S Bureau of Reclamation | U.S. Energy Information Administration | http://www.eia.gov/electricity/data/browser/ | U.S. Energy Information Administration | 35628 | 2019 | 20.401 | 18.559 | 21.205000000000002 | 20.056 | 26.046 | 22.572 | 22.37 | U.S. Energy Information Administration | 12.93 | 12.42 | 12.81 | 12.43 | 9.1 | NO-ESTIMATION | NO-ESTIMATION | NO-ESTIMATION | SOLAR-V1 | SOLAR-V1
USA | United States of America | Coleman PH |  | USA0000227 | 12.1 | 40.4046 | -122.1219 | Hydro |  |  |  | 1978.9999999999998 | Pacific Gas & Electric Co. | U.S. Energy Information Administration | http://www.eia.gov/electricity/data/browser/ | U.S. Energy Information Administration | 29370 | 2019 | 39.844 | 35.544000000000004 | 26.894000000000002 | 47.515 | 59.049 | 45.303000000000004 | 41.183 | U.S. Energy Information Administration | 35.03 | 42.22 | 32.67 | 45.16 | 44.2 | NO-ESTIMATION | NO-ESTIMATION | NO-ESTIMATION | NO-ESTIMATION | CAPACITY-FACTOR-V1
USA | United States of America | Big Thompson |  | USA0000515 | 4.5 | 40.4210 | -105.2238 | Hydro |  |  |  | 1959.0 | U S Bureau of Reclamation | U.S. Energy Information Administration | http://www.eia.gov/electricity/data/browser/ | U.S. Energy Information Administration | 35618 | 2019 | 7.223 | 2.0060000000000002 | 4.123 | 5.722 | 7.627 | 1.2510000000000001 | 8.231 | U.S. Energy Information Administration | 11.34 | 12.38 | 11.74 | 12.29 | 10.38 | WIND-V1 | WIND-V1 | WIND-V1 | WIND-V1 | WIND-V1
USA | United States of America | William F Matson Generating Station |  | USA0007128 | 21.7 | 40.4329 | -78.0029 | Hydro |  |  |  | 1988.0 | Allegheny Electric Coop Inc | U.S. Energy Information Administration | http://www.eia.gov/electricity/data/browser/ | U.S. Energy Information Administration | 12882 | 2019 | 91.96902 | 81.128 | 62.823 | 67.108 | 95.31861 | 141.853 | 95.664 | U.S. Energy Information Administration | 58.38 | 61.05 | 44.48 | 61.22 | 51.67 | WIND-V1 | WIND-V1 | WIND-V1 | WIND-V1 | WIND-V1
USA | United States of America | Volta 2 |  | USA0000180 | 1 | 40.4519 | -121.8621 | Hydro |  |  |  | 1981.0 | Pacific Gas & Electric Co. | U.S. Energy Information Administration | http://www.eia.gov/electricity/data/browser/ | U.S. Energy Information Administration | 29440 | 2019 | 4.728 | 3.363 | 2.759 | 4.7860000000000005 | 5.791 | 5.328 | 4.535 | U.S. Energy Information Administration | 2.38 | 3.26 | 3.15 | 3.70 | 3.32 | HYDRO-V1 | HYDRO-V1 | HYDRO-V1 | HYDRO-V1 | HYDRO-V1
USA | United States of America | Ponderosa Bailey Creek |  | USA0010709 | 1.1 | 40.4579 | -121.8427 | Hydro |  |  |  | 1989.9999999999998 | Snow Mountain Hydro LLC | U.S. Energy Information Administration | http://www.eia.gov/electricity/data/browser/ | U.S. Energy Information Administration | 22119 | 2019 | 0.799 | 0.632 | 0.318 | 3.515 | 5.273 | 1.7710000000000001 | 3.808 | U.S. Energy Information Administration | 2.45 | 2.46 | 2.61 | 2.47 | 2.07 | WIND-V1 | WIND-V1 | WIND-V1 | WIND-V1 | WIND-V1
USA | United States of America | Volta 1 |  | USA0000290 | 8.5 | 40.4591 | -121.8671 | Hydro |  |  |  | 1980.0 | Pacific Gas & Electric Co. | U.S. Energy Information Administration | http://www.eia.gov/electricity/data/browser/ | U.S. Energy Information Administration | 29442 | 2019 | 38.828 | 25.463 | 23.485 | 43.593 | 54.338 | 49.31 | 48.307 | U.S. Energy Information Administration | 17.44 | 23.40 | 19.71 | 26.88 | 24.58 | NO-ESTIMATION | NO-ESTIMATION | WIND-V1 | WIND-V1 | WIND-V1
USA | United States of America | Conemaugh Hydro Plant |  | USA0052173 | 15 | 40.4644 | -79.3657 | Hydro |  |  |  | 1989.0 | Pennsylvania Renewable Resources | U.S. Energy Information Administration | http://www.eia.gov/electricity/data/browser/ | U.S. Energy Information Administration |  | 2019 | 47.197 | 38.21 | 44.142 | 42.405 | 57.399 | 71.741 | 48.674 | U.S. Energy Information Administration | 52.77 | 53.37 | 48.43 | 52.42 | 45.69 | WIND-V1 | WIND-V1 | WIND-V1 | WIND-V1 | WIND-V1
USA | United States of America | Lake Creek Dam |  | USA0000159 | 1.5 | 40.4936 | -111.3125 | Hydro |  |  |  | 1981.0 | Heber Light & Power Company | U.S. Energy Information Administration | http://www.eia.gov/electricity/data/browser/ | U.S. Energy Information Administration | 21972 | 2019 | 3.7720000000000002 | 3.744 | 4.025 | 3.295 | 5.282 | 2.753 | 3.9461 | U.S. Energy Information Administration | 3.33 | 3.35 | 3.33 | 3.36 | 2.82 | WIND-V1 | WIND-V1 | WIND-V1 | WIND-V1 | WIND-V1
USA | United States of America | Baker Creek Hydroelectric |  | USA0059428 | 1.5 | 40.5264 | -123.7256 | Hydro |  |  |  | 2014.0 | Baker Station Associates LP | U.S. Energy Information Administration | http://www.eia.gov/electricity/data/browser/ | U.S. Energy Information Administration |  | 2019 |  | 1.154 | 1.905 | 4.085 | 4.6530000000000005 | 3.314 | 1.01 | U.S. Energy Information Administration | 4.89 | 5.69 | 5.56 | 5.98 | 5.16 | WIND-V1 | WIND-V1 | WIND-V1 | WIND-V1 | WIND-V1
USA | United States of America | Bear Creek |  | USA0050156 | 3.2 | 40.5345 | -121.9591 | Hydro |  |  |  | 1990.0 | CHI-West Inc | U.S. Energy Information Administration | http://www.eia.gov/electricity/data/browser/ | U.S. Energy Information Administration |  | 2019 | 1.715 | 2.781 | 0.71 | 6.078 | 8.28 | 3.5180000000000002 | 6.234 | U.S. Energy Information Administration | 6.65 | 6.65 | 6.56 | 6.67 | 5.59 | WIND-V1 | WIND-V1 | WIND-V1 | WIND-V1 | WIND-V1
USA | United States of America | Uintah |  | USA0003704 | 1.2 | 40.5381 | -110.0661 | Hydro |  |  |  | 1930.0 | Moon Lake Electric Assn Inc | U.S. Energy Information Administration | http://www.eia.gov/electricity/data/browser/ | U.S. Energy Information Administration | 26815 | 2019 | 5.405 | 6.591 | 6.272 | 6.474 | 7.181 | 6.436 | 5.906 | U.S. Energy Information Administration | 2.88 | 2.98 | 2.74 | 3.03 | 2.71 | WIND-V1 | WIND-V1 | WIND-V1 | WIND-V1 | WIND-V1
USA | United States of America | Warrior Ridge Hydro |  | USA0010152 | 2.8 | 40.5400 | -78.0346 | Hydro |  |  |  | 1985.9999999999998 | American Hydro Power Company | U.S. Energy Information Administration | http://www.eia.gov/electricity/data/browser/ | U.S. Energy Information Administration | 13141 | 2019 | 6.223 | 6.57 | 7.322 | 6.9350000000000005 | 5.7250000000000005 | 3.448 | 2.606 | U.S. Energy Information Administration | 8.43 | 10.10 | 8.94 | 8.92 | 7.97 | WIND-V1 | WIND-V1 | WIND-V1 | WIND-V1 | WIND-V1
USA | United States of America | Snake Creek |  | USA0003658 | 1.2 | 40.5449 | -111.5029 | Hydro |  |  |  | 1910.0 | Heber Light & Power Company | U.S. Energy Information Administration | http://www.eia.gov/electricity/data/browser/ | U.S. Energy Information Administration | 21973 | 2019 | 0.0 | 0.0 | 2.192 | 2.4010000000000002 | 4.01 | 4.978 | 5.011 | U.S. Energy Information Administration | 2.92 | 3.20 | 2.85 | 3.21 | 2.87 | WIND-V1 | WIND-V1 | WIND-V1 | WIND-V1 | WIND-V1
USA | United States of America | Cow Creek |  | USA0000229 | 1.4 | 40.5708 | -122.0209 | Hydro |  |  |  | 1907.0 | Pacific Gas & Electric Co. | U.S. Energy Information Administration | http://www.eia.gov/electricity/data/browser/ | U.S. Energy Information Administration | 29367 | 2019 | 4.6690000000000005 | 4.082 | 4.043 | 6.813 | 7.641 | 3.785 | 4.479 | U.S. Energy Information Administration | 2.92 | 2.94 | 2.92 | 2.95 | 2.45 | HYDRO-V1 | HYDRO-V1 | HYDRO-V1 | HYDRO-V1 | HYDRO-V1
USA | United States of America | Little Cottonwood |  | USA0006537 | 4.8 | 40.5850 | -111.8006 | Hydro |  |  |  | 1983.0 | City of Murray - (UT) | U.S. Energy Information Administration | http://www.eia.gov/electricity/data/browser/ | U.S. Energy Information Administration | 27015 | 2019 | 7.514 | 8.425 | 7.673 | 8.808 | 9.977 | 5.5280000000000005 | 7.821 | U.S. Energy Information Administration | 10.68 | 10.68 | 10.90 | 10.71 | 9.09 | NO-ESTIMATION | NO-ESTIMATION | NO-ESTIMATION | NO-ESTIMATION | SOLAR-V1
USA | United States of America | Jordanelle Dam Hydroelectric Project |  | USA0061853 | 13 | 40.5966 | -111.4236 | Hydro |  |  |  | 2008.0 | Central Utah Water Conservancy District | U.S. Energy Information Administration | http://www.eia.gov/electricity/data/browser/ | U.S. Energy Information Administration |  | 2019 |  |  |  |  | 50.21478 | 47.619 | 46.103 | U.S. Energy Information Administration | 33.38 | 35.53 | 29.19 | 35.63 | 31.79 | NO-ESTIMATION | NO-ESTIMATION | NO-ESTIMATION | NO-ESTIMATION | SOLAR-V1
USA | United States of America | Whiskeytown |  | USA0007189 | 3.5 | 40.5976 | -122.5387 | Hydro |  |  |  | 1986.0 | City of Redding - (CA) | U.S. Energy Information Administration | http://www.eia.gov/electricity/data/browser/ | U.S. Energy Information Administration | 31218 | 2019 | 26.941 | 23.422 | 27.355 | 24.231 | 26.439 | 18.633 | 25.587 | U.S. Energy Information Administration | 8.68 | 9.97 | 8.85 | 11.42 | 9.84 | NO-ESTIMATION | NO-ESTIMATION | NO-ESTIMATION | NO-ESTIMATION | SOLAR-V1
USA | United States of America | Keswick |  | USA0000443 | 117 | 40.6119 | -122.4464 | Hydro |  |  |  | 1949.6666666666667 | U S Bureau of Reclamation | U.S. Energy Information Administration | http://www.eia.gov/electricity/data/browser/ | U.S. Energy Information Administration | 35650 | 2019 | 383.661 | 284.273 | 277.776 | 333.401 | 437.401 | 325.206 | 355.962 | U.S. Energy Information Administration | 369.82 | 397.66 | 260.89 | 397.79 | 307.64 | WIND-V1 | WIND-V1 | WIND-V1 | WIND-V1 | WIND-V1
USA | United States of America | Granite |  | USA0003651 | 2 | 40.6192 | -111.7821 | Hydro |  |  |  | 1896.0 | PacifiCorp | U.S. Energy Information Administration | http://www.eia.gov/electricity/data/browser/ | U.S. Energy Information Administration | 29510 | 2019 | 5.671 | 6.05 | 5.516 | 6.219 | 7.476 | 5.36 | 6.719 | U.S. Energy Information Administration | 5.91 | 6.41 | 5.98 | 6.43 | 5.85 | WIND-V1 | WIND-V1 | WIND-V1 | WIND-V1 | WIND-V1
USA | United States of America | Stairs |  | USA0003659 | 1 | 40.6236 | -111.7533 | Hydro |  |  |  | 1912.0 | PacifiCorp | U.S. Energy Information Administration | http://www.eia.gov/electricity/data/browser/ | U.S. Energy Information Administration | 29544 | 2019 | 3.9090000000000003 | 4.648 | 3.8970000000000002 | 4.5440000000000005 | 5.643 | 3.767 | 5.771 | U.S. Energy Information Administration | 2.39 | 2.64 | 2.62 | 2.65 | 2.36 | NO-ESTIMATION | NO-ESTIMATION | NO-ESTIMATION | NO-ESTIMATION | CAPACITY-FACTOR-V1
USA | United States of America | Spring Creek |  | USA0000450 | 180 | 40.6281 | -122.4675 | Hydro |  |  |  | 1964.0 | U S Bureau of Reclamation | U.S. Energy Information Administration | http://www.eia.gov/electricity/data/browser/ | U.S. Energy Information Administration | 35669 | 2019 | 352.401 | 283.446 | 200.467 | 193.72400000000002 | 417.59700000000004 | 129.101 | 374.42 | U.S. Energy Information Administration | 571.05 | 613.88 | 403.46 | 614.08 | 475.39 | HYDRO-V1 | HYDRO-V1 | HYDRO-V1 | HYDRO-V1 | HYDRO-V1
USA | United States of America | Big Creek Water Works |  | USA0010282 | 5 | 40.6467 | -123.4980 | Hydro |  |  |  | 1987.0 | Big Creek Water Works Ltd | U.S. Energy Information Administration | http://www.eia.gov/electricity/data/browser/ | U.S. Energy Information Administration |  | 2019 | 2.601 | 2.6310000000000002 | 3.365 | 10.436 | 10.438 | 6.3274300000000006 | 8.042 | U.S. Energy Information Administration | 16.17 | 16.32 | 16.82 | 19.69 | 17.18 | NO-ESTIMATION | NO-ESTIMATION | NO-ESTIMATION | NO-ESTIMATION | CAPACITY-FACTOR-V1
USA | United States of America | Judge F Carr |  | USA0000442 | 154.4 | 40.6469 | -122.6270 | Hydro |  |  |  | 1963.0 | U S Bureau of Reclamation | U.S. Energy Information Administration | http://www.eia.gov/electricity/data/browser/ | U.S. Energy Information Administration | 35648 | 2019 | 423.712 | 338.338 | 248.667 | 133.554 | 359.68600000000004 | 209.392 | 263.352 | U.S. Energy Information Administration | 292.23 | 333.90 | 258.36 | 404.69 | 312.47 | WIND-V1 | WIND-V1 | WIND-V1 | WIND-V1 | WIND-V1
USA | United States of America | Oakdale |  | USA0000999 | 11.8 | 40.6564 | -86.7528 | Hydro |  |  |  | 1924.9999999999998 | Northern Indiana Pub Serv Co | U.S. Energy Information Administration | http://www.eia.gov/electricity/data/browser/ | U.S. Energy Information Administration | 27966 | 2019 | 3.452 | 12.655000000000001 | 18.521 | 16.266000000000002 | 32.444 | 23.693 | 24.784 | U.S. Energy Information Administration | 41.80 | 42.21 | 37.98 | 37.94 | 41.02 | NO-ESTIMATION | NO-ESTIMATION | NO-ESTIMATION | NO-ESTIMATION | CAPACITY-FACTOR-V1
USA | United States of America | Olsen |  | USA0050180 | 5 | 40.6705 | -121.8906 | Hydro |  |  |  | 1990.0 | Olsen Power Partners | U.S. Energy Information Administration | http://www.eia.gov/electricity/data/browser/ | U.S. Energy Information Administration | 34075 | 2019 | 4.961 | 3.8810000000000002 | 1.314 | 12.003 | 2.541 | 6.106 | 14.168 | U.S. Energy Information Administration | 11.42 | 12.33 | 11.31 | 13.99 | 13.93 | NO-ESTIMATION | NO-ESTIMATION | NO-ESTIMATION | NO-ESTIMATION | CAPACITY-FACTOR-V1
USA | United States of America | Kilarc |  | USA0000253 | 1.5 | 40.6778 | -121.8733 | Hydro |  |  |  | 1904.0 | Pacific Gas & Electric Co. | U.S. Energy Information Administration | http://www.eia.gov/electricity/data/browser/ | U.S. Energy Information Administration | 29397 | 2019 | 14.137 | 9.982000000000001 | 9.15 | 15.462 | 8.934000000000001 | 8.351 | 2.253 | U.S. Energy Information Administration | 6.80 | 7.34 | 6.91 | 8.33 | 8.4 | HYDRO-V1 | HYDRO-V1 | HYDRO-V1 | HYDRO-V1 | HYDRO-V1
USA | United States of America | Allegheny No. 5 Hydro Station |  | USA0050893 | 9.2 | 40.6829 | -79.6653 | Hydro |  |  |  | 1988.0 | All Dams Generation LLC | U.S. Energy Information Administration | http://www.eia.gov/electricity/data/browser/ | U.S. Energy Information Administration |  | 2019 | 31.324 | 3.6870000000000003 | 35.702 | 38.359 | 37.006 | 35.399 | 41.401 | U.S. Energy Information Administration | 32.88 | 34.62 | 31.24 | 32.87 | 30.32 | NO-ESTIMATION | NO-ESTIMATION | NO-ESTIMATION | NO-ESTIMATION | CAPACITY-FACTOR-V1
USA | United States of America | Johnson 2 |  | USA0002229 | 22.5 | 40.6839 | -99.7447 | Hydro |  |  |  | 1941.0 | Central Nebraska Pub P&I Dist | U.S. Energy Information Administration | http://www.eia.gov/electricity/data/browser/ | U.S. Energy Information Administration | 15782 | 2019 | 56.442 | 81.809 | 145.596 | 154.138 | 106.778 | 104.527 | 141.424 | U.S. Energy Information Administration | 88.40 | 91.88 | 75.01 | 90.73 | 78.43 | NO-ESTIMATION | NO-ESTIMATION | NO-ESTIMATION | NO-ESTIMATION | CAPACITY-FACTOR-V1
USA | United States of America | Johnson 1 |  | USA0002228 | 21.6 | 40.6936 | -99.8178 | Hydro |  |  |  | 1941.0000000000002 | Central Nebraska Pub P&I Dist | U.S. Energy Information Administration | http://www.eia.gov/electricity/data/browser/ | U.S. Energy Information Administration | 15780 | 2019 | 47.867000000000004 | 65.159 | 114.631 | 120.327 | 85.069 | 83.294 | 112.204 | U.S. Energy Information Administration | 85.49 | 89.04 | 72.84 | 87.94 | 75.92 | NO-ESTIMATION | NO-ESTIMATION | NO-ESTIMATION | NO-ESTIMATION | CAPACITY-FACTOR-V1
USA | United States of America | Kearney |  | USA0002268 | 1.5 | 40.7035 | -99.1008 | Hydro |  |  |  | 1921.0 | Nebraska Public Power District | U.S. Energy Information Administration | http://www.eia.gov/electricity/data/browser/ | U.S. Energy Information Administration | 27290 | 2019 | 0.109 | 0.23 | 0.508 | 0.243 | 0.23700000000000002 | 0.372 | 0.404 | U.S. Energy Information Administration | 4.80 | 5.31 | 7.04 | 5.16 | 4.5 | NO-ESTIMATION | NO-ESTIMATION | NO-ESTIMATION | NO-ESTIMATION | CAPACITY-FACTOR-V1
USA | United States of America | Allegheny No 6 Hydro Station |  | USA0050894 | 9.2 | 40.7164 | -79.5772 | Hydro |  |  |  | 1988.0 | All Dams Generation LLC | U.S. Energy Information Administration | http://www.eia.gov/electricity/data/browser/ | U.S. Energy Information Administration |  | 2019 | 38.397 | 3.947 | 38.323 | 34.605000000000004 | 38.905 | 38.864000000000004 | 41.92 | U.S. Energy Information Administration | 43.50 | 44.33 | 39.78 | 45.04 | 38.99 | WIND-V1 | WIND-V1 | WIND-V1 | WIND-V1 | WIND-V1
USA | United States of America | Shasta |  | USA0000445 | 714 | 40.7175 | -122.4223 | Hydro |  |  |  | 1946.5854341736695 | U S Bureau of Reclamation | U.S. Energy Information Administration | http://www.eia.gov/electricity/data/browser/ | U.S. Energy Information Administration | 35670 | 2019 | 1794.554 | 1012.933 | 1096.894 | 1748.041 | 2908.434 | 1739.164 | 2293.987 | U.S. Energy Information Administration | 2045.37 | 2174.55 | 1427.27 | 2135.22 | 1600.34 | NO-ESTIMATION | NO-ESTIMATION | NO-ESTIMATION | NO-ESTIMATION | CAPACITY-FACTOR-V1
USA | United States of America | Townsend Hydro |  | USA0010285 | 5.2 | 40.7335 | -80.3148 | Hydro |  |  |  | 1986.9999999999998 | Beaver Falls Municipal Auth | U.S. Energy Information Administration | http://www.eia.gov/electricity/data/browser/ | U.S. Energy Information Administration | 14232 | 2019 | 20.044 | 21.241 | 17.438 | 15.929 | 20.173000000000002 | 19.591 | 24.147 | U.S. Energy Information Administration | 20.34 | 20.44 | 18.40 | 20.83 | 17.54 | NO-ESTIMATION | NO-ESTIMATION | NO-ESTIMATION | NO-ESTIMATION | CAPACITY-FACTOR-V1
USA | United States of America | Beaver Valley Patterson Dam |  | USA0010546 | 1.2 | 40.7441 | -80.3178 | Hydro |  |  |  | 1981.9999999999998 | CHI Energy Inc | U.S. Energy Information Administration | http://www.eia.gov/electricity/data/browser/ | U.S. Energy Information Administration | 17369 | 2019 | 3.978 | 3.398 | 3.3240000000000003 | 3.121 | 3.719 | 4.7940000000000005 | 4.695 | U.S. Energy Information Administration | 3.85 | 3.87 | 3.64 | 3.96 | 3.2 | NO-ESTIMATION | NO-ESTIMATION | NO-ESTIMATION | NO-ESTIMATION | CAPACITY-FACTOR-V1
USA | United States of America | Lost Creek I |  | USA0010708 | 1.1 | 40.7576 | -121.4145 | Hydro |  |  |  | 1989.9999999999998 | Snow Mountain Hydro LLC | U.S. Energy Information Administration | http://www.eia.gov/electricity/data/browser/ | U.S. Energy Information Administration |  | 2019 | 4.893 | 4.772 | 4.284 | 4.032 | 5.393 | 5.551 | 6.497 | U.S. Energy Information Administration | 3.63 | 3.51 | 3.42 | 4.36 | 3.63 | NO-ESTIMATION | NO-ESTIMATION | NO-ESTIMATION | NO-ESTIMATION | CAPACITY-FACTOR-V1
USA | United States of America | Norway (IN) |  | USA0000998 | 7.3 | 40.7803 | -86.7600 | Hydro |  |  |  | 1923.0 | Northern Indiana Pub Serv Co | U.S. Energy Information Administration | http://www.eia.gov/electricity/data/browser/ | U.S. Energy Information Administration | 27967 | 2019 | 6.484 | 12.928 | 20.731 | 23.285 | 26.789 | 19.89 | 22.032 | U.S. Energy Information Administration | 25.86 | 26.11 | 24.08 | 23.47 | 25.38 | NO-ESTIMATION | NO-ESTIMATION | NO-ESTIMATION | NO-ESTIMATION | CAPACITY-FACTOR-V1
USA | United States of America | Wanship |  | USA0003698 | 1.9 | 40.7904 | -111.4043 | Hydro |  |  |  | 1958.0 | Weber Basin Water Conserv Dist | U.S. Energy Information Administration | http://www.eia.gov/electricity/data/browser/ | U.S. Energy Information Administration | 36479 | 2019 | 4.8870000000000005 | 5.212 | 5.979 | 5.555 | 6.986 | 5.863 | 6.206 | U.S. Energy Information Administration | 5.67 | 5.80 | 5.53 | 5.75 | 5.5 | NO-ESTIMATION | NO-ESTIMATION | NO-ESTIMATION | NO-ESTIMATION | CAPACITY-FACTOR-V1
USA | United States of America | Trinity |  | USA0000451 | 140 | 40.7973 | -122.7626 | Hydro |  |  |  | 1964.0 | U S Bureau of Reclamation | U.S. Energy Information Administration | http://www.eia.gov/electricity/data/browser/ | U.S. Energy Information Administration | 35672 | 2019 | 449.91 | 279.059 | 195.161 | 277.80400000000003 | 411.169 | 275.421 | 270.275 | U.S. Energy Information Administration | 353.66 | 427.74 | 354.58 | 417.09 | 352.25 | HYDRO-V1 | HYDRO-V1 | HYDRO-V1 | HYDRO-V1 | HYDRO-V1
USA | United States of America | Bidwell Ditch Project |  | USA0010880 | 1.8 | 40.8014 | -121.4481 | Hydro |  |  |  | 1987.0 | Mega Renewables | U.S. Energy Information Administration | http://www.eia.gov/electricity/data/browser/ | U.S. Energy Information Administration | 22974 | 2019 | 10.685 | 10.77 | 10.109 | 10.103 | 8.974 | 11.596 | 7.583 | U.S. Energy Information Administration | 5.93 | 5.73 | 5.24 | 7.13 | 5.94 | NO-ESTIMATION | NO-ESTIMATION | NO-ESTIMATION | NO-ESTIMATION | CAPACITY-FACTOR-V1
USA | United States of America | Montgomery Creek Hydro |  | USA0055009 | 2.6 | 40.8468 | -121.9564 | Hydro |  |  |  | 1986.9999999999998 | Enel Green Power NA Inc. | U.S. Energy Information Administration | http://www.eia.gov/electricity/data/browser/ | U.S. Energy Information Administration | 32759 | 2019 | 4.945 | 4.312 | 1.804 | 11.134 | 10.406 | 6.352 | 9.971 | U.S. Energy Information Administration | 9.12 | 9.49 | 7.61 | 10.93 | 8.91 | NO-ESTIMATION | NO-ESTIMATION | NO-ESTIMATION | NO-ESTIMATION | CAPACITY-FACTOR-V1
USA | United States of America | Pit 7 |  | USA0000270 | 109.8 | 40.8475 | -121.9908 | Hydro |  |  |  | 1964.9999999999998 | Pacific Gas & Electric Co. | U.S. Energy Information Administration | http://www.eia.gov/electricity/data/browser/ | U.S. Energy Information Administration | 29417 | 2019 | 379.472 | 303.928 | 272.312 | 423.27 | 464.098 | 361.008 | 461.161 | U.S. Energy Information Administration | 375.61 | 395.30 | 283.06 | 422.70 | 351.67 | NO-ESTIMATION | NO-ESTIMATION | NO-ESTIMATION | NO-ESTIMATION | CAPACITY-FACTOR-V1
USA | United States of America | Burney Creek |  | USA0010706 | 3 | 40.8579 | -121.7225 | Hydro |  |  |  | 1990.0 | Snow Mountain Hydro LLC | U.S. Energy Information Administration | http://www.eia.gov/electricity/data/browser/ | U.S. Energy Information Administration | 38125 | 2019 | 2.0300000000000002 | 1.873 | 0.394 | 7.147 | 10.717 | 3.366 | 8.869 | U.S. Energy Information Administration | 6.24 | 6.24 | 6.15 | 6.25 | 5.24 | HYDRO-V1 | HYDRO-V1 | HYDRO-V1 | HYDRO-V1 | HYDRO-V1
USA | United States of America | Cove Hydroelectric |  | USA0010707 | 5 | 40.8713 | -121.9487 | Hydro |  |  |  | 1990.0 | Snow Mountain Hydro LLC | U.S. Energy Information Administration | http://www.eia.gov/electricity/data/browser/ | U.S. Energy Information Administration | 29498 | 2019 | 9.489 | 7.047 | 3.117 | 16.568 | 18.241 | 9.957 | 18.022 | U.S. Energy Information Administration | 17.55 | 18.27 | 14.24 | 21.31 | 17.81 | NO-ESTIMATION | NO-ESTIMATION | NO-ESTIMATION | NO-ESTIMATION | CAPACITY-FACTOR-V1
USA | United States of America | Hatchet Creek Project |  | USA0010882 | 6.8 | 40.8741 | -121.9204 | Hydro |  |  |  | 1987.0 | Mega Renewables | U.S. Energy Information Administration | http://www.eia.gov/electricity/data/browser/ | U.S. Energy Information Administration |  | 2019 | 11.781 | 5.821 | 4.116 | 20.683 | 14.389000000000001 | 12.892 | 23.915 | U.S. Energy Information Administration | 24.56 | 25.61 | 19.37 | 30.10 | 25.33 | NO-ESTIMATION | NO-ESTIMATION | NO-ESTIMATION | NO-ESTIMATION | CAPACITY-FACTOR-V1
USA | United States of America | Roaring Creek Water Power |  | USA0010881 | 2 | 40.8821 | -121.9484 | Hydro |  |  |  | 1987.0 | Shasta Hydroelectric Inc | U.S. Energy Information Administration | http://www.eia.gov/electricity/data/browser/ | U.S. Energy Information Administration | 22979 | 2019 | 4.143 | 3.0060000000000002 | 1.325 | 6.441 | 4.043 | 3.735 | 7.859 | U.S. Energy Information Administration | 6.79 | 7.16 | 5.94 | 8.27 | 6.77 | WIND-V1 | WIND-V1 | WIND-V1 | WIND-V1 | WIND-V1
USA | United States of America | Passaic Valley Water Commission |  | USA0050311 | 2.4 | 40.8833 | -74.2300 | Hydro |  |  |  | 1935.0 | Passaic Valley Water Comm | U.S. Energy Information Administration | http://www.eia.gov/electricity/data/browser/ | U.S. Energy Information Administration |  | 2019 | 0.0 | 0.0 | 0.0 | 0.0 | 0.0 |  |  | U.S. Energy Information Administration | 7.75 | 8.76 | 7.33 | 7.62 | 6.53 | NO-ESTIMATION | NO-ESTIMATION | NO-ESTIMATION | NO-ESTIMATION | CAPACITY-FACTOR-V1
USA | United States of America | Allegheny Hydro No 8 |  | USA0050897 | 13.6 | 40.8966 | -79.4790 | Hydro |  |  |  | 1991.0 | Allegheny Hydro LP | U.S. Energy Information Administration | http://www.eia.gov/electricity/data/browser/ | U.S. Energy Information Administration | 32741 | 2019 | 89.813 | 102.209 | 87.144 | 86.667 | 92.121 | 98.669 | 101.315 | U.S. Energy Information Administration | 59.37 | 66.98 | 59.15 | 61.37 | 59.2 | NO-ESTIMATION | NO-ESTIMATION | NO-ESTIMATION | NO-ESTIMATION | CAPACITY-FACTOR-V1
USA | United States of America | Flaming Gorge |  | USA0006405 | 151.8 | 40.9146 | -109.4217 | Hydro |  |  |  | 1963.6666666666667 | U S Bureau of Reclamation | U.S. Energy Information Administration | http://www.eia.gov/electricity/data/browser/ | U.S. Energy Information Administration | 35631 | 2019 | 303.057 | 416.743 | 548.65 | 495.226 | 838.404 | 628.82 | 503.19 | U.S. Energy Information Administration | 481.42 | 480.41 | 341.13 | 482.61 | 432.88 | SOLAR-V1 | SOLAR-V1 | SOLAR-V1 | SOLAR-V1 | SOLAR-V1
USA | United States of America | Great Falls Hydro Project |  | USA0052068 | 12.3 | 40.9153 | -74.1810 | Hydro |  |  |  | 1986.0 | Eagle Creek RE LLC | U.S. Energy Information Administration | http://www.eia.gov/electricity/data/browser/ | U.S. Energy Information Administration | 21357 | 2019 | 18.274 | 17.296 | 9.541 | 9.478 | 13.633000000000001 | 35.538000000000004 | 26.468 | U.S. Energy Information Administration | 33.98 | 39.14 | 29.60 | 33.51 | 28.78 | WIND-V1 | WIND-V1 | WIND-V1 | WIND-V1 | WIND-V1
USA | United States of America | Mahoning Creek Hydroelectric Project |  | USA0058685 | 6 | 40.9211 | -79.2817 | Hydro |  |  |  | 2014.0 | Mahoning Creek Hydroelectric Company LLC | U.S. Energy Information Administration | http://www.eia.gov/electricity/data/browser/ | U.S. Energy Information Administration | 54289 | 2019 | 0.277 | 16.313 | 16.719 | 10.916 | 15.378 | 25.138 | 17.307 | U.S. Energy Information Administration | 17.37 | 20.91 | 18.16 | 17.93 | 17.74 | NO-ESTIMATION | NO-ESTIMATION | NO-ESTIMATION | NO-ESTIMATION | SOLAR-V1
USA | United States of America | Pit 6 |  | USA0000269 | 79.2 | 40.9226 | -121.9929 | Hydro |  |  |  | 1965.0 | Pacific Gas & Electric Co. | U.S. Energy Information Administration | http://www.eia.gov/electricity/data/browser/ | U.S. Energy Information Administration | 29416 | 2019 | 273.255 | 278.46500000000003 | 199.848 | 313.589 | 325.115 | 268.511 | 334.992 | U.S. Energy Information Administration | 264.08 | 256.19 | 192.48 | 280.09 | 246.81 | NO-ESTIMATION | NO-ESTIMATION | SOLAR-V1 | SOLAR-V1 | SOLAR-V1
USA | United States of America | Hat Creek 1 |  | USA0000243 | 10 | 40.9293 | -121.5445 | Hydro |  |  |  | 1921.0 | Pacific Gas & Electric Co. | U.S. Energy Information Administration | http://www.eia.gov/electricity/data/browser/ | U.S. Energy Information Administration | 29383 | 2019 | 19.585 | 20.956 | 22.156 | 25.538 | 34.504 | 31.285 | 34.424 | U.S. Energy Information Administration | 34.05 | 31.86 | 30.63 | 35.44 | 31.2 | NO-ESTIMATION | NO-ESTIMATION | NO-ESTIMATION | NO-ESTIMATION | CAPACITY-FACTOR-V1
USA | United States of America | Allegheny Hydro No 9 |  | USA0050898 | 17.8 | 40.9560 | -79.5507 | Hydro |  |  |  | 1991.0 | Allegheny Hydro LP | U.S. Energy Information Administration | http://www.eia.gov/electricity/data/browser/ | U.S. Energy Information Administration | 32743 | 2019 | 112.693 | 125.50200000000001 | 104.636 | 106.54 | 100.22800000000001 | 121.433 | 122.274 | U.S. Energy Information Administration | 77.57 | 87.67 | 77.42 | 80.18 | 77.48 | NO-ESTIMATION | NO-ESTIMATION | NO-ESTIMATION | NO-ESTIMATION | CAPACITY-FACTOR-V1
USA | United States of America | Jeffrey |  | USA0002227 | 21.6 | 40.9594 | -100.3979 | Hydro |  |  |  | 1941.0000000000002 | Central Nebraska Pub P&I Dist | U.S. Energy Information Administration | http://www.eia.gov/electricity/data/browser/ | U.S. Energy Information Administration | 15779 | 2019 | 83.96600000000001 | 96.153 | 139.024 | 143.888 | 114.85000000000001 | 114.553 | 132.518 | U.S. Energy Information Administration | 65.30 | 63.29 | 42.58 | 50.17 | 40.64 | HYDRO-V1 | HYDRO-V1 | HYDRO-V1 | HYDRO-V1 | HYDRO-V1
USA | United States of America | Hat Creek 2 |  | USA0000244 | 10 | 40.9607 | -121.5487 | Hydro |  |  |  | 1921.0 | Pacific Gas & Electric Co. | U.S. Energy Information Administration | http://www.eia.gov/electricity/data/browser/ | U.S. Energy Information Administration | 29384 | 2019 | 36.412 | 32.216 | 30.899 | 32.645 | 41.712 | 41.999 | 43.089 | U.S. Energy Information Administration | 34.05 | 31.86 | 30.63 | 35.44 | 31.2 | SOLAR-V1 | SOLAR-V1 | SOLAR-V1 | SOLAR-V1 | SOLAR-V1
USA | United States of America | Echo Dam |  | USA0004263 | 4.4 | 40.9648 | -111.4339 | Hydro |  |  |  | 1986.9999999999998 | City of Bountiful | U.S. Energy Information Administration | http://www.eia.gov/electricity/data/browser/ | U.S. Energy Information Administration | 22574 | 2019 | 2.475 | 3.757 | 5.673 | 5.747 | 11.863 | 6.7860000000000005 | 7.4 | U.S. Energy Information Administration | 13.50 | 12.42 | 11.82 | 12.45 | 10.87 | WIND-V1 | WIND-V1 | WIND-V1 | WIND-V1 | WIND-V1
USA | United States of America | Muck Valley Hydroelectric |  | USA0010458 | 29.9 | 40.9764 | -121.2558 | Hydro |  |  |  | 1989.0 | Brookfield Renewable Trading and Marketing LP | U.S. Energy Information Administration | http://www.eia.gov/electricity/data/browser/ | U.S. Energy Information Administration | 17414 | 2019 | 39.313 | 10.294 | 17.189 | 88.172 | 93.227 | 47.996 | 83.31 | U.S. Energy Information Administration | 87.72 | 97.56 | 66.21 | 101.22 | 89.38 | NO-ESTIMATION | NO-ESTIMATION | NO-ESTIMATION | NO-ESTIMATION | CAPACITY-FACTOR-V1
USA | United States of America | Slate Creek |  | USA0050961 | 4.2 | 40.9769 | -122.4563 | Hydro |  |  |  | 1990.0 | Slate Creek Hydro Assoc LP | U.S. Energy Information Administration | http://www.eia.gov/electricity/data/browser/ | U.S. Energy Information Administration | 17441 | 2019 | 5.4830000000000005 | 4.377 | 3.221 | 10.643 | 8.913 | 2.458 | 0 | U.S. Energy Information Administration | 13.02 | 14.23 | 14.15 | 16.26 | 13.17 | HYDRO-V1 | HYDRO-V1 | HYDRO-V1 | HYDRO-V1 | HYDRO-V1
USA | United States of America | Pit 5 |  | USA0000268 | 141.6 | 40.9862 | -121.9776 | Hydro |  |  |  | 1943.9999999999998 | Pacific Gas & Electric Co. | U.S. Energy Information Administration | http://www.eia.gov/electricity/data/browser/ | U.S. Energy Information Administration | 29420 | 2019 | 478.997 | 517.33 | 442.276 | 587.622 | 227.227 | 612.859 | 853.787 | U.S. Energy Information Administration | 410.54 | 417.45 | 291.14 | 447.64 | 390.28 | HYDRO-V1 | HYDRO-V1 | HYDRO-V1 | HYDRO-V1 | HYDRO-V1
USA | United States of America | Pit 4 |  | USA0000267 | 103.4 | 40.9864 | -121.8494 | Hydro |  |  |  | 1955.0 | Pacific Gas & Electric Co. | U.S. Energy Information Administration | http://www.eia.gov/electricity/data/browser/ | U.S. Energy Information Administration | 29419 | 2019 | 348.817 | 305.937 | 229.977 | 392.158 | 374.569 | 397.187 | 452.03 | U.S. Energy Information Administration | 356.73 | 343.97 | 267.90 | 375.89 | 331.17 | HYDRO-V1 | HYDRO-V1 | HYDRO-V1 | HYDRO-V1 | HYDRO-V1
USA | United States of America | Pit 1 |  | USA0000265 | 69.2 | 40.9908 | -121.4982 | Hydro |  |  |  | 1921.9999999999998 | Pacific Gas & Electric Co. | U.S. Energy Information Administration | http://www.eia.gov/electricity/data/browser/ | U.S. Energy Information Administration | 29418 | 2019 | 204.369 | 177.903 | 147.084 | 191.861 | 295.265 | 227.077 | 277.402 | U.S. Energy Information Administration | 217.83 | 220.86 | 174.22 | 246.29 | 213.59 | HYDRO-V1 | HYDRO-V1 | HYDRO-V1 | HYDRO-V1 | HYDRO-V1
USA | United States of America | James B Black |  | USA0000249 | 168.6 | 40.9923 | -121.9752 | Hydro |  |  |  | 1966.0 | Pacific Gas & Electric Co. | U.S. Energy Information Administration | http://www.eia.gov/electricity/data/browser/ | U.S. Energy Information Administration | 29390 | 2019 | 534.995 | 434.19 | 398.101 | 587.264 | 770.26 | 543.811 | 679.587 | U.S. Energy Information Administration | 488.82 | 497.05 | 346.65 | 532.99 | 464.7 | NO-ESTIMATION | NO-ESTIMATION | NO-ESTIMATION | NO-ESTIMATION | CAPACITY-FACTOR-V1
USA | United States of America | Pit 3 |  | USA0000266 | 80.1 | 40.9974 | -121.7481 | Hydro |  |  |  | 1925.0000000000002 | Pacific Gas & Electric Co. | U.S. Energy Information Administration | http://www.eia.gov/electricity/data/browser/ | U.S. Energy Information Administration | 29415 | 2019 | 258.625 | 214.655 | 237.705 | 299.634 | 241.413 | 257.821 | 362.321 | U.S. Energy Information Administration | 269.42 | 259.54 | 200.60 | 284.24 | 249.62 | NO-ESTIMATION | NO-ESTIMATION | NO-ESTIMATION | NO-ESTIMATION | CAPACITY-FACTOR-V1
USA | United States of America | Yards Creek |  | USA0006522 | 453 | 41.0006 | -75.0314 | Hydro |  |  |  | 1965.3333333333333 | Jersey Central Power & Lt Co | U.S. Energy Information Administration | http://www.eia.gov/electricity/data/browser/ | U.S. Energy Information Administration | 23593 | 2019 | -202.133 | -236.904 | -169.577 | -204.013 | -161.81900000000002 | -115.102 | -93.829 | U.S. Energy Information Administration | 795.23 | 839.70 | 432.71 | 793.56 | 622.04 | HYDRO-V1 | HYDRO-V1 | HYDRO-V1 | HYDRO-V1 | HYDRO-V1
USA | United States of America | Ottumwa City of |  | USA0001173 | 3.2 | 41.0163 | -92.4149 | Hydro |  |  |  | 1930.9999999999998 | Ottumwa City of | U.S. Energy Information Administration | http://www.eia.gov/electricity/data/browser/ | U.S. Energy Information Administration | 29265 | 2019 | 4.152 | 2.515 | 7.718 | 8.908 | 9.700000000000001 | 7.574 | 5.692 | U.S. Energy Information Administration | 13.52 | 12.48 | 11.74 | 13.49 | 11.48 | NO-ESTIMATION | NO-ESTIMATION | NO-ESTIMATION | NO-ESTIMATION | CAPACITY-FACTOR-V1
USA | United States of America | Nelson Creek |  | USA0050223 | 1.2 | 41.0289 | -121.8924 | Hydro |  |  |  | 1988.9999999999998 | Nelson Creek Power Inc | U.S. Energy Information Administration | http://www.eia.gov/electricity/data/browser/ | U.S. Energy Information Administration |  | 2019 | 1.611 | 2.202 | 0.5 | 2.5020000000000002 | 2.1750000000000003 | 0.986 | 2.574 | U.S. Energy Information Administration | 4.16 | 3.35 | 2.90 | 3.82 | 2.88 | NO-ESTIMATION | NO-ESTIMATION | NO-ESTIMATION | NO-ESTIMATION | CAPACITY-FACTOR-V1
USA | United States of America | North Platte |  | USA0002274 | 26.2 | 41.0864 | -100.7594 | Hydro |  |  |  | 1935.0 | Nebraska Public Power District | U.S. Energy Information Administration | http://www.eia.gov/electricity/data/browser/ | U.S. Energy Information Administration | 27297 | 2019 | 59.054 | 50.689 | 124.655 | 107.59100000000001 | 108.009 | 86.04 | 114.977 | U.S. Energy Information Administration | 78.20 | 75.47 | 67.90 | 58.10 | 67.98 | NO-ESTIMATION | NO-ESTIMATION | NO-ESTIMATION | NO-ESTIMATION | CAPACITY-FACTOR-V1
USA | United States of America | Kankakee Hydro Facility |  | USA0054525 | 1.2 | 41.1128 | -87.8681 | Hydro |  |  |  | 1991.0 | Kankakee City of | U.S. Energy Information Administration | http://www.eia.gov/electricity/data/browser/ | U.S. Energy Information Administration | 16485 | 2019 | 1.7510000000000001 | 2.843 | 1.52 | 1.443 | 1.547 | 1.097 | 1.115 | U.S. Energy Information Administration | 3.37 | 4.36 | 3.51 | 4.12 | 4.26 | HYDRO-V1 | HYDRO-V1 | HYDRO-V1 | HYDRO-V1 | HYDRO-V1
USA | United States of America | Gateway |  | USA0003697 | 4 | 41.1365 | -111.8314 | Hydro |  |  |  | 1958.0 | Weber Basin Water Conserv Dist | U.S. Energy Information Administration | http://www.eia.gov/electricity/data/browser/ | U.S. Energy Information Administration | 36478 | 2019 | 6.376 | 7.6080000000000005 | 6.404 | 9.071 | 11.48 | 7.336 | 13.758 | U.S. Energy Information Administration | 11.92 | 10.84 | 10.82 | 10.87 | 11.46 | NO-ESTIMATION | NO-ESTIMATION | NO-ESTIMATION | NO-ESTIMATION | CAPACITY-FACTOR-V1
USA | United States of America | Weber |  | USA0003661 | 3.8 | 41.1376 | -111.8849 | Hydro |  |  |  | 1911.0 | PacifiCorp | U.S. Energy Information Administration | http://www.eia.gov/electricity/data/browser/ | U.S. Energy Information Administration | 29550 | 2019 | 8.908 | 5.031 | 9.926 | 13.611 | 0.0 | 11.273 | 14.064 | U.S. Energy Information Administration | 11.32 | 10.29 | 10.28 | 10.32 | 10.89 | HYDRO-V1 | HYDRO-V1 | HYDRO-V1 | HYDRO-V1 | HYDRO-V1
USA | United States of America | Piney |  | USA0003124 | 30 | 41.1921 | -79.4335 | Hydro |  |  |  | 1925.3333333333333 | BP Piney & Deep Creek LLC | U.S. Energy Information Administration | http://www.eia.gov/electricity/data/browser/ | U.S. Energy Information Administration | 29924 | 2019 | 74.121 | 80.455 | 75.684 | 51.234 | 72.96600000000001 | 105.252 | 95.869 | U.S. Energy Information Administration | 86.58 | 97.51 | 78.67 | 79.25 | 79.5 | NO-ESTIMATION | NO-ESTIMATION | NO-ESTIMATION | NO-ESTIMATION | CAPACITY-FACTOR-V1
USA | United States of America | Kingsley |  | USA0000785 | 50 | 41.2114 | -101.6681 | Hydro |  |  |  | 1984.0 | Central Nebraska Pub P&I Dist | U.S. Energy Information Administration | http://www.eia.gov/electricity/data/browser/ | U.S. Energy Information Administration | 15781 | 2019 | 52.162 | 39.257 | 96.895 | 152.22 | 103.71300000000001 | 77.803 | 104.622 | U.S. Energy Information Administration | 154.14 | 177.48 | 142.23 | 174.34 | 151.34 | NO-ESTIMATION | NO-ESTIMATION | NO-ESTIMATION | NO-ESTIMATION | CAPACITY-FACTOR-V1
USA | United States of America | Auglaize Hydro |  | USA0007657 | 3.6 | 41.2372 | -84.3998 | Hydro |  |  |  | 1996.111111111111 | City of Bryan - (OH) | U.S. Energy Information Administration | http://www.eia.gov/electricity/data/browser/ | U.S. Energy Information Administration | 30522 | 2019 | 0.011 | 10.769219999999999 | 8.861 | 8.743 | 11.105 | 11.728 | 12.116 | U.S. Energy Information Administration | 13.08 | 12.36 | 12.64 | 13.85 | 11.16 | NO-ESTIMATION | NO-ESTIMATION | NO-ESTIMATION | NO-ESTIMATION | CAPACITY-FACTOR-V1
USA | United States of America | Pioneer |  | USA0003656 | 5 | 41.2436 | -111.9465 | Hydro |  |  |  | 1910.0 | PacifiCorp | U.S. Energy Information Administration | http://www.eia.gov/electricity/data/browser/ | U.S. Energy Information Administration | 29537 | 2019 | 7.718 | 9.008000000000001 | 9.846 | 11.369 | 27.134 | 9.235 | 21.353 | U.S. Energy Information Administration | 12.19 | 12.47 | 11.66 | 13.23 | 12.02 | SOLAR-V1 | SOLAR-V1 | SOLAR-V1 | SOLAR-V1 | SOLAR-V1
USA | United States of America | Pine View Dam |  | USA0007132 | 1.8 | 41.2543 | -111.8485 | Hydro |  |  |  | 1991.0 | City of Bountiful | U.S. Energy Information Administration | http://www.eia.gov/electricity/data/browser/ | U.S. Energy Information Administration | 14812 | 2019 | 2.609 | 3.8040000000000003 | 3.457 | 4.811 | 8.504 | 4.117 | 6.733 | U.S. Energy Information Administration | 5.32 | 5.51 | 5.27 | 5.78 | 5.35 | NO-ESTIMATION | NO-ESTIMATION | NO-ESTIMATION | NO-ESTIMATION | SOLAR-V1
USA | United States of America | Box Canyon Dam |  | USA0050179 | 5 | 41.2792 | -122.3292 | Hydro |  |  |  | 1986.0 | Siskiyou Power Authority | U.S. Energy Information Administration | http://www.eia.gov/electricity/data/browser/ | U.S. Energy Information Administration |  | 2019 | 10.838000000000001 | 8.188 | 9.815 | 23.912 | 25.294 | 8.754 | 20.928 | U.S. Energy Information Administration | 12.29 | 15.49 | 13.78 | 17.28 | 14.93 | NO-ESTIMATION | NO-ESTIMATION | SOLAR-V1 | SOLAR-V1 | SOLAR-V1
USA | United States of America | Causey |  | USA0007548 | 2.1 | 41.2972 | -111.5888 | Hydro |  |  |  | 1998.0 | Weber Basin Water Conserv Dist | U.S. Energy Information Administration | http://www.eia.gov/electricity/data/browser/ | U.S. Energy Information Administration | 46837 | 2019 | 2.291 | 3.487 | 3.0260000000000002 | 4.532 | 7.416 | 3.249 | 5.511 | U.S. Energy Information Administration | 6.02 | 6.22 | 5.95 | 6.48 | 5.89 | NO-ESTIMATION | NO-ESTIMATION | NO-ESTIMATION | NO-ESTIMATION | CAPACITY-FACTOR-V1
USA | United States of America | Derby Hydro |  | USA0010063 | 8.6 | 41.3243 | -73.1021 | Hydro |  |  |  | 1988.9999999999998 | McCallum Enterprises I LP | U.S. Energy Information Administration | http://www.eia.gov/electricity/data/browser/ | U.S. Energy Information Administration | 18310 | 2019 | 23.426000000000002 | 27.55665 | 17.852 | 11.927 | 21.367 | 32.395 | 17.334 | U.S. Energy Information Administration | 29.89 | 28.77 | 23.60 | 26.09 | 24.65 | NO-ESTIMATION | NO-ESTIMATION | NO-ESTIMATION | NO-ESTIMATION | CAPACITY-FACTOR-V1
USA | United States of America | Kinneytown New Old |  | USA0054385 | 2.3 | 41.3686 | -73.0856 | Hydro |  |  |  | 1991.8695652173915 | Kinneytown Hydro Co Inc | U.S. Energy Information Administration | http://www.eia.gov/electricity/data/browser/ | U.S. Energy Information Administration |  | 2019 | 4.607 | 3.45 | 3.221 | 1.778 | 2.293 | 3.201 | 2.193 | U.S. Energy Information Administration | 8.16 | 7.50 | 7.41 | 6.64 | 6.65 | NO-ESTIMATION | SOLAR-V1 | SOLAR-V1 | SOLAR-V1 | SOLAR-V1
USA | United States of America | Stevenson |  | USA0000553 | 30.5 | 41.3833 | -73.1714 | Hydro |  |  |  | 1923.4590163934427 | FirstLight Power Resources Services LLC | U.S. Energy Information Administration | http://www.eia.gov/electricity/data/browser/ | U.S. Energy Information Administration | 17289 | 2019 | 93.918 | 93.171 | 70.169 | 50.136 | 77.234 | 138.076 | 105.681 | U.S. Energy Information Administration | 91.48 | 87.02 | 63.94 | 83.15 | 70.34 | NO-ESTIMATION | NO-ESTIMATION | NO-ESTIMATION | NO-ESTIMATION | CAPACITY-FACTOR-V1
USA | United States of America | Dayton Hydro |  | USA0010520 | 3.6 | 41.3878 | -88.7897 | Hydro |  |  |  | 1925.0 | Midwest Hydro LLC | U.S. Energy Information Administration | http://www.eia.gov/electricity/data/browser/ | U.S. Energy Information Administration |  | 2019 | 17.563 | 19.951 | 15.878 | 21.31 | 19.595 | 21.856 | 23.487 | U.S. Energy Information Administration | 14.03 | 13.87 | 12.50 | 15.02 | 12.84 | NO-ESTIMATION | NO-ESTIMATION | NO-ESTIMATION | NO-ESTIMATION | CAPACITY-FACTOR-V1
USA | United States of America | Shepaug |  | USA0000552 | 37.2 | 41.4484 | -73.2953 | Hydro |  |  |  | 1954.9999999999998 | FirstLight Power Resources Services LLC | U.S. Energy Information Administration | http://www.eia.gov/electricity/data/browser/ | U.S. Energy Information Administration | 17285 | 2019 | 126.93900000000001 | 145.192 | 96.232 | 72.728 | 103.513 | 187.815 | 143.101 | U.S. Energy Information Administration | 107.26 | 105.63 | 77.98 | 102.55 | 86.92 | NO-ESTIMATION | NO-ESTIMATION | NO-ESTIMATION | SOLAR-V1 | SOLAR-V1
USA | United States of America | Sears Hydroelectric Plant |  | USA0056978 | 1.4 | 41.4614 | -90.5803 | Hydro |  |  |  | 1995.9999999999998 | City of Rock Island | U.S. Energy Information Administration | http://www.eia.gov/electricity/data/browser/ | U.S. Energy Information Administration |  | 2019 | 2.713 | 1.6440000000000001 | 2.0100000000000002 | 0.6 | 0.001 | 0.229 | 0 | U.S. Energy Information Administration | 4.76 | 5.33 | 4.41 | 5.08 | 4.05 | NO-ESTIMATION | NO-ESTIMATION | NO-ESTIMATION | NO-ESTIMATION | CAPACITY-FACTOR-V1
USA | United States of America | Rio |  | USA0002631 | 10.8 | 41.4625 | -74.7578 | Hydro |  |  |  | 1934.3703703703702 | Eagle Creek RE LLC | U.S. Energy Information Administration | http://www.eia.gov/electricity/data/browser/ | U.S. Energy Information Administration | 29081 | 2019 | 20.839000000000002 | 22.438 | 13.154 | 14.386000000000001 | 24.017 | 42.307 | 33.918 | U.S. Energy Information Administration | 33.51 | 30.01 | 19.13 | 27.29 | 24.42 | NO-ESTIMATION | NO-ESTIMATION | NO-ESTIMATION | NO-ESTIMATION | CAPACITY-FACTOR-V1
USA | United States of America | Columbus |  | USA0002260 | 45.6 | 41.4639 | -97.3283 | Hydro |  |  |  | 1936.0 | Loup River Public Power Dist | U.S. Energy Information Administration | http://www.eia.gov/electricity/data/browser/ | U.S. Energy Information Administration | 27283 | 2019 | 117.714 | 132.105 | 135.492 | 136.523 | 134.696 | 151.72 | 77.398 | U.S. Energy Information Administration | 173.72 | 177.19 | 171.27 | 172.92 | 152.53 | NO-ESTIMATION | NO-ESTIMATION | NO-ESTIMATION | NO-ESTIMATION | CAPACITY-FACTOR-V1
USA | United States of America | Wallenpaupack |  | USA0003153 | 40 | 41.4679 | -75.1309 | Hydro |  |  |  | 1926.0 | Wallenpuapack Hydro | U.S. Energy Information Administration | http://www.eia.gov/electricity/data/browser/ | U.S. Energy Information Administration | 29959 | 2019 | 53.013 | 59.663000000000004 | 48.913000000000004 | 28.847 | 64.22200000000001 | 136.035 | 95.32 | U.S. Energy Information Administration | 97.65 | 129.27 | 104.32 | 97.68 | 93.88 | SOLAR-V1 | SOLAR-V1 | SOLAR-V1 | SOLAR-V1 | SOLAR-V1
USA | United States of America | Monroe (NE) |  | USA0002273 | 8.4 | 41.4872 | -97.6078 | Hydro |  |  |  | 1936.0 | Loup River Public Power Dist | U.S. Energy Information Administration | http://www.eia.gov/electricity/data/browser/ | U.S. Energy Information Administration | 27295 | 2019 | 24.599 | 26.198 | 29.412 | 29.817 | 29.199 | 31.676000000000002 | 15.398 | U.S. Energy Information Administration | 27.85 | 22.63 | 18.68 | 22.20 | 21.32 | NO-ESTIMATION | NO-ESTIMATION | NO-ESTIMATION | NO-ESTIMATION | CAPACITY-FACTOR-V1
USA | United States of America | Brigham City |  | USA0003666 | 1.8 | 41.5016 | -111.9934 | Hydro |  |  |  | 1935.3333333333333 | Brigham City Corporation | U.S. Energy Information Administration | http://www.eia.gov/electricity/data/browser/ | U.S. Energy Information Administration | 14942 | 2019 | 6.385 | 4.442 | 4.0520000000000005 | 6.0200000000000005 | 10.96 | 6.243 | 8.421 | U.S. Energy Information Administration | 4.75 | 4.78 | 4.73 | 4.79 | 4.14 | NO-ESTIMATION | NO-ESTIMATION | NO-ESTIMATION | NO-ESTIMATION | CAPACITY-FACTOR-V1
USA | United States of America | Mongaup |  | USA0002630 | 7.3 | 41.5377 | -74.7714 | Hydro |  |  |  | 1923.0 | Eagle Creek RE LLC | U.S. Energy Information Administration | http://www.eia.gov/electricity/data/browser/ | U.S. Energy Information Administration | 29080 | 2019 | 10.207 | 9.372 | 6.16 | 5.771 | 9.043000000000001 | 15.147 | 13.044 | U.S. Energy Information Administration | 12.42 | 11.12 | 7.99 | 10.12 | 9.12 | NO-ESTIMATION | NO-ESTIMATION | SOLAR-V1 | SOLAR-V1 | SOLAR-V1
USA | United States of America | Tenth Street |  | USA0000583 | 1.4 | 41.5390 | -72.0509 | Hydro |  |  |  | 1967.0 | City of Norwich - (CT) | U.S. Energy Information Administration | http://www.eia.gov/electricity/data/browser/ | U.S. Energy Information Administration | 28463 | 2019 | 2.6413200000000003 | 2.14434 | 1.33056 | 2.2869 | 4.348 | 2.618 | 3.9778 | U.S. Energy Information Administration | 5.17 | 4.93 | 4.70 | 5.17 | 4.72 | NO-ESTIMATION | SOLAR-V1 | SOLAR-V1 | SOLAR-V1 | SOLAR-V1
USA | United States of America | Walden |  | USA0010848 | 2.4 | 41.5600 | -74.1952 | Hydro |  |  |  | 1986.0 | Consolidated Hydro New York Inc. | U.S. Energy Information Administration | http://www.eia.gov/electricity/data/browser/ | U.S. Energy Information Administration | 17448 | 2019 | 4.024 | 2.956 | 2.685 | 2.395 | 3.8850000000000002 | 3.423 | 2.573 | U.S. Energy Information Administration | 7.59 | 7.62 | 7.50 | 7.27 | 7.14 | NO-ESTIMATION | NO-ESTIMATION | SOLAR-V1 | SOLAR-V1 | SOLAR-V1
USA | United States of America | Lockport Powerhouse |  | USA0010903 | 16 | 41.5697 | -88.0789 | Hydro |  |  |  | 2000.5 | Metro Wtr Recl Dist Grtr Chi | U.S. Energy Information Administration | http://www.eia.gov/electricity/data/browser/ | U.S. Energy Information Administration | 46812 | 2019 | 33.201 | 41.546 | 41.53384 | 35.541000000000004 | 37.561 | 41.998 | 41.127 | U.S. Energy Information Administration | 47.01 | 44.01 | 44.31 | 54.87 | 46.26 | NO-ESTIMATION | NO-ESTIMATION | SOLAR-V1 | SOLAR-V1 | SOLAR-V1
USA | United States of America | Swinging Bridge 2 |  | USA0002634 | 8 | 41.5717 | -74.7828 | Hydro |  |  |  | 1951.1499999999999 | Eagle Creek RE LLC | U.S. Energy Information Administration | http://www.eia.gov/electricity/data/browser/ | U.S. Energy Information Administration | 29083 | 2019 | 7.893 | 9.047 | 6.675 | 5.942 | 10.908 | 20.819 | 11.951 | U.S. Energy Information Administration | 20.99 | 18.78 | 12.48 | 17.07 | 15.38 | NO-ESTIMATION | NO-ESTIMATION | NO-ESTIMATION | NO-ESTIMATION | CAPACITY-FACTOR-V1
USA | United States of America | Taftville |  | USA0000554 | 1.6 | 41.5725 | -72.0458 | Hydro |  |  |  | 1927.1249999999998 | FirstLight Power Resources Services LLC | U.S. Energy Information Administration | http://www.eia.gov/electricity/data/browser/ | U.S. Energy Information Administration | 17288 | 2019 | 3.915 | 5.042 | 4.144 | 3.394 | 5.719 | 7.1930000000000005 | 4.951 | U.S. Energy Information Administration | 4.61 | 5.25 | 5.90 | 5.78 | 5.31 | NO-ESTIMATION | NO-ESTIMATION | NO-ESTIMATION | NO-ESTIMATION | CAPACITY-FACTOR-V1
USA | United States of America | Rocky River (CT) |  | USA0000539 | 31 | 41.5826 | -73.4349 | Hydro |  |  |  | 1928.1129032258063 | FirstLight Power Resources Services LLC | U.S. Energy Information Administration | http://www.eia.gov/electricity/data/browser/ | U.S. Energy Information Administration | 17282 | 2019 | -1.051 | 6.782 | -3.7070000000000003 | 5.587 | 1.797 | 3.471 | 2.155 | U.S. Energy Information Administration | 89.38 | 88.96 | 59.10 | 85.46 | 73.79 | NO-ESTIMATION | NO-ESTIMATION | NO-ESTIMATION | NO-ESTIMATION | CAPACITY-FACTOR-V1
USA | United States of America | Wappinger Falls Hydroelectric |  | USA0054573 | 2 | 41.5984 | -73.9220 | Hydro |  |  |  | 1989.0 | Windsor Machinery Co Inc | U.S. Energy Information Administration | http://www.eia.gov/electricity/data/browser/ | U.S. Energy Information Administration |  | 2019 | 9.978 | 8.398 | 6.563 | 5.833 | 7.166 | 10.741 | 5.846 | U.S. Energy Information Administration | 5.78 | 6.29 | 4.71 | 5.68 | 5.11 | NO-ESTIMATION | NO-ESTIMATION | NO-ESTIMATION | NO-ESTIMATION | CAPACITY-FACTOR-V1
USA | United States of America | Bulls Bridge |  | USA0000541 | 7.2 | 41.6590 | -73.4920 | Hydro |  |  |  | 1903.0 | FirstLight Power Resources Services LLC | U.S. Energy Information Administration | http://www.eia.gov/electricity/data/browser/ | U.S. Energy Information Administration | 17266 | 2019 | 35.446 | 37.929 | 24.372 | 18.677 | 31.908 | 48.036 | 36.365 | U.S. Energy Information Administration | 24.18 | 24.20 | 18.57 | 22.06 | 21.17 | NO-ESTIMATION | NO-ESTIMATION | NO-ESTIMATION | NO-ESTIMATION | CAPACITY-FACTOR-V1
USA | United States of America | Twin Branch |  | USA0000989 | 4.8 | 41.6650 | -86.1322 | Hydro |  |  |  | 1988.9999999999998 | Indiana Michigan Power Co | U.S. Energy Information Administration | http://www.eia.gov/electricity/data/browser/ | U.S. Energy Information Administration | 101829 | 2019 | 28.674 | 29.852 | 27.605 | 29.156000000000002 | 25.511 | 31.379 | 27.03 | U.S. Energy Information Administration | 16.09 | 18.22 | 15.99 | 17.72 | 16.56 | NO-ESTIMATION | NO-ESTIMATION | NO-ESTIMATION | NO-ESTIMATION | CAPACITY-FACTOR-V1
USA | United States of America | Scotland Dam |  | USA0000551 | 2 | 41.6651 | -72.1221 | Hydro |  |  |  | 1937.0 | FirstLight Power Resources Services LLC | U.S. Energy Information Administration | http://www.eia.gov/electricity/data/browser/ | U.S. Energy Information Administration | 17283 | 2019 | 6.735 | 6.3660000000000005 | 4.135 | 3.383 | 0.027 | 8.223 | 8.006 | U.S. Energy Information Administration | 5.74 | 6.54 | 7.36 | 7.21 | 6.63 | NO-ESTIMATION | NO-ESTIMATION | NO-ESTIMATION | NO-ESTIMATION | CAPACITY-FACTOR-V1
USA | United States of America | Elkhart |  | USA0000986 | 3.4 | 41.6928 | -85.9650 | Hydro |  |  |  | 1917.7058823529412 | Indiana Michigan Power Co | U.S. Energy Information Administration | http://www.eia.gov/electricity/data/browser/ | U.S. Energy Information Administration | 23017 | 2019 | 16.038 | 15.704 | 11.303 | 14.737 | 17.008 | 17.857 | 17.757 | U.S. Energy Information Administration | 11.66 | 12.39 | 11.50 | 13.00 | 11.63 | NO-ESTIMATION | NO-ESTIMATION | NO-ESTIMATION | NO-ESTIMATION | CAPACITY-FACTOR-V1
USA | United States of America | Hydro II |  | USA0007034 | 6.6 | 41.7437 | -111.7832 | Hydro |  |  |  | 1986.0 | City of Logan - (UT) | U.S. Energy Information Administration | http://www.eia.gov/electricity/data/browser/ | U.S. Energy Information Administration |  | 2019 | 10.034 | 15.849 | 16.39 | 19.658 | 30.092000000000002 | 18.688 | 16.646 | U.S. Energy Information Administration | 16.56 | 17.25 | 15.30 | 17.80 | 17.95 | NO-ESTIMATION | NO-ESTIMATION | NO-ESTIMATION | NO-ESTIMATION | CAPACITY-FACTOR-V1
USA | United States of America | Hydro III |  | USA0003675 | 1.4 | 41.7464 | -111.7460 | Hydro |  |  |  | 1925.9999999999998 | City of Logan - (UT) | U.S. Energy Information Administration | http://www.eia.gov/electricity/data/browser/ | U.S. Energy Information Administration |  | 2019 | 2.707 | 4.736 | 5.0 | 5.1080000000000005 | 6.049 | 3.414 | 3.673 | U.S. Energy Information Administration | 3.14 | 3.28 | 4.03 | 4.34 | 4.43 | NO-ESTIMATION | NO-ESTIMATION | NO-ESTIMATION | NO-ESTIMATION | CAPACITY-FACTOR-V1
USA | United States of America | Upper Sterling |  | USA0007474 | 2.2 | 41.7871 | -89.6775 | Hydro |  |  |  | 1988.0 | City of Rock Falls - (IL) | U.S. Energy Information Administration | http://www.eia.gov/electricity/data/browser/ | U.S. Energy Information Administration | 48669 | 2019 | 6.59 | 8.711 | 10.078 | 7.719 | 10.664 | 8.441 | 7.121 | U.S. Energy Information Administration | 9.43 | 9.99 | 8.08 | 9.67 | 8.39 | NO-ESTIMATION | NO-ESTIMATION | NO-ESTIMATION | NO-ESTIMATION | CAPACITY-FACTOR-V1
USA | United States of America | Quinebaug Lower Project |  | USA0055860 | 2.5 | 41.7987 | -71.8868 | Hydro |  |  |  | 1990.0 | Quinebaug Associates LLC | U.S. Energy Information Administration | http://www.eia.gov/electricity/data/browser/ | U.S. Energy Information Administration |  | 2019 | 6.537 | 6.739 | 4.8500000000000005 | 5.0 | 7.415 | 9.49 | 8.615 | U.S. Energy Information Administration | 8.85 | 8.13 | 8.71 | 8.15 | 8.16 | NO-ESTIMATION | NO-ESTIMATION | NO-ESTIMATION | NO-ESTIMATION | SOLAR-V1
USA | United States of America | Mottville |  | USA0001761 | 1.6 | 41.8056 | -85.7505 | Hydro |  |  |  | 1923.0 | Indiana Michigan Power Co | U.S. Energy Information Administration | http://www.eia.gov/electricity/data/browser/ | U.S. Energy Information Administration | 23019 | 2019 | 5.43 | 8.146 | 5.434 | 5.924 | 7.211 | 7.682 | 8.371 | U.S. Energy Information Administration | 6.34 | 6.13 | 6.03 | 6.35 | 5.61 | NO-ESTIMATION | NO-ESTIMATION | NO-ESTIMATION | NO-ESTIMATION | SOLAR-V1
USA | United States of America | Neversink |  | USA0002483 | 25 | 41.8194 | -74.6358 | Hydro |  |  |  | 1954.0 | New York Power Authority | U.S. Energy Information Administration | http://www.eia.gov/electricity/data/browser/ | U.S. Energy Information Administration | 15849 | 2019 | 29.716 | 41.329 | 35.544000000000004 | 22.887 | 27.414 | 7.279 | 17.632 | U.S. Energy Information Administration | 55.61 | 65.05 | 44.71 | 55.55 | 46.47 | NO-ESTIMATION | NO-ESTIMATION | NO-ESTIMATION | NO-ESTIMATION | CAPACITY-FACTOR-V1
USA | United States of America | French Paper Hydro |  | USA0010656 | 1.3 | 41.8203 | -86.2592 | Hydro |  |  |  | 1925.846153846154 | French Paper Co | U.S. Energy Information Administration | http://www.eia.gov/electricity/data/browser/ | U.S. Energy Information Administration |  | 2019 | 8.646 | 7.718 | 8.593 | 6.96 | 6.0760000000000005 | 5.266 | 4.772 | U.S. Energy Information Administration | 4.00 | 5.10 | 3.74 | 4.03 | 3.58 | NO-ESTIMATION | SOLAR-V1 | SOLAR-V1 | SOLAR-V1 | SOLAR-V1
USA | United States of America | Dashville |  | USA0002481 | 4.8 | 41.8217 | -74.0497 | Hydro |  |  |  | 1920.0 | Central Hudson Gas & Elec Corp | U.S. Energy Information Administration | http://www.eia.gov/electricity/data/browser/ | U.S. Energy Information Administration | 15846 | 2019 | 9.652000000000001 | 12.193 | 12.197000000000001 | 9.103 | 14.288 | 18.582 | 13.187 | U.S. Energy Information Administration | 12.89 | 14.38 | 14.22 | 12.36 | 11.4 | NO-ESTIMATION | NO-ESTIMATION | SOLAR-V1 | SOLAR-V1 | SOLAR-V1
USA | United States of America | Central Hudson High Falls |  | USA0000579 | 3.2 | 41.8288 | -74.1319 | Hydro |  |  |  | 1987.0 | Central Hudson Gas & Elec Corp | U.S. Energy Information Administration | http://www.eia.gov/electricity/data/browser/ | U.S. Energy Information Administration |  | 2019 | 2.524 | 0.0 | 0.0 | 0.147 | 2.863 | 7.62 | 8.002 | U.S. Energy Information Administration | 7.80 | 10.74 | 9.48 | 8.79 | 7.69 | NO-ESTIMATION | NO-ESTIMATION | NO-ESTIMATION | NO-ESTIMATION | CAPACITY-FACTOR-V1
USA | United States of America | Cutler Hydro |  | USA0003646 | 30 | 41.8347 | -112.0521 | Hydro |  |  |  | 1927.0 | PacifiCorp | U.S. Energy Information Administration | http://www.eia.gov/electricity/data/browser/ | U.S. Energy Information Administration | 29499 | 2019 | 31.877 | 40.61 | 35.726 | 64.221 | 147.609 | 69.76 | 90.186 | U.S. Energy Information Administration | 95.38 | 93.14 | 69.88 | 102.39 | 89.72 | NO-ESTIMATION | NO-ESTIMATION | NO-ESTIMATION | NO-ESTIMATION | CAPACITY-FACTOR-V1
USA | United States of America | Seneca Generation LLC |  | USA0008225 | 469 | 41.8389 | -79.0056 | Hydro |  |  |  | 1970.0 | Seneca Generation LLC | U.S. Energy Information Administration | http://www.eia.gov/electricity/data/browser/ | U.S. Energy Information Administration |  | 2019 | -138.976 | -174.812 | -189.924 | -200.991 | -191.829 | -237.50300000000001 | -185.425 | U.S. Energy Information Administration | 1370.79 | 1370.16 | 1003.14 | 1172.31 | 1079.42 | NO-ESTIMATION | NO-ESTIMATION | NO-ESTIMATION | NO-ESTIMATION | CAPACITY-FACTOR-V1
USA | United States of America | Buchanan (MI) |  | USA0001754 | 4.4 | 41.8396 | -86.3511 | Hydro |  |  |  | 1922.6363636363635 | Indiana Michigan Power Co | U.S. Energy Information Administration | http://www.eia.gov/electricity/data/browser/ | U.S. Energy Information Administration | 23011 | 2019 | 17.108 | 17.973 | 16.525 | 17.256 | 15.71 | 15.998000000000001 | 14.092 | U.S. Energy Information Administration | 14.92 | 16.40 | 14.47 | 17.34 | 15.53 | NO-ESTIMATION | NO-ESTIMATION | NO-ESTIMATION | NO-ESTIMATION | CAPACITY-FACTOR-V1
USA | United States of America | Constantine |  | USA0001760 | 1.2 | 41.8436 | -85.6694 | Hydro |  |  |  | 1924.5000000000002 | Indiana Michigan Power Co | U.S. Energy Information Administration | http://www.eia.gov/electricity/data/browser/ | U.S. Energy Information Administration | 23013 | 2019 | 4.752 | 5.139 | 4.604 | 5.438 | 4.651 | 4.327 | 3.922 | U.S. Energy Information Administration | 4.74 | 4.60 | 4.51 | 4.75 | 4.19 | NO-ESTIMATION | NO-ESTIMATION | NO-ESTIMATION | NO-ESTIMATION | CAPACITY-FACTOR-V1
USA | United States of America | Dixon Hydroelectric Dam |  | USA0054969 | 3 | 41.8453 | -89.4813 | Hydro |  |  |  | 1925.0 | STS Hydropower LLC | U.S. Energy Information Administration | http://www.eia.gov/electricity/data/browser/ | U.S. Energy Information Administration | 47465 | 2019 | 13.325000000000001 | 13.634 | 15.991 | 16.887 | 12.046 | 15.89 | 12.516 | U.S. Energy Information Administration | 12.25 | 13.09 | 10.48 | 12.57 | 10.83 | NO-ESTIMATION | NO-ESTIMATION | NO-ESTIMATION | NO-ESTIMATION | CAPACITY-FACTOR-V1
USA | United States of America | Sturgeon |  | USA0002486 | 14.4 | 41.8482 | -74.0467 | Hydro |  |  |  | 1924.0 | Central Hudson Gas & Elec Corp | U.S. Energy Information Administration | http://www.eia.gov/electricity/data/browser/ | U.S. Energy Information Administration | 15853 | 2019 | 38.412 | 27.549 | 37.514 | 32.143 | 34.202 | 67.932 | 58.659 | U.S. Energy Information Administration | 43.85 | 48.05 | 44.26 | 43.83 | 37.76 | NO-ESTIMATION | NO-ESTIMATION | NO-ESTIMATION | NO-ESTIMATION | CAPACITY-FACTOR-V1
USA | United States of America | Grahamsville |  | USA0002627 | 18 | 41.8592 | -74.5106 | Hydro |  |  |  | 1956.0 | New York Power Authority | U.S. Energy Information Administration | http://www.eia.gov/electricity/data/browser/ | U.S. Energy Information Administration | 29077 | 2019 | 91.74 | 97.07300000000001 | 72.517 | 68.225 | 87.366 | 95.279 | 81.374 | U.S. Energy Information Administration | 45.51 | 45.51 | 40.85 | 45.64 | 39.55 | WIND-V1 | WIND-V1 | WIND-V1 | WIND-V1 | WIND-V1
USA | United States of America | West Delaware Tunnel Plant |  | USA0051033 | 7.5 | 41.8596 | -74.5103 | Hydro |  |  |  | 1989.0 | Erie Boulevard Hydropower LP | U.S. Energy Information Administration | http://www.eia.gov/electricity/data/browser/ | U.S. Energy Information Administration | 35319 | 2019 | 38.283 | 22.586000000000002 | 16.13 | 8.157 | 28.254 | 11.275 | 20.668 | U.S. Energy Information Administration | 19.10 | 19.10 | 17.76 | 19.16 | 16.62 | NO-ESTIMATION | NO-ESTIMATION | NO-ESTIMATION | NO-ESTIMATION | CAPACITY-FACTOR-V1
USA | United States of America | Rainbow (CT) |  | USA0000559 | 8 | 41.9153 | -72.6936 | Hydro |  |  |  | 1926.0 | Farmington River Power Company | U.S. Energy Information Administration | http://www.eia.gov/electricity/data/browser/ | U.S. Energy Information Administration | 20004 | 2019 | 33.29073 | 32.1552 | 22.72248 | 14.505 | 20.8098 | 38.79117 | 32.4965 | U.S. Energy Information Administration | 23.00 | 26.92 | 20.95 | 23.07 | 20.02 | NO-ESTIMATION | NO-ESTIMATION | NO-ESTIMATION | NO-ESTIMATION | CAPACITY-FACTOR-V1
USA | United States of America | Iron Gate |  | USA0000297 | 18 | 41.9330 | -122.4368 | Hydro |  |  |  | 1962.0 | PacifiCorp | U.S. Energy Information Administration | http://www.eia.gov/electricity/data/browser/ | U.S. Energy Information Administration | 29516 | 2019 | 85.349 | 85.55 | 82.043 | 100.752 | 108.851 | 88.987 | 101.368 | U.S. Energy Information Administration | 46.75 | 46.75 | 41.85 | 46.88 | 40.79 | NO-ESTIMATION | NO-ESTIMATION | NO-ESTIMATION | NO-ESTIMATION | CAPACITY-FACTOR-V1
USA | United States of America | Berrien Springs |  | USA0001753 | 7.2 | 41.9439 | -86.3289 | Hydro |  |  |  | 1996.000000000001 | Indiana Michigan Power Co | U.S. Energy Information Administration | http://www.eia.gov/electricity/data/browser/ | U.S. Energy Information Administration | 23010 | 2019 | 31.667 | 31.827 | 29.956 | 36.075 | 37.27 | 37.906 | 33.591 | U.S. Energy Information Administration | 25.34 | 27.66 | 23.42 | 29.29 | 26.33 | NO-ESTIMATION | NO-ESTIMATION | NO-ESTIMATION | NO-ESTIMATION | CAPACITY-FACTOR-V1
USA | United States of America | Ashokan |  | USA0000088 | 4.6 | 41.9490 | -74.2063 | Hydro |  |  |  | 1982.0 | New York Power Authority | U.S. Energy Information Administration | http://www.eia.gov/electricity/data/browser/ | U.S. Energy Information Administration | 27563 | 2019 | 10.811 | 7.924 | 11.879 | 10.876 | 13.251 | 12.662 | 10.437 | U.S. Energy Information Administration | 15.38 | 15.41 | 12.53 | 12.98 | 13.18 | NO-ESTIMATION | NO-ESTIMATION | NO-ESTIMATION | SOLAR-V1 | SOLAR-V1
USA | United States of America | Falls Village |  | USA0000560 | 9 | 41.9573 | -73.3693 | Hydro |  |  |  | 1914.0 | FirstLight Power Resources Services LLC | U.S. Energy Information Administration | http://www.eia.gov/electricity/data/browser/ | U.S. Energy Information Administration | 17272 | 2019 | 38.863 | 45.744 | 30.932000000000002 | 25.188 | 33.205 | 45.223 | 42.152 | U.S. Energy Information Administration | 27.50 | 30.65 | 21.36 | 23.70 | 23.3 | NO-ESTIMATION | NO-ESTIMATION | NO-ESTIMATION | NO-ESTIMATION | CAPACITY-FACTOR-V1
USA | United States of America | Hydro Plant |  | USA0001856 | 2.2 | 41.9711 | -85.5381 | Hydro |  |  |  | 1956.8181818181818 | City of Sturgis | U.S. Energy Information Administration | http://www.eia.gov/electricity/data/browser/ | U.S. Energy Information Administration |  | 2019 | 8.647 | 8.771 | 7.633 | 9.228 | 7.907 | 6.807 | 5.694 | U.S. Energy Information Administration | 7.73 | 7.41 | 8.16 | 8.63 | 7.36 | NO-ESTIMATION | NO-ESTIMATION | NO-ESTIMATION | NO-ESTIMATION | NO-ESTIMATION
USA | United States of America | Copco 2 |  | USA0000295 | 27 | 41.9757 | -122.3581 | Hydro |  |  |  | 1925.0 | PacifiCorp | U.S. Energy Information Administration | http://www.eia.gov/electricity/data/browser/ | U.S. Energy Information Administration |  | 2019 | 83.609 | 86.43900000000001 | 77.098 | 104.792 | 138.29 | 92.72 | 108.585 | U.S. Energy Information Administration | 96.14 | 95.80 | 66.19 | 102.94 | 83.94 | NO-ESTIMATION | NO-ESTIMATION | NO-ESTIMATION | NO-ESTIMATION | CAPACITY-FACTOR-V1
USA | United States of America | Copco 1 |  | USA0000294 | 20 | 41.9789 | -122.3353 | Hydro |  |  |  | 1918.0 | PacifiCorp | U.S. Energy Information Administration | http://www.eia.gov/electricity/data/browser/ | U.S. Energy Information Administration |  | 2019 | 67.577 | 65.39 | 60.539 | 80.964 | 107.72200000000001 | 73.916 | 85.841 | U.S. Energy Information Administration | 77.12 | 78.35 | 56.28 | 86.25 | 69.86 | NO-ESTIMATION | NO-ESTIMATION | NO-ESTIMATION | NO-ESTIMATION | CAPACITY-FACTOR-V1
USA | United States of America | Fall Creek |  | USA0000296 | 2.1 | 41.9856 | -122.3605 | Hydro |  |  |  | 1907.7619047619048 | PacifiCorp | U.S. Energy Information Administration | http://www.eia.gov/electricity/data/browser/ | U.S. Energy Information Administration | 29505 | 2019 | 9.864 | 7.396 | 9.699 | 10.146 | 7.872 | 3.931 | 6.046 | U.S. Energy Information Administration | 8.25 | 8.26 | 6.84 | 9.14 | 7.32 | NO-ESTIMATION | NO-ESTIMATION | NO-ESTIMATION | NO-ESTIMATION | CAPACITY-FACTOR-V1
USA | United States of America | Goodwin Hydroelectric |  | USA0054302 | 3.2 | 41.9886 | -73.0194 | Hydro |  |  |  | 1986.0000000000002 | Metropolitan Dist of Hartford | U.S. Energy Information Administration | http://www.eia.gov/electricity/data/browser/ | U.S. Energy Information Administration | 26105 | 2019 | 13.001 | 15.16 | 12.416 | 6.841 | 10.135 | 16.744 | 10.685 | U.S. Energy Information Administration | 7.52 | 8.75 | 7.37 | 7.54 | 6.44 | NO-ESTIMATION | NO-ESTIMATION | NO-ESTIMATION | NO-ESTIMATION | CAPACITY-FACTOR-V1
USA | United States of America | Thundermist Hydro |  | USA0054688 | 1.2 | 41.9990 | -71.5174 | Hydro |  |  |  | 1981.0 | Woonsocket City of | U.S. Energy Information Administration | http://www.eia.gov/electricity/data/browser/ | U.S. Energy Information Administration | 56461 | 2019 | [8 empty] | 3.28 | 3.31 | 2.78 | 3.61 | 2.86 | NO-ESTIMATION | NO-ESTIMATION | NO-ESTIMATION | NO-ESTIMATION | CAPACITY-FACTOR-V1
USA | United States of America | Blackstone/Tupperware |  | USA0050177 | 1.6 | 42.0145 | -71.5444 | Hydro |  |  |  | 1981.0000000000002 | Blackstone Hydro Inc. | U.S. Energy Information Administration | http://www.eia.gov/electricity/data/browser/ | U.S. Energy Information Administration | 34079 | 2019 | 4.44708 | 3.96396 | 3.148 | 2.128 | 2.372 | 4.10033 | 3.64 | U.S. Energy Information Administration | 4.37 | 4.41 | 3.71 | 4.84 | 3.82 | SOLAR-V1 | SOLAR-V1 | SOLAR-V1 | SOLAR-V1 | SOLAR-V1
USA | United States of America | Fontenelle |  | USA0004185 | 10 | 42.0270 | -110.0640 | Hydro |  |  |  | 1968.0 | U S Bureau of Reclamation | U.S. Energy Information Administration | http://www.eia.gov/electricity/data/browser/ | U.S. Energy Information Administration | 35630 | 2019 | 37.453 | 68.718 | 67.928 | 44.169000000000004 | 48.358000000000004 | 66.647 | 56.862 | U.S. Energy Information Administration | 34.76 | 38.18 | 27.69 | 37.54 | 35.47 | SOLAR-V1 | SOLAR-V1 | SOLAR-V1 | SOLAR-V1 | SOLAR-V1
USA | United States of America | Iowa Hydro LLC |  | USA0001067 | 1.2 | 42.0700 | -90.6977 | Hydro |  |  |  | 1923.9999999999998 | Renewable World Energies LLC | U.S. Energy Information Administration | http://www.eia.gov/electricity/data/browser/ | U.S. Energy Information Administration |  | 2019 | 6.048 | 6.3100000000000005 | 6.390000000000001 | 8.002 | 7.032 | 6.594 | 8.358 | U.S. Energy Information Administration | 4.66 | 4.74 | 4.17 | 4.65 | 4.16 | NO-ESTIMATION | NO-ESTIMATION | NO-ESTIMATION | NO-ESTIMATION | CAPACITY-FACTOR-V1
USA | United States of America | John C Boyle |  | USA0003028 | 98.7 | 42.0936 | -122.0703 | Hydro |  |  |  | 1958.0 | PacifiCorp | U.S. Energy Information Administration | http://www.eia.gov/electricity/data/browser/ | U.S. Energy Information Administration | 29513 | 2019 | 166.834 | 172.588 | 160.121 | 214.776 | 318.732 | 194.05 | 228.036 | U.S. Energy Information Administration | 352.18 | 356.57 | 252.28 | 377.05 | 307.58 | NO-ESTIMATION | NO-ESTIMATION | NO-ESTIMATION | NO-ESTIMATION | CAPACITY-FACTOR-V1
USA | United States of America | Cobble Mountain |  | USA0001630 | 33 | 42.1171 | -72.8647 | Hydro |  |  |  | 1930.0 | City of Holyoke Gas and Electric Dept. | U.S. Energy Information Administration | http://www.eia.gov/electricity/data/browser/ | U.S. Energy Information Administration | 36690 | 2019 | 21.77 | 19.131 | 18.696 | 11.527000000000001 | 10.651 | 29.158 | 21.064 | U.S. Energy Information Administration | 105.14 | 105.14 | 93.06 | 107.96 | 71.05 | NO-ESTIMATION | NO-ESTIMATION | NO-ESTIMATION | NO-ESTIMATION | CAPACITY-FACTOR-V1
USA | United States of America | Green Springs |  | USA0006403 | 17.2 | 42.1212 | -122.5479 | Hydro |  |  |  | 1960.0 | U S Bureau of Reclamation | U.S. Energy Information Administration | http://www.eia.gov/electricity/data/browser/ | U.S. Energy Information Administration | 35641 | 2019 | 56.96 | 64.423 | 54.481 | 52.255 | 43.685 | 67.662 | 51.535 | U.S. Energy Information Administration | 44.98 | 47.11 | 38.76 | 47.24 | 46.23 | NO-ESTIMATION | NO-ESTIMATION | NO-ESTIMATION | NO-ESTIMATION | CAPACITY-FACTOR-V1
USA | United States of America | Dwight |  | USA0006378 | 1.2 | 42.1495 | -72.6109 | Hydro |  |  |  | 1919.9999999999998 | Central Rivers Power MA LLC | U.S. Energy Information Administration | http://www.eia.gov/electricity/data/browser/ | U.S. Energy Information Administration | 36692 | 2019 | 3.283 | 0.0 | 0.0 | 1.557 | 3.8280000000000003 | 6.37 | 5.198 | U.S. Energy Information Administration | 3.46 | 3.94 | 3.83 | 3.49 | 4 | NO-ESTIMATION | NO-ESTIMATION | NO-ESTIMATION | NO-ESTIMATION | CAPACITY-FACTOR-V1
USA | United States of America | Seminoe |  | USA0004182 | 51.6 | 42.1561 | -106.9085 | Hydro |  |  |  | 1939.0 | U S Bureau of Reclamation | U.S. Energy Information Administration | http://www.eia.gov/electricity/data/browser/ | U.S. Energy Information Administration | 35666 | 2019 | 90.352 | 119.62700000000001 | 125.244 | 138.3 | 128.499 | 104.85900000000001 | 141.205 | U.S. Energy Information Administration | 165.06 | 182.49 | 144.15 | 172.16 | 145.68 | NO-ESTIMATION | NO-ESTIMATION | NO-ESTIMATION | NO-ESTIMATION | CAPACITY-FACTOR-V1
USA | United States of America | Collins Facility |  | USA0052166 | 1.2 | 42.1569 | -72.4227 | Hydro |  |  |  | 1985.0 | Dichotomy Collins Hydro LLC | U.S. Energy Information Administration | http://www.eia.gov/electricity/data/browser/ | U.S. Energy Information Administration | 34039 | 2019 | 5.36 | 5.508 | 4.085 | 3.262 | 4.8580000000000005 | 4.811 | 4.793 | U.S. Energy Information Administration | 3.46 | 3.94 | 3.83 | 3.49 | 4 | NO-ESTIMATION | NO-ESTIMATION | NO-ESTIMATION | NO-ESTIMATION | CAPACITY-FACTOR-V1
USA | United States of America | Putts Bridge |  | USA0001637 | 3.2 | 42.1579 | -72.4864 | Hydro |  |  |  | 1918.0 | Central Rivers Power MA LLC | U.S. Energy Information Administration | http://www.eia.gov/electricity/data/browser/ | U.S. Energy Information Administration | 36697 | 2019 | 13.863 | 14.273 | 8.637 | 8.054 | 13.238 | 22.574 | 19.465 | U.S. Energy Information Administration | 7.54 | 8.76 | 8.47 | 7.56 | 8.98 | NO-ESTIMATION | NO-ESTIMATION | NO-ESTIMATION | SOLAR-V1 | SOLAR-V1
USA | United States of America | Chicopee Hydroelectric Station |  | USA0050832 | 2.4 | 42.1596 | -72.5828 | Hydro |  |  |  | 1985.0 | City of Chicopee - (MA) | U.S. Energy Information Administration | http://www.eia.gov/electricity/data/browser/ | U.S. Energy Information Administration |  | 2019 | 5.381 | 8.037 | 7.126 | 5.845 | 6.605 | 4.869 | 5.094 | U.S. Energy Information Administration | 6.89 | 7.85 | 7.63 | 6.95 | 7.96 | NO-ESTIMATION | NO-ESTIMATION | NO-ESTIMATION | NO-ESTIMATION | CAPACITY-FACTOR-V1
USA | United States of America | Indian Orchard |  | USA0006379 | 3.7 | 42.1610 | -72.5076 | Hydro |  |  |  | 1928.0 | Central Rivers Power MA LLC | U.S. Energy Information Administration | http://www.eia.gov/electricity/data/browser/ | U.S. Energy Information Administration | 36695 | 2019 | 7.274 | 4.57 | 3.803 | 3.601 | 6.454 | 6.687 | 9.942 | U.S. Energy Information Administration | 9.25 | 10.67 | 10.33 | 9.27 | 10.92 | NO-ESTIMATION | NO-ESTIMATION | NO-ESTIMATION | NO-ESTIMATION | CAPACITY-FACTOR-V1
USA | United States of America | International Paper Woronoco Mill |  | USA0050166 | 2.8 | 42.1634 | -72.8275 | Hydro |  |  |  | 1914.0714285714287 | Swift River Hydro Operations Co. Inc | U.S. Energy Information Administration | http://www.eia.gov/electricity/data/browser/ | U.S. Energy Information Administration | 33791 | 2019 | [6 empty] | 6.719 | U.S. Energy Information Administration | 5.93 | 6.80 | 5.70 | 5.91 | 5.22 | NO-ESTIMATION | NO-ESTIMATION | NO-ESTIMATION | NO-ESTIMATION | CAPACITY-FACTOR-V1
USA | United States of America | C-Drop Hydro |  | USA0058470 | 1.1 | 42.1658 | -121.6850 | Hydro |  |  |  | 2012.0 | C-Drop | U.S. Energy Information Administration | http://www.eia.gov/electricity/data/browser/ | U.S. Energy Information Administration | 64336 | 2019 | 1.9040000000000001 | 2.152 | 2.246 | 2.539 | 2.331 | 1.776 | 2.207 | U.S. Energy Information Administration | 3.18 | 3.28 | 3.29 | 3.66 | 3.69 | NO-ESTIMATION | NO-ESTIMATION | NO-ESTIMATION | NO-ESTIMATION | CAPACITY-FACTOR-V1
USA | United States of America | Kortes |  | USA0004180 | 36 | 42.1743 | -106.8805 | Hydro |  |  |  | 1950.3333333333333 | U S Bureau of Reclamation | U.S. Energy Information Administration | http://www.eia.gov/electricity/data/browser/ | U.S. Energy Information Administration | 35649 | 2019 | 113.33500000000001 | 130.209 | 115.252 | 135.229 | 111.056 | 116.005 | 149.404 | U.S. Energy Information Administration | 114.89 | 127.06 | 100.30 | 119.84 | 101.37 | NO-ESTIMATION | NO-ESTIMATION | NO-ESTIMATION | NO-ESTIMATION | CAPACITY-FACTOR-V1
USA | United States of America | Redbridge |  | USA0001638 | 3.6 | 42.1760 | -72.4095 | Hydro |  |  |  | 1930.0 | Central Rivers Power MA LLC | U.S. Energy Information Administration | http://www.eia.gov/electricity/data/browser/ | U.S. Energy Information Administration | 36698 | 2019 | 11.68 | 8.595 | 6.6240000000000006 | 6.694 | 10.719 | 22.792 | 17.848 | U.S. Energy Information Administration | 9.00 | 10.38 | 10.05 | 9.02 | 10.63 | NO-ESTIMATION | NO-ESTIMATION | NO-ESTIMATION | NO-ESTIMATION | CAPACITY-FACTOR-V1
USA | United States of America | Chemical |  | USA0001604 | 1.6 | 42.1919 | -72.6097 | Hydro |  |  |  | 1935.0 | City of Holyoke Gas and Electric Dept. | U.S. Energy Information Administration | http://www.eia.gov/electricity/data/browser/ | U.S. Energy Information Administration | 22286 | 2019 | 4.174 | 3.602 | 6.814 | 3.102 | 2.4170000000000003 | 3.49 | 1.598 | U.S. Energy Information Administration | 4.63 | 5.65 | 3.81 | 4.81 | 4.67 | NO-ESTIMATION | NO-ESTIMATION | NO-ESTIMATION | NO-ESTIMATION | CAPACITY-FACTOR-V1
USA | United States of America | Cabot Holyoke |  | USA0009864 | 2.6 | 42.2000 | -72.6100 | Hydro |  |  |  | 1917.1538461538462 | City of Holyoke Gas and Electric Dept. | U.S. Energy Information Administration | http://www.eia.gov/electricity/data/browser/ | U.S. Energy Information Administration | 22278 | 2019 | 10.311 | 8.863 | 9.186 | 4.915 | 4.1450000000000005 | 2.5100000000000002 | 5.228 | U.S. Energy Information Administration | 10.23 | 11.89 | 8.64 | 10.56 | 10.32 | NO-ESTIMATION | NO-ESTIMATION | NO-ESTIMATION | NO-ESTIMATION | CAPACITY-FACTOR-V1
USA | United States of America | Riverside Holyoke |  | USA0001607 | 6.9 | 42.2006 | -72.5944 | Hydro |  |  |  | 1923.9710144927535 | City of Holyoke Gas and Electric Dept. | U.S. Energy Information Administration | http://www.eia.gov/electricity/data/browser/ | U.S. Energy Information Administration | 22290 | 2019 | 34.856 | 33.433 | 40.503 | 28.886 | 31.199 | 33.009 | 34.212 | U.S. Energy Information Administration | 28.78 | 33.18 | 23.29 | 29.67 | 29.03 | NO-ESTIMATION | NO-ESTIMATION | NO-ESTIMATION | NO-ESTIMATION | CAPACITY-FACTOR-V1
USA | United States of America | Boatlock |  | USA0001603 | 3.1 | 42.2086 | -72.6014 | Hydro |  |  |  | 1923.3225806451612 | City of Holyoke Gas and Electric Dept. | U.S. Energy Information Administration | http://www.eia.gov/electricity/data/browser/ | U.S. Energy Information Administration | 22285 | 2019 | 14.061 | 12.059000000000001 | 14.939 | 11.197000000000001 | 15.283 | 16.455000000000002 | 15.383 | U.S. Energy Information Administration | 11.65 | 13.62 | 9.76 | 12.04 | 11.76 | NO-ESTIMATION | NO-ESTIMATION | NO-ESTIMATION | NO-ESTIMATION | CAPACITY-FACTOR-V1
USA | United States of America | Hadley Falls |  | USA0001605 | 33.4 | 42.2119 | -72.6036 | Hydro |  |  |  | 1966.6646706586826 | City of Holyoke Gas and Electric Dept. | U.S. Energy Information Administration | http://www.eia.gov/electricity/data/browser/ | U.S. Energy Information Administration | 22554 | 2019 | 185.126 | 98.741 | 103.787 | 75.69800000000001 | 182.03300000000002 | 178.413 | 105.508 | U.S. Energy Information Administration | 120.89 | 127.62 | 84.20 | 121.07 | 109.68 | NO-ESTIMATION | NO-ESTIMATION | NO-ESTIMATION | NO-ESTIMATION | SOLAR-V1
USA | United States of America | French Landing Dam |  | USA0050437 | 1.6 | 42.2143 | -83.4407 | Hydro |  |  |  | 1989.0 | STS Hydropower LLC | U.S. Energy Information Administration | http://www.eia.gov/electricity/data/browser/ | U.S. Energy Information Administration | 33817 | 2019 | 6.6610000000000005 | 8.329 | 5.384 | 7.184 | 3.001 | 5.198 | 10.096 | U.S. Energy Information Administration | 5.34 | 5.27 | 5.11 | 6.16 | 5.29 | NO-ESTIMATION | NO-ESTIMATION | NO-ESTIMATION | NO-ESTIMATION | CAPACITY-FACTOR-V1
USA | United States of America | Texon Hydroelectric Project |  | USA0061640 | 1.5 | 42.2214 | -72.8596 | Hydro |  |  |  | 1982.0 | Hitchcock Hydro LLC | U.S. Energy Information Administration | http://www.eia.gov/electricity/data/browser/ | U.S. Energy Information Administration |  | 2019 |  |  |  |  | 4.16 | 6.267 | 5.36 | U.S. Energy Information Administration | 4.96 | 5.68 | 4.76 | 4.93 | 4.36 | NO-ESTIMATION | NO-ESTIMATION | NO-ESTIMATION | NO-ESTIMATION | CAPACITY-FACTOR-V1
USA | United States of America | East Side |  | USA0003025 | 3.2 | 42.2248 | -121.7955 | Hydro |  |  |  | 1924.0 | PacifiCorp | U.S. Energy Information Administration | http://www.eia.gov/electricity/data/browser/ | U.S. Energy Information Administration | 29504 | 2019 | 0.0 | 0.0 | 0.002 | 0.0 | 0.0 | 0.0 | 0 | U.S. Energy Information Administration | 11.86 | 12.23 | 9.63 | 13.23 | 10.36 | NO-ESTIMATION | NO-ESTIMATION | NO-ESTIMATION | NO-ESTIMATION | CAPACITY-FACTOR-V1
USA | United States of America | Mink Creek Hydro |  | USA0010325 | 3.1 | 42.2608 | -111.6656 | Hydro |  |  |  | 1986.9999999999998 | Mink Creek Hydro Entity | U.S. Energy Information Administration | http://www.eia.gov/electricity/data/browser/ | U.S. Energy Information Administration | 48771 | 2019 | 5.953 | 7.758 | 8.576 | 9.290000000000001 | 13.728 | 9.285 | 10.281 | U.S. Energy Information Administration | 6.44 | 6.44 | 6.35 | 6.46 | 5.42 | NO-ESTIMATION | NO-ESTIMATION | NO-ESTIMATION | NO-ESTIMATION | CAPACITY-FACTOR-V1
USA | United States of America | Oneida |  | USA0000829 | 30 | 42.2678 | -111.7485 | Hydro |  |  |  | 1917.0 | PacifiCorp | U.S. Energy Information Administration | http://www.eia.gov/electricity/data/browser/ | U.S. Energy Information Administration | 29529 | 2019 | 28.182000000000002 | 21.691 | 28.864 | 39.854 | 94.117 | 61.899 | 51.274 | U.S. Energy Information Administration | 105.00 | 94.47 | 65.39 | 94.40 | 89.89 | SOLAR-V1 | SOLAR-V1 | SOLAR-V1 | SOLAR-V1 | SOLAR-V1
USA | United States of America | Guernsey |  | USA0004178 | 6.4 | 42.2899 | -104.7606 | Hydro |  |  |  | 1927.5 | U S Bureau of Reclamation | U.S. Energy Information Administration | http://www.eia.gov/electricity/data/browser/ | U.S. Energy Information Administration | 35640 | 2019 | 8.711 | 15.838000000000001 | 18.089 | 17.942 | 12.004 | 16.165 | 20.321 | U.S. Energy Information Administration | 21.45 | 23.82 | 21.12 | 22.99 | 20.48 | NO-ESTIMATION | SOLAR-V1 | SOLAR-V1 | SOLAR-V1 | SOLAR-V1
USA | United States of America | Stuyvesant Falls |  | USA0058873 | 6 | 42.3514 | -73.7339 | Hydro |  |  |  | 2013.0 | Albany Engineering Corporation | U.S. Energy Information Administration | http://www.eia.gov/electricity/data/browser/ | U.S. Energy Information Administration | 27867 | 2019 | 9.309000000000001 | 12.292 | 9.626 | 9.564 | 14.597 | 19.489 | 13.141 | U.S. Energy Information Administration | 15.50 | 15.01 | 13.91 | 18.62 | 12.92 | NO-ESTIMATION | SOLAR-V1 | SOLAR-V1 | SOLAR-V1 | SOLAR-V1
USA | United States of America | Oakdale Power Station |  | USA0010824 | 3.5 | 42.3870 | -71.8025 | Hydro |  |  |  | 1951.0 | Massachusetts Water Res Auth | U.S. Energy Information Administration | http://www.eia.gov/electricity/data/browser/ | U.S. Energy Information Administration |  | 2019 | 11.382 | 11.817 | 14.836 | 11.869 | 7.817 | 8.661 | 10.967 | U.S. Energy Information Administration | 8.43 | 8.43 | 8.32 | 8.46 | 7.22 | NO-ESTIMATION | NO-ESTIMATION | NO-ESTIMATION | NO-ESTIMATION | CAPACITY-FACTOR-V1
USA | United States of America | Cosgrove Intake and Power Station |  | USA0010825 | 3.2 | 42.4044 | -71.6872 | Hydro |  |  |  | 1969.0 | Massachusetts Water Res Auth | U.S. Energy Information Administration | http://www.eia.gov/electricity/data/browser/ | U.S. Energy Information Administration |  | 2019 | 4.827 | 4.156 | 4.402 | 2.8970000000000002 | 3.524 | 3.974 | 4.763 | U.S. Energy Information Administration | 7.25 | 7.25 | 7.15 | 7.27 | 6.14 | NO-ESTIMATION | NO-ESTIMATION | NO-ESTIMATION | NO-ESTIMATION | CAPACITY-FACTOR-V1
USA | United States of America | Blenheim Gilboa |  | USA0002691 | 1000 | 42.4423 | -74.4479 | Hydro |  |  |  | 1973.0 | New York Power Authority | U.S. Energy Information Administration | http://www.eia.gov/electricity/data/browser/ | U.S. Energy Information Administration | 27567 | 2019 | -121.264 | -176.02 | -177.465 | -186.162 | -163.034 | -200.58100000000002 | -120.509 | U.S. Energy Information Administration | 2252.62 | 2217.39 | 1854.44 | 2140.82 | 1941.04 | NO-ESTIMATION | NO-ESTIMATION | NO-ESTIMATION | NO-ESTIMATION | CAPACITY-FACTOR-V1
USA | United States of America | Rockton |  | USA0000903 | 1.1 | 42.4511 | -89.0756 | Hydro |  |  |  | 1928.9999999999995 | Midwest Hydro LLC | U.S. Energy Information Administration | http://www.eia.gov/electricity/data/browser/ | U.S. Energy Information Administration | 32879 | 2019 | 5.902 | 6.21 | 5.1770000000000005 | 5.718 | 5.8500000000000005 | 4.525 | 3.793 | U.S. Energy Information Administration | 4.48 | 4.53 | 4.11 | 5.02 | 3.64 | NO-ESTIMATION | NO-ESTIMATION | NO-ESTIMATION | NO-ESTIMATION | CAPACITY-FACTOR-V1
USA | United States of America | Cornell Hydro |  | USA0010286 | 1.9 | 42.4519 | -76.4851 | Hydro |  |  |  | 1982.0 | Cornell Hydro | U.S. Energy Information Administration | http://www.eia.gov/electricity/data/browser/ | U.S. Energy Information Administration |  | 2019 | 5.702 | 2.66 | 4.5360000000000005 | 4.292 | 6.075 | 6.149 | 6.476 | U.S. Energy Information Administration | 5.17 | 5.20 | 5.28 | 5.21 | 4.53 | SOLAR-V1 | SOLAR-V1 | SOLAR-V1 | SOLAR-V1 | SOLAR-V1
USA | United States of America | Glendo |  | USA0004177 | 38 | 42.4673 | -104.9555 | Hydro |  |  |  | 1959.0 | U S Bureau of Reclamation | U.S. Energy Information Administration | http://www.eia.gov/electricity/data/browser/ | U.S. Energy Information Administration | 35637 | 2019 | 53.979 | 80.112 | 69.95 | 99.274 | 107.756 | 77.077 | 84.916 | U.S. Energy Information Administration | 122.60 | 131.53 | 108.66 | 127.91 | 111.72 | NO-ESTIMATION | NO-ESTIMATION | NO-ESTIMATION | NO-ESTIMATION | NO-ESTIMATION
USA | United States of America | Fremont Canyon |  | USA0004176 | 66.8 | 42.4766 | -106.7959 | Hydro |  |  |  | 1961.0 | U S Bureau of Reclamation | U.S. Energy Information Administration | http://www.eia.gov/electricity/data/browser/ | U.S. Energy Information Administration | 35639 | 2019 | 147.69 | 133.507 | 189.03900000000002 | 229.50900000000001 | 289.32800000000003 | 222.71200000000002 | 201.867 | U.S. Energy Information Administration | 209.46 | 236.25 | 190.30 | 222.87 | 196.1 | NO-ESTIMATION | NO-ESTIMATION | NO-ESTIMATION | NO-ESTIMATION | CAPACITY-FACTOR-V1
USA | United States of America | Low Line Rapids |  | USA0010808 | 2.8 | 42.4771 | -114.3801 | Hydro |  |  |  | 1990.0000000000002 | BP Hydro Associates | U.S. Energy Information Administration | http://www.eia.gov/electricity/data/browser/ | U.S. Energy Information Administration | 17409 | 2019 | 9.273 | 7.654 | 10.236 | 8.238 | 9.459 | 9.765 | 1.866 | U.S. Energy Information Administration | 7.30 | 7.32 | 7.36 | 7.47 | 6.46 | SOLAR-V1 | SOLAR-V1 | SOLAR-V1 | SOLAR-V1 | SOLAR-V1
USA | United States of America | South Forks Hydro |  | USA0010296 | 8 | 42.4937 | -114.3102 | Hydro |  |  |  | 1985.0 | South Forks Joint Venture | U.S. Energy Information Administration | http://www.eia.gov/electricity/data/browser/ | U.S. Energy Information Administration | 22742 | 2019 | 27.188 | 29.302 | 27.825 | 26.754 | 28.283 | 29.616 | 26.418 | U.S. Energy Information Administration | 21.19 | 21.13 | 19.73 | 21.33 | 18.62 | NO-ESTIMATION | NO-ESTIMATION | NO-ESTIMATION | NO-ESTIMATION | CAPACITY-FACTOR-V1
USA | United States of America | Sprague Hydro |  | USA0010737 | 1.2 | 42.5014 | -120.9894 | Hydro |  |  |  | 1988.9999999999998 | Sprague Hydro LLC | U.S. Energy Information Administration | http://www.eia.gov/electricity/data/browser/ | U.S. Energy Information Administration |  | 2019 | 2.709 | 2.9250000000000003 | 3.21 | 3.7880000000000003 | 4.463 | 2.701 | 2.888 | U.S. Energy Information Administration | 2.67 | 2.69 | 2.67 | 2.70 | 2.26 | NO-ESTIMATION | NO-ESTIMATION | NO-ESTIMATION | NO-ESTIMATION | CAPACITY-FACTOR-V1
USA | United States of America | Goodyear Lake Plant |  | USA0050079 | 1.4 | 42.5025 | -74.9836 | Hydro |  |  |  | 1980.0000000000002 | CHI Energy Inc | U.S. Energy Information Administration | http://www.eia.gov/electricity/data/browser/ | U.S. Energy Information Administration | 17392 | 2019 | 5.775 | 5.663 | 3.399 | 5.194 | 4.648 | 5.392 | 4.769 | U.S. Energy Information Administration | 4.90 | 5.30 | 3.81 | 4.81 | 4.75 | NO-ESTIMATION | NO-ESTIMATION | NO-ESTIMATION | NO-ESTIMATION | CAPACITY-FACTOR-V1
USA | United States of America | Wiscoy 170 |  | USA0002646 | 1 | 42.5042 | -78.0828 | Hydro |  |  |  | 1922.0 | Rochester Gas & Electric Corp | U.S. Energy Information Administration | http://www.eia.gov/electricity/data/browser/ | U.S. Energy Information Administration | 31597 | 2019 |  |  |  | 0.0 |  |  |  | U.S. Energy Information Administration | 3.56 | 4.00 | 3.47 | 3.43 | 3.08 | NO-ESTIMATION | NO-ESTIMATION | NO-ESTIMATION | NO-ESTIMATION | CAPACITY-FACTOR-V1
USA | United States of America | Eagle Point |  | USA0003024 | 2.8 | 42.5146 | -122.7571 | Hydro |  |  |  | 1957.0 | PacifiCorp | U.S. Energy Information Administration | http://www.eia.gov/electricity/data/browser/ | U.S. Energy Information Administration | 29502 | 2019 | 16.334 | 16.187 | 16.857 | 18.526 | 18.371 | 16.411 | 16.812 | U.S. Energy Information Administration | 9.73 | 10.01 | 10.39 | 11.08 | 9.17 | NO-ESTIMATION | NO-ESTIMATION | NO-ESTIMATION | NO-ESTIMATION | CAPACITY-FACTOR-V1
USA | United States of America | Milner Hydro |  | USA0007190 | 59.5 | 42.5268 | -114.0369 | Hydro |  |  |  | 1992.783193277311 | Idaho Power Co | U.S. Energy Information Administration | http://www.eia.gov/electricity/data/browser/ | U.S. Energy Information Administration | 22762 | 2019 | 52.819 | 53.514 | 70.756 | 27.473 | 237.491 | 294.476 | 157.221 | U.S. Energy Information Administration | 216.81 | 226.90 | 149.52 | 204.09 | 184.11 | WIND-V1 | WIND-V1 | WIND-V1 | WIND-V1 | WIND-V1
USA | United States of America | Grace |  | USA0000827 | 33 | 42.5367 | -111.7940 | Hydro |  |  |  | 1923.0 | PacifiCorp | U.S. Energy Information Administration | http://www.eia.gov/electricity/data/browser/ | U.S. Energy Information Administration | 29508 | 2019 | 70.991 | 56.069 | 63.251000000000005 | 78.074 | 162.133 | 123.892 | 80.378 | U.S. Energy Information Administration | 106.44 | 104.92 | 75.53 | 102.46 | 101.12 | NO-ESTIMATION | SOLAR-V1 | SOLAR-V1 | SOLAR-V1 | SOLAR-V1
USA | United States of America | Alcova |  | USA0006409 | 41.4 | 42.5484 | -106.7175 | Hydro |  |  |  | 1955.0 | U S Bureau of Reclamation | U.S. Energy Information Administration | http://www.eia.gov/electricity/data/browser/ | U.S. Energy Information Administration | 35616 | 2019 | 91.922 | 73.132 | 78.306 | 108.678 | 133.364 | 109.144 | 92.587 | U.S. Energy Information Administration | 129.46 | 146.42 | 113.92 | 138.13 | 121.53 | WIND-V1 | WIND-V1 | WIND-V1 | WIND-V1 | WIND-V1
USA | United States of America | Bypass |  | USA0050895 | 9.9 | 42.5609 | -114.0575 | Hydro |  |  |  | 1987.0000000000002 | North Side Energy Company | U.S. Energy Information Administration | http://www.eia.gov/electricity/data/browser/ | U.S. Energy Information Administration | 32746 | 2019 | 26.718 | 27.052 | 27.496000000000002 | 26.263 | 25.838 | 27.901 | 25.82 | U.S. Energy Information Administration | 26.28 | 24.51 | 23.82 | 24.95 | 21.6 | HYDRO-V1 | HYDRO-V1 | HYDRO-V1 | HYDRO-V1 | HYDRO-V1
USA | United States of America | Allegan Dam |  | USA0001694 | 2.6 | 42.5638 | -85.9540 | Hydro |  |  |  | 1939.615384615385 | Consumers Energy Co | U.S. Energy Information Administration | http://www.eia.gov/electricity/data/browser/ | U.S. Energy Information Administration | 17507 | 2019 | 14.281 | 13.444 | 13.521 | 14.91 | 14.073 | 14.093 | 13.951 | U.S. Energy Information Administration | 10.18 | 9.40 | 8.34 | 10.22 | 9.01 | HYDRO-V1 | HYDRO-V1 | HYDRO-V1 | HYDRO-V1 | HYDRO-V1
USA | United States of America | Deerfield 2 |  | USA0006047 | 4.8 | 42.5731 | -72.7073 | Hydro |  |  |  | 1913.0 | Great River Hydro LLC | U.S. Energy Information Administration | http://www.eia.gov/electricity/data/browser/ | U.S. Energy Information Administration | 27432 | 2019 | 0.0 | 8.266 | 22.096 | 22.468 | 32.186 | 35.585 | 32.088 | U.S. Energy Information Administration | 15.24 | 16.98 | 15.16 | 15.76 | 13.49 | HYDRO-V1 | HYDRO-V1 | HYDRO-V1 | HYDRO-V1 | HYDRO-V1
USA | United States of America | S E Hazelton A |  | USA0050896 | 8.4 | 42.5867 | -114.0675 | Hydro |  |  |  | 1990.0000000000002 | North Side Energy Company | U.S. Energy Information Administration | http://www.eia.gov/electricity/data/browser/ | U.S. Energy Information Administration |  | 2019 | 23.007 | 26.682000000000002 | 24.159 | 22.657 | 21.984 | 23.972 | 23.073 | U.S. Energy Information Administration | 22.30 | 20.80 | 20.89 | 21.17 | 18.33 | HYDRO-V1 | HYDRO-V1 | HYDRO-V1 | HYDRO-V1 | HYDRO-V1
USA | United States of America | Cabot |  | USA0001629 | 61.8 | 42.5875 | -72.5793 | Hydro |  |  |  | 1916.0000000000005 | FirstLight Power Resources Inc. - MA | U.S. Energy Information Administration | http://www.eia.gov/electricity/data/browser/ | U.S. Energy Information Administration | 36689 | 2019 | 339.241 | 330.568 | 280.034 | 245.978 | 326.039 | 332.837 | 300.498 | U.S. Energy Information Administration | 225.09 | 238.04 | 156.02 | 226.12 | 203.17 | NO-ESTIMATION | NO-ESTIMATION | NO-ESTIMATION | NO-ESTIMATION | CAPACITY-FACTOR-V1
USA | United States of America | Twin Falls (ID) |  | USA0000821 | 52.7 | 42.5892 | -114.3553 | Hydro |  |  |  | 1985.4364326375712 | Idaho Power Co | U.S. Energy Information Administration | http://www.eia.gov/electricity/data/browser/ | U.S. Energy Information Administration | 22770 | 2019 | 55.373000000000005 | 59.763 | 76.114 | 39.449 | 214.318 | 262.039 | 147.63 | U.S. Energy Information Administration | 192.03 | 200.97 | 132.43 | 202.16 | 163.07 | NO-ESTIMATION | NO-ESTIMATION | NO-ESTIMATION | NO-ESTIMATION | CAPACITY-FACTOR-V1
USA | United States of America | Gardners Falls |  | USA0001634 | 3.5 | 42.5914 | -72.7308 | Hydro |  |  |  | 1923.8 | Central Rivers Power MA LLC | U.S. Energy Information Administration | http://www.eia.gov/electricity/data/browser/ | U.S. Energy Information Administration | 36694 | 2019 | 7.216 | 1.213 | 2.307 | 0.0 | 1.79 | 9.471 | 10.981 | U.S. Energy Information Administration | 11.42 | 13.19 | 11.35 | 11.80 | 10.14 | NO-ESTIMATION | NO-ESTIMATION | NO-ESTIMATION | NO-ESTIMATION | CAPACITY-FACTOR-V1
USA | United States of America | Shoshone Falls |  | USA0000818 | 11.5 | 42.5975 | -114.4033 | Hydro |  |  |  | 1921.0 | Idaho Power Co | U.S. Energy Information Administration | http://www.eia.gov/electricity/data/browser/ | U.S. Energy Information Administration | 22766 | 2019 | 64.995 | 42.929 | 74.608 | 54.752 | 93.46000000000001 | 82.751 | 22.003 | U.S. Energy Information Administration | 49.03 | 52.35 | 38.57 | 52.64 | 44.19 | HYDRO-V1 | HYDRO-V1 | HYDRO-V1 | HYDRO-V1 | HYDRO-V1
USA | United States of America | Deerfield 3 |  | USA0006083 | 4.8 | 42.5995 | -72.7335 | Hydro |  |  |  | 1911.9999999999998 | Great River Hydro LLC | U.S. Energy Information Administration | http://www.eia.gov/electricity/data/browser/ | U.S. Energy Information Administration | 27431 | 2019 | 24.839000000000002 | 24.727 | 19.339 | 19.922 | 30.378 | 33.332 | 27.192 | U.S. Energy Information Administration | 15.24 | 16.98 | 15.16 | 15.76 | 13.49 | HYDRO-V1 | HYDRO-V1 | HYDRO-V1 | HYDRO-V1 | HYDRO-V1
USA | United States of America | Last Chance |  | USA0000987 | 1.7 | 42.6033 | -111.7053 | Hydro |  |  |  | 1984.0000000000002 | PacifiCorp | U.S. Energy Information Administration | http://www.eia.gov/electricity/data/browser/ | U.S. Energy Information Administration | 29521 | 2019 | 3.257 | 3.094 | 1.929 | 1.162 | 3.725 | 4.553 | 4.695 | U.S. Energy Information Administration | 5.86 | 4.96 | 4.28 | 4.69 | 4.69 | NO-ESTIMATION | NO-ESTIMATION | NO-ESTIMATION | NO-ESTIMATION | CAPACITY-FACTOR-V1
USA | United States of America | Hazelton B Hydro |  | USA0054558 | 7.6 | 42.6051 | -114.0930 | Hydro |  |  |  | 1993.0 | Hazelton/Wilson Joint Venture | U.S. Energy Information Administration | http://www.eia.gov/electricity/data/browser/ | U.S. Energy Information Administration | 32752 | 2019 | 22.808 | 23.139 | 23.564 | 22.271 | 21.795 | 23.147000000000002 | 22.635 | U.S. Energy Information Administration | 20.18 | 18.82 | 18.90 | 19.15 | 16.58 | NO-ESTIMATION | NO-ESTIMATION | NO-ESTIMATION | NO-ESTIMATION | CAPACITY-FACTOR-V1
USA | United States of America | Turners Falls |  | USA0006388 | 5.7 | 42.6080 | -72.5615 | Hydro |  |  |  | 1909.8070175438597 | FirstLight Power Resources Inc. - MA | U.S. Energy Information Administration | http://www.eia.gov/electricity/data/browser/ | U.S. Energy Information Administration | 36701 | 2019 | 17.155 | 16.992 | 14.836 | 22.101 | 17.456 | 20.669 | 24.557 | U.S. Energy Information Administration | 23.29 | 26.96 | 19.15 | 24.08 | 23.38 | NO-ESTIMATION | NO-ESTIMATION | NO-ESTIMATION | NO-ESTIMATION | CAPACITY-FACTOR-V1
USA | United States of America | Northfield Mountain |  | USA0000547 | 1168 | 42.6107 | -72.4716 | Hydro |  |  |  | 1972.75 | FirstLight Power Resources Inc. - MA | U.S. Energy Information Administration | http://www.eia.gov/electricity/data/browser/ | U.S. Energy Information Administration | 36696 | 2019 | -222.347 | -309.676 | -313.833 | -349.056 | -339.776 | -292.747 | -272.637 | U.S. Energy Information Administration | 2901.32 | 2958.52 | 1790.76 | 2621.27 | 2152.76 | NO-ESTIMATION | NO-ESTIMATION | NO-ESTIMATION | NO-ESTIMATION | CAPACITY-FACTOR-V1
USA | United States of America | Deerfield 4 |  | USA0006119 | 4.8 | 42.6198 | -72.7376 | Hydro |  |  |  | 1911.9999999999998 | Great River Hydro LLC | U.S. Energy Information Administration | http://www.eia.gov/electricity/data/browser/ | U.S. Energy Information Administration | 27430 | 2019 | 0.0 | 6.43 | 16.851 | 15.458 | 24.984 | 27.922 | 22.886 | U.S. Energy Information Administration | 15.24 | 16.98 | 15.16 | 15.76 | 13.49 | NO-ESTIMATION | NO-ESTIMATION | NO-ESTIMATION | NO-ESTIMATION | CAPACITY-FACTOR-V1
USA | United States of America | Rock Creek II |  | USA0010809 | 1.9 | 42.6207 | -114.5315 | Hydro |  |  |  | 1990.0 | BP Hydro Associates | U.S. Energy Information Administration | http://www.eia.gov/electricity/data/browser/ | U.S. Energy Information Administration | 17433 | 2019 | 5.5360000000000005 | 6.829 | 6.303 | 7.291 | 8.86 | 4.729 | 1.028 | U.S. Energy Information Administration | 5.02 | 5.03 | 5.06 | 5.13 | 4.44 | NO-ESTIMATION | NO-ESTIMATION | NO-ESTIMATION | NO-ESTIMATION | CAPACITY-FACTOR-V1
USA | United States of America | Crystal Springs |  | USA0010806 | 2.3 | 42.6225 | -114.5009 | Hydro |  |  |  | 1988.0 | Crystal Springs Hydro Elec LP | U.S. Energy Information Administration | http://www.eia.gov/electricity/data/browser/ | U.S. Energy Information Administration | 17376 | 2019 | 9.825000000000001 | 10.543000000000001 | 9.698 | 11.001 | 11.963000000000001 | 11.123000000000001 | 11.923 | U.S. Energy Information Administration | 9.00 | 9.68 | 7.76 | 9.73 | 8.05 | NO-ESTIMATION | NO-ESTIMATION | NO-ESTIMATION | NO-ESTIMATION | CAPACITY-FACTOR-V1
USA | United States of America | Marsh Valley Development |  | USA0050972 | 1.6 | 42.6260 | -112.1493 | Hydro |  |  |  | 1993.0 | Marsh Valley Development Inc | U.S. Energy Information Administration | http://www.eia.gov/electricity/data/browser/ | U.S. Energy Information Administration | 32960 | 2019 | 3.353 | 3.661 | 3.1430000000000002 | 4.729 | 7.588 | 6.867 | 7.669 | U.S. Energy Information Administration | 5.10 | 5.25 | 5.07 | 4.41 | 5.72 | NO-ESTIMATION | NO-ESTIMATION | NO-ESTIMATION | NO-ESTIMATION | CAPACITY-FACTOR-V1
USA | United States of America | Wilson Lake Hydroelectric Project |  | USA0054306 | 8.4 | 42.6289 | -114.1747 | Hydro |  |  |  | 1993.0 | Hazelton/Wilson Joint Venture | U.S. Energy Information Administration | http://www.eia.gov/electricity/data/browser/ | U.S. Energy Information Administration | 22743 | 2019 | 26.493000000000002 | 26.868000000000002 | 27.395 | 25.933 | 25.144000000000002 | 26.672 | 25.457 | U.S. Energy Information Administration | 22.30 | 20.80 | 20.89 | 21.17 | 18.33 | SOLAR-V1 | SOLAR-V1 | SOLAR-V1 | SOLAR-V1 | SOLAR-V1
USA | United States of America | Little Mac Project |  | USA0010049 | 1.5 | 42.6296 | -114.6616 | Hydro |  |  |  | 1984.0 | Little Mac Power Company | U.S. Energy Information Administration | http://www.eia.gov/electricity/data/browser/ | U.S. Energy Information Administration | 48773 | 2019 | 4.833 |  | 5.46 | 5.764 | 5.8950000000000005 | 6.118 | 5.821 | U.S. Energy Information Administration | 3.33 | 3.35 | 3.31 | 3.36 | 2.82 | NO-ESTIMATION | NO-ESTIMATION | NO-ESTIMATION | NO-ESTIMATION | CAPACITY-FACTOR-V1
USA | United States of America | Rock Creek I |  | USA0050987 | 2.1 | 42.6325 | -114.5388 | Hydro |  |  |  | 1983.0 | Shorock Hydro Inc | U.S. Energy Information Administration | http://www.eia.gov/electricity/data/browser/ | U.S. Energy Information Administration | 17433 | 2019 | 7.059 | 9.106 | 10.621 | 10.861 | 12.567 | 10.811 | 9.31 | U.S. Energy Information Administration | 8.30 | 8.93 | 7.17 | 8.98 | 7.43 | NO-ESTIMATION | NO-ESTIMATION | NO-ESTIMATION | NO-ESTIMATION | CAPACITY-FACTOR-V1
USA | United States of America | Marco Ranch |  | USA0050323 | 1.2 | 42.6366 | -114.5578 | Hydro |  |  |  | 1985.0 | Marco Power Inc | U.S. Energy Information Administration | http://www.eia.gov/electricity/data/browser/ | U.S. Energy Information Administration | 25587 | 2019 |  | 1.966 | 3.021 | 2.93 | 3.442 | 3.004 | 2.929 | U.S. Energy Information Administration | 3.44 | 3.86 | 2.93 | 3.89 | 3.04 | NO-ESTIMATION | NO-ESTIMATION | NO-ESTIMATION | NO-ESTIMATION | CAPACITY-FACTOR-V1
USA | United States of America | Soda |  | USA0000831 | 14.5 | 42.6446 | -111.6967 | Hydro |  |  |  | 1924.0 | PacifiCorp | U.S. Energy Information Administration | http://www.eia.gov/electricity/data/browser/ | U.S. Energy Information Administration | 29542 | 2019 | 15.674 | 14.51 | 14.474 | 17.769000000000002 | 33.872 | 29.789 | 20.509 | U.S. Energy Information Administration | 50.33 | 48.39 | 36.93 | 47.31 | 54.19 | NO-ESTIMATION | NO-ESTIMATION | NO-ESTIMATION | NO-ESTIMATION | CAPACITY-FACTOR-V1
USA | United States of America | Lateral 10 Ventures |  | USA0054753 | 2.4 | 42.6474 | -114.8903 | Hydro |  |  |  | 1983.9999999999998 | Lateral 10 Ventures | U.S. Energy Information Administration | http://www.eia.gov/electricity/data/browser/ | U.S. Energy Information Administration | 16946 | 2019 | 5.591 | 7.4913300000000005 | 5.9270000000000005 | 6.893 | 8.329 | 7.122 |  | U.S. Energy Information Administration | 7.74 | 8.04 | 7.50 | 7.94 | 7.69 | HYDRO-V1 | HYDRO-V1 | HYDRO-V1 | HYDRO-V1 | HYDRO-V1
USA | United States of America | Boott Hydropower |  | USA0010556 | 22.9 | 42.6525 | -71.3224 | Hydro |  |  |  | 1985.0000000000002 | Boott Hydropower Inc | U.S. Energy Information Administration | http://www.eia.gov/electricity/data/browser/ | U.S. Energy Information Administration | 65244 | 2019 | 104.614 | 85.89 | 68.371 | 63.146 | 83.053 | 95.031 | 87.57 | U.S. Energy Information Administration | 80.05 | 84.44 | 58.46 | 81.79 | 71.49 | HYDRO-V1 | HYDRO-V1 | HYDRO-V1 | HYDRO-V1 | HYDRO-V1
USA | United States of America | Clear Lake |  | USA0000814 | 2.5 | 42.6670 | -114.7801 | Hydro |  |  |  | 1938.0 | Idaho Power Co | U.S. Energy Information Administration | http://www.eia.gov/electricity/data/browser/ | U.S. Energy Information Administration | 22756 | 2019 | 12.313 | 16.963 | 15.695 | 16.538 | 16.514 | 17.281 | 17.272 | U.S. Energy Information Administration | 9.78 | 10.52 | 8.44 | 10.58 | 8.75 | NO-ESTIMATION | NO-ESTIMATION | NO-ESTIMATION | NO-ESTIMATION | NO-ESTIMATION
USA | United States of America | Pepperell Hydro Power Plant |  | USA0010694 | 2.2 | 42.6689 | -71.5756 | Hydro |  |  |  | 1943.7272727272725 | Swift River Hydro Operations Co. Inc | U.S. Energy Information Administration | http://www.eia.gov/electricity/data/browser/ | U.S. Energy Information Administration | 37713 | 2019 | 3.5620000000000003 | 5.6690000000000005 | 4.691 | 0.838 | 5.885 | 7.577 | 6.258 | U.S. Energy Information Administration | 7.15 | 8.36 | 7.08 | 7.20 | 7.29 | NO-ESTIMATION | NO-ESTIMATION | NO-ESTIMATION | NO-ESTIMATION | CAPACITY-FACTOR-V1
USA | United States of America | Minidoka |  | USA0006398 | 27.7 | 42.6699 | -113.4832 | Hydro |  |  |  | 1980.2490974729244 | U S Bureau of Reclamation | U.S. Energy Information Administration | http://www.eia.gov/electricity/data/browser/ | U.S. Energy Information Administration | 35655 | 2019 | 85.252 | 96.31700000000001 | 110.976 | 75.153 | 50.897 | 48.65 | 39.952 | U.S. Energy Information Administration | 100.86 | 100.15 | 69.40 | 101.04 | 84.74 | NO-ESTIMATION | NO-ESTIMATION | NO-ESTIMATION | NO-ESTIMATION | CAPACITY-FACTOR-V1
USA | United States of America | Lost Creek |  | USA0006174 | 49 | 42.6717 | -122.6772 | Hydro |  |  |  | 1977.5 | USACE Northwestern Division | U.S. Energy Information Administration | http://www.eia.gov/electricity/data/browser/ | U.S. Energy Information Administration | 35578 | 2019 | 232.649 | 257.301 | 214.887 | 239.20000000000002 | 85.81400000000001 | 220.524 | 265.582 | U.S. Energy Information Administration | 139.49 | 161.11 | 93.77 | 162.26 | 142.65 | NO-ESTIMATION | NO-ESTIMATION | NO-ESTIMATION | NO-ESTIMATION | CAPACITY-FACTOR-V1
USA | United States of America | Bear Swamp |  | USA0008005 | 600 | 42.6839 | -72.9599 | Hydro |  |  |  | 1974.0 | Bear Swamp Power Company LLC | U.S. Energy Information Administration | http://www.eia.gov/electricity/data/browser/ | U.S. Energy Information Administration |  | 2019 | -145.559 | -148.482 | -160.048 | -151.394 | -103.236 | -171.036 | -163.741 | U.S. Energy Information Administration | 1296.59 | 1296.59 | 1026.70 | 1158.18 | 979.65 | NO-ESTIMATION | NO-ESTIMATION | NO-ESTIMATION | NO-ESTIMATION | CAPACITY-FACTOR-V1
USA | United States of America | Fife Brook |  | USA0008004 | 11.2 | 42.6857 | -72.9776 | Hydro |  |  |  | 1974.0 | Bear Swamp Power Company LLC | U.S. Energy Information Administration | http://www.eia.gov/electricity/data/browser/ | U.S. Energy Information Administration | 27433 | 2019 | 0.47800000000000004 | 32.154 | 22.259 | 21.893 | 35.136 | 33.951 | 30.116 | U.S. Energy Information Administration | 37.36 | 37.54 | 29.00 | 32.30 | 32.49 | NO-ESTIMATION | NO-ESTIMATION | SOLAR-V1 | SOLAR-V1 | SOLAR-V1
USA | United States of America | Deerfield 5 |  | USA0001620 | 17.5 | 42.6912 | -72.9561 | Hydro |  |  |  | 1974.0 | Great River Hydro LLC | U.S. Energy Information Administration | http://www.eia.gov/electricity/data/browser/ | U.S. Energy Information Administration | 27429 | 2019 | 53.284 | 53.059000000000005 | 40.255 | 37.478 | 60.976 | 63.577 | 52.161 | U.S. Energy Information Administration | 58.04 | 58.32 | 44.98 | 50.13 | 50.44 | NO-ESTIMATION | WIND-V1 | WIND-V1 | WIND-V1 | WIND-V1
USA | United States of America | Lawrence Hydroelectric Associates |  | USA0050545 | 14.8 | 42.6994 | -71.1653 | Hydro |  |  |  | 1981.0 | Lawrence Hydroelectric Assoc | U.S. Energy Information Administration | http://www.eia.gov/electricity/data/browser/ | U.S. Energy Information Administration |  | 2019 | 77.846 | 69.941 | 64.714 | 58.766 | 76.07000000000001 | 73.715 | 72.293 | U.S. Energy Information Administration | 57.97 | 64.60 | 48.76 | 61.34 | 56.78 | SOLAR-V1 | SOLAR-V1 | SOLAR-V1 | SOLAR-V1 | SOLAR-V1
USA | United States of America | Blind Canyon Hydro |  | USA0054514 | 1.3 | 42.6998 | -114.8226 | Hydro |  |  |  | 1991.9999999999998 | Blind Canyon Aqua Ranch Inc | U.S. Energy Information Administration | http://www.eia.gov/electricity/data/browser/ | U.S. Energy Information Administration | 14642 | 2019 | 2.798 | 3.366 | 3.972 | 3.347 | 4.312 | 4.415 | 1.485 | U.S. Energy Information Administration | 3.71 | 4.17 | 3.16 | 4.20 | 3.28 | NO-ESTIMATION | NO-ESTIMATION | NO-ESTIMATION | NO-ESTIMATION | SOLAR-V1
USA | United States of America | Normanskill Hydro Project |  | USA0050123 | 1.2 | 42.7124 | -73.9573 | Hydro |  |  |  | 1983.0 | Watervliet City of | U.S. Energy Information Administration | http://www.eia.gov/electricity/data/browser/ | U.S. Energy Information Administration |  | 2019 | 2.194 | 3.265 | 1.721 | 1.698 | 3.102 | 2.578 | 2.51 | U.S. Energy Information Administration | 2.68 | 2.70 | 2.66 | 2.71 | 2.27 | NO-ESTIMATION | NO-ESTIMATION | NO-ESTIMATION | NO-ESTIMATION | CAPACITY-FACTOR-V1
USA | United States of America | Mt Ida Hydroelectric |  | USA0050031 | 3 | 42.7213 | -73.6806 | Hydro |  |  |  | 1992.0 | Ampersand Mount Ida Hydro LLC | U.S. Energy Information Administration | http://www.eia.gov/electricity/data/browser/ | U.S. Energy Information Administration |  | 2019 |  | 9.0 | 7.407 | 7.243 | 8.743 | 8.540000000000001 | 9.274 | U.S. Energy Information Administration | 6.24 | 6.24 | 6.15 | 6.25 | 5.24 | NO-ESTIMATION | NO-ESTIMATION | NO-ESTIMATION | NO-ESTIMATION | CAPACITY-FACTOR-V1
USA | United States of America | Swift Creek |  | USA0006394 | 1.7 | 42.7284 | -110.9166 | Hydro |  |  |  | 2009.7058823529412 | Lower Valley Energy Inc | U.S. Energy Information Administration | http://www.eia.gov/electricity/data/browser/ | U.S. Energy Information Administration | 59109 | 2019 | 6.47 | 7.479 | 7.573 | 7.393 | 8.355 | 7.827 | 7.28 | U.S. Energy Information Administration | 4.49 | 4.51 | 4.49 | 4.53 | 3.91 | NO-ESTIMATION | NO-ESTIMATION | NO-ESTIMATION | NO-ESTIMATION | CAPACITY-FACTOR-V1
USA | United States of America | Sherman |  | USA0006012 | 7.2 | 42.7297 | -72.9303 | Hydro |  |  |  | 1927.0 | Great River Hydro LLC | U.S. Energy Information Administration | http://www.eia.gov/electricity/data/browser/ | U.S. Energy Information Administration | 27447 | 2019 | 24.085 | 29.238 | 22.397000000000002 | 21.901 | 32.692 | 35.228 | 30.308 | U.S. Energy Information Administration | 24.01 | 24.13 | 19.22 | 20.76 | 20.89 | WIND-V1 | WIND-V1 | WIND-V1 | WIND-V1 | WIND-V1
USA | United States of America | Prospect 3 |  | USA0003034 | 7.2 | 42.7306 | -122.4185 | Hydro |  |  |  | 1932.0 | PacifiCorp | U.S. Energy Information Administration | http://www.eia.gov/electricity/data/browser/ | U.S. Energy Information Administration | 29533 | 2019 | 33.745 | 35.937 | 27.781 | 32.997 | 40.779 | 22.263 | 23.624 | U.S. Energy Information Administration | 18.74 | 18.74 | 17.89 | 18.79 | 16.36 | NO-ESTIMATION | NO-ESTIMATION | NO-ESTIMATION | NO-ESTIMATION | CAPACITY-FACTOR-V1
USA | United States of America | Prospect 1 |  | USA0003032 | 3.8 | 42.7307 | -122.5151 | Hydro |  |  |  | 1912.0 | PacifiCorp | U.S. Energy Information Administration | http://www.eia.gov/electricity/data/browser/ | U.S. Energy Information Administration | 29536 | 2019 | 20.789 | 23.728 | 6.378 | 0.0 | 21.106 | 12.114 | 8.511 | U.S. Energy Information Administration | 11.74 | 13.55 | 10.78 | 13.62 | 11.52 | HYDRO-V1 | HYDRO-V1 | HYDRO-V1 | HYDRO-V1 | HYDRO-V1
USA | United States of America | Prospect 2 |  | USA0003033 | 32 | 42.7312 | -122.5140 | Hydro |  |  |  | 1928.0 | PacifiCorp | U.S. Energy Information Administration | http://www.eia.gov/electricity/data/browser/ | U.S. Energy Information Administration | 29532 | 2019 | 215.139 | 206.47400000000002 | 166.763 | 239.892 | 256.205 | 199.202 | 190.315 | U.S. Energy Information Administration | 87.97 | 99.48 | 63.10 | 96.24 | 76.47 | SOLAR-V1 | SOLAR-V1 | SOLAR-V1 | SOLAR-V1 | SOLAR-V1
USA | United States of America | Prospect 4 |  | USA0003035 | 1 | 42.7331 | -122.5151 | Hydro |  |  |  | 1944.0 | PacifiCorp | U.S. Energy Information Administration | http://www.eia.gov/electricity/data/browser/ | U.S. Energy Information Administration | 29535 | 2019 | 4.178 | 4.567 | 1.219 | 0.0 | 4.599 | 2.541 | 1.817 | U.S. Energy Information Administration | 3.48 | 3.93 | 3.46 | 3.98 | 3.39 | NO-ESTIMATION | NO-ESTIMATION | NO-ESTIMATION | NO-ESTIMATION | NO-ESTIMATION
USA | United States of America | Mile 28 Water Power Project |  | USA0054812 | 1.4 | 42.7401 | -114.1612 | Hydro |  |  |  | 1994.0 | Wood Hydro LLC | U.S. Energy Information Administration | http://www.eia.gov/electricity/data/browser/ | U.S. Energy Information Administration | 26421 | 2019 | 4.0440000000000005 | 4.755 | 4.766 | 4.625 | 6.043 | 4.098 | 0.898 | U.S. Energy Information Administration | 2.92 | 2.94 | 2.92 | 2.95 | 2.45 | NO-ESTIMATION | NO-ESTIMATION | NO-ESTIMATION | NO-ESTIMATION | CAPACITY-FACTOR-V1
USA | United States of America | Thousand Springs |  | USA0000820 | 6.8 | 42.7405 | -114.8367 | Hydro |  |  |  | 1920.0 | Idaho Power Co | U.S. Energy Information Administration | http://www.eia.gov/electricity/data/browser/ | U.S. Energy Information Administration | 22771 | 2019 | 56.18 | 55.45 | 52.74 | 16.303 | 0.0 | 30.563000000000002 | 56.953 | U.S. Energy Information Administration | 28.41 | 30.25 | 22.81 | 29.37 | 27.37 | NO-ESTIMATION | NO-ESTIMATION | NO-ESTIMATION | NO-ESTIMATION | CAPACITY-FACTOR-V1
USA | United States of America | Green Island Hydroelectric Station |  | USA0061207 | 6 | 42.7481 | -73.6902 | Hydro |  |  |  | 1922.0 | Albany Engineering Corporation | U.S. Energy Information Administration | http://www.eia.gov/electricity/data/browser/ | U.S. Energy Information Administration | 27816 | 2019 |  |  |  | 35.376 | 41.138 | 39.779 | 40.147 | U.S. Energy Information Administration | 27.91 | 28.63 | 20.70 | 26.39 | 25 | NO-ESTIMATION | NO-ESTIMATION | NO-ESTIMATION | NO-ESTIMATION | CAPACITY-FACTOR-V1
USA | United States of America | Mine Falls Generating Station |  | USA0010183 | 3 | 42.7503 | -71.5053 | Hydro |  |  |  | 1986.0 | City of Nashua NH | U.S. Energy Information Administration | http://www.eia.gov/electricity/data/browser/ | U.S. Energy Information Administration | 19469 | 2019 | 9.346 | 10.476 | 8.288 | 6.3790000000000004 | 3.478 | 16.041 | 9.727 | U.S. Energy Information Administration | 8.20 | 9.80 | 8.06 | 8.22 | 8.41 | NO-ESTIMATION | NO-ESTIMATION | NO-ESTIMATION | SOLAR-V1 | SOLAR-V1
USA | United States of America | Head of U Canal Hydro Project |  | USA0061217 | 1.2 | 42.7628 | -114.3958 | Hydro |  |  |  | 2015.0 | North Side Energy Company | U.S. Energy Information Administration | http://www.eia.gov/electricity/data/browser/ | U.S. Energy Information Administration | 68920 | 2019 |  |  |  | 4.388 | 4.372 | 4.273 | 4.436 | U.S. Energy Information Administration | 2.74 | 3.01 | 2.72 | 3.02 | 3.02 | HYDRO-V1 | HYDRO-V1 | HYDRO-V1 | HYDRO-V1 | HYDRO-V1
USA | United States of America | Upper Salmon B |  | USA0007079 | 16.5 | 42.7664 | -114.9082 | Hydro |  |  |  | 1947.0 | Idaho Power Co | U.S. Energy Information Administration | http://www.eia.gov/electricity/data/browser/ | U.S. Energy Information Administration | 22772 | 2019 | 90.602 | 90.97200000000001 | 97.20700000000001 | 84.782 | 124.50500000000001 | 118.876 | 108.134 | U.S. Energy Information Administration | 71.42 | 75.90 | 56.52 | 73.77 | 68.89 | NO-ESTIMATION | NO-ESTIMATION | NO-ESTIMATION | NO-ESTIMATION | CAPACITY-FACTOR-V1
USA | United States of America | Upper Salmon A |  | USA0000822 | 18 | 42.7674 | -114.9247 | Hydro |  |  |  | 1937.0 | Idaho Power Co | U.S. Energy Information Administration | http://www.eia.gov/electricity/data/browser/ | U.S. Energy Information Administration | 22772 | 2019 | 97.991 | 100.252 | 106.048 | 91.98 | 117.23 | 126.166 | 108.134 | U.S. Energy Information Administration | 77.91 | 82.80 | 61.66 | 80.48 | 75.16 | NO-ESTIMATION | NO-ESTIMATION | NO-ESTIMATION | NO-ESTIMATION | CAPACITY-FACTOR-V1
USA | United States of America | Vernon Dam |  | USA0002352 | 35.9 | 42.7717 | -72.5146 | Hydro |  |  |  | 1964.2033426183843 | Great River Hydro LLC | U.S. Energy Information Administration | http://www.eia.gov/electricity/data/browser/ | U.S. Energy Information Administration | 27450 | 2019 | 166.322 | 161.162 | 143.288 | 140.137 | 152.349 | 162.364 | 162.336 | U.S. Energy Information Administration | 141.60 | 131.32 | 90.13 | 141.85 | 118.59 | NO-ESTIMATION | NO-ESTIMATION | NO-ESTIMATION | NO-ESTIMATION | CAPACITY-FACTOR-V1
USA | United States of America | American Falls |  | USA0000809 | 92.4 | 42.7778 | -112.8764 | Hydro |  |  |  | 1978.0 | Idaho Power Co | U.S. Energy Information Administration | http://www.eia.gov/electricity/data/browser/ | U.S. Energy Information Administration | 22752 | 2019 | 243.83 | 264.207 | 294.308 | 243.37900000000002 | 482.999 | 489.26800000000003 | 382.537 | U.S. Energy Information Administration | 337.93 | 334.05 | 241.79 | 337.00 | 365.69 | NO-ESTIMATION | NO-ESTIMATION | NO-ESTIMATION | NO-ESTIMATION | CAPACITY-FACTOR-V1
USA | United States of America | New York State Dam Hydro |  | USA0010221 | 11.4 | 42.7818 | -73.6961 | Hydro |  |  |  | 1990.0 | Boralex Hydro Operations Inc | U.S. Energy Information Administration | http://www.eia.gov/electricity/data/browser/ | U.S. Energy Information Administration | 12375 | 2019 | 48.867000000000004 | 53.131 | 42.027 | 43.843 | 58.449 | 53.584 | 53.012 | U.S. Energy Information Administration | 50.20 | 50.93 | 40.85 | 47.90 | 43.79 | NO-ESTIMATION | NO-ESTIMATION | NO-ESTIMATION | NO-ESTIMATION | CAPACITY-FACTOR-V1
USA | United States of America | School Street |  | USA0002605 | 42 | 42.7850 | -73.7080 | Hydro |  |  |  | 1918.952380952381 | Erie Boulevard Hydropower LP | U.S. Energy Information Administration | http://www.eia.gov/electricity/data/browser/ | U.S. Energy Information Administration | 27854 | 2019 | 146.57500000000002 | 168.338 | 123.149 | 128.776 | 164.687 | 148.633 | 168.634 | U.S. Energy Information Administration | 159.39 | 157.31 | 120.89 | 151.00 | 133.41 | NO-ESTIMATION | NO-ESTIMATION | NO-ESTIMATION | NO-ESTIMATION | CAPACITY-FACTOR-V1
USA | United States of America | Fourth Branch Hydroelectric Facility |  | USA0010467 | 3.3 | 42.7876 | -73.6917 | Hydro |  |  |  | 1988.0 | Boralex Hydro Operations Inc | U.S. Energy Information Administration | http://www.eia.gov/electricity/data/browser/ | U.S. Energy Information Administration | 27832 | 2019 | 17.001 | 16.806 | 13.189 | 15.043000000000001 | 11.918000000000001 | 15.846 | 15.61 | U.S. Energy Information Administration | 13.06 | 12.84 | 9.98 | 13.05 | 10.85 | NO-ESTIMATION | NO-ESTIMATION | NO-ESTIMATION | NO-ESTIMATION | CAPACITY-FACTOR-V1
USA | United States of America | Harriman |  | USA0003746 | 33.6 | 42.7936 | -72.9144 | Hydro |  |  |  | 1924.0000000000002 | Great River Hydro LLC | U.S. Energy Information Administration | http://www.eia.gov/electricity/data/browser/ | U.S. Energy Information Administration | 27435 | 2019 | 97.944 | 99.382 | 64.71300000000001 | 65.211 | 110.915 | 128.821 | 103.662 | U.S. Energy Information Administration | 96.09 | 96.09 | 74.13 | 87.01 | 78.65 | NO-ESTIMATION | NO-ESTIMATION | NO-ESTIMATION | NO-ESTIMATION | CAPACITY-FACTOR-V1
USA | United States of America | Crescent |  | USA0002685 | 11.6 | 42.8056 | -73.7226 | Hydro |  |  |  | 1958.6551724137933 | New York Power Authority | U.S. Energy Information Administration | http://www.eia.gov/electricity/data/browser/ | U.S. Energy Information Administration | 27565 | 2019 | 60.522 | 51.757 | 38.02 | 40.963 | 66.435 | 69.468 | 72.712 | U.S. Energy Information Administration | 51.08 | 51.82 | 41.57 | 48.74 | 44.56 | WIND-V1 | WIND-V1 | WIND-V1 | WIND-V1 | WIND-V1
USA | United States of America | Vischer Ferry |  | USA0002686 | 11.6 | 42.8075 | -73.8427 | Hydro |  |  |  | 1958.6551724137933 | New York Power Authority | U.S. Energy Information Administration | http://www.eia.gov/electricity/data/browser/ | U.S. Energy Information Administration | 27576 | 2019 | 44.824 | 50.34 | 27.201 | 29.292 | 49.977000000000004 | 63.842 | 65.624 | U.S. Energy Information Administration | 51.08 | 51.82 | 41.57 | 48.74 | 44.56 | WIND-V1 | WIND-V1 | WIND-V1 | WIND-V1 | WIND-V1
USA | United States of America | Dietrich Drop |  | USA0010807 | 4.8 | 42.8360 | -114.2680 | Hydro |  |  |  | 1990.0 | BP Hydro Associates | U.S. Energy Information Administration | http://www.eia.gov/electricity/data/browser/ | U.S. Energy Information Administration | 17379 | 2019 | 11.953 | 15.142 | 14.527000000000001 | 13.946 | 6.966 | 14.32 | 17.756 | U.S. Energy Information Administration | 10.34 | 10.34 | 10.27 | 10.36 | 8.75 | NO-ESTIMATION | NO-ESTIMATION | NO-ESTIMATION | NO-ESTIMATION | CAPACITY-FACTOR-V1
USA | United States of America | Lower Salmon |  | USA0000816 | 60 | 42.8416 | -114.9036 | Hydro |  |  |  | 1949.0 | Idaho Power Co | U.S. Energy Information Administration | http://www.eia.gov/electricity/data/browser/ | U.S. Energy Information Administration | 22760 | 2019 | 194.16400000000002 | 197.065 | 207.416 | 190.50900000000001 | 308.425 | 327.431 | 244.93 | U.S. Energy Information Administration | 218.23 | 216.26 | 150.78 | 219.51 | 201.34 | NO-ESTIMATION | NO-ESTIMATION | NO-ESTIMATION | NO-ESTIMATION | CAPACITY-FACTOR-V1
USA | United States of America | Gavins Point |  | USA0006624 | 132.3 | 42.8488 | -97.4815 | Hydro |  |  |  | 1956.3333333333333 | USACE-Omaha | U.S. Energy Information Administration | http://www.eia.gov/electricity/data/browser/ | U.S. Energy Information Administration | 35556 | 2019 | 671.403 | 652.8480000000001 | 886.3340000000001 | 673.022 | 795.25 | 721.4490000000001 | 638.131 | U.S. Energy Information Administration | 449.53 | 414.94 | 342.88 | 449.84 | 337.86 | NO-ESTIMATION | NO-ESTIMATION | NO-ESTIMATION | NO-ESTIMATION | WIND-V1
USA | United States of America | Galesville Project |  | USA0050938 | 1.6 | 42.8489 | -123.1778 | Hydro |  |  |  | 1987.0 | Douglas County | U.S. Energy Information Administration | http://www.eia.gov/electricity/data/browser/ | U.S. Energy Information Administration | 18572 | 2019 | 5.7490000000000006 | 2.708 | 4.045 | 7.24 | 7.626 | 2.4170000000000003 | 4.47 | U.S. Energy Information Administration | 4.11 | 4.13 | 3.45 | 4.14 | 3.56 | NO-ESTIMATION | SOLAR-V1 | SOLAR-V1 | SOLAR-V1 | SOLAR-V1
USA | United States of America | Upper Malad |  | USA0000823 | 8.3 | 42.8643 | -114.8855 | Hydro |  |  |  | 1948.0 | Idaho Power Co | U.S. Energy Information Administration | http://www.eia.gov/electricity/data/browser/ | U.S. Energy Information Administration | 22761 | 2019 | 51.921 | 55.588 | 56.263 | 16.427 | 29.675 | 36.697 | 50.853 | U.S. Energy Information Administration | 29.62 | 29.63 | 26.55 | 28.72 | 28.76 | HYDRO-V1 | HYDRO-V1 | HYDRO-V1 | HYDRO-V1 | HYDRO-V1
USA | United States of America | Lower Malad |  | USA0000815 | 13.5 | 42.8658 | -114.9062 | Hydro |  |  |  | 1948.0 | Idaho Power Co | U.S. Energy Information Administration | http://www.eia.gov/electricity/data/browser/ | U.S. Energy Information Administration | 22761 | 2019 | 92.642 | 39.714 | 97.931 | 99.95700000000001 | 99.846 | 99.33500000000001 | 97.659 | U.S. Energy Information Administration | 58.43 | 81.67 | 46.32 | 76.59 | 56.37 | NO-ESTIMATION | NO-ESTIMATION | NO-ESTIMATION | NO-ESTIMATION | NO-ESTIMATION
USA | United States of America | Searsburg |  | USA0006529 | 4 | 42.8708 | -72.9273 | Hydro |  |  |  | 1922.0 | Great River Hydro LLC | U.S. Energy Information Administration | http://www.eia.gov/electricity/data/browser/ | U.S. Energy Information Administration | 21412 | 2019 | 16.644000000000002 | 16.896 | 12.657 | 13.925 | 19.721 | 23.189 | 19.391 | U.S. Energy Information Administration | 8.97 | 8.97 | 8.78 | 9.00 | 7.65 | HYDRO-V1 | HYDRO-V1 | HYDRO-V1 | HYDRO-V1 | HYDRO-V1
USA | United States of America | Mechanicville Hydroelectric Station |  | USA0062322 | 4 | 42.8765 | -73.6802 | Hydro |  |  |  | 2011.0 | Mechanicville Hydroelectric Station | U.S. Energy Information Administration | http://www.eia.gov/electricity/data/browser/ | U.S. Energy Information Administration |  | 2019 | [5 empty] | 21.912 | 24.195 | U.S. Energy Information Administration | 16.65 | 16.68 | 12.74 | 16.65 | 14.27 | WIND-V1 | WIND-V1 | WIND-V1 | WIND-V1 | WIND-V1
USA | United States of America | Schaghticoke |  | USA0002606 | 16 | 42.8992 | -73.5989 | Hydro |  |  |  | 1908.0 | Erie Boulevard Hydropower LP | U.S. Energy Information Administration | http://www.eia.gov/electricity/data/browser/ | U.S. Energy Information Administration | 27855 | 2019 | 69.56 | 57.427 | 46.53 | 35.716 | 52.644 | 69.666 | 67.214 | U.S. Energy Information Administration | 53.85 | 53.40 | 40.78 | 54.08 | 45.97 | NO-ESTIMATION | NO-ESTIMATION | NO-ESTIMATION | NO-ESTIMATION | SOLAR-V1
USA | United States of America | Waterloo Hydroelectric Project |  | USA0061642 | 1.5 | 42.9019 | -76.8623 | Hydro |  |  |  | 1915.0 | C-S Canal Hydro LLC | U.S. Energy Information Administration | http://www.eia.gov/electricity/data/browser/ | U.S. Energy Information Administration |  | 2019 |  |  |  |  | 4.743 | 5.657 | 5.24 | U.S. Energy Information Administration | 6.02 | 5.39 | 5.46 | 5.96 | 5.16 | WIND-V1 | WIND-V1 | WIND-V1 | WIND-V1 | WIND-V1
USA | United States of America | Valley Falls Hydroelectric Facility |  | USA0050034 | 2.5 | 42.9044 | -73.5625 | Hydro |  |  |  | 1985.0 | Valley Falls Associates | U.S. Energy Information Administration | http://www.eia.gov/electricity/data/browser/ | U.S. Energy Information Administration | 26034 | 2019 | 9.898 | 8.177 | 6.847 | 7.43 | 9.047 | 7.073 | 5.353 | U.S. Energy Information Administration | 9.43 | 9.40 | 7.99 | 9.51 | 8.18 | NO-ESTIMATION | SOLAR-V1 | SOLAR-V1 | SOLAR-V1 | SOLAR-V1
USA | United States of America | Strawberry Creek |  | USA0006393 | 1.5 | 42.9051 | -110.8934 | Hydro |  |  |  | 1943.6666666666667 | Lower Valley Energy Inc | U.S. Energy Information Administration | http://www.eia.gov/electricity/data/browser/ | U.S. Energy Information Administration | 25185 | 2019 | 9.202 | 10.122 | 9.593 | 10.157 | 11.301 | 10.552 | 9.813 | U.S. Energy Information Administration | 5.74 | 5.94 | 5.65 | 5.96 | 5.2 | NO-ESTIMATION | NO-ESTIMATION | NO-ESTIMATION | NO-ESTIMATION | WIND-V1
USA | United States of America | Cascade Dam |  | USA0050436 | 1.6 | 42.9094 | -85.4989 | Hydro |  |  |  | 1987.0 | STS Hydropower LLC | U.S. Energy Information Administration | http://www.eia.gov/electricity/data/browser/ | U.S. Energy Information Administration |  | 2019 | 7.974 | 8.290000000000001 | 7.158 | 7.9990000000000006 | 4.789 | 8.104000000000001 | 7.882 | U.S. Energy Information Administration | 5.69 | 6.33 | 5.58 | 6.22 | 5.79 | WIND-V1 | WIND-V1 | WIND-V1 | WIND-V1 | WIND-V1
USA | United States of America | Upper Mechanicville |  | USA0000625 | 16.4 | 42.9126 | -73.6805 | Hydro |  |  |  | 1983.0 | New York State Elec & Gas Corp | U.S. Energy Information Administration | http://www.eia.gov/electricity/data/browser/ | U.S. Energy Information Administration | 27596 | 2019 | 87.444 | 85.688 | 66.662 | 46.547000000000004 | 71.765 | 69.611 | 40.69 | U.S. Energy Information Administration | 72.93 | 77.95 | 53.87 | 72.48 | 63.12 | NO-ESTIMATION | NO-ESTIMATION | NO-ESTIMATION | NO-ESTIMATION | CAPACITY-FACTOR-V1
USA | United States of America | Bliss |  | USA0000810 | 75 | 42.9138 | -115.0710 | Hydro |  |  |  | 1949.6666666666667 | Idaho Power Co | U.S. Energy Information Administration | http://www.eia.gov/electricity/data/browser/ | U.S. Energy Information Administration | 22753 | 2019 | 291.809 | 301.557 | 311.673 | 287.612 | 343.369 | 353.493 | 388.381 | U.S. Energy Information Administration | 272.79 | 339.65 | 196.34 | 330.41 | 255.96 | NO-ESTIMATION | NO-ESTIMATION | NO-ESTIMATION | NO-ESTIMATION | NO-ESTIMATION
USA | United States of America | Seneca Falls Hydroelectric Project |  | USA0061641 | 5.1 | 42.9153 | -76.7867 | Hydro |  |  |  | 1917.0000000000002 | C-S Canal Hydro LLC | U.S. Energy Information Administration | http://www.eia.gov/electricity/data/browser/ | U.S. Energy Information Administration |  | 2019 |  |  |  |  | 17.428 | 16.912 | 17.134 | U.S. Energy Information Administration | 17.72 | 15.65 | 15.30 | 17.54 | 16.54 | NO-ESTIMATION | NO-ESTIMATION | NO-ESTIMATION | NO-ESTIMATION | CAPACITY-FACTOR-V1
USA | United States of America | Victory Mills |  | USA0010902 | 1.7 | 42.9197 | -76.5477 | Hydro |  |  |  | 1987.0 | Consolidated Hydro New York Inc. | U.S. Energy Information Administration | http://www.eia.gov/electricity/data/browser/ | U.S. Energy Information Administration | 17447 | 2019 | 6.142 | 5.692 | 4.765 | 4.024 | 7.472 | 6.586 | 5.568 | U.S. Energy Information Administration | 5.04 | 6.11 | 4.85 | 5.11 | 5 | NO-ESTIMATION | SOLAR-V1 | SOLAR-V1 | SOLAR-V1 | SOLAR-V1
USA | United States of America | Johnsonville Dam |  | USA0002580 | 4 | 42.9204 | -73.5089 | Hydro |  |  |  | 1909.0 | Erie Boulevard Hydropower LP | U.S. Energy Information Administration | http://www.eia.gov/electricity/data/browser/ | U.S. Energy Information Administration | 27826 | 2019 | 6.582 | 10.071 | 4.906 | 4.732 | 6.689 | 7.271 | 6.09 | U.S. Energy Information Administration | 13.68 | 13.57 | 11.24 | 13.74 | 11.71 | NO-ESTIMATION | NO-ESTIMATION | NO-ESTIMATION | NO-ESTIMATION | CAPACITY-FACTOR-V1
USA | United States of America | Stillwater Hydro Electric Project |  | USA0054395 | 3.4 | 42.9375 | -73.6544 | Hydro |  |  |  | 1993.0 | GR Catalyst One LLC | U.S. Energy Information Administration | http://www.eia.gov/electricity/data/browser/ | U.S. Energy Information Administration |  | 2019 | 15.6 | 14.372 | 11.447000000000001 | 13.255 | 15.287 | 13.931000000000001 | 13.926 | U.S. Energy Information Administration | 13.94 | 15.03 | 11.03 | 13.94 | 11.91 | HYDRO-V1 | HYDRO-V1 | HYDRO-V1 | HYDRO-V1 | HYDRO-V1
USA | United States of America | C J Strike |  | USA0000812 | 82.8 | 42.9449 | -115.9779 | Hydro |  |  |  | 1951.9999999999998 | Idaho Power Co | U.S. Energy Information Administration | http://www.eia.gov/electricity/data/browser/ | U.S. Energy Information Administration | 22755 | 2019 | 358.642 | 366.278 | 375.982 | 376.793 | 550.191 | 568.652 | 495.712 | U.S. Energy Information Administration | 301.16 | 371.85 | 216.76 | 323.86 | 282.58 | NO-ESTIMATION | NO-ESTIMATION | NO-ESTIMATION | NO-ESTIMATION | CAPACITY-FACTOR-V1
USA | United States of America | Koyle Ranch Hydroelectric Project |  | USA0010781 | 1.3 | 42.9457 | -114.7957 | Hydro |  |  |  | 1983.9999999999998 | Koyle Hydro Inc | U.S. Energy Information Administration | http://www.eia.gov/electricity/data/browser/ | U.S. Energy Information Administration | 24272 | 2019 | 2.525 | 2.971 | 2.493 | 3.331 | 4.021 | 3.41 | 3.926 | U.S. Energy Information Administration | 5.15 | 4.31 | 4.90 | 3.81 | 3.41 | NO-ESTIMATION | NO-ESTIMATION | NO-ESTIMATION | NO-ESTIMATION | CAPACITY-FACTOR-V1
USA | United States of America | Ada Dam |  | USA0050433 | 1.4 | 42.9506 | -85.4859 | Hydro |  |  |  | 1984.0 | STS Hydropower LLC | U.S. Energy Information Administration | http://www.eia.gov/electricity/data/browser/ | U.S. Energy Information Administration | 33812 | 2019 | 6.462 | 6.618 | 5.3660000000000005 | 7.101 | 3.708 | 5.8420000000000005 | 6.218 | U.S. Energy Information Administration | 4.98 | 5.54 | 4.89 | 5.44 | 5.07 | NO-ESTIMATION | WIND-V1 | WIND-V1 | WIND-V1 | WIND-V1
USA | United States of America | Webber |  | USA0001722 | 4.3 | 42.9528 | -84.9025 | Hydro |  |  |  | 1916.767441860465 | Consumers Energy Co | U.S. Energy Information Administration | http://www.eia.gov/electricity/data/browser/ | U.S. Energy Information Administration | 17541 | 2019 | 8.014 | 11.249 | 10.362 | 11.216000000000001 | 12.686 | 8.836 | 14.408 | U.S. Energy Information Administration | 15.46 | 16.71 | 14.81 | 17.99 | 15.37 | NO-ESTIMATION | NO-ESTIMATION | NO-ESTIMATION | NO-ESTIMATION | CAPACITY-FACTOR-V1
USA | United States of America | Notch Butte Hydro |  | USA0050718 | 1 | 42.9544 | -114.4626 | Hydro |  |  |  | 1986.0 | Notch Butte Hydro Co Inc | U.S. Energy Information Administration | http://www.eia.gov/electricity/data/browser/ | U.S. Energy Information Administration | 48778 | 2019 | 2.52 | 3.073 | 3.077 | 3.082 | 0.0 | 3.817 | 4.367 | U.S. Energy Information Administration | 2.43 | 3.09 | 2.60 | 3.30 | 3.49 | NO-ESTIMATION | NO-ESTIMATION | NO-ESTIMATION | NO-ESTIMATION | CAPACITY-FACTOR-V1
USA | United States of America | Amoskeag |  | USA0002354 | 16 | 43.0022 | -71.4721 | Hydro |  |  |  | 1922.75 | Central Rivers Power NH LLC | U.S. Energy Information Administration | http://www.eia.gov/electricity/data/browser/ | U.S. Energy Information Administration | 30815 | 2019 | 93.686 | 72.084 | 80.974 | 69.643 | 90.894 | 104.029 | 90.765 | U.S. Energy Information Administration | 61.78 | 63.85 | 49.67 | 64.03 | 60.41 | NO-ESTIMATION | NO-ESTIMATION | NO-ESTIMATION | NO-ESTIMATION | CAPACITY-FACTOR-V1
USA | United States of America | Ephratah |  | USA0002560 | 4 | 43.0092 | -74.5372 | Hydro |  |  |  | 1913.25 | Erie Boulevard Hydropower LP | U.S. Energy Information Administration | http://www.eia.gov/electricity/data/browser/ | U.S. Energy Information Administration | 27809 | 2019 | 13.374 | 13.422 | 11.294 | 10.85 | 7.574 | 11.596 | 16.493 | U.S. Energy Information Administration | 11.65 | 13.70 | 12.58 | 11.64 | 11.84 | NO-ESTIMATION | NO-ESTIMATION | NO-ESTIMATION | NO-ESTIMATION | SOLAR-V1
USA | United States of America | Gregg Falls |  | USA0050384 | 3.5 | 43.0168 | -71.5679 | Hydro |  |  |  | 1986.0000000000002 | Eagle Creek RE LLC | U.S. Energy Information Administration | http://www.eia.gov/electricity/data/browser/ | U.S. Energy Information Administration | 27159 | 2019 | 9.711 | 11.694 | 8.157 | 6.699 | 9.893 | 13.227 | 10.279 | U.S. Energy Information Administration | 9.03 | 8.43 | 8.27 | 8.08 | 7.22 | NO-ESTIMATION | NO-ESTIMATION | NO-ESTIMATION | NO-ESTIMATION | CAPACITY-FACTOR-V1
USA | United States of America | Beardslee |  | USA0002543 | 20 | 43.0191 | -74.7413 | Hydro |  |  |  | 1924.0 | Erie Boulevard Hydropower LP | U.S. Energy Information Administration | http://www.eia.gov/electricity/data/browser/ | U.S. Energy Information Administration | 27788 | 2019 | 48.315 | 51.391 | 41.49 | 44.997 | 60.932 | 56.888 | 64.144 | U.S. Energy Information Administration | 63.06 | 58.24 | 52.23 | 62.16 | 59.05 | NO-ESTIMATION | NO-ESTIMATION | NO-ESTIMATION | NO-ESTIMATION | CAPACITY-FACTOR-V1
USA | United States of America | Herkimer |  | USA0052057 | 1.6 | 43.0336 | -74.9834 | Hydro |  |  |  | 1988.0 | ECOsponsible LLC | U.S. Energy Information Administration | http://www.eia.gov/electricity/data/browser/ | U.S. Energy Information Administration | 34828 | 2019 | [5 empty] | 0.0 |  | U.S. Energy Information Administration | 6.34 | 6.81 | 5.54 | 6.25 | 5.78 | WIND-V1 | WIND-V1 | WIND-V1 | WIND-V1 | WIND-V1
USA | United States of America | Little Falls Hydro |  | USA0051034 | 13 | 43.0403 | -74.8506 | Hydro |  |  |  | 1987.0 | Little Falls Hydroelec Assoc | U.S. Energy Information Administration | http://www.eia.gov/electricity/data/browser/ | U.S. Energy Information Administration | 35317 | 2019 | 57.365 | 56.298 | 44.879 | 49.974000000000004 | 62.114000000000004 | 57.185 | 68.094 | U.S. Energy Information Administration | 54.75 | 56.15 | 44.47 | 55.90 | 51.89 | NO-ESTIMATION | NO-ESTIMATION | NO-ESTIMATION | NO-ESTIMATION | CAPACITY-FACTOR-V1
USA | United States of America | North Gooding Main Hydro |  | USA0061688 | 1.3 | 43.0451 | -114.5588 | Hydro |  |  |  | 2016.0 | North Gooding Main Hydro LLC | U.S. Energy Information Administration | http://www.eia.gov/electricity/data/browser/ | U.S. Energy Information Administration |  | 2019 |  |  |  |  | 4.315 | 4.759 | 4.793 | U.S. Energy Information Administration | 2.89 | 2.90 | 2.95 | 2.98 | 2.51 | NO-ESTIMATION | NO-ESTIMATION | NO-ESTIMATION | NO-ESTIMATION | CAPACITY-FACTOR-V1
USA | United States of America | Inghams |  | USA0002579 | 6 | 43.0610 | -74.7643 | Hydro |  |  |  | 1912.0 | Erie Boulevard Hydropower LP | U.S. Energy Information Administration | http://www.eia.gov/electricity/data/browser/ | U.S. Energy Information Administration | 27822 | 2019 | 30.408 | 28.366 | 20.597 | 18.155 | 30.024 | 28.373 | 31.273 | U.S. Energy Information Administration | 19.62 | 19.14 | 18.42 | 20.32 | 18.92 | HYDRO-V1 | HYDRO-V1 | HYDRO-V1 | HYDRO-V1 | HYDRO-V1
USA | United States of America | Fort Randall |  | USA0003373 | 320 | 43.0653 | -98.5539 | Hydro |  |  |  | 1954.625 | USACE-Omaha | U.S. Energy Information Administration | http://www.eia.gov/electricity/data/browser/ | U.S. Energy Information Administration | 35560 | 2019 | 1418.528 | 1670.3600000000001 | 1679.132 | 1403.439 | 1677.525 | 1725.069 | 2201.556 | U.S. Energy Information Administration | 974.67 | 891.02 | 711.68 | 962.61 | 704.59 | NO-ESTIMATION | NO-ESTIMATION | NO-ESTIMATION | NO-ESTIMATION | CAPACITY-FACTOR-V1
USA | United States of America | Dolgeville Hydro |  | USA0010238 | 5 | 43.0906 | -74.7670 | Hydro |  |  |  | 1985.0 | EONY Generation Limited | U.S. Energy Information Administration | http://www.eia.gov/electricity/data/browser/ | U.S. Energy Information Administration | 12365 | 2019 | 17.015 | 15.73 | 7.3660000000000005 | 2.3970000000000002 | 0.062 | 1.217 | 0.478 | U.S. Energy Information Administration | 15.84 | 15.32 | 15.22 | 16.30 | 15.26 | NO-ESTIMATION | NO-ESTIMATION | NO-ESTIMATION | NO-ESTIMATION | CAPACITY-FACTOR-V1
USA | United States of America | Center Falls |  | USA0010853 | 1.1 | 43.0967 | -73.4602 | Hydro |  |  |  | 1984.0 | Hollingworth & Vose Co Center Falls | U.S. Energy Information Administration | http://www.eia.gov/electricity/data/browser/ | U.S. Energy Information Administration | 22252 | 2019 | 0.002 | 2.097 | 2.664 | 2.431 | 3.1910000000000003 | 3.051 | 1.698 | U.S. Energy Information Administration | 3.94 | 3.61 | 4.06 | 3.62 | 3.22 | NO-ESTIMATION | NO-ESTIMATION | NO-ESTIMATION | NO-ESTIMATION | WIND-V1
USA | United States of America | Schuylerville |  | USA0002607 | 2 | 43.0968 | -73.5821 | Hydro |  |  |  | 1919.0 | Erie Boulevard Hydropower LP | U.S. Energy Information Administration | http://www.eia.gov/electricity/data/browser/ | U.S. Energy Information Administration | 27853 | 2019 | 6.636 | 7.311 | 6.34 | 6.2250000000000005 | 6.74 | 1.241 | 8.599 | U.S. Energy Information Administration | 7.14 | 8.03 | 7.42 | 6.53 | 6.25 | NO-ESTIMATION | NO-ESTIMATION | NO-ESTIMATION | NO-ESTIMATION | CAPACITY-FACTOR-V1
USA | United States of America | Middle Falls Hydro |  | USA0010219 | 2.2 | 43.0987 | -73.5253 | Hydro |  |  |  | 1989.0 | Boralex Hydro Operations Inc | U.S. Energy Information Administration | http://www.eia.gov/electricity/data/browser/ | U.S. Energy Information Administration | 12374 | 2019 | 14.585 | 13.161 | 10.526 | 12.275 | 10.727 | 12.530000000000001 | 13.209 | U.S. Energy Information Administration | 7.85 | 7.19 | 7.66 | 7.21 | 6.4 | SOLAR-V1 | SOLAR-V1 | SOLAR-V1 | SOLAR-V1 | SOLAR-V1
USA | United States of America | Hooksett |  | USA0002359 | 1.6 | 43.1017 | -71.4657 | Hydro |  |  |  | 1927.0 | Central Rivers Power NH LLC | U.S. Energy Information Administration | http://www.eia.gov/electricity/data/browser/ | U.S. Energy Information Administration | 30822 | 2019 | 9.36 | 7.884 | 7.157 | 4.638 | 7.773000000000001 | 7.058 | 7.556 | U.S. Energy Information Administration | 6.54 | 6.50 | 5.59 | 6.52 | 5.88 | HYDRO-V1 | HYDRO-V1 | HYDRO-V1 | HYDRO-V1 | HYDRO-V1
USA | United States of America | Dahowa Hydro |  | USA0050280 | 10.5 | 43.1033 | -73.5369 | Hydro |  |  |  | 1988.0 | GR Catalyst Two LLC | U.S. Energy Information Administration | http://www.eia.gov/electricity/data/browser/ | U.S. Energy Information Administration | 33697 | 2019 | 41.166000000000004 | 25.66377 | 0.07200000000000001 | 27.990000000000002 | 28.464000000000002 | 30.292 | 28.936 | U.S. Energy Information Administration | 33.58 | 30.28 | 29.95 | 30.37 | 26.75 | NO-ESTIMATION | NO-ESTIMATION | NO-ESTIMATION | NO-ESTIMATION | NO-ESTIMATION
USA | United States of America | Jackman |  | USA0002360 | 3.2 | 43.1106 | -71.9489 | Hydro |  |  |  | 1926.0000000000002 | Central Rivers Power NH LLC | U.S. Energy Information Administration | http://www.eia.gov/electricity/data/browser/ | U.S. Energy Information Administration | 30823 | 2019 | 10.437 | 10.358 | 8.234 | 7.502 | 10.415000000000001 | 14.998000000000001 | 11.234 | U.S. Energy Information Administration | 6.65 | 6.65 | 6.60 | 6.67 | 5.59 | NO-ESTIMATION | NO-ESTIMATION | NO-ESTIMATION | NO-ESTIMATION | SOLAR-V1
USA | United States of America | Hillsborough Hosiery |  | USA0010036 | 1.2 | 43.1139 | -71.8940 | Hydro |  |  |  | 1990.0 | Silverstreet Hydro | U.S. Energy Information Administration | http://www.eia.gov/electricity/data/browser/ | U.S. Energy Information Administration | 33649 | 2019 | 0.0 | 1.0110000000000001 | 1.855 | 2.3970000000000002 | 4.074 | 4.955 | 4.212 | U.S. Energy Information Administration | 3.39 | 3.93 | 4.17 | 3.39 | 3.49 | HYDRO-V1 | HYDRO-V1 | HYDRO-V1 | HYDRO-V1 | HYDRO-V1
USA | United States of America | Ball Mountain Hydro |  | USA0059040 | 2.4 | 43.1269 | -72.7761 | Hydro |  |  |  | 2016.0 | Blue Heron Hydro LLC | U.S. Energy Information Administration | http://www.eia.gov/electricity/data/browser/ | U.S. Energy Information Administration | 65827 | 2019 |  |  |  | 0.8260000000000001 | 4.863 | 2.564 | 3.265 | U.S. Energy Information Administration | 7.80 | 7.83 | 8.45 | 7.86 | 6.76 | NO-ESTIMATION | NO-ESTIMATION | NO-ESTIMATION | NO-ESTIMATION | CAPACITY-FACTOR-V1
USA | United States of America | China Mill Hydro |  | USA0050103 | 1.7 | 43.1287 | -71.4599 | Hydro |  |  |  | 1981.0 | New Hampshire Hydro Associates | U.S. Energy Information Administration | http://www.eia.gov/electricity/data/browser/ | U.S. Energy Information Administration | 34602 | 2019 | 3.985 | 3.432 | 2.061 | 2.8040000000000003 | 3.223 | 3.6630000000000003 | 3.294 | U.S. Energy Information Administration | 6.94 | 6.90 | 5.92 | 6.92 | 6.24 | HYDRO-V1 | HYDRO-V1 | HYDRO-V1 | HYDRO-V1 | HYDRO-V1
USA | United States of America | Pembroke Hydro |  | USA0050312 | 2.7 | 43.1304 | -71.4536 | Hydro |  |  |  | 1986.0000000000002 | Eagle Creek RE LLC | U.S. Energy Information Administration | http://www.eia.gov/electricity/data/browser/ | U.S. Energy Information Administration |  | 2019 | 9.67 | 9.196 | 6.606 | 6.751 | 9.872 | 12.208 | 9.705 | U.S. Energy Information Administration | 7.74 | 7.83 | 7.43 | 7.80 | 8.63 | HYDRO-V1 | HYDRO-V1 | HYDRO-V1 | HYDRO-V1 | HYDRO-V1
USA | United States of America | Bellows Falls |  | USA0003745 | 40.8 | 43.1375 | -72.4464 | Hydro |  |  |  | 1928.0 | Great River Hydro LLC | U.S. Energy Information Administration | http://www.eia.gov/electricity/data/browser/ | U.S. Energy Information Administration | 27424 | 2019 | 248.673 | 236.573 | 215.228 | 183.361 | 238.173 | 246.119 | 255.044 | U.S. Energy Information Administration | 150.45 | 150.45 | 104.58 | 150.86 | 128.38 | NO-ESTIMATION | NO-ESTIMATION | NO-ESTIMATION | NO-ESTIMATION | CAPACITY-FACTOR-V1
USA | United States of America | Robert Moses Niagara |  | USA0002693 | 2429.1 | 43.1427 | -79.0394 | Hydro |  |  |  | 1961.3982956650607 | New York Power Authority | U.S. Energy Information Administration | http://www.eia.gov/electricity/data/browser/ | U.S. Energy Information Administration | 27573 | 2019 | 12955.911 | 13683.252 | 14604.587 | 15373.232 | 16478.55 | 16773.384000000002 | 16909.302 | U.S. Energy Information Administration | 11828.50 | 11802.75 | 12825.76 | 12156.64 | 10402.61 | NO-ESTIMATION | NO-ESTIMATION | WIND-V1 | WIND-V1 | WIND-V1
USA | United States of America | Lewiston Niagara |  | USA0002692 | 240 | 43.1430 | -79.0220 | Hydro |  |  |  | 1961.75 | New York Power Authority | U.S. Energy Information Administration | http://www.eia.gov/electricity/data/browser/ | U.S. Energy Information Administration |  | 2019 | -321.604 | -315.31 | -245.347 | -284.77 | -252.637 | -230.137 | -195.08 | U.S. Energy Information Administration | 1261.74 | 1259.19 | 1356.55 | 1294.41 | 1120.86 | NO-ESTIMATION | NO-ESTIMATION | NO-ESTIMATION | NO-ESTIMATION | CAPACITY-FACTOR-V1
USA | United States of America | Rochester 26 |  | USA0002638 | 3 | 43.1522 | -77.6098 | Hydro |  |  |  | 1952.0 | Rochester Gas & Electric Corp | U.S. Energy Information Administration | http://www.eia.gov/electricity/data/browser/ | U.S. Energy Information Administration | 31592 | 2019 | 0.0 | 0.8230000000000001 | 6.244 | 5.748 | 5.9590000000000005 | 11.436 | 7.961 | U.S. Energy Information Administration | 10.64 | 11.41 | 10.47 | 11.14 | 9.74 | NO-ESTIMATION | NO-ESTIMATION | NO-ESTIMATION | NO-ESTIMATION | CAPACITY-FACTOR-V1
USA | United States of America | Fort Miller Hydroelectric Facility |  | USA0050514 | 5 | 43.1609 | -73.5841 | Hydro |  |  |  | 1985.0 | Fort Miller Associates | U.S. Energy Information Administration | http://www.eia.gov/electricity/data/browser/ | U.S. Energy Information Administration | 26029 | 2019 | 23.947 | 24.268 | 20.09 | 19.337 | 27.35 | 22.661 | 16.912 | U.S. Energy Information Administration | 20.91 | 22.75 | 15.72 | 20.45 | 19.72 | NO-ESTIMATION | NO-ESTIMATION | NO-ESTIMATION | NO-ESTIMATION | CAPACITY-FACTOR-V1
USA | United States of America | Rochester 2 |  | USA0002639 | 8.5 | 43.1611 | -77.6150 | Hydro |  |  |  | 1960.0 | Rochester Gas & Electric Corp | U.S. Energy Information Administration | http://www.eia.gov/electricity/data/browser/ | U.S. Energy Information Administration | 31595 | 2019 | 40.435 | 36.535000000000004 | 27.508 | 9.503 | 28.692 | 23.022000000000002 | 18.094 | U.S. Energy Information Administration | 32.80 | 35.37 | 30.98 | 34.09 | 30.62 | NO-ESTIMATION | NO-ESTIMATION | NO-ESTIMATION | NO-ESTIMATION | CAPACITY-FACTOR-V1
USA | United States of America | Garvins Falls |  | USA0002357 | 12.4 | 43.1655 | -71.5094 | Hydro |  |  |  | 1956.2580645161293 | Central Rivers Power NH LLC | U.S. Energy Information Administration | http://www.eia.gov/electricity/data/browser/ | U.S. Energy Information Administration | 30821 | 2019 | 47.313 | 41.595 | 37.495 | 30.703 | 32.714 | 39.973 | 38.801 | U.S. Energy Information Administration | 46.35 | 48.59 | 37.49 | 48.61 | 43.99 | WIND-V1 | WIND-V1 | WIND-V1 | WIND-V1 | WIND-V1
USA | United States of America | Hydraulic Race |  | USA0002578 | 3 | 43.1709 | -78.6916 | Hydro |  |  |  | 1942.0 | Erie Boulevard Hydropower LP | U.S. Energy Information Administration | http://www.eia.gov/electricity/data/browser/ | U.S. Energy Information Administration | 27825 | 2019 | 10.265 | 9.328 | 9.716000000000001 | 10.685 | 9.313 | 9.217 | 7.699 | U.S. Energy Information Administration | 6.24 | 6.24 | 6.15 | 6.25 | 5.24 | NO-ESTIMATION | NO-ESTIMATION | NO-ESTIMATION | NO-ESTIMATION | CAPACITY-FACTOR-V1
USA | United States of America | Rochester 5 |  | USA0002641 | 43.6 | 43.1803 | -77.6278 | Hydro |  |  |  | 1921.7155963302753 | Rochester Gas & Electric Corp | U.S. Energy Information Administration | http://www.eia.gov/electricity/data/browser/ | U.S. Energy Information Administration | 31591 | 2019 | 68.281 | 91.242 | 115.843 | 109.86 | 144.346 | 3.048 | 0.438 | U.S. Energy Information Administration | 155.57 | 156.57 | 125.86 | 156.80 | 132.99 | NO-ESTIMATION | NO-ESTIMATION | NO-ESTIMATION | NO-ESTIMATION | CAPACITY-FACTOR-V1
USA | United States of America | Newport Hydro |  | USA0050354 | 1.7 | 43.1853 | -75.0169 | Hydro |  |  |  | 1988.0 | Eagle Creek RE LLC | U.S. Energy Information Administration | http://www.eia.gov/electricity/data/browser/ | U.S. Energy Information Administration |  | 2019 | 6.83 | 7.324 | 6.2010000000000005 | 7.0600000000000005 | 8.123 | 5.89 | 6.658 | U.S. Energy Information Administration | 6.73 | 7.23 | 5.87 | 6.62 | 6.13 | WIND-V1 | WIND-V1 | WIND-V1 | WIND-V1 | WIND-V1
USA | United States of America | EHC West Hopkinton |  | USA0054384 | 1 | 43.1897 | -71.7483 | Hydro |  |  |  | 1985.0 | Green Mountain Power Corp | U.S. Energy Information Administration | http://www.eia.gov/electricity/data/browser/ | U.S. Energy Information Administration | 22547 | 2019 | 2.948 | 2.438 | 2.254 | 1.554 | 0.255 | 1.852 | 3.781 | U.S. Energy Information Administration | 2.84 | 3.30 | 3.65 | 2.89 | 2.93 | NO-ESTIMATION | NO-ESTIMATION | NO-ESTIMATION | NO-ESTIMATION | CAPACITY-FACTOR-V1
USA | United States of America | Pilot Butte |  | USA0000674 | 1.6 | 43.2190 | -108.7877 | Hydro |  |  |  | 1926.9999999999998 | U S Bureau of Reclamation | U.S. Energy Information Administration | http://www.eia.gov/electricity/data/browser/ | U.S. Energy Information Administration | 35664 | 2019 | [8 empty] | 4.63 | 4.85 | 4.39 | 4.71 | 4.2 | NO-ESTIMATION | NO-ESTIMATION | NO-ESTIMATION | NO-ESTIMATION | CAPACITY-FACTOR-V1
USA | United States of America | Salmon Falls |  | USA0050702 | 1.2 | 43.2270 | -70.8109 | Hydro |  |  |  | 1986.0 | Green Mountain Power Corp | U.S. Energy Information Administration | http://www.eia.gov/electricity/data/browser/ | U.S. Energy Information Administration |  | 2019 | 3.254 | 3.465 | 2.451 | 2.7640000000000002 | 2.428 | 4.202 | 3.791 | U.S. Energy Information Administration | 3.46 | 3.48 | 4.05 | 3.39 | 3.03 | NO-ESTIMATION | NO-ESTIMATION | NO-ESTIMATION | NO-ESTIMATION | NO-ESTIMATION
USA | United States of America | Phoenix Hydro Project |  | USA0054865 | 3.2 | 43.2271 | -76.3021 | Hydro |  |  |  | 1991.0000000000002 | Eagle Creek RE LLC | U.S. Energy Information Administration | http://www.eia.gov/electricity/data/browser/ | U.S. Energy Information Administration |  | 2019 | 11.584 | 11.575000000000001 | 11.28 | 8.742 | 11.495000000000001 | 10.370000000000001 | 11.816 | U.S. Energy Information Administration | 12.01 | 12.78 | 11.99 | 12.78 | 12.08 | NO-ESTIMATION | NO-ESTIMATION | NO-ESTIMATION | NO-ESTIMATION | CAPACITY-FACTOR-V1
USA | United States of America | Spier Falls |  | USA0002612 | 56 | 43.2339 | -73.7556 | Hydro |  |  |  | 1929.0357142857142 | Erie Boulevard Hydropower LP | U.S. Energy Information Administration | http://www.eia.gov/electricity/data/browser/ | U.S. Energy Information Administration | 27862 | 2019 | 221.873 | 223.23600000000002 | 192.853 | 169.748 | 263.682 | 240.219 | 308.237 | U.S. Energy Information Administration | 205.28 | 208.84 | 126.33 | 204.36 | 183.46 | NO-ESTIMATION | NO-ESTIMATION | NO-ESTIMATION | NO-ESTIMATION | NO-ESTIMATION
USA | United States of America | Glenwood Hydro |  | USA0002568 | 1.5 | 43.2358 | -78.3906 | Hydro |  |  |  | 1950.0 | Erie Boulevard Hydropower LP | U.S. Energy Information Administration | http://www.eia.gov/electricity/data/browser/ | U.S. Energy Information Administration |  | 2019 | 5.7860000000000005 | 6.272 | 5.173 | 5.648 | 9.285 | 2.602 | 7.237 | U.S. Energy Information Administration | 5.70 | 5.68 | 5.44 | 5.73 | 5.06 | NO-ESTIMATION | NO-ESTIMATION | NO-ESTIMATION | NO-ESTIMATION | CAPACITY-FACTOR-V1
USA | United States of America | Rollinsford |  | USA0054418 | 1.4 | 43.2361 | -70.8172 | Hydro |  |  |  | 1990.5 | Green Mountain Power Corp | U.S. Energy Information Administration | http://www.eia.gov/electricity/data/browser/ | U.S. Energy Information Administration | 17435 | 2019 | 5.78 | 5.442 | 4.549 | 4.805 | 3.7 | 6.295 | 6.408 | U.S. Energy Information Administration | 4.03 | 4.06 | 4.73 | 3.96 | 3.54 | NO-ESTIMATION | NO-ESTIMATION | NO-ESTIMATION | NO-ESTIMATION | CAPACITY-FACTOR-V1
USA | United States of America | Swan Falls |  | USA0000819 | 25 | 43.2435 | -116.3791 | Hydro |  |  |  | 1994.0 | Idaho Power Co | U.S. Energy Information Administration | http://www.eia.gov/electricity/data/browser/ | U.S. Energy Information Administration | 22767 | 2019 | 108.062 | 110.848 | 110.84700000000001 | 112.684 | 130.191 | 123.727 | 134.329 | U.S. Energy Information Administration | 99.64 | 134.08 | 74.02 | 110.62 | 91.91 | HYDRO-V1 | HYDRO-V1 | HYDRO-V1 | HYDRO-V1 | HYDRO-V1
USA | United States of America | Curtis Palmer Hydroelectric |  | USA0054580 | 59 | 43.2469 | -73.8281 | Hydro |  |  |  | 1985.9661016949153 | Palmer Hydroelectric | U.S. Energy Information Administration | http://www.eia.gov/electricity/data/browser/ | U.S. Energy Information Administration | 23285 | 2019 | 314.074 | 320.508 | 287.375 | 264.944 | 372.572 | 321.858 | 410.44 | U.S. Energy Information Administration | 216.28 | 220.03 | 133.10 | 215.30 | 193.29 | HYDRO-V1 | HYDRO-V1 | HYDRO-V1 | HYDRO-V1 | HYDRO-V1
USA | United States of America | Somersworth Lower Great Dam |  | USA0050704 | 1.3 | 43.2511 | -70.8408 | Hydro |  |  |  | 1985.0 | Green Mountain Power Corp | U.S. Energy Information Administration | http://www.eia.gov/electricity/data/browser/ | U.S. Energy Information Administration | 17442 | 2019 | 3.996 | 2.4210000000000003 | 2.509 | 2.625 | 1.821 | 3.444 | 3.397 | U.S. Energy Information Administration | 3.75 | 3.77 | 4.39 | 3.67 | 3.28 | NO-ESTIMATION | NO-ESTIMATION | NO-ESTIMATION | NO-ESTIMATION | CAPACITY-FACTOR-V1
USA | United States of America | Clearwater 1 |  | USA0003020 | 15 | 43.2512 | -122.3379 | Hydro |  |  |  | 1953.0 | PacifiCorp | U.S. Energy Information Administration | http://www.eia.gov/electricity/data/browser/ | U.S. Energy Information Administration | 29491 | 2019 | 37.778 | 41.246 | 31.575 | 40.459 | 49.392 | 40.494 | 26.356 | U.S. Energy Information Administration | 37.93 | 37.93 | 34.04 | 38.03 | 32.96 | NO-ESTIMATION | NO-ESTIMATION | NO-ESTIMATION | NO-ESTIMATION | CAPACITY-FACTOR-V1
USA | United States of America | Magic Dam Hydroelectric Project |  | USA0010740 | 9 | 43.2547 | -114.3569 | Hydro |  |  |  | 1989.0 | Wood Hydro LLC | U.S. Energy Information Administration | http://www.eia.gov/electricity/data/browser/ | U.S. Energy Information Administration | 25391 | 2019 | 0.5670000000000001 | 5.806 | 5.57 | 16.892 | 0.0 | 19.969 | 27.739 | U.S. Energy Information Administration | 31.83 | 30.64 | 28.79 | 34.29 | 30.33 | HYDRO-V1 | HYDRO-V1 | HYDRO-V1 | HYDRO-V1 | HYDRO-V1
USA | United States of America | General Electric Great Falls Upper Hydro |  | USA0010059 | 2.1 | 43.2597 | -70.8597 | Hydro |  |  |  | 1985.7142857142856 | Aclara Meters LLC | U.S. Energy Information Administration | http://www.eia.gov/electricity/data/browser/ | U.S. Energy Information Administration | 20854 | 2019 | 0.0 | 0.0 | [5 empty] | U.S. Energy Information Administration | 6.02 | 6.06 | 7.06 | 5.90 | 5.27 | NO-ESTIMATION | NO-ESTIMATION | NO-ESTIMATION | NO-ESTIMATION | CAPACITY-FACTOR-V1
USA | United States of America | Clearwater 2 |  | USA0003021 | 26 | 43.2669 | -122.4098 | Hydro |  |  |  | 1953.0 | PacifiCorp | U.S. Energy Information Administration | http://www.eia.gov/electricity/data/browser/ | U.S. Energy Information Administration | 29491 | 2019 | 39.381 | 44.892 | 32.142 | 45.439 | 67.71900000000001 | 36.927 | 35.821 | U.S. Energy Information Administration | 86.86 | 87.49 | 68.71 | 91.66 | 73.33 | NO-ESTIMATION | NO-ESTIMATION | NO-ESTIMATION | NO-ESTIMATION | CAPACITY-FACTOR-V1
USA | United States of America | Toketee Falls |  | USA0003040 | 42.6 | 43.2727 | -122.4475 | Hydro |  |  |  | 1950.0000000000002 | PacifiCorp | U.S. Energy Information Administration | http://www.eia.gov/electricity/data/browser/ | U.S. Energy Information Administration | 29548 | 2019 | 195.898 | 226.366 | 183.992 | 232.82 | 255.226 | 195.05700000000002 | 193.356 | U.S. Energy Information Administration | 141.70 | 142.73 | 111.97 | 149.56 | 119.54 | NO-ESTIMATION | NO-ESTIMATION | NO-ESTIMATION | NO-ESTIMATION | CAPACITY-FACTOR-V1
USA | United States of America | Fish Creek |  | USA0003026 | 11 | 43.2742 | -122.4490 | Hydro |  |  |  | 1952.0 | PacifiCorp | U.S. Energy Information Administration | http://www.eia.gov/electricity/data/browser/ | U.S. Energy Information Administration | 29506 | 2019 | 15.766 | 24.132 | 7.941 | 34.839 | 42.304 | 14.758000000000001 | 20.911 | U.S. Energy Information Administration | 39.79 | 40.94 | 34.64 | 43.06 | 35.05 | NO-ESTIMATION | NO-ESTIMATION | NO-ESTIMATION | NO-ESTIMATION | CAPACITY-FACTOR-V1
USA | United States of America | Rolfe Canal Hydro |  | USA0050351 | 4.3 | 43.2746 | -71.6040 | Hydro |  |  |  | 1988.0 | Briar-Hydro Associates | U.S. Energy Information Administration | http://www.eia.gov/electricity/data/browser/ | U.S. Energy Information Administration | 19760 | 2019 | 20.029 | 24.392 | 17.622 | 14.539 | 22.475 | 15.098 | 21.084 | U.S. Energy Information Administration | 12.46 | 13.25 | 12.18 | 12.52 | 13.65 | NO-ESTIMATION | NO-ESTIMATION | NO-ESTIMATION | NO-ESTIMATION | CAPACITY-FACTOR-V1
USA | United States of America | Trenton Falls |  | USA0002619 | 21.9 | 43.2758 | -75.1567 | Hydro |  |  |  | 1919.0 | Erie Boulevard Hydropower LP | U.S. Energy Information Administration | http://www.eia.gov/electricity/data/browser/ | U.S. Energy Information Administration | 27871 | 2019 | 146.012 | 153.229 | 129.155 | 137.185 | 149.061 | 151.468 | 173.991 | U.S. Energy Information Administration | 76.22 | 80.39 | 54.12 | 71.94 | 66.69 | NO-ESTIMATION | NO-ESTIMATION | NO-ESTIMATION | NO-ESTIMATION | CAPACITY-FACTOR-V1
USA | United States of America | Sherman Island |  | USA0002609 | 36.3 | 43.2797 | -73.7094 | Hydro |  |  |  | 1942.6639118457301 | Erie Boulevard Hydropower LP | U.S. Energy Information Administration | http://www.eia.gov/electricity/data/browser/ | U.S. Energy Information Administration | 27859 | 2019 | 174.28300000000002 | 174.579 | 147.889 | 137.352 | 206.642 | 170.388 | 229.584 | U.S. Energy Information Administration | 132.80 | 135.11 | 81.62 | 132.20 | 118.66 | HYDRO-V1 | HYDRO-V1 | HYDRO-V1 | HYDRO-V1 | HYDRO-V1
USA | United States of America | Lemolo 2 |  | USA0006421 | 38.5 | 43.2806 | -122.4025 | Hydro |  |  |  | 1956.0 | PacifiCorp | U.S. Energy Information Administration | http://www.eia.gov/electricity/data/browser/ | U.S. Energy Information Administration |  | 2019 | 150.001 | 173.729 | 136.64000000000001 | 146.665 | 200.91400000000002 | 133.034 | 143.451 | U.S. Energy Information Administration | 127.78 | 128.71 | 100.91 | 134.88 | 107.75 | NO-ESTIMATION | NO-ESTIMATION | NO-ESTIMATION | NO-ESTIMATION | CAPACITY-FACTOR-V1
USA | United States of America | Penacook Upper Falls Hydro |  | USA0050414 | 3.4 | 43.2832 | -71.6008 | Hydro |  |  |  | 1987.0 | Briar-Hydro Associates | U.S. Energy Information Administration | http://www.eia.gov/electricity/data/browser/ | U.S. Energy Information Administration | 19763 | 2019 | 15.51 | 17.721 | 11.735 | 10.42 | 15.758000000000001 | 18.346 | 13.014 | U.S. Energy Information Administration | 9.78 | 10.41 | 9.63 | 9.83 | 10.72 | NO-ESTIMATION | NO-ESTIMATION | NO-ESTIMATION | NO-ESTIMATION | CAPACITY-FACTOR-V1
USA | United States of America | Penacook Lower Falls |  | USA0050353 | 4.6 | 43.2858 | -71.5950 | Hydro |  |  |  | 1983.0 | Briar-Hydro Associates | U.S. Energy Information Administration | http://www.eia.gov/electricity/data/browser/ | U.S. Energy Information Administration | 56287 | 2019 | 20.199 | 24.388 | 17.577 | 14.523 | 22.124 | 17.911 | 19.01 | U.S. Energy Information Administration | 12.91 | 13.77 | 12.71 | 12.98 | 14.11 | NO-ESTIMATION | NO-ESTIMATION | NO-ESTIMATION | NO-ESTIMATION | CAPACITY-FACTOR-V1
USA | United States of America | Feeder Dam Hydro Plant |  | USA0010530 | 5 | 43.2899 | -73.6658 | Hydro |  |  |  | 1924.0 | Erie Boulevard Hydropower LP | U.S. Energy Information Administration | http://www.eia.gov/electricity/data/browser/ | U.S. Energy Information Administration | 27811 | 2019 | 27.959 | 26.424 | 22.504 | 22.498 | 29.716 | 26.646 | 24.792 | U.S. Energy Information Administration | 20.91 | 22.49 | 15.98 | 20.68 | 19.65 | NO-ESTIMATION | NO-ESTIMATION | NO-ESTIMATION | NO-ESTIMATION | CAPACITY-FACTOR-V1
USA | United States of America | Prospect |  | USA0002599 | 19 | 43.2919 | -75.1477 | Hydro |  |  |  | 1959.0 | Erie Boulevard Hydropower LP | U.S. Energy Information Administration | http://www.eia.gov/electricity/data/browser/ | U.S. Energy Information Administration | 27848 | 2019 | 75.489 | 77.875 | 57.868 | 69.327 | 88.06700000000001 | 79.002 | 95.043 | U.S. Energy Information Administration | 71.07 | 75.07 | 53.79 | 67.35 | 65.9 | NO-ESTIMATION | NO-ESTIMATION | NO-ESTIMATION | WIND-V1 | WIND-V1
USA | United States of America | Slide Creek |  | USA0003036 | 18 | 43.2939 | -122.4728 | Hydro |  |  |  | 1951.0 | PacifiCorp | U.S. Energy Information Administration | http://www.eia.gov/electricity/data/browser/ | U.S. Energy Information Administration | 29540 | 2019 | 53.119 | 70.42 | 44.735 | 75.625 | 79.047 | 56.868 | 46.271 | U.S. Energy Information Administration | 68.61 | 71.48 | 58.26 | 69.79 | 65.06 | HYDRO-V1 | HYDRO-V1 | HYDRO-V1 | HYDRO-V1 | HYDRO-V1
USA | United States of America | Hudson Falls Hydroelectric Project |  | USA0054953 | 44 | 43.2958 | -73.5956 | Hydro |  |  |  | 1995.0 | Boralex Hydro Operations Inc | U.S. Energy Information Administration | http://www.eia.gov/electricity/data/browser/ | U.S. Energy Information Administration |  | 2019 | 206.72400000000002 | 197.302 | 180.446 | 168.098 | 231.472 | 201.91400000000002 | 256.984 | U.S. Energy Information Administration | 161.29 | 164.09 | 99.26 | 160.56 | 144.15 | NO-ESTIMATION | NO-ESTIMATION | NO-ESTIMATION | NO-ESTIMATION | CAPACITY-FACTOR-V1
USA | United States of America | Stewarts Bridge |  | USA0002614 | 38.5 | 43.2978 | -73.8853 | Hydro |  |  |  | 1955.9610389610389 | Erie Boulevard Hydropower LP | U.S. Energy Information Administration | http://www.eia.gov/electricity/data/browser/ | U.S. Energy Information Administration | 27864 | 2019 | 111.654 | 133.254 | 103.311 | 100.142 | 159.121 | 124.626 | 186.533 | U.S. Energy Information Administration | 134.36 | 139.33 | 81.26 | 128.44 | 116.01 | SOLAR-V1 | SOLAR-V1 | SOLAR-V1 | SOLAR-V1 | SOLAR-V1
USA | United States of America | South Glens Falls Hydroelectric |  | USA0054772 | 13.8 | 43.3044 | -73.6399 | Hydro |  |  |  | 1994.0 | Boralex Hydro Operations Inc | U.S. Energy Information Administration | http://www.eia.gov/electricity/data/browser/ | U.S. Energy Information Administration | 12382 | 2019 | 73.232 | 73.185 | 63.687000000000005 | 59.404 | 83.611 | 77.046 | 97.676 | U.S. Energy Information Administration | 61.00 | 65.50 | 45.24 | 60.37 | 57.33 | NO-ESTIMATION | NO-ESTIMATION | NO-ESTIMATION | NO-ESTIMATION | CAPACITY-FACTOR-V1
USA | United States of America | Soda Springs |  | USA0003037 | 11 | 43.3061 | -122.5014 | Hydro |  |  |  | 1952.0 | PacifiCorp | U.S. Energy Information Administration | http://www.eia.gov/electricity/data/browser/ | U.S. Energy Information Administration | 29543 | 2019 | 45.782000000000004 | 54.071 | 34.278 | 61.093 | 60.374 | 44.108000000000004 | 38.101 | U.S. Energy Information Administration | 42.13 | 42.90 | 35.81 | 41.86 | 38.97 | NO-ESTIMATION | NO-ESTIMATION | NO-ESTIMATION | WIND-V1 | WIND-V1
USA | United States of America | Brookfield Power Glen Falls Hydro |  | USA0056936 | 11.8 | 43.3085 | -73.6366 | Hydro |  |  |  | 1965.2203389830506 | Erie Boulevard Hydropower LP | U.S. Energy Information Administration | http://www.eia.gov/electricity/data/browser/ | U.S. Energy Information Administration |  | 2019 | 56.935 | 58.916000000000004 | 52.51 | 49.055 | 62.085 | 50.485 | 51.578 | U.S. Energy Information Administration | 51.48 | 55.32 | 38.00 | 50.94 | 48.34 | NO-ESTIMATION | NO-ESTIMATION | NO-ESTIMATION | NO-ESTIMATION | CAPACITY-FACTOR-V1
USA | United States of America | Prairie Du Sac |  | USA0004056 | 33.4 | 43.3099 | -89.7278 | Hydro |  |  |  | 1928.3502994011976 | Wisconsin Power & Light Co | U.S. Energy Information Administration | http://www.eia.gov/electricity/data/browser/ | U.S. Energy Information Administration | 37231 | 2019 | 123.046 | 147.255 | 133.404 | 158.91 | 156.27100000000002 | 149.689 | 184.907 | U.S. Energy Information Administration | 137.09 | 132.32 | 113.80 | 134.57 | 111.79 | WIND-V1 | WIND-V1 | WIND-V1 | WIND-V1 | WIND-V1
USA | United States of America | Jarvis (Hinckley) |  | USA0000808 | 9 | 43.3121 | -75.1090 | Hydro |  |  |  | 1991.0 | New York Power Authority | U.S. Energy Information Administration | http://www.eia.gov/electricity/data/browser/ | U.S. Energy Information Administration | 27569 | 2019 | 23.889 | 26.453 | 21.0 | 29.119 | 37.241 | 25.687 | 40.652 | U.S. Energy Information Administration | 33.84 | 35.73 | 26.37 | 32.07 | 30.69 | NO-ESTIMATION | NO-ESTIMATION | NO-ESTIMATION | NO-ESTIMATION | CAPACITY-FACTOR-V1
USA | United States of America | Oswego Falls West |  | USA0002596 | 3 | 43.3156 | -76.4172 | Hydro |  |  |  | 1945.3333333333333 | Erie Boulevard Hydropower LP | U.S. Energy Information Administration | http://www.eia.gov/electricity/data/browser/ | U.S. Energy Information Administration | 27846 | 2019 | 11.17 | 10.935 | 8.565 | 6.995 | 12.219 | 8.028 | 9.927 | U.S. Energy Information Administration | 11.26 | 11.98 | 11.24 | 11.98 | 11.32 | NO-ESTIMATION | NO-ESTIMATION | NO-ESTIMATION | NO-ESTIMATION | CAPACITY-FACTOR-V1
USA | United States of America | Oswego Falls East |  | USA0002595 | 6 | 43.3161 | -76.4153 | Hydro |  |  |  | 1914.0 | Erie Boulevard Hydropower LP | U.S. Energy Information Administration | http://www.eia.gov/electricity/data/browser/ | U.S. Energy Information Administration | 27847 | 2019 | 23.679000000000002 | 23.150000000000002 | 23.542 | 20.048000000000002 | 27.497 | 25.73 | 32.781 | U.S. Energy Information Administration | 25.06 | 26.51 | 23.40 | 26.51 | 25.18 | NO-ESTIMATION | NO-ESTIMATION | NO-ESTIMATION | NO-ESTIMATION | CAPACITY-FACTOR-V1
USA | United States of America | E J West |  | USA0006527 | 22 | 43.3189 | -73.9208 | Hydro |  |  |  | 1930.0 | Erie Boulevard Hydropower LP | U.S. Energy Information Administration | http://www.eia.gov/electricity/data/browser/ | U.S. Energy Information Administration | 27806 | 2019 | 62.996 | 67.44 | 47.062 | 45.853 | 77.89 | 54.087 | 101.467 | U.S. Energy Information Administration | 81.04 | 86.20 | 50.01 | 78.34 | 71.9 | SOLAR-V1 | SOLAR-V1 | SOLAR-V1 | SOLAR-V1 | SOLAR-V1
USA | United States of America | Granby |  | USA0002569 | 10 | 43.3234 | -76.4208 | Hydro |  |  |  | 1983.0 | Erie Boulevard Hydropower LP | U.S. Energy Information Administration | http://www.eia.gov/electricity/data/browser/ | U.S. Energy Information Administration | 27812 | 2019 | 49.119 | 47.34 | 39.673 | 33.472 | 51.425000000000004 | 41.172000000000004 | 50.291 | U.S. Energy Information Administration | 43.08 | 44.97 | 39.00 | 44.98 | 42.71 | WIND-V1 | WIND-V1 | WIND-V1 | WIND-V1 | WIND-V1
USA | United States of America | Fulton Hydro |  | USA0002566 | 1.3 | 43.3241 | -76.4190 | Hydro |  |  |  | 1925.5384615384614 | Erie Boulevard Hydropower LP | U.S. Energy Information Administration | http://www.eia.gov/electricity/data/browser/ | U.S. Energy Information Administration |  | 2019 | 2.278 |  |  | 0.0 | 0.0 | 6.375 | 8.042 | U.S. Energy Information Administration | 3.85 | 4.16 | 4.07 | 4.16 | 3.88 | HYDRO-V1 | HYDRO-V1 | HYDRO-V1 | HYDRO-V1 | HYDRO-V1
USA | United States of America | Waterport |  | USA0002623 | 4 | 43.3272 | -78.2394 | Hydro |  |  |  | 1921.0 | Erie Boulevard Hydropower LP | U.S. Energy Information Administration | http://www.eia.gov/electricity/data/browser/ | U.S. Energy Information Administration | 27875 | 2019 | 15.401 | 14.443 | 10.147 | 9.965 | 18.71 | 17.194 | 14.408 | U.S. Energy Information Administration | 13.65 | 13.62 | 12.90 | 13.74 | 12.05 | NO-ESTIMATION | NO-ESTIMATION | NO-ESTIMATION | SOLAR-V1 | SOLAR-V1
USA | United States of America | Palisades Dam |  | USA0000850 | 176.4 | 43.3348 | -111.2058 | Hydro |  |  |  | 1957.2499999999998 | U S Bureau of Reclamation | U.S. Energy Information Administration | http://www.eia.gov/electricity/data/browser/ | U.S. Energy Information Administration | 35660 | 2019 | 356.031 | 513.643 | 626.348 | 581.315 | 688.052 | 827.208 | 758.275 | U.S. Energy Information Administration | 600.09 | 583.26 | 439.07 | 604.36 | 504.87 | HYDRO-V1 | HYDRO-V1 | HYDRO-V1 | HYDRO-V1 | HYDRO-V1
USA | United States of America | Lemolo 1 |  | USA0003029 | 32 | 43.3558 | -122.2494 | Hydro |  |  |  | 1955.0 | PacifiCorp | U.S. Energy Information Administration | http://www.eia.gov/electricity/data/browser/ | U.S. Energy Information Administration |  | 2019 | 123.888 | 140.861 | 123.55 | 134.067 | 174.923 | 124.864 | 114.477 | U.S. Energy Information Administration | 106.21 | 106.98 | 83.87 | 112.11 | 89.56 | NO-ESTIMATION | NO-ESTIMATION | NO-ESTIMATION | NO-ESTIMATION | CAPACITY-FACTOR-V1
USA | United States of America | Anderson Ranch |  | USA0006395 | 40 | 43.3571 | -115.4515 | Hydro |  |  |  | 1951.0 | U S Bureau of Reclamation | U.S. Energy Information Administration | http://www.eia.gov/electricity/data/browser/ | U.S. Energy Information Administration | 35617 | 2019 | 112.885 | 86.299 | 122.346 | 145.394 | 162.52100000000002 | 146.28900000000002 | 126.064 | U.S. Energy Information Administration | 115.98 | 126.56 | 96.40 | 129.89 | 126.17 | NO-ESTIMATION | NO-ESTIMATION | NO-ESTIMATION | NO-ESTIMATION | CAPACITY-FACTOR-V1
USA | United States of America | Lower Village Water Power Project |  | USA0050285 | 1.2 | 43.3743 | -72.3476 | Hydro |  |  |  | 1995.0 | Sugar River Power LLC | U.S. Energy Information Administration | http://www.eia.gov/electricity/data/browser/ | U.S. Energy Information Administration | 50281 | 2019 |  | 0.0 | 0.0 | 0.0 | 2.007 | 6.186 | 5.695 | U.S. Energy Information Administration | 2.64 | 3.46 | 3.35 | 3.41 | 2.96 | NO-ESTIMATION | NO-ESTIMATION | NO-ESTIMATION | NO-ESTIMATION | CAPACITY-FACTOR-V1
USA | United States of America | Cavendish |  | USA0003710 | 1.7 | 43.3812 | -72.5982 | Hydro |  |  |  | 1907.0 | Green Mountain Power Corp | U.S. Energy Information Administration | http://www.eia.gov/electricity/data/browser/ | U.S. Energy Information Administration | 15962 | 2019 | 3.8320000000000003 | 5.304 | 3.605 | 3.831 | 5.394 | 6.257000000000001 | 3.782 | U.S. Energy Information Administration | 5.54 | 5.56 | 5.48 | 5.58 | 4.93 | NO-ESTIMATION | NO-ESTIMATION | NO-ESTIMATION | NO-ESTIMATION | CAPACITY-FACTOR-V1
USA | United States of America | Minetto |  | USA0002586 | 10 | 43.4003 | -76.4739 | Hydro |  |  |  | 1915.0 | Erie Boulevard Hydropower LP | U.S. Energy Information Administration | http://www.eia.gov/electricity/data/browser/ | U.S. Energy Information Administration | 27836 | 2019 | 41.014 | 38.312 | 36.854 | 26.512 | 37.725 | 26.679000000000002 | 37.821 | U.S. Energy Information Administration | 43.08 | 44.97 | 39.00 | 44.98 | 42.71 | HYDRO-V1 | HYDRO-V1 | HYDRO-V1 | HYDRO-V1 | HYDRO-V1
USA | United States of America | Milton Hydro |  | USA0010519 | 1.4 | 43.4031 | -70.9865 | Hydro |  |  |  | 1955.428571428571 | SFR Hydro Cor | U.S. Energy Information Administration | http://www.eia.gov/electricity/data/browser/ | U.S. Energy Information Administration |  | 2019 |  |  | 5.87763 | 5.14503 | 6.8755500000000005 | 6.6240000000000006 | 6.901 | U.S. Energy Information Administration | 4.03 | 4.06 | 4.73 | 3.96 | 3.54 | NO-ESTIMATION | NO-ESTIMATION | NO-ESTIMATION | NO-ESTIMATION | CAPACITY-FACTOR-V1
USA | United States of America | Boysen |  | USA0000505 | 15 | 43.4179 | -108.1775 | Hydro |  |  |  | 1952.0 | U S Bureau of Reclamation | U.S. Energy Information Administration | http://www.eia.gov/electricity/data/browser/ | U.S. Energy Information Administration | 35623 | 2019 | 30.586000000000002 | 69.504 | 65.509 | 67.474 | 88.947 | 73.796 | 69.702 | U.S. Energy Information Administration | 51.33 | 57.19 | 48.35 | 57.34 | 55.54 | NO-ESTIMATION | NO-ESTIMATION | NO-ESTIMATION | NO-ESTIMATION | SOLAR-V1
USA | United States of America | Gem State |  | USA0000790 | 23.4 | 43.4202 | -112.1019 | Hydro |  |  |  | 1988.0 | City of Idaho Falls - (ID) | U.S. Energy Information Administration | http://www.eia.gov/electricity/data/browser/ | U.S. Energy Information Administration | 22747 | 2019 | 113.833 | 123.525 | 117.47 | 116.563 | 147.468 | 144.613 | 130.683 | U.S. Energy Information Administration | 94.08 | 95.28 | 69.91 | 96.17 | 84.8 | NO-ESTIMATION | NO-ESTIMATION | NO-ESTIMATION | NO-ESTIMATION | CAPACITY-FACTOR-V1
USA | United States of America | Little Wood Hydro Project |  | USA0054386 | 2.8 | 43.4252 | -114.0256 | Hydro |  |  |  | 1985.0000000000002 | Littlewood Irrigation District | U.S. Energy Information Administration | http://www.eia.gov/electricity/data/browser/ | U.S. Energy Information Administration | 13540 | 2019 | 3.115 | 2.064 | 2.286 | 3.852 | 8.18 | 6.503 | 8.214 | U.S. Energy Information Administration | 8.12 | 8.79 | 7.94 | 8.92 | 9.53 | NO-ESTIMATION | NO-ESTIMATION | NO-ESTIMATION | NO-ESTIMATION | CAPACITY-FACTOR-V1
USA | United States of America | Croton |  | USA0001701 | 8.9 | 43.4373 | -85.6645 | Hydro |  |  |  | 1909.1011235955054 | Consumers Energy Co | U.S. Energy Information Administration | http://www.eia.gov/electricity/data/browser/ | U.S. Energy Information Administration | 17515 | 2019 | 26.23 | 25.964000000000002 | 37.502 | 37.937 | 33.957 | 35.266 | 39.846 | U.S. Energy Information Administration | 38.35 | 38.49 | 27.96 | 37.35 | 34.85 | NO-ESTIMATION | NO-ESTIMATION | NO-ESTIMATION | NO-ESTIMATION | CAPACITY-FACTOR-V1
USA | United States of America | Clement Dam Hydro LLC |  | USA0010276 | 2.4 | 43.4405 | -71.5960 | Hydro |  |  |  | 1985.0 | Eagle Creek RE LLC | U.S. Energy Information Administration | http://www.eia.gov/electricity/data/browser/ | U.S. Energy Information Administration | 16718 | 2019 |  | 16.106 | 8.488 | 4.361 | 10.395 | 10.544 | 10.725 | U.S. Energy Information Administration | 7.60 | 7.90 | 7.62 | 7.67 | 8.45 | NO-ESTIMATION | NO-ESTIMATION | NO-ESTIMATION | NO-ESTIMATION | CAPACITY-FACTOR-V1
USA | United States of America | Forestport |  | USA0050768 | 3.4 | 43.4425 | -75.2159 | Hydro |  |  |  | 1988.0 | Ampersand Mount Ida Hydro LLC | U.S. Energy Information Administration | http://www.eia.gov/electricity/data/browser/ | U.S. Energy Information Administration | 34826 | 2019 | 8.466 | 8.05 | 9.237 | 9.494 | 12.435 | 7.231 | 5 | U.S. Energy Information Administration | 11.48 | 11.47 | 11.01 | 11.50 | 9.1 | HYDRO-V1 | HYDRO-V1 | HYDRO-V1 | HYDRO-V1 | HYDRO-V1
USA | United States of America | High Dam |  | USA0002574 | 11.9 | 43.4436 | -76.4961 | Hydro |  |  |  | 1934.1764705882354 | Oswego City of | U.S. Energy Information Administration | http://www.eia.gov/electricity/data/browser/ | U.S. Energy Information Administration | 27817 | 2019 | 45.96 | 49.807 | 45.107 | 35.598 | 43.257 | 30.254 | 43.617 | U.S. Energy Information Administration | 51.26 | 53.52 | 46.41 | 53.53 | 50.83 | HYDRO-V1 | HYDRO-V1 | HYDRO-V1 | HYDRO-V1 | HYDRO-V1
USA | United States of America | Stevens Mills Dam |  | USA0010109 | 1.9 | 43.4461 | -71.6446 | Hydro |  |  |  | 1985.0 | Eagle Creek RE LLC | U.S. Energy Information Administration | http://www.eia.gov/electricity/data/browser/ | U.S. Energy Information Administration | 66338 | 2019 | 6.3420000000000005 | 7.86 | 6.9 | 5.54 | 8.564 | 5.316 | 7.034 | U.S. Energy Information Administration | 5.44 | 5.61 | 5.46 | 5.45 | 6 | NO-ESTIMATION | NO-ESTIMATION | SOLAR-V1 | SOLAR-V1 | SOLAR-V1
USA | United States of America | Eastman Falls |  | USA0002356 | 6.4 | 43.4472 | -71.6579 | Hydro |  |  |  | 1970.0625 | Central Rivers Power NH LLC | U.S. Energy Information Administration | http://www.eia.gov/electricity/data/browser/ | U.S. Energy Information Administration | 30819 | 2019 | 27.422 | 25.861 | 24.693 | 22.86 | 28.209 | 29.197 | 30.815 | U.S. Energy Information Administration | 21.27 | 22.64 | 17.80 | 22.70 | 21.91 | NO-ESTIMATION | NO-ESTIMATION | NO-ESTIMATION | NO-ESTIMATION | CAPACITY-FACTOR-V1
USA | United States of America | Varick |  | USA0002621 | 8 | 43.4486 | -76.5056 | Hydro |  |  |  | 1926.0 | Erie Boulevard Hydropower LP | U.S. Energy Information Administration | http://www.eia.gov/electricity/data/browser/ | U.S. Energy Information Administration | 27874 | 2019 | 31.824 | 28.483 | 21.191 | 20.629 | 29.73 | 26.021 | 27.785 | U.S. Energy Information Administration | 34.18 | 35.70 | 31.56 | 35.70 | 33.89 | NO-ESTIMATION | NO-ESTIMATION | NO-ESTIMATION | NO-ESTIMATION | CAPACITY-FACTOR-V1
USA | United States of America | Mora Drop Hydroelectric Project |  | USA0056498 | 1.7 | 43.4600 | -116.4725 | Hydro |  |  |  | 2006.0 | Boise-Kuna Irrigation District | U.S. Energy Information Administration | http://www.eia.gov/electricity/data/browser/ | U.S. Energy Information Administration | 55705 | 2019 | 3.456 | 4.915 | 4.652 | 4.847 | 4.514 | 4.36 | 4.545 | U.S. Energy Information Administration | 4.63 | 4.65 | 4.73 | 4.66 | 4.05 | NO-ESTIMATION | NO-ESTIMATION | NO-ESTIMATION | NO-ESTIMATION | CAPACITY-FACTOR-V1
USA | United States of America | Lower No 2 |  | USA0000843 | 3 | 43.4684 | -112.0626 | Hydro |  |  |  | 1940.0 | City of Idaho Falls - (ID) | U.S. Energy Information Administration | http://www.eia.gov/electricity/data/browser/ | U.S. Energy Information Administration |  | 2019 | 0.0 | 0.0 | 0.0 | 0.453 | 11.644 | 12.035 | 8.602 | U.S. Energy Information Administration | 11.17 | 11.42 | 9.55 | 11.52 | 11.1 | NO-ESTIMATION | NO-ESTIMATION | NO-ESTIMATION | NO-ESTIMATION | CAPACITY-FACTOR-V1
USA | United States of America | Lower No 1 |  | USA0007012 | 8 | 43.4687 | -112.0625 | Hydro |  |  |  | 1982.0 | City of Idaho Falls - (ID) | U.S. Energy Information Administration | http://www.eia.gov/electricity/data/browser/ | U.S. Energy Information Administration |  | 2019 | 43.628 | 42.029 | 45.938 | 41.583 | 42.038000000000004 | 42.339 | 42.778 | U.S. Energy Information Administration | 33.94 | 34.57 | 27.36 | 34.89 | 33.26 | WIND-V1 | WIND-V1 | WIND-V1 | WIND-V1 | WIND-V1
USA | United States of America | Lochmere Hydroelectric Plant |  | USA0054572 | 1.2 | 43.4732 | -71.5336 | Hydro |  |  |  | 1985.0 | Eagle Creek RE LLC | U.S. Energy Information Administration | http://www.eia.gov/electricity/data/browser/ | U.S. Energy Information Administration | 27465 | 2019 | 3.235 | 3.5740000000000003 | 3.246 | 2.6790000000000003 | 3.958 | 3.258 | 3.345 | U.S. Energy Information Administration | 3.85 | 3.97 | 3.86 | 3.85 | 4.24 | NO-ESTIMATION | NO-ESTIMATION | NO-ESTIMATION | NO-ESTIMATION | CAPACITY-FACTOR-V1
USA | United States of America | Warrensburg Hydroelectric |  | USA0010218 | 2.9 | 43.4833 | -73.7986 | Hydro |  |  |  | 1988.9999999999998 | Boralex Hydro Operations Inc | U.S. Energy Information Administration | http://www.eia.gov/electricity/data/browser/ | U.S. Energy Information Administration | 12388 | 2019 | 10.207 | 11.83 | 10.426 | 9.522 | 12.515 | 10.999 | 14.617 | U.S. Energy Information Administration | 11.40 | 11.49 | 9.37 | 10.90 | 10.08 | WIND-V1 | WIND-V1 | WIND-V1 | WIND-V1 | WIND-V1
USA | United States of America | Hardy |  | USA0001707 | 31.5 | 43.4866 | -85.6299 | Hydro |  |  |  | 1931.0 | Consumers Energy Co | U.S. Energy Information Administration | http://www.eia.gov/electricity/data/browser/ | U.S. Energy Information Administration | 17522 | 2019 | 112.75 | 108.301 | 94.94800000000001 | 103.775 | 118.092 | 104.263 | 135.801 | U.S. Energy Information Administration | 108.88 | 108.88 | 73.79 | 104.80 | 94.67 | NO-ESTIMATION | NO-ESTIMATION | NO-ESTIMATION | NO-ESTIMATION | CAPACITY-FACTOR-V1
USA | United States of America | City Power Plant |  | USA0000841 | 8 | 43.4914 | -112.0454 | Hydro |  |  |  | 1982.0 | City of Idaho Falls - (ID) | U.S. Energy Information Administration | http://www.eia.gov/electricity/data/browser/ | U.S. Energy Information Administration |  | 2019 | 43.086 | 42.551 | 45.196 | 44.131 | 50.56 | 46.503 | 46.722 | U.S. Energy Information Administration | 33.94 | 34.57 | 27.36 | 34.89 | 33.26 | WIND-V1 | WIND-V1 | WIND-V1 | WIND-V1 | WIND-V1
USA | United States of America | Cataract Hydro |  | USA0001486 | 6.6 | 43.4956 | -70.4472 | Hydro |  |  |  | 1937.0 | Brookfield White Pine Hydro LLC | U.S. Energy Information Administration | http://www.eia.gov/electricity/data/browser/ | U.S. Energy Information Administration |  | 2019 | 33.143 | 37.579 | 30.687 | 23.381 | 25.529 | 19.887 | 9.708 | U.S. Energy Information Administration | 26.52 | 27.34 | 21.37 | 27.84 | 24.31 | WIND-V1 | WIND-V1 | WIND-V1 | WIND-V1 | WIND-V1
USA | United States of America | Lighthouse Hill |  | USA0002582 | 8 | 43.5241 | -75.9703 | Hydro |  |  |  | 1930.0 | Erie Boulevard Hydropower LP | U.S. Energy Information Administration | http://www.eia.gov/electricity/data/browser/ | U.S. Energy Information Administration | 27829 | 2019 | 25.665 | 25.404 | 20.846 | 20.097 | 29.404 | 25.23 | 25.34 | U.S. Energy Information Administration | 26.89 | 27.02 | 24.45 | 27.09 | 24.77 | WIND-V1 | WIND-V1 | WIND-V1 | WIND-V1 | WIND-V1
USA | United States of America | Lucky Peak Power Plant Project |  | USA0010014 | 101.2 | 43.5280 | -116.0583 | Hydro |  |  |  | 1988.0 | Boise-Kuna Irrigation District | U.S. Energy Information Administration | http://www.eia.gov/electricity/data/browser/ | U.S. Energy Information Administration | 32347 | 2019 | 215.46800000000002 | 308.112 | 277.86400000000003 | 340.296 | 463.317 | 347.57 | 363.871 | U.S. Energy Information Administration | 332.16 | 351.21 | 298.14 | 355.26 | 302.39 | NO-ESTIMATION | NO-ESTIMATION | NO-ESTIMATION | NO-ESTIMATION | CAPACITY-FACTOR-V1
USA | United States of America | Bennetts Bridge |  | USA0002545 | 36 | 43.5317 | -75.9531 | Hydro |  |  |  | 1949.0 | Erie Boulevard Hydropower LP | U.S. Energy Information Administration | http://www.eia.gov/electricity/data/browser/ | U.S. Energy Information Administration | 27784 | 2019 | 104.60600000000001 | 103.936 | 86.214 | 85.659 | 114.169 | 104.808 | 104.742 | U.S. Energy Information Administration | 103.89 | 103.89 | 85.82 | 104.18 | 90.97 | HYDRO-V1 | HYDRO-V1 | HYDRO-V1 | HYDRO-V1 | HYDRO-V1
USA | United States of America | Boise R Diversion |  | USA0006397 | 3.3 | 43.5377 | -116.0938 | Hydro |  |  |  | 2004.0 | U S Bureau of Reclamation | U.S. Energy Information Administration | http://www.eia.gov/electricity/data/browser/ | U.S. Energy Information Administration |  | 2019 | 7.998 | 7.038 | 8.252 | 8.849 | 11.825000000000001 | 9.866 | 8.729 | U.S. Energy Information Administration | 11.20 | 11.23 | 10.76 | 11.46 | 10.45 | NO-ESTIMATION | NO-ESTIMATION | NO-ESTIMATION | NO-ESTIMATION | CAPACITY-FACTOR-V1
USA | United States of America | Upper Power Plant |  | USA0000844 | 8 | 43.5527 | -112.0510 | Hydro |  |  |  | 1982.0 | City of Idaho Falls - (ID) | U.S. Energy Information Administration | http://www.eia.gov/electricity/data/browser/ | U.S. Energy Information Administration |  | 2019 | 45.978 | 45.755 | 49.989000000000004 | 42.607 | 53.911 | 52.418 | 50.598 | U.S. Energy Information Administration | 33.94 | 34.57 | 27.36 | 34.89 | 33.26 | NO-ESTIMATION | NO-ESTIMATION | SOLAR-V1 | SOLAR-V1 | SOLAR-V1
USA | United States of America | Barber Dam |  | USA0010735 | 4.1 | 43.5610 | -116.1213 | Hydro |  |  |  | 1990.0 | Fulcrum Inc | U.S. Energy Information Administration | http://www.eia.gov/electricity/data/browser/ | U.S. Energy Information Administration | 17366 | 2019 | 8.96 | 10.35 | 9.424 | 12.163 | 13.271 | 12.068 | 13.08 | U.S. Energy Information Administration | 14.76 | 14.80 | 14.04 | 15.08 | 13.83 | NO-ESTIMATION | NO-ESTIMATION | NO-ESTIMATION | NO-ESTIMATION | CAPACITY-FACTOR-V1
USA | United States of America | Skelton |  | USA0001505 | 16.8 | 43.5708 | -70.5583 | Hydro |  |  |  | 1948.0 | Brookfield White Pine Hydro LLC | U.S. Energy Information Administration | http://www.eia.gov/electricity/data/browser/ | U.S. Energy Information Administration | 15913 | 2019 | 26.222 | 66.764 | 96.127 | 92.901 | 100.13 | 109.965 | 117.629 | U.S. Energy Information Administration | 68.48 | 71.91 | 55.34 | 73.19 | 64.18 | HYDRO-V1 | HYDRO-V1 | HYDRO-V1 | HYDRO-V1 | HYDRO-V1
USA | United States of America | Port Leyden Hydroelectric Project |  | USA0010817 | 1 | 43.5836 | -75.3392 | Hydro |  |  |  | 1986.0 | Empire Hydro Partners | U.S. Energy Information Administration | http://www.eia.gov/electricity/data/browser/ | U.S. Energy Information Administration | 17427 | 2019 | 4.477 | 5.018 | 4.421 | 3.985 | 4.707 | 4.817 | 5.377 | U.S. Energy Information Administration | 3.82 | 3.83 | 3.90 | 3.84 | 3.03 | SOLAR-V1 | SOLAR-V1 | SOLAR-V1 | SOLAR-V1 | SOLAR-V1
USA | United States of America | Newfound Hydroelectric |  | USA0050324 | 1.4 | 43.5900 | -71.7330 | Hydro |  |  |  | 1984.0 | KTZ Hydro LLC | U.S. Energy Information Administration | http://www.eia.gov/electricity/data/browser/ | U.S. Energy Information Administration | 27634 | 2019 | 6.196 | 5.779 | 1.741 | 4.87 | 6.338 | 5.892 | 2.116 | U.S. Energy Information Administration | 5.13 | 5.33 | 4.71 | 5.35 | 5.08 | NO-ESTIMATION | NO-ESTIMATION | NO-ESTIMATION | NO-ESTIMATION | CAPACITY-FACTOR-V1
USA | United States of America | Black River Hydro Associates |  | USA0010687 | 5.7 | 43.5912 | -75.3442 | Hydro |  |  |  | 1984.0000000000002 | CHI Energy Inc | U.S. Energy Information Administration | http://www.eia.gov/electricity/data/browser/ | U.S. Energy Information Administration |  | 2019 | 9.925 | 14.882 | 7.484 | 8.278 | 10.3 | 22.092 | 4.847 | U.S. Energy Information Administration | 18.44 | 18.41 | 17.29 | 18.46 | 14.45 | NO-ESTIMATION | NO-ESTIMATION | NO-ESTIMATION | NO-ESTIMATION | SOLAR-V1
USA | United States of America | Ottauquechee Hydro |  | USA0050126 | 1.8 | 43.5933 | -72.3506 | Hydro |  |  |  | 1985.6666666666667 | Green Mountain Power Corp | U.S. Energy Information Administration | http://www.eia.gov/electricity/data/browser/ | U.S. Energy Information Administration | 17424 | 2019 | 6.9110000000000005 | 4.89 | 2.8930000000000002 | 2.184 | 0.14300000000000002 | 2.6470000000000002 | 1.352 | U.S. Energy Information Administration | 5.99 | 6.66 | 4.81 | 6.68 | 5.13 | NO-ESTIMATION | NO-ESTIMATION | NO-ESTIMATION | SOLAR-V1 | SOLAR-V1
USA | United States of America | Arrowrock Hydroelectric Project |  | USA0056997 | 15 | 43.5950 | -115.9233 | Hydro |  |  |  | 2010.0 | Boise-Kuna Irrigation District | U.S. Energy Information Administration | http://www.eia.gov/electricity/data/browser/ | U.S. Energy Information Administration | 50296 | 2019 | 48.941 | 72.661 | 65.416 | 66.805 | 80.923 | 77.252 | 59.677 | U.S. Energy Information Administration | 53.45 | 57.70 | 49.62 | 57.85 | 54.7 | NO-ESTIMATION | SOLAR-V1 | SOLAR-V1 | SOLAR-V1 | SOLAR-V1
USA | United States of America | Ayers Island |  | USA0002355 | 8.4 | 43.5978 | -71.7177 | Hydro |  |  |  | 1925.0000000000002 | Central Rivers Power NH LLC | U.S. Energy Information Administration | http://www.eia.gov/electricity/data/browser/ | U.S. Energy Information Administration | 30816 | 2019 | 46.703 | 43.686 | 37.796 | 37.229 | 44.562 | 48.160000000000004 | 49.55 | U.S. Energy Information Administration | 27.92 | 29.48 | 21.01 | 29.56 | 25.64 | HYDRO-V1 | HYDRO-V1 | HYDRO-V1 | HYDRO-V1 | HYDRO-V1
USA | United States of America | Moose River |  | USA0010196 | 12.6 | 43.6107 | -75.3413 | Hydro |  |  |  | 1987.0000000000002 | EONY Generation Limited | U.S. Energy Information Administration | http://www.eia.gov/electricity/data/browser/ | U.S. Energy Information Administration | 21847 | 2019 | 24.356 | 42.757 | 41.245 | 50.541000000000004 | 64.921 | 47.396 | 60.411 | U.S. Energy Information Administration | 46.32 | 49.84 | 35.73 | 43.90 | 42.9 | HYDRO-V1 | HYDRO-V1 | HYDRO-V1 | HYDRO-V1 | HYDRO-V1
USA | United States of America | Gouldtown |  | USA0056704 | 2 | 43.6126 | -75.3391 | Hydro |  |  |  | 1953.0 | Northbrook Lyons Falls LLC | U.S. Energy Information Administration | http://www.eia.gov/electricity/data/browser/ | U.S. Energy Information Administration | 62248 | 2019 | 13.083 | 9.86139 | 10.821 | 11.047 | 12.643 | 7.343 | 1.839 | U.S. Energy Information Administration | 7.77 | 8.50 | 6.84 | 7.55 | 7.22 | NO-ESTIMATION | NO-ESTIMATION | NO-ESTIMATION | NO-ESTIMATION | CAPACITY-FACTOR-V1
USA | United States of America | Rogers |  | USA0001716 | 6.8 | 43.6130 | -85.4795 | Hydro |  |  |  | 1922.0 | Consumers Energy Co | U.S. Energy Information Administration | http://www.eia.gov/electricity/data/browser/ | U.S. Energy Information Administration | 17537 | 2019 | 26.781 | 25.367 | 20.82 | 17.68 | 17.667 | 22.815 | 17.245 | U.S. Energy Information Administration | 27.06 | 27.56 | 20.50 | 26.55 | 25 | NO-ESTIMATION | NO-ESTIMATION | NO-ESTIMATION | NO-ESTIMATION | CAPACITY-FACTOR-V1
USA | United States of America | Bar Mills |  | USA0001481 | 4 | 43.6136 | -70.5525 | Hydro |  |  |  | 1956.0 | Brookfield White Pine Hydro LLC | U.S. Energy Information Administration | http://www.eia.gov/electricity/data/browser/ | U.S. Energy Information Administration | 15882 | 2019 | 13.433 | 11.522 | 4.973 | 6.333 | 5.246 | 0.0 | 0 | U.S. Energy Information Administration | 15.51 | 16.58 | 13.45 | 16.53 | 14.41 | NO-ESTIMATION | NO-ESTIMATION | NO-ESTIMATION | NO-ESTIMATION | SOLAR-V1
USA | United States of America | Kosterville |  | USA0056705 | 1 | 43.6142 | -75.3327 | Hydro |  |  |  | 1956.5 | Northbrook Lyons Falls LLC | U.S. Energy Information Administration | http://www.eia.gov/electricity/data/browser/ | U.S. Energy Information Administration | 62249 | 2019 | 3.98871 | 3.23334 | 3.426 | 2.541 | 3.203 | 1.624 | 2.17 | U.S. Energy Information Administration | 3.95 | 4.31 | 3.68 | 3.84 | 3.67 | NO-ESTIMATION | NO-ESTIMATION | NO-ESTIMATION | NO-ESTIMATION | CAPACITY-FACTOR-V1
USA | United States of America | Lyons Falls Hydroelectric |  | USA0056703 | 5.6 | 43.6186 | -75.3586 | Hydro |  |  |  | 1960.5178571428569 | Northbrook Lyons Falls LLC | U.S. Energy Information Administration | http://www.eia.gov/electricity/data/browser/ | U.S. Energy Information Administration | 25292 | 2019 | 26.07561 | 27.617040000000003 | 27.411 | 29.921 | 30.474 | 24.990000000000002 | 29.196 | U.S. Energy Information Administration | 22.27 | 22.60 | 18.50 | 22.07 | 19.45 | NO-ESTIMATION | NO-ESTIMATION | NO-ESTIMATION | NO-ESTIMATION | CAPACITY-FACTOR-V1
USA | United States of America | Lyonsdale Associates |  | USA0050652 | 3 | 43.6189 | -75.3055 | Hydro |  |  |  | 1984.0 | Burrows Paper Corp | U.S. Energy Information Administration | http://www.eia.gov/electricity/data/browser/ | U.S. Energy Information Administration | 15179 | 2019 | 11.611 | 11.147 | 11.11 | 10.802 | 13.312000000000001 | 8.608 | 10.649 | U.S. Energy Information Administration | 10.60 | 11.64 | 8.89 | 10.10 | 9.76 | HYDRO-V1 | HYDRO-V1 | HYDRO-V1 | HYDRO-V1 | HYDRO-V1
USA | United States of America | Fargo Drop |  | USA0058384 | 1.1 | 43.6250 | -116.8997 | Hydro |  |  |  | 2013.0 | Riverside Investments LLC | U.S. Energy Information Administration | http://www.eia.gov/electricity/data/browser/ | U.S. Energy Information Administration | 64914 | 2019 | 3.487 | 3.487 | 3.498 | 4.847 | 3.979 | 3.9330000000000003 | 3.757 | U.S. Energy Information Administration | 3.62 | 5.45 | 3.37 | 3.63 | 3.5 | HYDRO-V1 | HYDRO-V1 | HYDRO-V1 | HYDRO-V1 | HYDRO-V1
USA | United States of America | Kilbourn |  | USA0004053 | 9.7 | 43.6258 | -89.7808 | Hydro |  |  |  | 1934.5051546391755 | Wisconsin Power & Light Co | U.S. Energy Information Administration | http://www.eia.gov/electricity/data/browser/ | U.S. Energy Information Administration | 37228 | 2019 | 54.127 | 53.044000000000004 | 50.594 | 63.221000000000004 | 60.803000000000004 | 50.363 | 42.715 | U.S. Energy Information Administration | 49.40 | 49.82 | 44.22 | 49.96 | 47.62 | NO-ESTIMATION | NO-ESTIMATION | NO-ESTIMATION | NO-ESTIMATION | CAPACITY-FACTOR-V1
USA | United States of America | Carver Falls |  | USA0006456 | 1.9 | 43.6262 | -73.3073 | Hydro |  |  |  | 1922.0000000000002 | Green Mountain Power Corp | U.S. Energy Information Administration | http://www.eia.gov/electricity/data/browser/ | U.S. Energy Information Administration | 15960 | 2019 | 7.621 | 5.304 | 0.243 | 5.428 | 5.533 | 6.257000000000001 | 7.861 | U.S. Energy Information Administration | 5.46 | 6.21 | 5.42 | 5.36 | 4.79 | NO-ESTIMATION | NO-ESTIMATION | NO-ESTIMATION | NO-ESTIMATION | SOLAR-V1
USA | United States of America | Mascoma Hydro |  | USA0054471 | 1.5 | 43.6334 | -72.3172 | Hydro |  |  |  | 1989.0 | Green Mountain Power Corp | U.S. Energy Information Administration | http://www.eia.gov/electricity/data/browser/ | U.S. Energy Information Administration |  | 2019 | 4.8580000000000005 | 4.019 | 3.403 | 2.9010000000000002 | 1.93 | 1.938 | 3.85 | U.S. Energy Information Administration | 3.11 | 4.26 | 4.19 | 4.27 | 3.7 | NO-ESTIMATION | NO-ESTIMATION | NO-ESTIMATION | NO-ESTIMATION | CAPACITY-FACTOR-V1
USA | United States of America | Glen |  | USA0003714 | 2 | 43.6368 | -72.9758 | Hydro |  |  |  | 1920.0 | Green Mountain Power Corp | U.S. Energy Information Administration | http://www.eia.gov/electricity/data/browser/ | U.S. Energy Information Administration | 15965 | 2019 | 7.152 | 6.628 | 5.905 | 4.441 | 4.743 | 8.275 | 8.92 | U.S. Energy Information Administration | 5.39 | 5.42 | 5.51 | 5.44 | 4.72 | NO-ESTIMATION | NO-ESTIMATION | NO-ESTIMATION | NO-ESTIMATION | CAPACITY-FACTOR-V1
USA | United States of America | Deweys Mill |  | USA0010137 | 3 | 43.6411 | -72.4061 | Hydro |  |  |  | 1989.0 | Green Mountain Power Corp | U.S. Energy Information Administration | http://www.eia.gov/electricity/data/browser/ | U.S. Energy Information Administration | 17383 | 2019 | 6.9110000000000005 | 4.89 | 4.521 | 3.888 | 0.361 | 2.226 | 2.156 | U.S. Energy Information Administration | 9.71 | 9.58 | 9.38 | 9.61 | 8.26 | NO-ESTIMATION | NO-ESTIMATION | NO-ESTIMATION | NO-ESTIMATION | WIND-V1
USA | United States of America | Owyhee Dam Power Project |  | USA0050361 | 4.3 | 43.6416 | -117.2437 | Hydro |  |  |  | 1985.0 | Owyhee Irrigation District | U.S. Energy Information Administration | http://www.eia.gov/electricity/data/browser/ | U.S. Energy Information Administration | 29289 | 2019 | 11.435 | 10.139 | 8.507 | 13.366 | 27.93 | 13.178 | 21.878 | U.S. Energy Information Administration | 12.63 | 12.69 | 13.30 | 15.27 | 12.85 | NO-ESTIMATION | NO-ESTIMATION | NO-ESTIMATION | NO-ESTIMATION | SOLAR-V1
USA | United States of America | Tunnel 1 Power Project |  | USA0050362 | 7 | 43.6420 | -117.2327 | Hydro |  |  |  | 1993.0 | Owyhee Irrigation District | U.S. Energy Information Administration | http://www.eia.gov/electricity/data/browser/ | U.S. Energy Information Administration |  | 2019 | 3.0180000000000002 | 0.0 | 0.0 | 10.561 | 22.861 | 16.369 | 22.316 | U.S. Energy Information Administration | 20.32 | 20.47 | 20.46 | 24.59 | 20.76 | HYDRO-V1 | HYDRO-V1 | HYDRO-V1 | HYDRO-V1 | HYDRO-V1
USA | United States of America | Proctor |  | USA0006450 | 6.9 | 43.6628 | -73.0340 | Hydro |  |  |  | 1943.3043478260868 | Green Mountain Power Corp | U.S. Energy Information Administration | http://www.eia.gov/electricity/data/browser/ | U.S. Energy Information Administration | 35980 | 2019 | 1.033 | 11.095 | 16.278 | 24.855 | 27.056 | 31.207 | 31.176 | U.S. Energy Information Administration | 23.49 | 23.02 | 21.10 | 23.09 | 20.18 | HYDRO-V1 | HYDRO-V1 | HYDRO-V1 | HYDRO-V1 | HYDRO-V1
USA | United States of America | West Buxton |  | USA0001508 | 7.7 | 43.6669 | -70.6021 | Hydro |  |  |  | 1930.6623376623374 | Brookfield White Pine Hydro LLC | U.S. Energy Information Administration | http://www.eia.gov/electricity/data/browser/ | U.S. Energy Information Administration | 15914 | 2019 | 28.263 | 28.93 | 23.04 | 25.919 | 27.773 | 19.467 | 26.812 | U.S. Energy Information Administration | 29.71 | 32.68 | 24.98 | 32.83 | 28.51 | WIND-V1 | WIND-V1 | WIND-V1 | WIND-V1 | WIND-V1
USA | United States of America | Wilder |  | USA0002353 | 35.6 | 43.6679 | -72.3036 | Hydro |  |  |  | 1953.325842696629 | Great River Hydro LLC | U.S. Energy Information Administration | http://www.eia.gov/electricity/data/browser/ | U.S. Energy Information Administration | 27451 | 2019 | 162.5 | 149.245 | 138.953 | 143.302 | 165.472 | 149.637 | 164.637 | U.S. Energy Information Administration | 139.66 | 135.36 | 103.93 | 138.56 | 116.1 | NO-ESTIMATION | NO-ESTIMATION | NO-ESTIMATION | NO-ESTIMATION | CAPACITY-FACTOR-V1
USA | United States of America | Sanford Dam |  | USA0050157 | 3.6 | 43.6773 | -84.3802 | Hydro |  |  |  | 1923.0 | Boyce Hydro Power LLC | U.S. Energy Information Administration | http://www.eia.gov/electricity/data/browser/ | U.S. Energy Information Administration | 37308 | 2019 | 9.045 | 8.364 | 5.11 | 9.749 | 11.534 | 11.592 | 13.452 | U.S. Energy Information Administration | 13.87 | 14.41 | 11.50 | 12.98 | 12.24 | WIND-V1 | WIND-V1 | WIND-V1 | WIND-V1 | WIND-V1
USA | United States of America | Bonny Eagle |  | USA0001482 | 7.2 | 43.6877 | -70.6116 | Hydro |  |  |  | 1910.0 | Brookfield White Pine Hydro LLC | U.S. Energy Information Administration | http://www.eia.gov/electricity/data/browser/ | U.S. Energy Information Administration | 15886 | 2019 | 44.27 | 47.051 | 38.064 | 39.288000000000004 | 40.847 | 35.137 | 39.18 | U.S. Energy Information Administration | 27.78 | 30.24 | 23.04 | 30.38 | 26.33 | HYDRO-V1 | HYDRO-V1 | HYDRO-V1 | HYDRO-V1 | HYDRO-V1
USA | United States of America | Pittsford |  | USA0003722 | 3.6 | 43.6940 | -72.9550 | Hydro |  |  |  | 1914.0 | Green Mountain Power Corp | U.S. Energy Information Administration | http://www.eia.gov/electricity/data/browser/ | U.S. Energy Information Administration |  | 2019 | 9.848 | 8.439 | 8.359 | 7.7250000000000005 | 9.608 | 10.15 | 11.389 | U.S. Energy Information Administration | 8.30 | 8.30 | 8.46 | 8.32 | 7.1 | HYDRO-V1 | HYDRO-V1 | HYDRO-V1 | HYDRO-V1 | HYDRO-V1
USA | United States of America | Hills Creek |  | USA0003081 | 30 | 43.7107 | -122.4238 | Hydro |  |  |  | 1962.0 | USACE Northwestern Division | U.S. Energy Information Administration | http://www.eia.gov/electricity/data/browser/ | U.S. Energy Information Administration | 35566 | 2019 | 129.042 | 108.905 | 76.69800000000001 | 96.5 | 157.222 | 122.105 | 116.765 | U.S. Energy Information Administration | 88.98 | 103.58 | 76.83 | 105.89 | 85.31 | NO-ESTIMATION | NO-ESTIMATION | NO-ESTIMATION | NO-ESTIMATION | CAPACITY-FACTOR-V1
USA | United States of America | Michell Butte Power Project |  | USA0050360 | 1.8 | 43.7719 | -117.1550 | Hydro |  |  |  | 1989.0 | Owyhee Irrigation District | U.S. Energy Information Administration | http://www.eia.gov/electricity/data/browser/ | U.S. Energy Information Administration |  | 2019 | 2.2 | 0.096 | 1.076 | 3.907 | 7.363 | 4.922 | 6.718 | U.S. Energy Information Administration | 5.93 | 5.95 | 6.25 | 6.40 | 4.38 | NO-ESTIMATION | NO-ESTIMATION | NO-ESTIMATION | NO-ESTIMATION | CAPACITY-FACTOR-V1
USA | United States of America | Dorena Hydro-Electric Facility |  | USA0059357 | 7.5 | 43.7867 | -122.9581 | Hydro |  |  |  | 2014.0 | Dorena Hydro LLC | U.S. Energy Information Administration | http://www.eia.gov/electricity/data/browser/ | U.S. Energy Information Administration |  | 2019 |  | 0.837 | 7.941 | 11.166 | 14.917 | 9.321 | 10.754 | U.S. Energy Information Administration | 25.74 | 27.55 | 23.35 | 23.99 | 24.34 | WIND-V1 | WIND-V1 | WIND-V1 | WIND-V1 | WIND-V1
USA | United States of America | North Gorham |  | USA0001501 | 2.2 | 43.8025 | -70.4499 | Hydro |  |  |  | 1924.9999999999998 | Brookfield White Pine Hydro LLC | U.S. Energy Information Administration | http://www.eia.gov/electricity/data/browser/ | U.S. Energy Information Administration | 15907 | 2019 | 8.813 | 10.404 | 8.273 | 9.712 | 10.383000000000001 | 10.291 | 12.152 | U.S. Energy Information Administration | 8.61 | 8.16 | 7.07 | 8.18 | 7.12 | WIND-V1 | WIND-V1 | WIND-V1 | WIND-V1 | WIND-V1
USA | United States of America | Edenville |  | USA0050158 | 4.8 | 43.8140 | -84.3767 | Hydro |  |  |  | 1923.0 | Boyce Hydro Power LLC | U.S. Energy Information Administration | http://www.eia.gov/electricity/data/browser/ | U.S. Energy Information Administration | 37303 | 2019 | 19.513 | 18.908 | 13.873000000000001 | 20.056 | 21.474 | 17.328 | 0 | U.S. Energy Information Administration | 16.31 | 16.38 | 14.23 | 14.11 | 14.21 | WIND-V1 | WIND-V1 | WIND-V1 | WIND-V1 | WIND-V1
USA | United States of America | Lachute Hydro Upper |  | USA0010753 | 5.2 | 43.8439 | -73.4312 | Hydro |  |  |  | 1988.0 | Lachute Hydro Co Inc | U.S. Energy Information Administration | http://www.eia.gov/electricity/data/browser/ | U.S. Energy Information Administration |  | 2019 | 13.149000000000001 | 15.599 | 11.574 | 10.721 | 15.43 | 15.072000000000001 | 21.655 | U.S. Energy Information Administration | 14.31 | 14.31 | 11.83 | 14.33 | 12.5 | NO-ESTIMATION | NO-ESTIMATION | NO-ESTIMATION | SOLAR-V1 | SOLAR-V1
USA | United States of America | Lachute Hydro Lower |  | USA0010752 | 3.8 | 43.8490 | -73.4207 | Hydro |  |  |  | 1988.0 | Lachute Hydro Co Inc | U.S. Energy Information Administration | http://www.eia.gov/electricity/data/browser/ | U.S. Energy Information Administration |  | 2019 | 13.149000000000001 | 15.559000000000001 | 23.148 | 10.721 | 15.43 | 15.072000000000001 | 21.655 | U.S. Energy Information Administration | 11.01 | 11.01 | 9.35 | 11.03 | 9.69 | NO-ESTIMATION | NO-ESTIMATION | NO-ESTIMATION | NO-ESTIMATION | SOLAR-V1
USA | United States of America | Hiram |  | USA0001493 | 10.5 | 43.8525 | -70.7969 | Hydro |  |  |  | 1969.4571428571428 | Brookfield White Pine Hydro LLC | U.S. Energy Information Administration | http://www.eia.gov/electricity/data/browser/ | U.S. Energy Information Administration | 15899 | 2019 | 44.230000000000004 | 49.619 | 42.501 | 40.798 | 39.053 | 39.979 | 45.987 | U.S. Energy Information Administration | 38.39 | 41.89 | 29.43 | 39.49 | 35.73 | NO-ESTIMATION | NO-ESTIMATION | NO-ESTIMATION | NO-ESTIMATION | NO-ESTIMATION
USA | United States of America | Castle Rock |  | USA0004079 | 15 | 43.8656 | -89.9514 | Hydro |  |  |  | 1950.2 | Wisconsin River Power Company | U.S. Energy Information Administration | http://www.eia.gov/electricity/data/browser/ | U.S. Energy Information Administration | 37269 | 2019 | 90.806 | 111.912 | 95.138 | 117.866 | 112.297 | 103.669 | 109.498 | U.S. Energy Information Administration | 77.31 | 77.77 | 74.45 | 84.82 | 74.9 | NO-ESTIMATION | NO-ESTIMATION | NO-ESTIMATION | NO-ESTIMATION | CAPACITY-FACTOR-V1
USA | United States of America | Moshier |  | USA0002588 | 8 | 43.8719 | -75.1364 | Hydro |  |  |  | 1929.0 | Erie Boulevard Hydropower LP | U.S. Energy Information Administration | http://www.eia.gov/electricity/data/browser/ | U.S. Energy Information Administration | 27833 | 2019 | 37.531 | 47.455 | 31.797 | 35.076 | 46.999 | 42.081 | 46.217 | U.S. Energy Information Administration | 29.51 | 30.97 | 25.61 | 28.15 | 28.03 | WIND-V1 | WIND-V1 | WIND-V1 | WIND-V1 | WIND-V1
USA | United States of America | Upper Beaver Falls Project |  | USA0010490 | 1.5 | 43.8836 | -75.4281 | Hydro |  |  |  | 1985.0 | Eagle Creek RE LLC | U.S. Energy Information Administration | http://www.eia.gov/electricity/data/browser/ | U.S. Energy Information Administration | 70513 | 2019 | 9.247 | 10.393 | 7.8500000000000005 | 8.594 | 9.922 | 9.08 | 9.368 | U.S. Energy Information Administration | 6.33 | 6.59 | 5.91 | 6.53 | 6.07 | SOLAR-V1-NO-AGE | SOLAR-V1-NO-AGE | SOLAR-V1-NO-AGE | SOLAR-V1-NO-AGE | SOLAR-V1-NO-AGE
USA | United States of America | Lower Beaver Falls Project |  | USA0054691 | 1 | 43.8844 | -75.4306 | Hydro |  |  |  | 1980.0 | Eagle Creek RE LLC | U.S. Energy Information Administration | http://www.eia.gov/electricity/data/browser/ | U.S. Energy Information Administration | 25290 | 2019 | 4.814 | 5.714 | 4.1450000000000005 | 4.851 | 6.183 | 4.723 | 6.245 | U.S. Energy Information Administration | 4.29 | 4.46 | 4.20 | 4.42 | 4.12 | NO-ESTIMATION | NO-ESTIMATION | NO-ESTIMATION | NO-ESTIMATION | CAPACITY-FACTOR-V1
USA | United States of America | Ludington |  | USA0001713 | 1978.8 | 43.8942 | -86.4447 | Hydro |  |  |  | 1973.0 | Consumers Energy Co | U.S. Energy Information Administration | http://www.eia.gov/electricity/data/browser/ | U.S. Energy Information Administration | 17531 | 2019 | -870.822 | -700.889 | -480.821 | -751.65 | -674.759 | -698.455 | -696.488 | U.S. Energy Information Administration | 5474.06 | 5474.06 | 5210.49 | 5489.06 | 4633.01 | NO-ESTIMATION | SOLAR-V1 | SOLAR-V1 | SOLAR-V1 | SOLAR-V1
USA | United States of America | Salisbury |  | USA0003724 | 1.3 | 43.8954 | -73.1007 | Hydro |  |  |  | 1916.9999999999998 | Green Mountain Power Corp | U.S. Energy Information Administration | http://www.eia.gov/electricity/data/browser/ | U.S. Energy Information Administration | 15975 | 2019 | 3.1830000000000003 | 2.63 | 2.017 | 1.98 | 3.121 | 3.456 | 4.676 | U.S. Energy Information Administration | 4.87 | 4.91 | 4.69 | 4.90 | 4.26 | NO-ESTIMATION | NO-ESTIMATION | NO-ESTIMATION | NO-ESTIMATION | CAPACITY-FACTOR-V1
USA | United States of America | Stillwater Reservoir Hydro |  | USA0050513 | 1.8 | 43.8974 | -75.0400 | Hydro |  |  |  | 1987.0 | Stillwater Associates | U.S. Energy Information Administration | http://www.eia.gov/electricity/data/browser/ | U.S. Energy Information Administration |  | 2019 | 5.474 | 7.537 | 2.886 | 5.367 | 7.397 | 6.507000000000001 | 5.769 | U.S. Energy Information Administration | 7.09 | 6.73 | 7.05 | 6.74 | 5.66 | NO-ESTIMATION | NO-ESTIMATION | NO-ESTIMATION | NO-ESTIMATION | CAPACITY-FACTOR-V1
USA | United States of America | Silver Lake (VT) |  | USA0003725 | 2.2 | 43.8986 | -73.0531 | Hydro |  |  |  | 1917.0 | Green Mountain Power Corp | U.S. Energy Information Administration | http://www.eia.gov/electricity/data/browser/ | U.S. Energy Information Administration | 15977 | 2019 | 1.373 | 4.771 | 4.558 | 4.1370000000000005 | 5.259 | 5.756 | 6.962 | U.S. Energy Information Administration |  |  |  | 8.27 | 7.18 | NO-ESTIMATION | NO-ESTIMATION | NO-ESTIMATION | NO-ESTIMATION | SOLAR-V1
USA | United States of America | Copenhagen Plant |  | USA0010545 | 3.3 | 43.8997 | -75.6603 | Hydro |  |  |  | 1984.0 | CHI Energy Inc | U.S. Energy Information Administration | http://www.eia.gov/electricity/data/browser/ | U.S. Energy Information Administration | 17374 | 2019 | 12.087 | 10.486 | 9.479000000000001 | 8.116 | 11.396 | 7.3 | 7.77 | U.S. Energy Information Administration | 6.86 | 6.86 | 6.81 | 6.88 | 5.77 | NO-ESTIMATION | NO-ESTIMATION | NO-ESTIMATION | NO-ESTIMATION | CAPACITY-FACTOR-V1
USA | United States of America | Horseshoe Bend Hydroelectric Co |  | USA0054524 | 9.4 | 43.9041 | -116.2442 | Hydro |  |  |  | 1995.0 | Horseshoe Bend Hydroelectric Co | U.S. Energy Information Administration | http://www.eia.gov/electricity/data/browser/ | U.S. Energy Information Administration | 24669 | 2019 | 40.983000000000004 | 44.794000000000004 | 42.403 | 46.502 | 36.999 | 44.462 | 37.422 | U.S. Energy Information Administration | 38.46 | 39.23 | 34.53 | 39.44 | 36.84 | NO-ESTIMATION | NO-ESTIMATION | NO-ESTIMATION | NO-ESTIMATION | CAPACITY-FACTOR-V1
USA | United States of America | Eagle |  | USA0002555 | 6 | 43.9097 | -75.2008 | Hydro |  |  |  | 1918.6666666666667 | Erie Boulevard Hydropower LP | U.S. Energy Information Administration | http://www.eia.gov/electricity/data/browser/ | U.S. Energy Information Administration | 27802 | 2019 | 33.306 | 38.46 | 27.765 | 29.76 | 37.92 | 30.799 | 39.182 | U.S. Energy Information Administration | 24.18 | 25.41 | 21.31 | 24.88 | 23.64 | WIND-V1 | WIND-V1 | WIND-V1 | WIND-V1 | WIND-V1
USA | United States of America | Felt |  | USA0006359 | 7.4 | 43.9135 | -111.2833 | Hydro |  |  |  | 1975.337837837838 | Fall River Rural Elec Coop Inc | U.S. Energy Information Administration | http://www.eia.gov/electricity/data/browser/ | U.S. Energy Information Administration | 19948 | 2019 | 25.684 | 32.313 | 26.576 | 25.327 | 37.06 | 29.902 | 29.412 | U.S. Energy Information Administration | 24.40 | 24.48 | 22.16 | 24.55 | 22.12 | NO-ESTIMATION | NO-ESTIMATION | NO-ESTIMATION | NO-ESTIMATION | CAPACITY-FACTOR-V1
USA | United States of America | Lookout Point |  | USA0003083 | 120 | 43.9153 | -122.7531 | Hydro |  |  |  | 1955.0 | USACE Northwestern Division | U.S. Energy Information Administration | http://www.eia.gov/electricity/data/browser/ | U.S. Energy Information Administration | 35575 | 2019 | 241.55700000000002 | 346.579 | 218.87800000000001 | 335.90000000000003 | 387.104 | 240.13 | 272.428 | U.S. Energy Information Administration | 368.25 | 400.10 | 307.82 | 375.16 | 327.48 | HYDRO-V1 | HYDRO-V1 | HYDRO-V1 | HYDRO-V1 | HYDRO-V1
USA | United States of America | Kings Falls Hydroelectric |  | USA0010872 | 1.6 | 43.9173 | -75.6338 | Hydro |  |  |  | 1988.0 | Silverstreet Hydro | U.S. Energy Information Administration | http://www.eia.gov/electricity/data/browser/ | U.S. Energy Information Administration | 14415 | 2019 |  |  |  |  | 2.196 | 1.931 | 2.698 | U.S. Energy Information Administration | 4.22 | 4.25 | 4.22 | 4.26 | 3.68 | HYDRO-V1 | HYDRO-V1 | HYDRO-V1 | HYDRO-V1 | HYDRO-V1
USA | United States of America | Brunswick Hydro |  | USA0001483 | 19.6 | 43.9205 | -69.9678 | Hydro |  |  |  | 1982.3571428571427 | Brookfield White Pine Hydro LLC | U.S. Energy Information Administration | http://www.eia.gov/electricity/data/browser/ | U.S. Energy Information Administration | 15885 | 2019 | 91.351 | 99.631 | 86.96600000000001 | 78.718 | 83.70100000000001 | 84.736 | 99.126 | U.S. Energy Information Administration | 91.59 | 93.94 | 79.44 | 93.51 | 79.13 | NO-ESTIMATION | NO-ESTIMATION | NO-ESTIMATION | NO-ESTIMATION | CAPACITY-FACTOR-V1
USA | United States of America | Soft Maple |  | USA0002610 | 16 | 43.9206 | -75.2433 | Hydro |  |  |  | 1925.0 | Erie Boulevard Hydropower LP | U.S. Energy Information Administration | http://www.eia.gov/electricity/data/browser/ | U.S. Energy Information Administration | 27858 | 2019 | 38.551 | 45.733000000000004 | 31.738 | 33.67 | 51.188 | 39.2 | 52.217 | U.S. Energy Information Administration | 64.43 | 67.72 | 54.27 | 66.31 | 64.28 | HYDRO-V1 | HYDRO-V1 | HYDRO-V1 | HYDRO-V1 | HYDRO-V1
USA | United States of America | Effley |  | USA0002557 | 3 | 43.9228 | -75.2779 | Hydro |  |  |  | 1915.466666666667 | Erie Boulevard Hydropower LP | U.S. Energy Information Administration | http://www.eia.gov/electricity/data/browser/ | U.S. Energy Information Administration | 27804 | 2019 | 15.718 | 18.284 | 12.954 | 14.022 | 19.217 | 16.672 | 19.684 | U.S. Energy Information Administration | 11.62 | 12.24 | 10.70 | 11.97 | 11.34 | NO-ESTIMATION | SOLAR-V1 | SOLAR-V1 | SOLAR-V1 | SOLAR-V1
USA | United States of America | Dexter |  | USA0003078 | 15 | 43.9242 | -122.8055 | Hydro |  |  |  | 1955.0 | USACE Northwestern Division | U.S. Energy Information Administration | http://www.eia.gov/electricity/data/browser/ | U.S. Energy Information Administration | 35548 | 2019 | 74.96900000000001 | 42.474000000000004 | 28.21 | 73.3 | 90.769 | 63.279 | 28.114 | U.S. Energy Information Administration | 59.48 | 70.58 | 55.02 | 63.79 | 60.59 | NO-ESTIMATION | NO-ESTIMATION | SOLAR-V1 | SOLAR-V1 | SOLAR-V1
USA | United States of America | High Falls - Croghan NY |  | USA0002575 | 6 | 43.9247 | -75.3731 | Hydro |  |  |  | 1925.0 | Erie Boulevard Hydropower LP | U.S. Energy Information Administration | http://www.eia.gov/electricity/data/browser/ | U.S. Energy Information Administration | 27824 | 2019 | 30.246000000000002 | 35.077 | 25.565 | 27.824 | 35.027 | 31.952 | 37.802 | U.S. Energy Information Administration | 24.18 | 25.41 | 21.31 | 24.88 | 23.64 | NO-ESTIMATION | NO-ESTIMATION | NO-ESTIMATION | NO-ESTIMATION | CAPACITY-FACTOR-V1
USA | United States of America | Taylorville |  | USA0002617 | 4 | 43.9270 | -75.3219 | Hydro |  |  |  | 1916.5 | Erie Boulevard Hydropower LP | U.S. Energy Information Administration | http://www.eia.gov/electricity/data/browser/ | U.S. Energy Information Administration | 27866 | 2019 | 24.661 | 28.791 | 19.79 | 21.634 | 22.56 | 25.487000000000002 | 30.592 | U.S. Energy Information Administration | 16.15 | 16.98 | 14.84 | 16.62 | 15.78 | NO-ESTIMATION | NO-ESTIMATION | NO-ESTIMATION | NO-ESTIMATION | SOLAR-V1
USA | United States of America | Elmer |  | USA0002559 | 2 | 43.9275 | -75.2883 | Hydro |  |  |  | 1916.0 | Erie Boulevard Hydropower LP | U.S. Energy Information Administration | http://www.eia.gov/electricity/data/browser/ | U.S. Energy Information Administration | 27805 | 2019 | 11.454 | 13.309000000000001 | 9.47 | 10.373 | 13.189 | 11.571 | 13.604 | U.S. Energy Information Administration | 8.46 | 8.84 | 7.87 | 8.72 | 8.25 | NO-ESTIMATION | NO-ESTIMATION | NO-ESTIMATION | NO-ESTIMATION | CAPACITY-FACTOR-V1
USA | United States of America | Belfort |  | USA0002544 | 2 | 43.9275 | -75.3331 | Hydro |  |  |  | 1914.1 | Erie Boulevard Hydropower LP | U.S. Energy Information Administration | http://www.eia.gov/electricity/data/browser/ | U.S. Energy Information Administration | 27785 | 2019 | 11.354000000000001 | 12.193 | 8.434000000000001 | 10.838000000000001 | 12.917 | 12.209 | 14.489 | U.S. Energy Information Administration | 8.46 | 8.84 | 7.87 | 8.72 | 8.25 | NO-ESTIMATION | NO-ESTIMATION | NO-ESTIMATION | NO-ESTIMATION | NO-ESTIMATION
USA | United States of America | Black Canyon |  | USA0006396 | 10.2 | 43.9305 | -116.4372 | Hydro |  |  |  | 1925.9999999999998 | U S Bureau of Reclamation | U.S. Energy Information Administration | http://www.eia.gov/electricity/data/browser/ | U.S. Energy Information Administration | 35619 | 2019 | 55.598 | 63.647 | 61.394 | 62.559000000000005 | 65.214 | 62.214 | 54.133 | U.S. Energy Information Administration | 41.73 | 42.57 | 35.91 | 42.80 | 40.23 | NO-ESTIMATION | NO-ESTIMATION | NO-ESTIMATION | NO-ESTIMATION | CAPACITY-FACTOR-V1
USA | United States of America | Pejepscot Hydroelectric Project |  | USA0050758 | 13.5 | 43.9574 | -70.0242 | Hydro |  |  |  | 1986.9999999999998 | Topsham Hydro Partners | U.S. Energy Information Administration | http://www.eia.gov/electricity/data/browser/ | U.S. Energy Information Administration | 22977 | 2019 | 79.932 | 75.47800000000001 | 65.46600000000001 | 59.526 | 64.869 | 42.229 | 42.702 | U.S. Energy Information Administration | 63.08 | 64.70 | 55.41 | 64.41 | 54.5 | NO-ESTIMATION | NO-ESTIMATION | NO-ESTIMATION | NO-ESTIMATION | CAPACITY-FACTOR-V1
USA | United States of America | Smallwood |  | USA0050160 | 1.2 | 43.9599 | -84.3360 | Hydro |  |  |  | 1923.0 | Boyce Hydro Power LLC | U.S. Energy Information Administration | http://www.eia.gov/electricity/data/browser/ | U.S. Energy Information Administration | 37310 | 2019 | 3.738 | 3.6790000000000003 | 2.8040000000000003 | 3.629 | 4.111 | 4.065 | 4.965 | U.S. Energy Information Administration | 4.66 | 4.69 | 4.13 | 4.10 | 4.12 | NO-ESTIMATION | NO-ESTIMATION | NO-ESTIMATION | NO-ESTIMATION | CAPACITY-FACTOR-V1
USA | United States of America | Watertown |  | USA0002700 | 8.1 | 43.9758 | -75.8747 | Hydro |  |  |  | 1923.9999999999998 | City of Watertown - (NY) | U.S. Energy Information Administration | http://www.eia.gov/electricity/data/browser/ | U.S. Energy Information Administration |  | 2019 | 23.581 | 25.12 | 20.759 | 21.917 | 29.979 | 19.884 | 24.052 | U.S. Energy Information Administration | 36.90 | 38.04 | 30.29 | 35.60 | 34.27 | HYDRO-V1 | HYDRO-V1 | HYDRO-V1 | HYDRO-V1 | HYDRO-V1
USA | United States of America | Beebee Island Hydro Plant |  | USA0010531 | 9 | 43.9767 | -75.9072 | Hydro |  |  |  | 1931.0 | Erie Boulevard Hydropower LP | U.S. Energy Information Administration | http://www.eia.gov/electricity/data/browser/ | U.S. Energy Information Administration | 27786 | 2019 | 47.713 | 43.841 | 42.199 | 41.902 | 52.082 | 39.261 | 50.626 | U.S. Energy Information Administration | 41.00 | 42.26 | 33.66 | 39.55 | 38.08 | NO-ESTIMATION | NO-ESTIMATION | NO-ESTIMATION | NO-ESTIMATION | CAPACITY-FACTOR-V1
USA | United States of America | Sewalls |  | USA0002608 | 2 | 43.9775 | -75.8942 | Hydro |  |  |  | 1925.0 | Erie Boulevard Hydropower LP | U.S. Energy Information Administration | http://www.eia.gov/electricity/data/browser/ | U.S. Energy Information Administration | 27856 | 2019 | 13.438 | 11.139 | 6.413 | 9.683 | 14.004 | 7.579 | 14.964 | U.S. Energy Information Administration | 9.12 | 9.40 | 7.83 | 8.86 | 8.31 | WIND-V1 | WIND-V1 | WIND-V1 | WIND-V1 | WIND-V1
USA | United States of America | Diamond Island Plant |  | USA0010540 | 1.2 | 43.9786 | -75.8861 | Hydro |  |  |  | 1913.9999999999998 | CHI Energy Inc | U.S. Energy Information Administration | http://www.eia.gov/electricity/data/browser/ | U.S. Energy Information Administration | 27801 | 2019 | 5.843 | 6.316 | 4.801 | 5.257 | 7.066 | 5.105 | 4.515 | U.S. Energy Information Administration | 5.21 | 5.38 | 4.60 | 5.21 | 4.49 | NO-ESTIMATION | NO-ESTIMATION | NO-ESTIMATION | NO-ESTIMATION | CAPACITY-FACTOR-V1
USA | United States of America | Tannery Island Power |  | USA0050416 | 1.5 | 43.9800 | -75.6131 | Hydro |  |  |  | 1986.0 | Ampersand Tannery Island Hydro LLC | U.S. Energy Information Administration | http://www.eia.gov/electricity/data/browser/ | U.S. Energy Information Administration | 26616 | 2019 | 7.463 | 7.812 | 6.399 | 6.8500000000000005 | 9.319 | 6.598 | 6.109 | U.S. Energy Information Administration | 6.50 | 6.71 | 5.76 | 6.53 | 5.59 | NO-ESTIMATION | NO-ESTIMATION | NO-ESTIMATION | NO-ESTIMATION | CAPACITY-FACTOR-V1
USA | United States of America | Longfalls Facility |  | USA0054548 | 3.3 | 43.9808 | -75.6247 | Hydro |  |  |  | 1991.0 | Ampersand Long Falls Hydro LLC | U.S. Energy Information Administration | http://www.eia.gov/electricity/data/browser/ | U.S. Energy Information Administration |  | 2019 | 0.012 | 5.158 | 8.534 | 8.32 | 13.487 | 4.366 | 0.989 | U.S. Energy Information Administration | 14.04 | 14.50 | 11.83 | 13.45 | 12.63 | NO-ESTIMATION | NO-ESTIMATION | NO-ESTIMATION | NO-ESTIMATION | CAPACITY-FACTOR-V1
USA | United States of America | West End Dam Hydroelectric Project |  | USA0050759 | 4.4 | 43.9829 | -75.6206 | Hydro |  |  |  | 1984.9999999999998 | Northbrook Carthage LLC | U.S. Energy Information Administration | http://www.eia.gov/electricity/data/browser/ | U.S. Energy Information Administration | 22981 | 2019 | 24.385 | 24.272000000000002 | 18.26 | 20.853 | 25.641000000000002 | 21.435 | 24.47 | U.S. Energy Information Administration | 19.41 | 20.03 | 16.48 | 18.63 | 17.98 | NO-ESTIMATION | NO-ESTIMATION | NO-ESTIMATION | NO-ESTIMATION | CAPACITY-FACTOR-V1
USA | United States of America | Smith (VT) |  | USA0003709 | 1.5 | 43.9921 | -72.1282 | Hydro |  |  |  | 1983.0 | Green Mountain Power Corp | U.S. Energy Information Administration | http://www.eia.gov/electricity/data/browser/ | U.S. Energy Information Administration | 15978 | 2019 | 5.865 | 3.995 | 4.626 | 3.3160000000000003 | 4.397 | 2.737 | 3.357 | U.S. Energy Information Administration | 3.33 | 3.35 | 3.31 | 3.36 | 2.82 | NO-ESTIMATION | NO-ESTIMATION | NO-ESTIMATION | NO-ESTIMATION | CAPACITY-FACTOR-V1
USA | United States of America | Worumbo Hydro Station |  | USA0050278 | 19.4 | 43.9947 | -70.0619 | Hydro |  |  |  | 1989.0 | Eagle Creek RE LLC | U.S. Energy Information Administration | http://www.eia.gov/electricity/data/browser/ | U.S. Energy Information Administration | 26448 | 2019 | 97.303 | 95.664 | 84.513 | 74.174 | 78.85300000000001 | 86.247 | 95.577 | U.S. Energy Information Administration | 90.65 | 92.98 | 79.63 | 92.56 | 78.32 | NO-ESTIMATION | NO-ESTIMATION | NO-ESTIMATION | NO-ESTIMATION | CAPACITY-FACTOR-V1
USA | United States of America | Black River |  | USA0002546 | 6 | 44.0001 | -75.8132 | Hydro |  |  |  | 1920.0 | Erie Boulevard Hydropower LP | U.S. Energy Information Administration | http://www.eia.gov/electricity/data/browser/ | U.S. Energy Information Administration | 27792 | 2019 | 29.845 | 33.815 | 30.346 | 23.186 | 37.924 | 33.523 | 38.732 | U.S. Energy Information Administration | 27.07 | 27.91 | 22.17 | 26.10 | 25.12 | NO-ESTIMATION | NO-ESTIMATION | NO-ESTIMATION | NO-ESTIMATION | CAPACITY-FACTOR-V1
USA | United States of America | Glen Park Hydroelectric Project |  | USA0050512 | 32.6 | 44.0006 | -75.9612 | Hydro |  |  |  | 1999.0 | Black River Hydroelectric LLC | U.S. Energy Information Administration | http://www.eia.gov/electricity/data/browser/ | U.S. Energy Information Administration | 26030 | 2019 | 156.337 | 154.27 | 106.931 | 125.559 | 187.751 | 148.036 | 185.103 | U.S. Energy Information Administration | 129.00 | 128.46 | 95.23 | 119.00 | 116.58 | NO-ESTIMATION | NO-ESTIMATION | NO-ESTIMATION | NO-ESTIMATION | NO-ESTIMATION
USA | United States of America | Dexter Plant |  | USA0010538 | 4.2 | 44.0040 | -76.0413 | Hydro |  |  |  | 1972.8095238095236 | CHI Energy Inc | U.S. Energy Information Administration | http://www.eia.gov/electricity/data/browser/ | U.S. Energy Information Administration | 17384 | 2019 | 10.209 | 11.748000000000001 | 16.473 | 20.347 | 22.171 | 18.833000000000002 | 14.762 | U.S. Energy Information Administration | 18.63 | 19.22 | 15.75 | 17.89 | 17.25 | WIND-V1 | WIND-V1 | WIND-V1 | WIND-V1 | WIND-V1
USA | United States of America | Kamargo |  | USA0002581 | 6 | 44.0117 | -75.7967 | Hydro |  |  |  | 1921.0 | Erie Boulevard Hydropower LP | U.S. Energy Information Administration | http://www.eia.gov/electricity/data/browser/ | U.S. Energy Information Administration | 27827 | 2019 | 23.484 | 22.726 | 12.881 | 16.849 | 24.381 | 20.915 | 23.084 | U.S. Energy Information Administration | 27.07 | 27.91 | 22.17 | 26.10 | 25.12 | NO-ESTIMATION | NO-ESTIMATION | SOLAR-V1 | SOLAR-V1 | SOLAR-V1
USA | United States of America | Chester Diversion Hydroelectric Project |  | USA0056893 | 3.6 | 44.0183 | -111.5836 | Hydro |  |  |  | 2014.0 | Fall River Rural Elec Coop Inc | U.S. Energy Information Administration | http://www.eia.gov/electricity/data/browser/ | U.S. Energy Information Administration | 55102 | 2019 |  | 4.121 | 3.712 | 6.663 | 7.884 | 5.265 | 7.551 | U.S. Energy Information Administration | 13.28 | 13.19 | 12.05 | 13.30 | 12.62 | NO-ESTIMATION | NO-ESTIMATION | NO-ESTIMATION | NO-ESTIMATION | CAPACITY-FACTOR-V1
USA | United States of America | Herrings |  | USA0002572 | 5.4 | 44.0217 | -75.6511 | Hydro |  |  |  | 1924.0 | Erie Boulevard Hydropower LP | U.S. Energy Information Administration | http://www.eia.gov/electricity/data/browser/ | U.S. Energy Information Administration | 27820 | 2019 | 22.728 | 18.085 | 15.524000000000001 | 15.766 | 23.241 | 20.957 | 28.741 | U.S. Energy Information Administration | 23.89 | 24.65 | 19.95 | 22.94 | 22.14 | NO-ESTIMATION | NO-ESTIMATION | NO-ESTIMATION | NO-ESTIMATION | CAPACITY-FACTOR-V1
USA | United States of America | Lower Middlebury |  | USA0003716 | 2.4 | 44.0249 | -73.1768 | Hydro |  |  |  | 1916.9999999999998 | Green Mountain Power Corp | U.S. Energy Information Administration | http://www.eia.gov/electricity/data/browser/ | U.S. Energy Information Administration | 15967 | 2019 | 7.958 | 6.711 | 3.298 | 5.4430000000000005 | 5.357 | 6.798 | 0 | U.S. Energy Information Administration | 8.95 | 9.02 | 8.62 | 9.02 | 7.83 | NO-ESTIMATION | NO-ESTIMATION | NO-ESTIMATION | NO-ESTIMATION | CAPACITY-FACTOR-V1
USA | United States of America | Birch Creek Power |  | USA0010140 | 2.6 | 44.0274 | -112.7194 | Hydro |  |  |  | 1986.0 | Birch Power Co | U.S. Energy Information Administration | http://www.eia.gov/electricity/data/browser/ | U.S. Energy Information Administration | 23578 | 2019 | 12.243 | 13.21 | 12.275 | 11.317 | 9.31 | 12.803 | 13.011 | U.S. Energy Information Administration | 7.07 | 7.11 | 7.41 | 7.13 | 6.19 | HYDRO-V1 | HYDRO-V1 | HYDRO-V1 | HYDRO-V1 | HYDRO-V1
USA | United States of America | Dry Creek Project |  | USA0054394 | 3.6 | 44.0274 | -112.7194 | Hydro |  |  |  | 1988.0 | Dry Creek LLC | U.S. Energy Information Administration | http://www.eia.gov/electricity/data/browser/ | U.S. Energy Information Administration | 48767 | 2019 | 5.158 | 7.719 | 8.465 | 11.163 | 13.16 | 12.788 | 10.341 | U.S. Energy Information Administration | 8.02 | 8.02 | 8.44 | 8.04 | 6.82 | NO-ESTIMATION | SOLAR-V1 | SOLAR-V1 | SOLAR-V1 | SOLAR-V1
USA | United States of America | Siphon Power Project |  | USA0050980 | 5.4 | 44.0330 | -121.3297 | Hydro |  |  |  | 1989.0 | Central Oregon Irrigation Dist | U.S. Energy Information Administration | http://www.eia.gov/electricity/data/browser/ | U.S. Energy Information Administration |  | 2019 | 26.034 | 25.578 | 25.365000000000002 | 21.526 | 26.373 | 22.142 | 16.974 | U.S. Energy Information Administration | 21.17 | 21.52 | 19.49 | 21.72 | 18.63 | NO-ESTIMATION | NO-ESTIMATION | NO-ESTIMATION | NO-ESTIMATION | CAPACITY-FACTOR-V1
USA | United States of America | Deferiet |  | USA0002552 | 12 | 44.0381 | -75.6806 | Hydro |  |  |  | 1925.0 | Erie Boulevard Hydropower LP | U.S. Energy Information Administration | http://www.eia.gov/electricity/data/browser/ | U.S. Energy Information Administration | 27800 | 2019 | 60.001000000000005 | 58.870000000000005 | 44.038000000000004 | 45.236000000000004 | 68.224 | 50.799 | 70.225 | U.S. Energy Information Administration | 55.09 | 56.77 | 44.33 | 53.16 | 51.19 | NO-ESTIMATION | NO-ESTIMATION | NO-ESTIMATION | NO-ESTIMATION | CAPACITY-FACTOR-V1
USA | United States of America | Big Bend Dam |  | USA0003375 | 538.3 | 44.0384 | -99.4463 | Hydro |  |  |  | 1965.125023221252 | USACE-Omaha | U.S. Energy Information Administration | http://www.eia.gov/electricity/data/browser/ | U.S. Energy Information Administration | 35533 | 2019 | 742.763 | 1032.493 | 843.567 | 726.338 | 954.403 | 1193.249 | 1525.056 | U.S. Energy Information Administration | 1501.56 | 1372.40 | 1095.48 | 1499.95 | 1084.53 | NO-ESTIMATION | NO-ESTIMATION | NO-ESTIMATION | NO-ESTIMATION | CAPACITY-FACTOR-V1
USA | United States of America | Secord |  | USA0050159 | 1.2 | 44.0411 | -84.3418 | Hydro |  |  |  | 1923.0 | Boyce Hydro Power LLC | U.S. Energy Information Administration | http://www.eia.gov/electricity/data/browser/ | U.S. Energy Information Administration | 37307 | 2019 | 4.578 | 4.5520000000000005 | 3.706 | 4.569 | 4.9670000000000005 | 4.4430000000000005 | 5.658 | U.S. Energy Information Administration | 4.66 | 4.69 | 4.13 | 4.10 | 4.12 | HYDRO-V1 | HYDRO-V1 | HYDRO-V1 | HYDRO-V1 | HYDRO-V1
USA | United States of America | Beldens |  | USA0006451 | 5.7 | 44.0525 | -73.1762 | Hydro |  |  |  | 1967.666666666667 | Green Mountain Power Corp | U.S. Energy Information Administration | http://www.eia.gov/electricity/data/browser/ | U.S. Energy Information Administration | 35976 | 2019 | 18.579 | 14.836 | 13.678 | 11.824 | 17.062 | 17.698 | 19.615 | U.S. Energy Information Administration | 18.32 | 18.41 | 17.10 | 18.40 | 15.7 | NO-ESTIMATION | NO-ESTIMATION | NO-ESTIMATION | NO-ESTIMATION | CAPACITY-FACTOR-V1
USA | United States of America | Petenwell |  | USA0004080 | 20 | 44.0572 | -90.0217 | Hydro |  |  |  | 1949.25 | Wisconsin River Power Company | U.S. Energy Information Administration | http://www.eia.gov/electricity/data/browser/ | U.S. Energy Information Administration | 37270 | 2019 | 97.892 | 110.757 | 109.043 | 130.51 | 117.226 | 117.35300000000001 | 134.969 | U.S. Energy Information Administration | 96.41 | 101.59 | 85.56 | 100.68 | 87.35 | NO-ESTIMATION | NO-ESTIMATION | NO-ESTIMATION | NO-ESTIMATION | CAPACITY-FACTOR-V1
USA | United States of America | Falls River Hydro |  | USA0054668 | 9 | 44.0597 | -111.3535 | Hydro |  |  |  | 1993.0 | Marysville Hydro Partners | U.S. Energy Information Administration | http://www.eia.gov/electricity/data/browser/ | U.S. Energy Information Administration | 22740 | 2019 | 44.782650000000004 | 54.155 | 40.347 | 37.751 | 64.81 | 58.588 | 47.835 | U.S. Energy Information Administration | 30.65 | 30.79 | 27.63 | 30.88 | 26.22 | WIND-V1 | WIND-V1 | WIND-V1 | WIND-V1 | WIND-V1
USA | United States of America | Bend |  | USA0006484 | 1.1 | 44.0623 | -121.3133 | Hydro |  |  |  | 1915.9999999999998 | PacifiCorp | U.S. Energy Information Administration | http://www.eia.gov/electricity/data/browser/ | U.S. Energy Information Administration | 29487 | 2019 | 1.925 | 2.498 | 2.396 | 1.958 | 2.295 | 1.448 | 1.559 | U.S. Energy Information Administration | 4.45 | 4.04 | 4.34 | 4.10 | 3.45 | NO-ESTIMATION | NO-ESTIMATION | NO-ESTIMATION | NO-ESTIMATION | CAPACITY-FACTOR-V1
USA | United States of America | Weybridge |  | USA0003728 | 3 | 44.0661 | -73.2158 | Hydro |  |  |  | 1951.0 | Green Mountain Power Corp | U.S. Energy Information Administration | http://www.eia.gov/electricity/data/browser/ | U.S. Energy Information Administration | 15981 | 2019 | 16.815 | 13.083 | 10.911 | 10.754 | 13.429 | 13.118 | 17.047 | U.S. Energy Information Administration | 9.64 | 9.68 | 9.18 | 9.68 | 8.26 | NO-ESTIMATION | NO-ESTIMATION | NO-ESTIMATION | NO-ESTIMATION | CAPACITY-FACTOR-V1
USA | United States of America | Walterville |  | USA0003071 | 8 | 44.0696 | -122.8350 | Hydro |  |  |  | 1949.0 | Eugene Water & Electric Board | U.S. Energy Information Administration | http://www.eia.gov/electricity/data/browser/ | U.S. Energy Information Administration | 19816 | 2019 | 62.767 | 52.556000000000004 | 40.574 | 51.4998 | 61.467 | 51.472 | 44.861 | U.S. Energy Information Administration | 32.84 | 36.49 | 29.03 | 33.33 | 31.19 | NO-ESTIMATION | NO-ESTIMATION | NO-ESTIMATION | NO-ESTIMATION | CAPACITY-FACTOR-V1
USA | United States of America | Huntington Falls |  | USA0050713 | 5.7 | 44.0703 | -73.1961 | Hydro |  |  |  | 1988.0 | Green Mountain Power Corp | U.S. Energy Information Administration | http://www.eia.gov/electricity/data/browser/ | U.S. Energy Information Administration | 35979 | 2019 | 21.75 | 18.442 | 15.548 | 6.981 | 12.165000000000001 | 21.711000000000002 | 20.266 | U.S. Energy Information Administration | 18.32 | 18.41 | 17.10 | 18.40 | 15.7 | WIND-V1 | WIND-V1 | WIND-V1 | WIND-V1 | WIND-V1
USA | United States of America | Ashton |  | USA0000825 | 6.7 | 44.0786 | -111.4973 | Hydro |  |  |  | 1921.7761194029852 | PacifiCorp | U.S. Energy Information Administration | http://www.eia.gov/electricity/data/browser/ | U.S. Energy Information Administration | 29484 | 2019 | 34.536 | 32.826 | 29.969 | 28.779 | 36.863 | 38.064 | 39.649 | U.S. Energy Information Administration | 21.86 | 23.23 | 20.19 | 24.54 | 24.56 | NO-ESTIMATION | NO-ESTIMATION | NO-ESTIMATION | NO-ESTIMATION | CAPACITY-FACTOR-V1
USA | United States of America | Barker Lower |  | USA0010728 | 1.5 | 44.0867 | -70.2297 | Hydro |  |  |  | 1986.0 | KEI (Maine) Power Management (III) LLC | U.S. Energy Information Administration | http://www.eia.gov/electricity/data/browser/ | U.S. Energy Information Administration | 17365 | 2019 | 6.334020000000001 | 5.90139 | 4.225 | 2.594 | 4.9670000000000005 | 2.487 | 5.517 | U.S. Energy Information Administration | 5.92 | 5.63 | 5.48 | 5.66 | 4.35 | WIND-V1 | WIND-V1 | WIND-V1 | WIND-V1 | WIND-V1
USA | United States of America | Upper Barker |  | USA0052171 | 1 | 44.0869 | -70.2293 | Hydro |  |  |  | 1987.0 | KEI (Maine) Power Management (III) LLC | U.S. Energy Information Administration | http://www.eia.gov/electricity/data/browser/ | U.S. Energy Information Administration |  | 2019 | 6.93693 | 5.22819 | 3.654 | 4.106 | 4.9670000000000005 | 4.299 | 4.216 | U.S. Energy Information Administration | 4.00 | 3.81 | 3.86 | 3.83 | 2.96 | WIND-V1 | WIND-V1 | WIND-V1 | WIND-V1 | WIND-V1
USA | United States of America | Upper Androscoggin |  | USA0054202 | 1.6 | 44.0880 | -70.2124 | Hydro |  |  |  | 1920.0 | Lewiston City of | U.S. Energy Information Administration | http://www.eia.gov/electricity/data/browser/ | U.S. Energy Information Administration | 16501 | 2019 | [8 empty] | 6.98 | 6.74 | 6.54 | 7.24 | 5.74 | HYDRO-V1 | HYDRO-V1 | HYDRO-V1 | HYDRO-V1 | HYDRO-V1
USA | United States of America | Rapidan Hydro Facility |  | USA0052054 | 6.8 | 44.0927 | -94.1088 | Hydro |  |  |  | 1984.0 | Rapidan Redevelopment LLC | U.S. Energy Information Administration | http://www.eia.gov/electricity/data/browser/ | U.S. Energy Information Administration |  | 2019 | 13.599 | 10.845 | 9.121 | 15.981 | 16.884 | 18.82 | 14.011 | U.S. Energy Information Administration | 25.89 | 23.57 | 20.35 | 21.26 | 24.99 | NO-ESTIMATION | NO-ESTIMATION | NO-ESTIMATION | NO-ESTIMATION | CAPACITY-FACTOR-V1
USA | United States of America | Charles E Monty |  | USA0000805 | 28.4 | 44.0995 | -70.2209 | Hydro |  |  |  | 1990.0 | Brookfield White Pine Hydro LLC | U.S. Energy Information Administration | http://www.eia.gov/electricity/data/browser/ | U.S. Energy Information Administration | 15890 | 2019 | 120.772 | 152.599 | 137.998 | 125.394 | 134.48 | 139.221 | 154.253 | U.S. Energy Information Administration | 111.91 | 111.89 | 82.94 | 104.54 | 96.52 | NO-ESTIMATION | NO-ESTIMATION | NO-ESTIMATION | NO-ESTIMATION | CAPACITY-FACTOR-V1
USA | United States of America | Leaburg |  | USA0003068 | 15.9 | 44.1011 | -122.6892 | Hydro |  |  |  | 1939.433962264151 | Eugene Water & Electric Board | U.S. Energy Information Administration | http://www.eia.gov/electricity/data/browser/ | U.S. Energy Information Administration | 19812 | 2019 | 98.208 | 88.358 | 55.846000000000004 | 82.69371000000001 | 94.879 | 66.59 | 0 | U.S. Energy Information Administration | 66.97 | 74.21 | 58.11 | 67.94 | 63.68 | NO-ESTIMATION | NO-ESTIMATION | NO-ESTIMATION | NO-ESTIMATION | CAPACITY-FACTOR-V1
USA | United States of America | Mechanic Falls |  | USA0054123 | 1.4 | 44.1112 | -70.3907 | Hydro |  |  |  | 1986.0000000000002 | KEI (Maine) Power Management (IV) LLC | U.S. Energy Information Administration | http://www.eia.gov/electricity/data/browser/ | U.S. Energy Information Administration | 17413 | 2019 | 3.77685 | 3.09177 | 2.363 | 2.365 | 2.269 | 1.819 | 0 | U.S. Energy Information Administration | 4.57 | 5.63 | 4.46 | 4.61 | 4.95 | NO-ESTIMATION | NO-ESTIMATION | NO-ESTIMATION | NO-ESTIMATION | CAPACITY-FACTOR-V1
USA | United States of America | Cougar |  | USA0003076 | 26 | 44.1307 | -122.2439 | Hydro |  |  |  | 1964.0 | USACE Northwestern Division | U.S. Energy Information Administration | http://www.eia.gov/electricity/data/browser/ | U.S. Energy Information Administration | 35546 | 2019 | 126.669 | 156.925 | 62.141 | 35.4 | 96.175 | 80.523 | 89.009 | U.S. Energy Information Administration | 74.76 | 74.76 | 65.69 | 74.97 | 63.95 | NO-ESTIMATION | NO-ESTIMATION | NO-ESTIMATION | NO-ESTIMATION | CAPACITY-FACTOR-V1
USA | United States of America | Deer Rips |  | USA0001488 | 6.5 | 44.1346 | -70.2037 | Hydro |  |  |  | 1913.292307692308 | Brookfield White Pine Hydro LLC | U.S. Energy Information Administration | http://www.eia.gov/electricity/data/browser/ | U.S. Energy Information Administration | 15893 | 2019 | 33.192 | 37.602000000000004 | 39.69 | 35.569 | 27.674 | 34.657000000000004 | 39.097 | U.S. Energy Information Administration | 29.45 | 30.00 | 25.00 | 28.48 | 26.06 | NO-ESTIMATION | NO-ESTIMATION | NO-ESTIMATION | NO-ESTIMATION | CAPACITY-FACTOR-V1
USA | United States of America | Androscoggin 3 |  | USA0001480 | 3.6 | 44.1353 | -70.2015 | Hydro |  |  |  | 1928.0 | Brookfield White Pine Hydro LLC | U.S. Energy Information Administration | http://www.eia.gov/electricity/data/browser/ | U.S. Energy Information Administration | 15881 | 2019 | 26.22 | 31.136 | 14.652000000000001 | 0.0 | 0.0 | 0.0 | 0 | U.S. Energy Information Administration | 15.90 | 16.21 | 13.97 | 15.31 | 14.03 | NO-ESTIMATION | NO-ESTIMATION | NO-ESTIMATION | NO-ESTIMATION | CAPACITY-FACTOR-V1
USA | United States of America | Juniper Ridge Hydroelectric Project |  | USA0057437 | 5 | 44.1427 | -121.2697 | Hydro |  |  |  | 2010.0 | Central Oregon Irrigation Dist | U.S. Energy Information Administration | http://www.eia.gov/electricity/data/browser/ | U.S. Energy Information Administration | 58836 | 2019 | 13.118 | 13.957 | 13.017 | 13.125 | 12.951 | 13.030000000000001 | 11.901 | U.S. Energy Information Administration | 10.85 | 10.85 | 10.76 | 10.88 | 9.19 | NO-ESTIMATION | NO-ESTIMATION | NO-ESTIMATION | NO-ESTIMATION | CAPACITY-FACTOR-V1
USA | United States of America | Diana Hydroelectric |  | USA0010237 | 1.8 | 44.1519 | -75.3217 | Hydro |  |  |  | 1985.0 | EONY Generation Limited | U.S. Energy Information Administration | http://www.eia.gov/electricity/data/browser/ | U.S. Energy Information Administration | 12367 | 2019 | 5.734 | 7.08 | 4.969 | 4.3100000000000005 | 7.71 | 6.598 | 7.968 | U.S. Energy Information Administration | 4.75 | 4.78 | 4.75 | 4.79 | 4.14 | NO-ESTIMATION | NO-ESTIMATION | NO-ESTIMATION | NO-ESTIMATION | CAPACITY-FACTOR-V1
USA | United States of America | Gulf Island |  | USA0001491 | 19.2 | 44.1529 | -70.2094 | Hydro |  |  |  | 1926.0 | Brookfield White Pine Hydro LLC | U.S. Energy Information Administration | http://www.eia.gov/electricity/data/browser/ | U.S. Energy Information Administration | 15898 | 2019 | 125.828 | 141.869 | 130.206 | 121.358 | 134.951 | 141.489 | 147.332 | U.S. Energy Information Administration | 89.63 | 91.24 | 74.95 | 86.76 | 79.62 | WIND-V1 | WIND-V1 | WIND-V1 | WIND-V1 | WIND-V1
USA | United States of America | Philadlephia |  | USA0010197 | 3.6 | 44.1586 | -75.7088 | Hydro |  |  |  | 1986.0 | EONY Generation Limited | U.S. Energy Information Administration | http://www.eia.gov/electricity/data/browser/ | U.S. Energy Information Administration |  | 2019 | 9.83 | 8.325 | 0.926 | 6.121 | 12.72 | 10.197000000000001 | 14.769 | U.S. Energy Information Administration | 11.25 | 12.92 | 11.50 | 11.33 | 12.23 | NO-ESTIMATION | NO-ESTIMATION | NO-ESTIMATION | NO-ESTIMATION | CAPACITY-FACTOR-V1
USA | United States of America | Boltonville Hydro Associates |  | USA0050539 | 1.1 | 44.1706 | -72.0994 | Hydro |  |  |  | 1985.6363636363633 | Boltonville Hydro Associates | U.S. Energy Information Administration | http://www.eia.gov/electricity/data/browser/ | U.S. Energy Information Administration | 36551 | 2019 | 4.648 | 3.978 | 4.354 | 3.981 | 4.729 | 3.672 | 4.172 | U.S. Energy Information Administration | 2.46 | 2.47 | 2.60 | 2.48 | 2.08 | HYDRO-V1 | HYDRO-V1 | HYDRO-V1 | HYDRO-V1 | HYDRO-V1
USA | United States of America | Dodge Falls Associates |  | USA0010526 | 5 | 44.2081 | -72.0581 | Hydro |  |  |  | 1991.0 | Dodge Falls Associates LP | U.S. Energy Information Administration | http://www.eia.gov/electricity/data/browser/ | U.S. Energy Information Administration | 16793 | 2019 | 28.438 | 25.635 | 24.895 | 26.243000000000002 | 26.841 | 26.301000000000002 | 28.029 | U.S. Energy Information Administration | 21.96 | 22.77 | 18.10 | 22.55 | 19.9 | NO-ESTIMATION | NO-ESTIMATION | NO-ESTIMATION | NO-ESTIMATION | CAPACITY-FACTOR-V1
USA | United States of America | Browns Falls |  | USA0002548 | 16 | 44.2114 | -75.0594 | Hydro |  |  |  | 1923.0 | Erie Boulevard Hydropower LP | U.S. Energy Information Administration | http://www.eia.gov/electricity/data/browser/ | U.S. Energy Information Administration | 27791 | 2019 | 63.288000000000004 | 61.536 | 41.733000000000004 | 43.646 | 70.913 | 54.595 | 65.318 | U.S. Energy Information Administration | 54.79 | 63.56 | 49.12 | 56.08 | 57.13 | NO-ESTIMATION | NO-ESTIMATION | NO-ESTIMATION | NO-ESTIMATION | CAPACITY-FACTOR-V1
USA | United States of America | Rochester Hydro |  | USA0002007 | 2.6 | 44.2130 | -92.4802 | Hydro |  |  |  | 1984.0000000000002 | Rochester Public Utilities | U.S. Energy Information Administration | http://www.eia.gov/electricity/data/browser/ | U.S. Energy Information Administration |  | 2019 | 11.86 | 11.687 | 12.706 | 16.097 | 11.836 | 17.566 | 10.618 | U.S. Energy Information Administration | 9.14 | 10.04 | 8.87 | 10.29 | 8.54 | WIND-V1 | WIND-V1 | WIND-V1 | WIND-V1 | WIND-V1
USA | United States of America | Upper Newton Falls |  | USA0058679 | 1.5 | 44.2144 | -74.9914 | Hydro |  |  |  | 1927.0 | Erie Boulevard Hydropower LP | U.S. Energy Information Administration | http://www.eia.gov/electricity/data/browser/ | U.S. Energy Information Administration | 52110 | 2019 | 7.6930000000000005 | 5.4510000000000005 | 4.447 | 5.3500000000000005 | 9.700000000000001 | 7.339 | 8.096 | U.S. Energy Information Administration | 5.92 | 5.62 | 5.80 | 5.62 | 4.98 | NO-ESTIMATION | NO-ESTIMATION | NO-ESTIMATION | SOLAR-V1 | SOLAR-V1
USA | United States of America | Theresa Plant |  | USA0010539 | 1.3 | 44.2174 | -75.7952 | Hydro |  |  |  | 1928.5384615384614 | CHI Energy Inc | U.S. Energy Information Administration | http://www.eia.gov/electricity/data/browser/ | U.S. Energy Information Administration | 27863 | 2019 | 7.623 | 7.4910000000000005 | 6.273 | 6.086 | 8.779 | 5.835 | 5.945 | U.S. Energy Information Administration | 4.46 | 5.02 | 4.67 | 4.53 | 4.7 | NO-ESTIMATION | NO-ESTIMATION | SOLAR-V1 | SOLAR-V1 | SOLAR-V1
USA | United States of America | Flat Rock |  | USA0002563 | 5 | 44.2217 | -75.0742 | Hydro |  |  |  | 1924.0 | Erie Boulevard Hydropower LP | U.S. Energy Information Administration | http://www.eia.gov/electricity/data/browser/ | U.S. Energy Information Administration | 27807 | 2019 | 19.805 | 18.754 | 13.184000000000001 | 14.788 | 24.217 | 19.432000000000002 | 22.133 | U.S. Energy Information Administration | 16.72 | 19.46 | 15.86 | 16.98 | 17.23 | NO-ESTIMATION | NO-ESTIMATION | SOLAR-V1 | SOLAR-V1 | SOLAR-V1
USA | United States of America | Gardiner |  | USA0050688 | 1 | 44.2218 | -69.7857 | Hydro |  |  |  | 1985.0 | KEI (Maine) Power Management (III) LLC | U.S. Energy Information Administration | http://www.eia.gov/electricity/data/browser/ | U.S. Energy Information Administration |  | 2019 | 6.37659 | 6.738930000000001 | 4.323 | 4.0760000000000005 | 4.739 | 3.719 | 5.29 | U.S. Energy Information Administration | 3.28 | 3.34 | 3.45 | 3.35 | 2.98 | NO-ESTIMATION | NO-ESTIMATION | NO-ESTIMATION | NO-ESTIMATION | CAPACITY-FACTOR-V1
USA | United States of America | Piercefield |  | USA0002598 | 2.7 | 44.2334 | -74.5662 | Hydro |  |  |  | 1942.333333333333 | Erie Boulevard Hydropower LP | U.S. Energy Information Administration | http://www.eia.gov/electricity/data/browser/ | U.S. Energy Information Administration | 27849 | 2019 | 18.775000000000002 | 15.768 | 14.736 | 15.222 | 19.065 | 15.23 | 15.285 | U.S. Energy Information Administration | 11.78 | 12.34 | 10.72 | 11.76 | 11.08 | HYDRO-V1 | HYDRO-V1 | HYDRO-V1 | HYDRO-V1 | HYDRO-V1
USA | United States of America | Appleton |  | USA0004043 | 2.2 | 44.2539 | -88.4096 | Hydro |  |  |  | 1950.9090909090908 | Wisconsin Electric Power Co | U.S. Energy Information Administration | http://www.eia.gov/electricity/data/browser/ | U.S. Energy Information Administration |  | 2019 | 9.321 | 13.697000000000001 | 14.062000000000001 | 14.759 | 14.389000000000001 | 11.63 | 6.82 | U.S. Energy Information Administration | 9.04 | 10.89 | 8.44 | 11.05 | 9.23 | HYDRO-V1 | HYDRO-V1 | HYDRO-V1 | HYDRO-V1 | HYDRO-V1
USA | United States of America | C W Tippy |  | USA0001698 | 20.1 | 44.2591 | -85.9396 | Hydro |  |  |  | 1918.0 | Consumers Energy Co | U.S. Energy Information Administration | http://www.eia.gov/electricity/data/browser/ | U.S. Energy Information Administration | 17514 | 2019 | 64.246 | 68.32900000000001 | 60.057 | 63.254 | 66.737 | 61.368 | 66.726 | U.S. Energy Information Administration | 77.25 | 76.38 | 60.71 | 75.43 | 64.42 | HYDRO-V1 | HYDRO-V1 | HYDRO-V1 | HYDRO-V1 | HYDRO-V1
USA | United States of America | Mcindoes |  | USA0006483 | 10.4 | 44.2603 | -72.0592 | Hydro |  |  |  | 1931.0 | Great River Hydro LLC | U.S. Energy Information Administration | http://www.eia.gov/electricity/data/browser/ | U.S. Energy Information Administration |  | 2019 | 47.147 | 41.056 | 43.073 | 44.241 | 35.421 | 45.725 | 48.652 | U.S. Energy Information Administration | 47.40 | 49.08 | 37.47 | 48.63 | 43.12 | NO-ESTIMATION | NO-ESTIMATION | NO-ESTIMATION | NO-ESTIMATION | CAPACITY-FACTOR-V1
USA | United States of America | South Edwards |  | USA0002604 | 4 | 44.2678 | -75.1961 | Hydro |  |  |  | 1934.75 | Erie Boulevard Hydropower LP | U.S. Energy Information Administration | http://www.eia.gov/electricity/data/browser/ | U.S. Energy Information Administration | 27857 | 2019 | 19.921 | 18.863 | 11.44 | 11.354000000000001 | 25.063 | 12.645 | 23.051 | U.S. Energy Information Administration | 14.23 | 16.13 | 13.70 | 14.44 | 14.33 | NO-ESTIMATION | NO-ESTIMATION | SOLAR-V1 | SOLAR-V1 | SOLAR-V1
USA | United States of America | Oswegatchie |  | USA0058678 | 1.8 | 44.2700 | -75.1992 | Hydro |  |  |  | 2002.0 | Erie Boulevard Hydropower LP | U.S. Energy Information Administration | http://www.eia.gov/electricity/data/browser/ | U.S. Energy Information Administration | 27844 | 2019 | 8.976 | 8.163 | 5.784 | 6.394 | 11.219 | 6.652 | 7.927 | U.S. Energy Information Administration | 6.82 | 7.63 | 6.64 | 6.94 | 6.77 | NO-ESTIMATION | NO-ESTIMATION | NO-ESTIMATION | NO-ESTIMATION | CAPACITY-FACTOR-V1
USA | United States of America | Combined Locks |  | USA0004201 | 6.2 | 44.2735 | -88.3005 | Hydro |  |  |  | 1988.0 | City of Kaukauna | U.S. Energy Information Administration | http://www.eia.gov/electricity/data/browser/ | U.S. Energy Information Administration | 23871 | 2019 | 39.956 | 45.542 | 41.325 | 46.819 | 42.681 | 36.484 | 38.199 | U.S. Energy Information Administration | 25.36 | 31.69 | 22.48 | 32.07 | 27.31 | SOLAR-V1 | SOLAR-V1 | SOLAR-V1 | SOLAR-V1 | SOLAR-V1
USA | United States of America | Kaukauna City Hydro |  | USA0007822 | 4.8 | 44.2746 | -88.3191 | Hydro |  |  |  | 1941.5000000000002 | City of Kaukauna | U.S. Energy Information Administration | http://www.eia.gov/electricity/data/browser/ | U.S. Energy Information Administration | 23873 | 2019 | 34.19 | 36.576 | 34.332 | 38.799 | 39.436 | 37.433 | 40.13 | U.S. Energy Information Administration | 19.14 | 24.04 | 17.71 | 24.34 | 20.65 | HYDRO-V1 | HYDRO-V1 | HYDRO-V1 | HYDRO-V1 | HYDRO-V1
USA | United States of America | Kimberly Mill |  | USA0054885 | 2.1 | 44.2769 | -88.3344 | Hydro |  |  |  | 1926.6666666666665 | City of Kaukauna | U.S. Energy Information Administration | http://www.eia.gov/electricity/data/browser/ | U.S. Energy Information Administration | 58060 | 2019 | 12.992 | 13.952 | 12.581 | 14.205 | 13.4 | 13.174 | 12.436 | U.S. Energy Information Administration | 8.63 | 10.48 | 8.06 | 10.55 | 8.9 | NO-ESTIMATION | NO-ESTIMATION | SOLAR-V1 | SOLAR-V1 | SOLAR-V1
USA | United States of America | New Badger |  | USA0004120 | 8.2 | 44.2772 | -88.2678 | Hydro |  |  |  | 2014.0 | City of Kaukauna | U.S. Energy Information Administration | http://www.eia.gov/electricity/data/browser/ | U.S. Energy Information Administration | 23876 | 2019 |  | 41.774 | 41.291000000000004 | 51.502 | 45.568 | 38.037 | 55.504 | U.S. Energy Information Administration | 33.90 | 42.27 | 30.10 | 42.79 | 36.48 | NO-ESTIMATION | NO-ESTIMATION | NO-ESTIMATION | NO-ESTIMATION | CAPACITY-FACTOR-V1
USA | United States of America | Little Chute |  | USA0004119 | 3.3 | 44.2799 | -88.2556 | Hydro |  |  |  | 1948.0 | City of Kaukauna | U.S. Energy Information Administration | http://www.eia.gov/electricity/data/browser/ | U.S. Energy Information Administration | 23875 | 2019 | 22.859 | 24.588 | 21.694 | 25.172 | 25.29 | 23.761 | 25.645 | U.S. Energy Information Administration | 12.51 | 15.75 | 11.60 | 15.99 | 13.17 | NO-ESTIMATION | NO-ESTIMATION | NO-ESTIMATION | NO-ESTIMATION | SOLAR-V1
USA | United States of America | Moretown Generating Station |  | USA0052033 | 1.2 | 44.2859 | -72.7103 | Hydro |  |  |  | 1988.9999999999998 | Ampersand Moretown Hydro LLC | U.S. Energy Information Administration | http://www.eia.gov/electricity/data/browser/ | U.S. Energy Information Administration | 26846 | 2019 | [8 empty] | 3.59 | 4.11 | 3.64 | 4.09 | 3.65 | HYDRO-V1 | HYDRO-V1 | HYDRO-V1 | HYDRO-V1 | HYDRO-V1
USA | United States of America | Carmen Smith |  | USA0003067 | 114.3 | 44.2860 | -122.0414 | Hydro |  |  |  | 1963.0 | Eugene Water & Electric Board | U.S. Energy Information Administration | http://www.eia.gov/electricity/data/browser/ | U.S. Energy Information Administration | 19811 | 2019 | 251.371 | 280.438 | 199.221 | 260.70363000000003 | 263.759 | 165.889 | 42.329 | U.S. Energy Information Administration | 326.23 | 382.12 | 294.27 | 348.22 | 305.76 | HYDRO-V1 | HYDRO-V1 | HYDRO-V1 | HYDRO-V1 | HYDRO-V1
USA | United States of America | Middlesex 2 |  | USA0003740 | 3.2 | 44.2924 | -72.6824 | Hydro |  |  |  | 1928.0 | Green Mountain Power Corp | U.S. Energy Information Administration | http://www.eia.gov/electricity/data/browser/ | U.S. Energy Information Administration | 21411 | 2019 | 11.865 | 9.432 | 10.303 | 6.938 | 14.158 | 9.57 | 12.049 | U.S. Energy Information Administration | 11.52 | 12.10 | 10.35 | 12.38 | 10.42 | NO-ESTIMATION | NO-ESTIMATION | NO-ESTIMATION | NO-ESTIMATION | CAPACITY-FACTOR-V1
USA | United States of America | Hollow Dam Power Partnership |  | USA0010124 | 1 | 44.2965 | -75.3361 | Hydro |  |  |  | 1988.0 | Ampersand Hollow Dam Hydro LLC | U.S. Energy Information Administration | http://www.eia.gov/electricity/data/browser/ | U.S. Energy Information Administration | 30555 | 2019 | 2.66 | 3.049 | 2.973 | 2.504 | 3.347 | 2.833 | 1.6 | U.S. Energy Information Administration | 2.21 | 2.22 | 2.35 | 2.23 | 1.87 | NO-ESTIMATION | NO-ESTIMATION | NO-ESTIMATION | NO-ESTIMATION | SOLAR-V1
USA | United States of America | Hampshire Paper |  | USA0010116 | 3.4 | 44.2965 | -75.3665 | Hydro |  |  |  | 1987.0 | Hampshire Paper Co Inc | U.S. Energy Information Administration | http://www.eia.gov/electricity/data/browser/ | U.S. Energy Information Administration |  | 2019 | 20.992 | 18.774 | 15.872 | 16.867 | 19.976 | 14.869 | 17.678 | U.S. Energy Information Administration | 12.02 | 13.65 | 11.65 | 12.21 | 12.11 | HYDRO-V1 | HYDRO-V1 | HYDRO-V1 | HYDRO-V1 | HYDRO-V1
USA | United States of America | Talcville |  | USA0007583 | 1.1 | 44.3083 | -75.3083 | Hydro |  |  |  | 1985.9999999999998 | Erie Boulevard Hydropower LP | U.S. Energy Information Administration | http://www.eia.gov/electricity/data/browser/ | U.S. Energy Information Administration | 27868 | 2019 | 0.617 | 3.3890000000000002 | 2.618 | 2.682 | 5.9350000000000005 | 3.936 | 4.908 | U.S. Energy Information Administration | 4.17 | 4.67 | 4.23 | 4.25 | 4.14 | HYDRO-V1 | HYDRO-V1 | HYDRO-V1 | HYDRO-V1 | HYDRO-V1
USA | United States of America | Wrightsville Hydro Plant |  | USA0007051 | 1 | 44.3097 | -72.5753 | Hydro |  |  |  | 1985.0 | Washington Electric Coop - (VT) | U.S. Energy Information Administration | http://www.eia.gov/electricity/data/browser/ | U.S. Energy Information Administration | 36317 | 2019 | 2.995 | 2.302 | 2.569 | 2.228 | 2.852 | 2.5020000000000002 | 2.711 | U.S. Energy Information Administration | 3.95 | 3.92 | 3.63 | 3.98 | 3.44 | NO-ESTIMATION | NO-ESTIMATION | NO-ESTIMATION | NO-ESTIMATION | CAPACITY-FACTOR-V1
USA | United States of America | Hailesboro 4 Plant |  | USA0010544 | 1.4 | 44.3117 | -75.4450 | Hydro |  |  |  | 1922.0000000000002 | CHI Energy Inc | U.S. Energy Information Administration | http://www.eia.gov/electricity/data/browser/ | U.S. Energy Information Administration |  | 2019 | 4.296 | 11.669 | 10.024000000000001 | 9.951 | 13.203 | 10.248 | 11.754 | U.S. Energy Information Administration | 5.31 | 5.94 | 5.18 | 5.41 | 5.27 | HYDRO-V1 | HYDRO-V1 | HYDRO-V1 | HYDRO-V1 | HYDRO-V1
USA | United States of America | Rapide Croche |  | USA0004122 | 2.4 | 44.3164 | -88.3147 | Hydro |  |  |  | 1926.0 | City of Kaukauna | U.S. Energy Information Administration | http://www.eia.gov/electricity/data/browser/ | U.S. Energy Information Administration | 23877 | 2019 | 15.157 | 17.76 | 16.285 | 18.043 | 18.782 | 16.799 | 16.771 | U.S. Energy Information Administration | 9.87 | 11.88 | 9.21 | 12.06 | 10.07 | NO-ESTIMATION | NO-ESTIMATION | NO-ESTIMATION | NO-ESTIMATION | CAPACITY-FACTOR-V1
USA | United States of America | Comerford |  | USA0002349 | 167.8 | 44.3251 | -72.0010 | Hydro |  |  |  | 1930.0000000000002 | Great River Hydro LLC | U.S. Energy Information Administration | http://www.eia.gov/electricity/data/browser/ | U.S. Energy Information Administration | 27428 | 2019 | 323.101 | 353.812 | 343.511 | 290.397 | 379.605 | 352.5 | 417.404 | U.S. Energy Information Administration | 506.31 | 557.38 | 343.18 | 505.51 | 465.06 | NO-ESTIMATION | NO-ESTIMATION | NO-ESTIMATION | NO-ESTIMATION | CAPACITY-FACTOR-V1
USA | United States of America | East Barnet |  | USA0000788 | 2.2 | 44.3263 | -72.0359 | Hydro |  |  |  | 1984.0 | Green Mountain Power Corp | U.S. Energy Information Administration | http://www.eia.gov/electricity/data/browser/ | U.S. Energy Information Administration | 15963 | 2019 | 3.75 | 5.7410000000000005 | 8.106 | 5.898 | 7.697 | 5.854 | 6.9 | U.S. Energy Information Administration | 8.64 | 9.21 | 8.27 | 8.48 | 8.01 | HYDRO-V1 | HYDRO-V1 | HYDRO-V1 | HYDRO-V1 | HYDRO-V1
USA | United States of America | S C Moore |  | USA0002351 | 190.8 | 44.3356 | -71.8742 | Hydro |  |  |  | 1957.0 | Great River Hydro LLC | U.S. Energy Information Administration | http://www.eia.gov/electricity/data/browser/ | U.S. Energy Information Administration | 27445 | 2019 | 267.08 | 280.85 | 268.199 | 233.359 | 317.125 | 266.391 | 336.232 | U.S. Energy Information Administration | 578.24 | 636.31 | 390.21 | 577.33 | 531.33 | HYDRO-V1 | HYDRO-V1 | HYDRO-V1 | HYDRO-V1 | HYDRO-V1
USA | United States of America | Dunn Paper |  | USA0054878 | 1 | 44.3364 | -75.5027 | Hydro |  |  |  | 1959.0 | Dunn Paper | U.S. Energy Information Administration | http://www.eia.gov/electricity/data/browser/ | U.S. Energy Information Administration |  | 2019 | 4.633 | 7.569 | 6.627 | 5.474 | 4.6610000000000005 | 5.485 | 6.165 | U.S. Energy Information Administration | 3.85 | 4.30 | 3.90 | 3.92 | 3.84 | NO-ESTIMATION | NO-ESTIMATION | NO-ESTIMATION | NO-ESTIMATION | CAPACITY-FACTOR-V1
USA | United States of America | Port Edwards Mill |  | USA0054103 | 6.7 | 44.3364 | -89.8672 | Hydro |  |  |  | 1930.7164179104482 | Domtar Industries Inc | U.S. Energy Information Administration | http://www.eia.gov/electricity/data/browser/ | U.S. Energy Information Administration | 27317 | 2019 | 37.64277 | 40.552 | 42.108000000000004 | 44.171 | 39.515 | 37.747 | 21.83 | U.S. Energy Information Administration | 30.97 | 33.70 | 30.94 | 37.13 | 32.92 | SOLAR-V1 | SOLAR-V1 | SOLAR-V1 | SOLAR-V1 | SOLAR-V1
USA | United States of America | Bolton Falls |  | USA0007056 | 8.8 | 44.3594 | -72.8167 | Hydro |  |  |  | 1986.0000000000002 | Green Mountain Power Corp | U.S. Energy Information Administration | http://www.eia.gov/electricity/data/browser/ | U.S. Energy Information Administration | 21405 | 2019 | 26.924 | 21.666 | 20.364 | 18.132 | 13.788 | 19.245 | 28.043 | U.S. Energy Information Administration | 33.96 | 36.10 | 29.37 | 34.84 | 31.48 | NO-ESTIMATION | NO-ESTIMATION | NO-ESTIMATION | NO-ESTIMATION | CAPACITY-FACTOR-V1
USA | United States of America | Marshfield 6 |  | USA0003739 | 5 | 44.3606 | -72.3356 | Hydro |  |  |  | 1927.0 | Green Mountain Power Corp | U.S. Energy Information Administration | http://www.eia.gov/electricity/data/browser/ | U.S. Energy Information Administration | 21410 | 2019 | 10.789 | 5.4270000000000005 | 4.876 | 7.37 | 11.248000000000001 | 8.879 | 11.334 | U.S. Energy Information Administration | 16.34 | 17.38 | 12.90 | 13.94 | 13.94 | NO-ESTIMATION | NO-ESTIMATION | NO-ESTIMATION | NO-ESTIMATION | CAPACITY-FACTOR-V1
USA | United States of America | Hodenpyl |  | USA0001708 | 17 | 44.3629 | -85.8200 | Hydro |  |  |  | 1925.0 | Consumers Energy Co | U.S. Energy Information Administration | http://www.eia.gov/electricity/data/browser/ | U.S. Energy Information Administration | 17523 | 2019 | 50.256 | 55.117000000000004 | 47.846000000000004 | 50.017 | 53.376 | 45.966 | 52.862 | U.S. Energy Information Administration | 68.46 | 70.68 | 56.84 | 66.06 | 62.95 | NO-ESTIMATION | NO-ESTIMATION | NO-ESTIMATION | NO-ESTIMATION | CAPACITY-FACTOR-V1
USA | United States of America | Waterbury 22 |  | USA0006520 | 5.5 | 44.3813 | -72.7677 | Hydro |  |  |  | 1953.0 | Green Mountain Power Corp | U.S. Energy Information Administration | http://www.eia.gov/electricity/data/browser/ | U.S. Energy Information Administration | 21415 | 2019 | 22.512 | 17.498 | 16.216 | 13.783 | 14.448 | 7.102 | 17.821 | U.S. Energy Information Administration | 11.93 | 11.93 | 11.84 | 11.97 | 10.11 | NO-ESTIMATION | NO-ESTIMATION | NO-ESTIMATION | NO-ESTIMATION | CAPACITY-FACTOR-V1
USA | United States of America | Berlin Gorham |  | USA0054639 | 30.3 | 44.3889 | -71.1645 | Hydro |  |  |  | 1925.6072607260726 | Great Lakes Hydro America LLC | U.S. Energy Information Administration | http://www.eia.gov/electricity/data/browser/ | U.S. Energy Information Administration |  | 2019 | 189.78900000000002 | 153.19 | 142.30100000000002 | 153.299 | 150.761 | 118.846 | 127.551 | U.S. Energy Information Administration | 104.82 | 102.22 | 81.73 | 104.04 | 92.05 | NO-ESTIMATION | NO-ESTIMATION | NO-ESTIMATION | NO-ESTIMATION | CAPACITY-FACTOR-V1
USA | United States of America | Wisconsin Rapids |  | USA0003974 | 8.8 | 44.3939 | -89.8250 | Hydro |  |  |  | 1911.8863636363637 | Consolidated Water Power Co | U.S. Energy Information Administration | http://www.eia.gov/electricity/data/browser/ | U.S. Energy Information Administration | 17468 | 2019 | 42.085 | 53.798 | 52.258 | 57.745000000000005 | 56.54385 | 52.0938 | 57.1468 | U.S. Energy Information Administration | 41.07 | 44.58 | 41.03 | 48.82 | 43.12 | NO-ESTIMATION | NO-ESTIMATION | NO-ESTIMATION | NO-ESTIMATION | SOLAR-V1
USA | United States of America | Falls Creek |  | USA0052187 | 4.1 | 44.3968 | -122.3502 | Hydro |  |  |  | 1985.0 | Eagle Creek RE LLC | U.S. Energy Information Administration | http://www.eia.gov/electricity/data/browser/ | U.S. Energy Information Administration | 20619 | 2019 | 15.793000000000001 | 16.830000000000002 | 9.911 | 17.739 | 18.028 | 12.544 | 10.112 | U.S. Energy Information Administration | 14.40 | 18.21 | 16.34 | 15.94 | 14.39 | NO-ESTIMATION | NO-ESTIMATION | NO-ESTIMATION | NO-ESTIMATION | CAPACITY-FACTOR-V1
USA | United States of America | West Danville 15 |  | USA0003743 | 1 | 44.4056 | -72.1881 | Hydro |  |  |  | 1917.0 | Green Mountain Power Corp | U.S. Energy Information Administration | http://www.eia.gov/electricity/data/browser/ | U.S. Energy Information Administration | 21416 | 2019 | 0.0 | 1.1420000000000001 | 2.311 | 2.578 | 3.1510000000000002 | 0.9480000000000001 | 3.651 | U.S. Energy Information Administration | 3.23 | 3.27 | 3.42 | 3.31 | 3.32 | HYDRO-V1 | HYDRO-V1 | HYDRO-V1 | HYDRO-V1 | HYDRO-V1
USA | United States of America | Gorham |  | USA0002358 | 2.2 | 44.4083 | -71.1954 | Hydro |  |  |  | 1920.8181818181813 | Central Rivers Power NH LLC | U.S. Energy Information Administration | http://www.eia.gov/electricity/data/browser/ | U.S. Energy Information Administration | 23491 | 2019 | 12.17 | 12.262 | 10.359 | 8.39 | 9.958 | 12.722 | 10.626 | U.S. Energy Information Administration | 9.52 | 9.68 | 9.13 | 9.58 | 8.61 | NO-ESTIMATION | NO-ESTIMATION | NO-ESTIMATION | NO-ESTIMATION | CAPACITY-FACTOR-V1
USA | United States of America | Gilman Mill |  | USA0010608 | 4.8 | 44.4122 | -71.7228 | Hydro |  |  |  | 1966.8333333333337 | Ampersand Gilman Hydro LP | U.S. Energy Information Administration | http://www.eia.gov/electricity/data/browser/ | U.S. Energy Information Administration |  | 2019 | 24.900000000000002 | 23.208000000000002 | 22.404 | 24.564 | 25.032 | 24.492 | 22.551 | U.S. Energy Information Administration | 19.72 | 20.65 | 15.81 | 19.88 | 17.5 | HYDRO-V1 | HYDRO-V1 | HYDRO-V1 | HYDRO-V1 | HYDRO-V1
USA | United States of America | Foster |  | USA0006552 | 20 | 44.4146 | -122.6712 | Hydro |  |  |  | 1968.0 | USACE Northwestern Division | U.S. Energy Information Administration | http://www.eia.gov/electricity/data/browser/ | U.S. Energy Information Administration | 35558 | 2019 | 94.904 | 101.649 | 52.574 | 76.10000000000001 | 85.913 | 82.985 | 61.271 | U.S. Energy Information Administration | 80.13 | 94.84 | 67.57 | 79.62 | 79.09 | NO-ESTIMATION | NO-ESTIMATION | SOLAR-V1 | SOLAR-V1 | SOLAR-V1
USA | United States of America | Island Park |  | USA0004204 | 4.8 | 44.4183 | -111.3960 | Hydro |  |  |  | 1993.9999999999998 | Fall River Rural Elec Coop Inc | U.S. Energy Information Administration | http://www.eia.gov/electricity/data/browser/ | U.S. Energy Information Administration | 19949 | 2019 | 18.26 | 15.667 | 14.249 | 4.848 | 18.409 | 17.366 | 13.513 | U.S. Energy Information Administration | 13.66 | 14.38 | 11.58 | 16.27 | 14.08 | NO-ESTIMATION | SOLAR-V1 | SOLAR-V1 | SOLAR-V1 | SOLAR-V1
USA | United States of America | Biron |  | USA0003971 | 5.6 | 44.4306 | -89.7808 | Hydro |  |  |  | 1909.9285714285713 | Consolidated Water Power Co | U.S. Energy Information Administration | http://www.eia.gov/electricity/data/browser/ | U.S. Energy Information Administration | 17465 | 2019 | 26.853 | 27.386 | 33.907000000000004 | 35.549 | 30.75435 | 30.62664 | 34.9173 | U.S. Energy Information Administration | 21.93 | 27.56 | 25.86 | 30.57 | 26.95 | NO-ESTIMATION | NO-ESTIMATION | NO-ESTIMATION | NO-ESTIMATION | CAPACITY-FACTOR-V1
USA | United States of America | Foote |  | USA0001705 | 9 | 44.4354 | -83.4407 | Hydro |  |  |  | 1918.0 | Consumers Energy Co | U.S. Energy Information Administration | http://www.eia.gov/electricity/data/browser/ | U.S. Energy Information Administration | 17518 | 2019 | 30.114 | 30.345 | 29.492 | 30.66 | 33.106 | 32.152 | 36.618 | U.S. Energy Information Administration | 35.74 | 37.67 | 28.17 | 36.48 | 34.42 | NO-ESTIMATION | NO-ESTIMATION | NO-ESTIMATION | NO-ESTIMATION | CAPACITY-FACTOR-V1
USA | United States of America | Franklin (NY) |  | USA0002564 | 2 | 44.4372 | -73.9725 | Hydro |  |  |  | 1918.5 | Erie Boulevard Hydropower LP | U.S. Energy Information Administration | http://www.eia.gov/electricity/data/browser/ | U.S. Energy Information Administration | 27813 | 2019 | 10.634 | 9.136000000000001 | 9.113 | 8.379 | 12.481 | 10.657 | 12.286 | U.S. Energy Information Administration | 7.54 | 8.50 | 6.82 | 6.86 | 7.27 | NO-ESTIMATION | NO-ESTIMATION | NO-ESTIMATION | NO-ESTIMATION | CAPACITY-FACTOR-V1
USA | United States of America | Green Peter |  | USA0003080 | 80 | 44.4494 | -122.5494 | Hydro |  |  |  | 1967.0 | USACE Northwestern Division | U.S. Energy Information Administration | http://www.eia.gov/electricity/data/browser/ | U.S. Energy Information Administration | 35563 | 2019 | 235.619 | 299.515 | 150.826 | 215.9 | 276.245 | 250.419 | 158.218 | U.S. Energy Information Administration | 212.90 | 287.04 | 213.59 | 271.04 | 244.24 | WIND-V1 | WIND-V1 | WIND-V1 | WIND-V1 | WIND-V1
USA | United States of America | Oahe |  | USA0003356 | 786.1 | 44.4504 | -100.3866 | Hydro |  |  |  | 1962.5714285714284 | USACE-Omaha | U.S. Energy Information Administration | http://www.eia.gov/electricity/data/browser/ | U.S. Energy Information Administration | 35582 | 2019 | 1901.317 | 2792.318 | 2324.635 | 2000.5330000000001 | 2621.907 | 3345.8070000000002 | 4185.392 | U.S. Energy Information Administration | 2382.56 | 2177.62 | 1738.22 | 2380.01 | 1720.85 | NO-ESTIMATION | NO-ESTIMATION | NO-ESTIMATION | NO-ESTIMATION | CAPACITY-FACTOR-V1
USA | United States of America | Stark |  | USA0002613 | 26 | 44.4553 | -74.7614 | Hydro |  |  |  | 1957.0 | Erie Boulevard Hydropower LP | U.S. Energy Information Administration | http://www.eia.gov/electricity/data/browser/ | U.S. Energy Information Administration | 27865 | 2019 | 106.171 | 91.56700000000001 | 82.824 | 80.566 | 116.919 | 95.999 | 123.538 | U.S. Energy Information Administration | 91.00 | 96.39 | 74.40 | 94.34 | 81.94 | NO-ESTIMATION | NO-ESTIMATION | NO-ESTIMATION | NO-ESTIMATION | CAPACITY-FACTOR-V1
USA | United States of America | Five Channels |  | USA0001704 | 6 | 44.4555 | -83.6763 | Hydro |  |  |  | 1912.0 | Consumers Energy Co | U.S. Energy Information Administration | http://www.eia.gov/electricity/data/browser/ | U.S. Energy Information Administration | 17520 | 2019 | 23.452 | 24.376 | 24.146 | 27.063 | 28.216 | 26.448 | 28.75 | U.S. Energy Information Administration | 24.19 | 25.47 | 18.78 | 24.69 | 23.04 | NO-ESTIMATION | NO-ESTIMATION | NO-ESTIMATION | NO-ESTIMATION | CAPACITY-FACTOR-V1
USA | United States of America | Loud |  | USA0001712 | 4 | 44.4631 | -83.7208 | Hydro |  |  |  | 1913.0 | Consumers Energy Co | U.S. Energy Information Administration | http://www.eia.gov/electricity/data/browser/ | U.S. Energy Information Administration | 17532 | 2019 | 17.623 | 17.766000000000002 | 17.807 | 19.867 | 20.585 | 19.330000000000002 | 21.144 | U.S. Energy Information Administration | 16.19 | 17.02 | 13.44 | 16.49 | 15.4 | NO-ESTIMATION | NO-ESTIMATION | NO-ESTIMATION | NO-ESTIMATION | CAPACITY-FACTOR-V1
USA | United States of America | Smith (NH) |  | USA0002368 | 15 | 44.4695 | -71.1781 | Hydro |  |  |  | 1948.0 | Central Rivers Power NH LLC | U.S. Energy Information Administration | http://www.eia.gov/electricity/data/browser/ | U.S. Energy Information Administration | 30832 | 2019 | 110.753 | 87.619 | 101.98 | 93.867 | 115.523 | 115.028 | 106.476 | U.S. Energy Information Administration | 64.39 | 65.50 | 56.57 | 64.34 | 58.24 | NO-ESTIMATION | NO-ESTIMATION | NO-ESTIMATION | NO-ESTIMATION | CAPACITY-FACTOR-V1
USA | United States of America | International Paper Livermore Hydro |  | USA0050082 | 9.2 | 44.4705 | -70.1873 | Hydro |  |  |  | 1920.217391304348 | Eagle Creek RE LLC | U.S. Energy Information Administration | http://www.eia.gov/electricity/data/browser/ | U.S. Energy Information Administration |  | 2019 | 37.278 | 34.169000000000004 | 31.828 | 29.113 | 31.047 | 35.592 | 37.99 | U.S. Energy Information Administration | 42.09 | 42.87 | 34.41 | 39.28 | 37.3 | HYDRO-V1 | HYDRO-V1 | HYDRO-V1 | HYDRO-V1 | HYDRO-V1
USA | United States of America | Cooke |  | USA0001700 | 9 | 44.4726 | -83.5719 | Hydro |  |  |  | 1911.0 | Consumers Energy Co | U.S. Energy Information Administration | http://www.eia.gov/electricity/data/browser/ | U.S. Energy Information Administration | 17512 | 2019 | 26.621000000000002 | 29.612000000000002 | 26.976 | 28.984 | 30.436 | 28.36 | 32.385 | U.S. Energy Information Administration | 35.74 | 37.67 | 28.17 | 36.48 | 34.42 | NO-ESTIMATION | NO-ESTIMATION | NO-ESTIMATION | NO-ESTIMATION | CAPACITY-FACTOR-V1
USA | United States of America | Otis Hydro |  | USA0050080 | 10.2 | 44.4778 | -70.2008 | Hydro |  |  |  | 1985.0000000000002 | Eagle Creek RE LLC | U.S. Energy Information Administration | http://www.eia.gov/electricity/data/browser/ | U.S. Energy Information Administration |  | 2019 | 57.158 | 57.033 | 48.887 | 34.406 | 53.753 | 51.217 | 55.817 | U.S. Energy Information Administration | 47.02 | 47.88 | 37.68 | 43.90 | 41.71 | HYDRO-V1 | HYDRO-V1 | HYDRO-V1 | HYDRO-V1 | HYDRO-V1
USA | United States of America | Spearfish Hydro |  | USA0058438 | 4 | 44.4783 | -103.8547 | Hydro |  |  |  | 1912.0 | City of Spearfish | U.S. Energy Information Administration | http://www.eia.gov/electricity/data/browser/ | U.S. Energy Information Administration | 63491 | 2019 | 0.001 | 3.04326 | 3.1510000000000002 | 2.194 | 1.685 | 2.145 | 3.151 | U.S. Energy Information Administration | 12.27 | 14.26 | 12.24 | 8.82 | 7.41 | NO-ESTIMATION | NO-ESTIMATION | NO-ESTIMATION | SOLAR-V1 | SOLAR-V1
USA | United States of America | Whiting |  | USA0003975 | 5.1 | 44.4889 | -89.5756 | Hydro |  |  |  | 1907.941176470588 | Consolidated Water Power Co | U.S. Energy Information Administration | http://www.eia.gov/electricity/data/browser/ | U.S. Energy Information Administration |  | 2019 | 22.251 | 27.195 | 27.413 | 31.818 | 30.985020000000002 | 30.47418 | 30.2425 | U.S. Energy Information Administration | 20.21 | 25.04 | 24.48 | 24.96 | 24.54 | HYDRO-V1 | HYDRO-V1 | HYDRO-V1 | HYDRO-V1 | HYDRO-V1
USA | United States of America | Opal Springs Hydro |  | USA0054251 | 4.3 | 44.4900 | -121.2988 | Hydro |  |  |  | 1985.0 | Deschutes Valley Water District | U.S. Energy Information Administration | http://www.eia.gov/electricity/data/browser/ | U.S. Energy Information Administration | 18320 | 2019 | 26.789 | 27.044 | 27.353 | 30.244 | 32.234 | 24.581 | 28.184 | U.S. Energy Information Administration | 11.49 | 13.87 | 13.93 | 14.98 | 13.53 | NO-ESTIMATION | NO-ESTIMATION | NO-ESTIMATION | SOLAR-V1 | SOLAR-V1
USA | United States of America | Gorge 18 |  | USA0006475 | 3 | 44.4900 | -73.1693 | Hydro |  |  |  | 1928.0 | Green Mountain Power Corp | U.S. Energy Information Administration | http://www.eia.gov/electricity/data/browser/ | U.S. Energy Information Administration | 21409 | 2019 | 9.374 | 11.189 | 15.073 | 14.321 | 12.633000000000001 | 9.791 | 12.701 | U.S. Energy Information Administration | 10.86 | 11.59 | 9.81 | 11.39 | 10.02 | NO-ESTIMATION | NO-ESTIMATION | SOLAR-V1 | SOLAR-V1 | SOLAR-V1
USA | United States of America | Chace Mill Winooski One |  | USA0054355 | 7.5 | 44.4900 | -73.1875 | Hydro |  |  |  | 1993.0 | City of Burlington Electric - (VT) | U.S. Energy Information Administration | http://www.eia.gov/electricity/data/browser/ | U.S. Energy Information Administration | 37150 | 2019 | 32.233000000000004 | 6.208 | 26.825 | 25.359 | 31.875 | 24.899 | 33.246 | U.S. Energy Information Administration | 28.94 | 30.77 | 25.03 | 29.70 | 26.83 | HYDRO-V1 | HYDRO-V1 | HYDRO-V1 | HYDRO-V1 | HYDRO-V1
USA | United States of America | Great Falls (VT) |  | USA0003762 | 1.9 | 44.5002 | -71.9989 | Hydro |  |  |  | 1958.7894736842109 | Village of Lyndonville - (VT) | U.S. Energy Information Administration | http://www.eia.gov/electricity/data/browser/ | U.S. Energy Information Administration | 25278 | 2019 | 1.92 | 1.8900000000000001 | 3.47 | 2.295 | 3.878 | 3.142 | 1.896 | U.S. Energy Information Administration | 6.85 | 7.66 | 6.29 | 6.44 | 6.71 | NO-ESTIMATION | NO-ESTIMATION | NO-ESTIMATION | NO-ESTIMATION | CAPACITY-FACTOR-V1
USA | United States of America | Shoshone (WY) |  | USA0004183 | 3 | 44.5029 | -109.1812 | Hydro |  |  |  | 1922.0 | U S Bureau of Reclamation | U.S. Energy Information Administration | http://www.eia.gov/electricity/data/browser/ | U.S. Energy Information Administration | 35667 | 2019 | 19.133 | 19.748 | 18.051000000000002 | 17.579 | 19.202 | 19.356 | 20.025 | U.S. Energy Information Administration | 9.98 | 9.86 | 9.26 | 9.80 | 8.62 | HYDRO-V1 | HYDRO-V1 | HYDRO-V1 | HYDRO-V1 | HYDRO-V1
USA | United States of America | International Paper Riley Hydro |  | USA0050081 | 6.6 | 44.5034 | -70.2491 | Hydro |  |  |  | 1982.0000000000005 | Eagle Creek RE LLC | U.S. Energy Information Administration | http://www.eia.gov/electricity/data/browser/ | U.S. Energy Information Administration |  | 2019 | 28.407 | 26.399 | 21.796 | 24.322 | 24.86 | 26.236 | 22.394 | U.S. Energy Information Administration | 28.44 | 30.36 | 24.28 | 27.77 | 26.36 | HYDRO-V1 | HYDRO-V1 | HYDRO-V1 | HYDRO-V1 | HYDRO-V1
USA | United States of America | International Paper Jay Hydro |  | USA0050047 | 3.1 | 44.5037 | -70.2210 | Hydro |  |  |  | 1912.0 | Eagle Creek RE LLC | U.S. Energy Information Administration | http://www.eia.gov/electricity/data/browser/ | U.S. Energy Information Administration |  | 2019 | 12.713000000000001 | 15.18 | 15.201 | 13.782 | 13.422 | 16.51 | 15.794 | U.S. Energy Information Administration | 12.51 | 13.46 | 11.06 | 12.20 | 11.59 | NO-ESTIMATION | NO-ESTIMATION | NO-ESTIMATION | NO-ESTIMATION | CAPACITY-FACTOR-V1
USA | United States of America | Blake |  | USA0002547 | 15 | 44.5065 | -74.7534 | Hydro |  |  |  | 1957.0 | Erie Boulevard Hydropower LP | U.S. Energy Information Administration | http://www.eia.gov/electricity/data/browser/ | U.S. Energy Information Administration | 27793 | 2019 | 64.116 | 58.115 | 52.242000000000004 | 51.528 | 75.858 | 60.615 | 75.09 | U.S. Energy Information Administration | 64.61 | 68.83 | 56.56 | 66.59 | 60.23 | NO-ESTIMATION | NO-ESTIMATION | NO-ESTIMATION | NO-ESTIMATION | CAPACITY-FACTOR-V1
USA | United States of America | Buffalo Bill |  | USA0007317 | 18 | 44.5082 | -109.1707 | Hydro |  |  |  | 1992.0 | U S Bureau of Reclamation | U.S. Energy Information Administration | http://www.eia.gov/electricity/data/browser/ | U.S. Energy Information Administration | 35622 | 2019 | 58.247 | 97.06700000000001 | 58.194 | 53.641 | 119.56 | 104.578 | 91.285 | U.S. Energy Information Administration | 62.77 | 64.57 | 56.18 | 62.04 | 58.64 | NO-ESTIMATION | NO-ESTIMATION | NO-ESTIMATION | NO-ESTIMATION | CAPACITY-FACTOR-V1
USA | United States of America | Union Falls |  | USA0050176 | 2.6 | 44.5107 | -73.9131 | Hydro |  |  |  | 1986.9999999999998 | Union Falls Hydro Power LP | U.S. Energy Information Administration | http://www.eia.gov/electricity/data/browser/ | U.S. Energy Information Administration | 27870 | 2019 | 13.841190000000001 | 13.295700000000002 | 11.827 | 8.993 | 8.53 | 8.053 | 9.756 | U.S. Energy Information Administration | 9.78 | 11.03 | 8.84 | 8.90 | 9.43 | NO-ESTIMATION | NO-ESTIMATION | NO-ESTIMATION | SOLAR-V1 | SOLAR-V1
USA | United States of America | Byllesby |  | USA0050328 | 2.5 | 44.5119 | -92.9394 | Hydro |  |  |  | 1988.0 | Neshkoro Power Assc LLC | U.S. Energy Information Administration | http://www.eia.gov/electricity/data/browser/ | U.S. Energy Information Administration | 37673 | 2019 | 9.02 | 10.035 | 11.517 | 15.568 | 14.975 | 13.799 | 14.513 | U.S. Energy Information Administration | 8.21 | 8.94 | 8.70 | 8.93 | 8.76 | HYDRO-V1 | HYDRO-V1 | HYDRO-V1 | HYDRO-V1 | HYDRO-V1
USA | United States of America | Spirit Mountain |  | USA0007541 | 4.5 | 44.5127 | -109.1299 | Hydro |  |  |  | 1994.0 | U S Bureau of Reclamation | U.S. Energy Information Administration | http://www.eia.gov/electricity/data/browser/ | U.S. Energy Information Administration | 35668 | 2019 | 16.92 | 16.315 | 18.386 | 16.839 | 15.018 | 15.539 | 17.052 | U.S. Energy Information Administration | 15.26 | 15.59 | 14.60 | 15.02 | 13.76 | NO-ESTIMATION | NO-ESTIMATION | NO-ESTIMATION | NO-ESTIMATION | CAPACITY-FACTOR-V1
USA | United States of America | South Colton |  | USA0002611 | 21 | 44.5133 | -74.8831 | Hydro |  |  |  | 1954.0 | Erie Boulevard Hydropower LP | U.S. Energy Information Administration | http://www.eia.gov/electricity/data/browser/ | U.S. Energy Information Administration | 27861 | 2019 | 92.85000000000001 | 82.34 | 74.483 | 69.985 | 104.181 | 83.358 | 104.491 | U.S. Energy Information Administration | 79.17 | 84.65 | 66.89 | 83.01 | 71.85 | NO-ESTIMATION | SOLAR-V1 | SOLAR-V1 | SOLAR-V1 | SOLAR-V1
USA | United States of America | Heart Mountain |  | USA0006408 | 5 | 44.5138 | -109.1296 | Hydro |  |  |  | 1949.0 | U S Bureau of Reclamation | U.S. Energy Information Administration | http://www.eia.gov/electricity/data/browser/ | U.S. Energy Information Administration | 35642 | 2019 | 17.292 | 18.14 | 17.239 | 17.72 | 23.242 | 22.252 | 22.202 | U.S. Energy Information Administration | 16.95 | 17.45 | 16.03 | 16.75 | 15.42 | HYDRO-V1 | HYDRO-V1 | HYDRO-V1 | HYDRO-V1 | HYDRO-V1
USA | United States of America | Stevens Point |  | USA0003973 | 4.8 | 44.5153 | -89.5850 | Hydro |  |  |  | 1918.0 | Consolidated Water Power Co | U.S. Energy Information Administration | http://www.eia.gov/electricity/data/browser/ | U.S. Energy Information Administration | 17467 | 2019 | 23.349 | 29.565 | 28.049 | 34.435 | 32.30271 | 29.644560000000002 | 32.2067 | U.S. Energy Information Administration | 19.02 | 23.57 | 23.35 | 23.49 | 23.1 | NO-ESTIMATION | NO-ESTIMATION | NO-ESTIMATION | NO-ESTIMATION | CAPACITY-FACTOR-V1
USA | United States of America | Rainbow Falls Hydro |  | USA0002600 | 25 | 44.5178 | -74.8228 | Hydro |  |  |  | 1956.0 | Erie Boulevard Hydropower LP | U.S. Energy Information Administration | http://www.eia.gov/electricity/data/browser/ | U.S. Energy Information Administration | 27601 | 2019 | 110.474 | 99.414 | 90.28 | 86.32000000000001 | 125.87100000000001 | 99.48400000000001 | 126.092 | U.S. Energy Information Administration | 91.57 | 97.86 | 76.72 | 95.90 | 82.85 | NO-ESTIMATION | NO-ESTIMATION | NO-ESTIMATION | NO-ESTIMATION | CAPACITY-FACTOR-V1
USA | United States of America | Alice Falls Hydro Project |  | USA0054391 | 2.1 | 44.5192 | -73.4648 | Hydro |  |  |  | 1991.0 | Alice Falls Hydro LLC | U.S. Energy Information Administration | http://www.eia.gov/electricity/data/browser/ | U.S. Energy Information Administration | 25864 | 2019 | 0.0 | 0.10300000000000001 | 0.0 | 0.114 | 0.881 | 2.64 | 5.732 | U.S. Energy Information Administration | 7.17 | 8.09 | 7.54 | 7.96 | 7.03 | NO-ESTIMATION | NO-ESTIMATION | NO-ESTIMATION | NO-ESTIMATION | CAPACITY-FACTOR-V1
USA | United States of America | Pyrites Plant |  | USA0010547 | 8.2 | 44.5220 | -75.1881 | Hydro |  |  |  | 1980.5853658536587 | CHI Energy Inc | U.S. Energy Information Administration | http://www.eia.gov/electricity/data/browser/ | U.S. Energy Information Administration | 17428 | 2019 | 31.746000000000002 | 29.173000000000002 | 23.069 | 24.686 | 35.131 | 24.076 | 29.915 | U.S. Energy Information Administration | 28.25 | 32.56 | 26.83 | 28.70 | 28.73 | NO-ESTIMATION | WIND-V1 | WIND-V1 | WIND-V1 | WIND-V1
USA | United States of America | Rainbow Falls Auscble |  | USA0006526 | 2.6 | 44.5236 | -73.4617 | Hydro |  |  |  | 1926.4999999999998 | New York State Elec & Gas Corp | U.S. Energy Information Administration | http://www.eia.gov/electricity/data/browser/ | U.S. Energy Information Administration | 27601 | 2019 | 0.0 | 0.0 | 0.0 | 0.0 | 0.0 | 0.0 | 1.113 | U.S. Energy Information Administration | 8.88 | 10.02 | 9.34 | 9.86 | 8.7 | NO-ESTIMATION | NO-ESTIMATION | NO-ESTIMATION | NO-ESTIMATION | CAPACITY-FACTOR-V1
USA | United States of America | Cascade Dam |  | USA0000813 | 12.4 | 44.5256 | -116.0483 | Hydro |  |  |  | 1984.0000000000002 | Idaho Power Co | U.S. Energy Information Administration | http://www.eia.gov/electricity/data/browser/ | U.S. Energy Information Administration |  | 2019 | 39.982 | 43.078 | 31.539 | 42.248 | 47.655 | 46.879 | 36.596 | U.S. Energy Information Administration | 43.68 | 44.10 | 38.49 | 44.44 | 37.5 | SOLAR-V1 | SOLAR-V1 | SOLAR-V1 | SOLAR-V1 | SOLAR-V1
USA | United States of America | Five Falls |  | USA0002562 | 24 | 44.5275 | -74.8492 | Hydro |  |  |  | 1955.0 | Erie Boulevard Hydropower LP | U.S. Energy Information Administration | http://www.eia.gov/electricity/data/browser/ | U.S. Energy Information Administration | 27808 | 2019 | 106.764 | 97.749 | 88.237 | 83.926 | 122.148 | 98.665 | 123.329 | U.S. Energy Information Administration | 88.70 | 94.74 | 74.44 | 92.86 | 80.33 | NO-ESTIMATION | NO-ESTIMATION | NO-ESTIMATION | NO-ESTIMATION | NO-ESTIMATION
USA | United States of America | 45 Mile Hydroelectric Project |  | USA0058455 | 3 | 44.5281 | -121.1528 | Hydro |  |  |  | 2015.0 | EBD Hydro LLC | U.S. Energy Information Administration | http://www.eia.gov/electricity/data/browser/ | U.S. Energy Information Administration | 64894 | 2019 |  |  | 5.561 | 7.332 | 6.349 | 7.921 | 5.324 | U.S. Energy Information Administration | 6.48 | 6.48 | 6.61 | 6.50 | 5.49 | NO-ESTIMATION | NO-ESTIMATION | NO-ESTIMATION | SOLAR-V1 | SOLAR-V1
USA | United States of America | Higley |  | USA0002576 | 6 | 44.5306 | -74.9331 | Hydro |  |  |  | 2003.0 | Erie Boulevard Hydropower LP | U.S. Energy Information Administration | http://www.eia.gov/electricity/data/browser/ | U.S. Energy Information Administration | 27821 | 2019 | 40.266 | 33.444 | 31.808 | 33.061 | 42.251 | 34.919000000000004 | 39.337 | U.S. Energy Information Administration | 26.69 | 26.98 | 23.08 | 25.71 | 24.05 | NO-ESTIMATION | NO-ESTIMATION | NO-ESTIMATION | SOLAR-V1 | SOLAR-V1
USA | United States of America | Messalonskee 5 |  | USA0001500 | 1.8 | 44.5344 | -69.6522 | Hydro |  |  |  | 1935.0 | Messalonskee Stream Hydro LLC | U.S. Energy Information Administration | http://www.eia.gov/electricity/data/browser/ | U.S. Energy Information Administration | 67126 | 2019 | 6.511 | 7.2090000000000005 | 4.8180000000000005 | 4.167 | 5.522 | 4.663 | 6.298 | U.S. Energy Information Administration | 7.87 | 6.35 | 5.04 | 6.43 | 5.8 | NO-ESTIMATION | NO-ESTIMATION | NO-ESTIMATION | NO-ESTIMATION | CAPACITY-FACTOR-V1
USA | United States of America | Ellsworth Hydro Station |  | USA0001469 | 8.9 | 44.5442 | -68.4306 | Hydro |  |  |  | 1930.2921348314605 | Brookfield Black Bear Hydro LLC | U.S. Energy Information Administration | http://www.eia.gov/electricity/data/browser/ | U.S. Energy Information Administration | 13975 | 2019 | 29.72 | 35.708 | 26.572 | 23.067 | 22.281 | 25.926000000000002 | 36.951 | U.S. Energy Information Administration | 35.39 | 38.55 | 27.74 | 36.17 | 31.43 | NO-ESTIMATION | NO-ESTIMATION | NO-ESTIMATION | NO-ESTIMATION | CAPACITY-FACTOR-V1
USA | United States of America | Lockwood Hydroelectric Facility |  | USA0010066 | 7.2 | 44.5467 | -69.6292 | Hydro |  |  |  | 1986.0000000000002 | Merimil Ltd Partnership | U.S. Energy Information Administration | http://www.eia.gov/electricity/data/browser/ | U.S. Energy Information Administration |  | 2019 | 33.441 | 30.521 | 27.44 | 30.621000000000002 | 27.982 | 27.599 | 28.57 | U.S. Energy Information Administration | 31.91 | 32.79 | 25.85 | 33.00 | 28.49 | NO-ESTIMATION | NO-ESTIMATION | NO-ESTIMATION | NO-ESTIMATION | WIND-V1
USA | United States of America | Messalonskee 2 (Oakland) |  | USA0001497 | 2.8 | 44.5485 | -69.7104 | Hydro |  |  |  | 1924.0 | Messalonskee Stream Hydro LLC | U.S. Energy Information Administration | http://www.eia.gov/electricity/data/browser/ | U.S. Energy Information Administration | 67126 | 2019 | 11.964 | 13.486 | 8.861 | 7.347 | 10.201 | 8.638 | 11.114 | U.S. Energy Information Administration | 10.41 | 10.35 | 10.02 | 10.61 | 9.16 | NO-ESTIMATION | NO-ESTIMATION | NO-ESTIMATION | NO-ESTIMATION | CAPACITY-FACTOR-V1
USA | United States of America | Rumford Falls Hydro Facility |  | USA0010493 | 44.5 | 44.5486 | -70.6283 | Hydro |  |  |  | 1934.9707865168539 | Brookfield Power New England | U.S. Energy Information Administration | http://www.eia.gov/electricity/data/browser/ | U.S. Energy Information Administration |  | 2019 | 294.639 | 288.483 | 267.984 | 212.764 | 268.833 | 263.171 | 253.98 | U.S. Energy Information Administration | 164.37 | 164.37 | 125.10 | 163.11 | 140.03 | NO-ESTIMATION | NO-ESTIMATION | NO-ESTIMATION | NO-ESTIMATION | CAPACITY-FACTOR-V1
USA | United States of America | Morrisville |  | USA0003764 | 1.8 | 44.5618 | -72.6024 | Hydro |  |  |  | 1924.0 | Village of Morrisville - (VT) | U.S. Energy Information Administration | http://www.eia.gov/electricity/data/browser/ | U.S. Energy Information Administration | 26881 | 2019 | 4.393 | 2.981 | 2.857 | 3.725 | 5.75 | 3.557 | 3.647 | U.S. Energy Information Administration | 4.75 | 4.78 | 4.75 | 4.79 | 4.14 | NO-ESTIMATION | NO-ESTIMATION | NO-ESTIMATION | NO-ESTIMATION | CAPACITY-FACTOR-V1
USA | United States of America | Alcona |  | USA0001693 | 8 | 44.5620 | -83.8045 | Hydro |  |  |  | 1924.0 | Consumers Energy Co | U.S. Energy Information Administration | http://www.eia.gov/electricity/data/browser/ | U.S. Energy Information Administration | 17506 | 2019 | 27.658 | 30.711000000000002 | 28.055 | 29.953 | 33.507 | 30.764 | 33.312 | U.S. Energy Information Administration | 31.77 | 33.48 | 25.04 | 32.43 | 30.6 | NO-ESTIMATION | NO-ESTIMATION | NO-ESTIMATION | NO-ESTIMATION | CAPACITY-FACTOR-V1
USA | United States of America | Hydro Kennebec Project |  | USA0054148 | 15.4 | 44.5630 | -69.6192 | Hydro |  |  |  | 1989.0 | Hydro Kennebec LLC | U.S. Energy Information Administration | http://www.eia.gov/electricity/data/browser/ | U.S. Energy Information Administration | 35316 | 2019 | 89.911 | 89.43900000000001 | 40.68 | 61.113 | 72.646 | 83.043 | 86.014 | U.S. Energy Information Administration | 70.36 | 72.25 | 56.17 | 72.70 | 63.05 | SOLAR-V1 | SOLAR-V1 | SOLAR-V1 | SOLAR-V1 | SOLAR-V1
USA | United States of America | Messalonskee 3 |  | USA0001498 | 1.6 | 44.5699 | -69.6818 | Hydro |  |  |  | 1918.0 | Messalonskee Stream Hydro LLC | U.S. Energy Information Administration | http://www.eia.gov/electricity/data/browser/ | U.S. Energy Information Administration | 67126 | 2019 | 6.8420000000000005 | 7.6610000000000005 | 4.979 | 4.2700000000000005 | 5.5760000000000005 | 4.915 | 5.353 | U.S. Energy Information Administration | 5.97 | 5.94 | 5.75 | 6.09 | 5.26 | NO-ESTIMATION | NO-ESTIMATION | NO-ESTIMATION | NO-ESTIMATION | CAPACITY-FACTOR-V1
USA | United States of America | Cadys Falls |  | USA0003765 | 1.6 | 44.5776 | -72.6119 | Hydro |  |  |  | 1930.5 | Village of Morrisville - (VT) | U.S. Energy Information Administration | http://www.eia.gov/electricity/data/browser/ | U.S. Energy Information Administration | 26880 | 2019 | 3.911 | 3.1550000000000002 | 2.6670000000000003 | 2.336 | 2.144 | 1.403 | 1.923 | U.S. Energy Information Administration | 4.22 | 4.25 | 4.22 | 4.26 | 3.68 | SOLAR-V1 | SOLAR-V1 | SOLAR-V1 | SOLAR-V1 | SOLAR-V1
USA | United States of America | Benton Falls Associates |  | USA0010523 | 4.2 | 44.5802 | -69.5545 | Hydro |  |  |  | 1988.0 | Essex Hydro Associates LLC | U.S. Energy Information Administration | http://www.eia.gov/electricity/data/browser/ | U.S. Energy Information Administration | 16789 | 2019 | 16.301000000000002 | 19.528 | 12.16 | 12.51 | 6.723 | 14.955 | 19.535 | U.S. Energy Information Administration | 15.53 | 16.34 | 14.74 | 16.25 | 13.98 | SOLAR-V1 | SOLAR-V1 | SOLAR-V1 | SOLAR-V1 | SOLAR-V1
USA | United States of America | Colton |  | USA0002551 | 36 | 44.5839 | -74.9583 | Hydro |  |  |  | 1921.611111111111 | Erie Boulevard Hydropower LP | U.S. Energy Information Administration | http://www.eia.gov/electricity/data/browser/ | U.S. Energy Information Administration | 27796 | 2019 | 216.268 | 189.93200000000002 | 179.157 | 173.416 | 225.661 | 173.965 | 195.677 | U.S. Energy Information Administration | 132.12 | 131.19 | 101.29 | 123.48 | 114.26 | NO-ESTIMATION | NO-ESTIMATION | NO-ESTIMATION | NO-ESTIMATION | CAPACITY-FACTOR-V1
USA | United States of America | Lacomb Irrigation District |  | USA0052155 | 1 | 44.5975 | -122.6854 | Hydro |  |  |  | 1987.0 | Lacomb Irrigation Dist | U.S. Energy Information Administration | http://www.eia.gov/electricity/data/browser/ | U.S. Energy Information Administration | 17400 | 2019 | 3.642 | 4.495 | 4.5200000000000005 | 5.048 | 5.0440000000000005 | 4.422 | 3.658 | U.S. Energy Information Administration | 4.08 | 4.52 | 4.04 | 4.17 | 3.65 | NO-ESTIMATION | NO-ESTIMATION | NO-ESTIMATION | NO-ESTIMATION | SOLAR-V1
USA | United States of America | Round Butte |  | USA0003050 | 372.5 | 44.6058 | -121.2773 | Hydro |  |  |  | 1964.0 | Portland General Electric Co | U.S. Energy Information Administration | http://www.eia.gov/electricity/data/browser/ | U.S. Energy Information Administration | 30451 | 2019 | 949.058 | 992.595 | 919.904 | 931.167 | 1035.602 | 835.0980000000001 | 870.819 | U.S. Energy Information Administration | 974.33 | 1171.26 | 901.80 | 1093.41 | 971.83 | NO-ESTIMATION | NO-ESTIMATION | NO-ESTIMATION | NO-ESTIMATION | CAPACITY-FACTOR-V1
USA | United States of America | Heuvelton |  | USA0002573 | 1 | 44.6172 | -75.4042 | Hydro |  |  |  | 1924.0 | Erie Boulevard Hydropower LP | U.S. Energy Information Administration | http://www.eia.gov/electricity/data/browser/ | U.S. Energy Information Administration | 27819 | 2019 | 5.413 | 4.727 | 4.518 | 3.485 | 4.07 | 3.473 | 4.07 | U.S. Energy Information Administration | 4.36 | 4.19 | 4.23 | 4.24 | 3.85 | NO-ESTIMATION | NO-ESTIMATION | NO-ESTIMATION | NO-ESTIMATION | CAPACITY-FACTOR-V1
USA | United States of America | Hannawa |  | USA0002571 | 7.2 | 44.6192 | -74.9733 | Hydro |  |  |  | 1917.0000000000002 | Erie Boulevard Hydropower LP | U.S. Energy Information Administration | http://www.eia.gov/electricity/data/browser/ | U.S. Energy Information Administration | 27818 | 2019 | 12.304 | 47.045 | 38.247 | 46.179 | 56.211 | 46.49 | 52.908 | U.S. Energy Information Administration | 35.46 | 35.84 | 30.64 | 34.15 | 31.94 | NO-ESTIMATION | NO-ESTIMATION | NO-ESTIMATION | SOLAR-V1 | SOLAR-V1
USA | United States of America | W K Sanders |  | USA0000678 | 1.8 | 44.6253 | -72.5309 | Hydro |  |  |  | 1983.0 | Village of Morrisville - (VT) | U.S. Energy Information Administration | http://www.eia.gov/electricity/data/browser/ | U.S. Energy Information Administration | 26882 | 2019 | 0.924 | 0.804 | 0.905 | 0.914 | 1.229 | 1.0030000000000001 | 1.046 | U.S. Energy Information Administration | 4.75 | 4.78 | 4.75 | 4.79 | 4.14 | NO-ESTIMATION | NO-ESTIMATION | NO-ESTIMATION | NO-ESTIMATION | CAPACITY-FACTOR-V1
USA | United States of America | Shawmut |  | USA0001504 | 8.8 | 44.6295 | -69.5835 | Hydro |  |  |  | 1948.3181818181818 | Brookfield White Pine Hydro LLC | U.S. Energy Information Administration | http://www.eia.gov/electricity/data/browser/ | U.S. Energy Information Administration | 15912 | 2019 | 52.802 | 54.169000000000004 | 55.096000000000004 | 42.791000000000004 | 49.897 | 45.119 | 44.3 | U.S. Energy Information Administration | 39.39 | 40.47 | 31.99 | 40.73 | 35.21 | NO-ESTIMATION | NO-ESTIMATION | NO-ESTIMATION | NO-ESTIMATION | CAPACITY-FACTOR-V1
USA | United States of America | Parishville |  | USA0002597 | 3 | 44.6300 | -74.8258 | Hydro |  |  |  | 1925.0 | Erie Boulevard Hydropower LP | U.S. Energy Information Administration | http://www.eia.gov/electricity/data/browser/ | U.S. Energy Information Administration | 27843 | 2019 | 15.175 | 14.052 | 12.186 | 12.717 | 17.643 | 19.836000000000002 | 20.317 | U.S. Energy Information Administration | 6.24 | 6.24 | 6.15 | 6.25 | 5.24 | NO-ESTIMATION | NO-ESTIMATION | NO-ESTIMATION | NO-ESTIMATION | CAPACITY-FACTOR-V1
USA | United States of America | Pontook Hydro Facility |  | USA0050741 | 10.5 | 44.6328 | -71.2474 | Hydro |  |  |  | 1987.0 | Pontook Operating LP | U.S. Energy Information Administration | http://www.eia.gov/electricity/data/browser/ | U.S. Energy Information Administration | 27466 | 2019 | 62.599000000000004 | 59.051 | 53.35 | 52.261 | 44.958 | 52.477000000000004 | 50.916 | U.S. Energy Information Administration | 46.54 | 46.42 | 36.74 | 43.15 | 41.46 | SOLAR-V1 | SOLAR-V1 | SOLAR-V1 | SOLAR-V1 | SOLAR-V1
USA | United States of America | Clark Falls |  | USA0003711 | 3 | 44.6356 | -73.1200 | Hydro |  |  |  | 1937.0 | Green Mountain Power Corp | U.S. Energy Information Administration | http://www.eia.gov/electricity/data/browser/ | U.S. Energy Information Administration | 15961 | 2019 | 18.081 | 16.153 | 13.814 | 13.33 | 17.762 | 15.316 | 16.192 | U.S. Energy Information Administration | 10.25 | 11.20 | 9.18 | 10.30 | 9.35 | WIND-V1 | WIND-V1 | WIND-V1 | WIND-V1 | WIND-V1
USA | United States of America | Peterson |  | USA0003720 | 6.3 | 44.6381 | -73.1625 | Hydro |  |  |  | 1948.0 | Green Mountain Power Corp | U.S. Energy Information Administration | http://www.eia.gov/electricity/data/browser/ | U.S. Energy Information Administration | 15970 | 2019 | 28.632 | 25.636 | 24.993000000000002 | 24.366 | 27.851 | 25.178 | 16.192 | U.S. Energy Information Administration | 22.01 | 24.46 | 19.06 | 22.12 | 20.58 | WIND-V1 | WIND-V1 | WIND-V1 | WIND-V1 | WIND-V1
USA | United States of America | Eel Weir |  | USA0002556 | 2.5 | 44.6384 | -75.4905 | Hydro |  |  |  | 1928.0 | Erie Boulevard Hydropower LP | U.S. Energy Information Administration | http://www.eia.gov/electricity/data/browser/ | U.S. Energy Information Administration | 27810 | 2019 | 9.755 | 9.506 | 7.67 | 7.648000000000001 | 10.619 | 6.98 | 8.767 | U.S. Energy Information Administration | 10.56 | 10.79 | 9.86 | 10.37 | 10.09 | NO-ESTIMATION | NO-ESTIMATION | NO-ESTIMATION | NO-ESTIMATION | CAPACITY-FACTOR-V1
USA | United States of America | High Falls - Saranac NY |  | USA0002530 | 15 | 44.6389 | -73.7492 | Hydro |  |  |  | 1952.0 | New York State Elec & Gas Corp | U.S. Energy Information Administration | http://www.eia.gov/electricity/data/browser/ | U.S. Energy Information Administration |  | 2019 | 85.217 | 75.82300000000001 | 69.642 | 66.265 | 58.67 | 50.706 | 42.921 | U.S. Energy Information Administration | 57.32 | 61.51 | 49.09 | 58.75 | 53.56 | NO-ESTIMATION | NO-ESTIMATION | NO-ESTIMATION | SOLAR-V1 | SOLAR-V1
USA | United States of America | Milton |  | USA0003717 | 7.4 | 44.6414 | -73.1134 | Hydro |  |  |  | 1929.0 | Green Mountain Power Corp | U.S. Energy Information Administration | http://www.eia.gov/electricity/data/browser/ | U.S. Energy Information Administration | 15968 | 2019 | 42.304 | 37.382 | 35.422000000000004 | 34.803 | 37.89 | 33.622 | 43.658 | U.S. Energy Information Administration | 25.85 | 28.73 | 22.39 | 25.98 | 24.17 | NO-ESTIMATION | WIND-V1 | WIND-V1 | WIND-V1 | WIND-V1
USA | United States of America | Sugar Island |  | USA0002616 | 4 | 44.6422 | -74.9765 | Hydro |  |  |  | 1924.0 | Erie Boulevard Hydropower LP | U.S. Energy Information Administration | http://www.eia.gov/electricity/data/browser/ | U.S. Energy Information Administration | 27869 | 2019 | 30.902 | 27.029 | 25.233 | 24.373 | 31.828 | 24.463 | 28.282 | U.S. Energy Information Administration | 17.82 | 18.01 | 16.00 | 16.97 | 16.06 | WIND-V1 | WIND-V1 | WIND-V1 | WIND-V1 | WIND-V1
USA | United States of America | Fairfax Falls |  | USA0003712 | 3.5 | 44.6534 | -72.9961 | Hydro |  |  |  | 1919.0 | Green Mountain Power Corp | U.S. Energy Information Administration | http://www.eia.gov/electricity/data/browser/ | U.S. Energy Information Administration | 15964 | 2019 | 25.528000000000002 | 22.623 | 21.613 | 17.949 | 22.261 | 18.426000000000002 | 22.872 | U.S. Energy Information Administration | 11.75 | 10.92 | 11.22 | 11.80 | 11.22 | NO-ESTIMATION | NO-ESTIMATION | NO-ESTIMATION | NO-ESTIMATION | SOLAR-V1
USA | United States of America | Allens Falls |  | USA0002540 | 4 | 44.6603 | -74.8603 | Hydro |  |  |  | 1927.0 | Erie Boulevard Hydropower LP | U.S. Energy Information Administration | http://www.eia.gov/electricity/data/browser/ | U.S. Energy Information Administration | 27780 | 2019 | 9.119 | 24.76 | 21.838 | 20.175 | 17.329 | 13.679 | 27.274 | U.S. Energy Information Administration | 8.97 | 8.97 | 8.78 | 9.00 | 7.65 | NO-ESTIMATION | NO-ESTIMATION | NO-ESTIMATION | NO-ESTIMATION | CAPACITY-FACTOR-V1
USA | United States of America | Mio |  | USA0001714 | 5 | 44.6611 | -84.1317 | Hydro |  |  |  | 1916.0 | Consumers Energy Co | U.S. Energy Information Administration | http://www.eia.gov/electricity/data/browser/ | U.S. Energy Information Administration | 17533 | 2019 | 14.814 | 16.325 | 15.618 | 16.398 | 16.667 | 15.587 | 18.469 | U.S. Energy Information Administration | 18.87 | 19.88 | 15.52 | 19.89 | 18.28 | NO-ESTIMATION | NO-ESTIMATION | NO-ESTIMATION | NO-ESTIMATION | CAPACITY-FACTOR-V1
USA | United States of America | Du Bay |  | USA0003972 | 7.2 | 44.6647 | -89.6511 | Hydro |  |  |  | 1942.0 | Consolidated Water Power Co | U.S. Energy Information Administration | http://www.eia.gov/electricity/data/browser/ | U.S. Energy Information Administration | 17466 | 2019 | 35.683 | 42.101 | 44.645 | 53.329 | 48.84264 | 44.150040000000004 | 49.0585 | U.S. Energy Information Administration | 29.27 | 36.09 | 34.46 | 35.97 | 35.38 | NO-ESTIMATION | NO-ESTIMATION | NO-ESTIMATION | NO-ESTIMATION | CAPACITY-FACTOR-V1
USA | United States of America | Lower Saranac Hydroelectric Facility |  | USA0010214 | 6.7 | 44.6694 | -73.5075 | Hydro |  |  |  | 1990.0 | Lower Saranac Hydro Partner LP | U.S. Energy Information Administration | http://www.eia.gov/electricity/data/browser/ | U.S. Energy Information Administration | 17407 | 2019 | 32.25 | 25.613 | 18.204 | 24.125 | 32.594 | 22.486 | 33.018 | U.S. Energy Information Administration | 25.73 | 27.08 | 22.59 | 26.37 | 23.53 | NO-ESTIMATION | NO-ESTIMATION | NO-ESTIMATION | NO-ESTIMATION | CAPACITY-FACTOR-V1
USA | United States of America | Sissonville Hydro |  | USA0010220 | 3 | 44.6856 | -75.0029 | Hydro |  |  |  | 1990.0 | Boralex Hydro Operations Inc | U.S. Energy Information Administration | http://www.eia.gov/electricity/data/browser/ | U.S. Energy Information Administration | 12381 | 2019 | 15.235 | 14.536 | 12.876 | 11.278 | 18.166 | 13.778 | 17.022 | U.S. Energy Information Administration | 12.87 | 13.01 | 11.56 | 12.18 | 11.55 | SOLAR-V1 | SOLAR-V1 | SOLAR-V1 | SOLAR-V1 | SOLAR-V1
USA | United States of America | Pelton |  | USA0003048 | 109.8 | 44.6944 | -121.2314 | Hydro |  |  |  | 1958.0 | Portland General Electric Co | U.S. Energy Information Administration | http://www.eia.gov/electricity/data/browser/ | U.S. Energy Information Administration | 30446 | 2019 | 406.44100000000003 | 422.527 | 397.849 | 401.591 | 445.06 | 361.732 | 382.836 | U.S. Energy Information Administration | 403.17 | 426.19 | 335.52 | 421.90 | 369.58 | NO-ESTIMATION | NO-ESTIMATION | NO-ESTIMATION | NO-ESTIMATION | CAPACITY-FACTOR-V1
USA | United States of America | Cadyville |  | USA0002522 | 5.5 | 44.6950 | -73.6219 | Hydro |  |  |  | 1957.6363636363637 | New York State Elec & Gas Corp | U.S. Energy Information Administration | http://www.eia.gov/electricity/data/browser/ | U.S. Energy Information Administration | 27584 | 2019 | 28.338 | 23.73 | 21.672 | 23.94 | 28.173000000000002 | 24.547 | 22.278 | U.S. Energy Information Administration | 20.76 | 21.87 | 18.41 | 21.28 | 18.96 | HYDRO-V1 | HYDRO-V1 | HYDRO-V1 | HYDRO-V1 | HYDRO-V1
USA | United States of America | Mill C |  | USA0006486 | 6 | 44.6967 | -73.6122 | Hydro |  |  |  | 1969.1333333333332 | New York State Elec & Gas Corp | U.S. Energy Information Administration | http://www.eia.gov/electricity/data/browser/ | U.S. Energy Information Administration | 27597 | 2019 | 27.083000000000002 | 25.535 | 19.221 | 24.766000000000002 | 31.296 | 27.036 | 26.774 | U.S. Energy Information Administration | 23.40 | 24.62 | 20.23 | 23.98 | 21.44 | NO-ESTIMATION | NO-ESTIMATION | NO-ESTIMATION | NO-ESTIMATION | CAPACITY-FACTOR-V1
USA | United States of America | Ogdensburg |  | USA0052058 | 3.5 | 44.7041 | -75.4870 | Hydro |  |  |  | 1988.0 | Ampersand Mount Ida Hydro LLC | U.S. Energy Information Administration | http://www.eia.gov/electricity/data/browser/ | U.S. Energy Information Administration | 34830 | 2019 | 9.281 | 10.003 | 7.534 | 9.779 | 13.878 | 9.174 | 8.61 | U.S. Energy Information Administration | 15.45 | 15.83 | 16.89 | 15.88 | 12.65 | SOLAR-V1 | SOLAR-V1 | SOLAR-V1 | SOLAR-V1 | SOLAR-V1
USA | United States of America | Hewittville Hydroelectric |  | USA0050268 | 3 | 44.7052 | -75.0079 | Hydro |  |  |  | 1984.0 | Erie Boulevard Hydropower LP | U.S. Energy Information Administration | http://www.eia.gov/electricity/data/browser/ | U.S. Energy Information Administration | 12371 | 2019 | 17.596 | 14.622 | 14.397 | 14.091000000000001 | 16.128 | 13.397 | 15.573 | U.S. Energy Information Administration | 12.87 | 13.01 | 11.56 | 12.18 | 11.55 | NO-ESTIMATION | NO-ESTIMATION | NO-ESTIMATION | NO-ESTIMATION | CAPACITY-FACTOR-V1
USA | United States of America | Kent Falls |  | USA0002532 | 12.4 | 44.7053 | -73.5967 | Hydro |  |  |  | 1955.5806451612902 | New York State Elec & Gas Corp | U.S. Energy Information Administration | http://www.eia.gov/electricity/data/browser/ | U.S. Energy Information Administration | 27594 | 2019 | 63.932 | 54.932 | 39.229 | 39.550000000000004 | 12.704 | 57.842 | 17.89 | U.S. Energy Information Administration | 47.44 | 49.95 | 40.64 | 48.63 | 43.38 | NO-ESTIMATION | NO-ESTIMATION | NO-ESTIMATION | NO-ESTIMATION | SOLAR-V1
USA | United States of America | Unionville Hydro Project 2499 NY |  | USA0050269 | 3 | 44.7145 | -74.9966 | Hydro |  |  |  | 1984.0 | Erie Boulevard Hydropower LP | U.S. Energy Information Administration | http://www.eia.gov/electricity/data/browser/ | U.S. Energy Information Administration | 12386 | 2019 | 16.831 | 14.579 | 13.271 | 12.41 | 16.046 | 12.708 | 14.741 | U.S. Energy Information Administration | 12.87 | 13.01 | 11.56 | 12.18 | 11.55 | NO-ESTIMATION | NO-ESTIMATION | NO-ESTIMATION | NO-ESTIMATION | NO-ESTIMATION
USA | United States of America | Pittsfield Hydro |  | USA0054124 | 1.1 | 44.7214 | -69.4120 | Hydro |  |  |  | 1986.0000000000002 | KEI (Maine) Power Management (II) LLC | U.S. Energy Information Administration | http://www.eia.gov/electricity/data/browser/ | U.S. Energy Information Administration |  | 2019 | 4.41936 | 5.26086 | 4.204 | 2.858 | 3.777 | 3.306 | 4.228 | U.S. Energy Information Administration | 4.23 | 4.39 | 3.92 | 4.15 | 3.6 | NO-ESTIMATION | NO-ESTIMATION | NO-ESTIMATION | NO-ESTIMATION | CAPACITY-FACTOR-V1
USA | United States of America | Detroit |  | USA0003077 | 100 | 44.7224 | -122.2511 | Hydro |  |  |  | 1953.0 | USACE Northwestern Division | U.S. Energy Information Administration | http://www.eia.gov/electricity/data/browser/ | U.S. Energy Information Administration | 35552 | 2019 | 276.902 | 372.019 | 222.452 | 282.2 | 359.779 | 379.298 | 247.809 | U.S. Energy Information Administration | 294.90 | 355.96 | 289.34 | 357.95 | 303.68 | SOLAR-V1 | SOLAR-V1 | SOLAR-V1 | SOLAR-V1 | SOLAR-V1
USA | United States of America | Warm Springs Power Enterprises |  | USA0054721 | 19.6 | 44.7242 | -121.2477 | Hydro |  |  |  | 1982.0 | Warm Springs Power Enterprises | U.S. Energy Information Administration | http://www.eia.gov/electricity/data/browser/ | U.S. Energy Information Administration |  | 2019 | 83.459 | 89.305 | 81.909 | 82.063 | 76.785 | 61.703 | 62.279 | U.S. Energy Information Administration | 82.08 | 90.08 | 73.47 | 89.21 | 78.71 | NO-ESTIMATION | NO-ESTIMATION | NO-ESTIMATION | NO-ESTIMATION | CAPACITY-FACTOR-V1
USA | United States of America | Garland Canal Power Plant |  | USA0057551 | 2.9 | 44.7264 | -108.8644 | Hydro |  |  |  | 1983.0 | Shoshone Irrigation District | U.S. Energy Information Administration | http://www.eia.gov/electricity/data/browser/ | U.S. Energy Information Administration | 32600 | 2019 | 9.586170000000001 | 9.19215 | 9.908 | 9.584190000000001 | 7.63359 | 9.19271 | 7.906 | U.S. Energy Information Administration | 7.80 | 7.84 | 7.97 | 7.86 | 6.82 | NO-ESTIMATION | NO-ESTIMATION | NO-ESTIMATION | NO-ESTIMATION | CAPACITY-FACTOR-V1
USA | United States of America | Norwood |  | USA0002591 | 2 | 44.7439 | -75.0042 | Hydro |  |  |  | 1928.0 | Erie Boulevard Hydropower LP | U.S. Energy Information Administration | http://www.eia.gov/electricity/data/browser/ | U.S. Energy Information Administration | 27839 | 2019 | 15.345 | 13.555 | 13.001 | 12.056000000000001 | 14.335 | 10.051 | 10.393 | U.S. Energy Information Administration | 9.26 | 9.36 | 8.39 | 8.81 | 8.43 | NO-ESTIMATION | NO-ESTIMATION | NO-ESTIMATION | NO-ESTIMATION | CAPACITY-FACTOR-V1
USA | United States of America | Big Cliff |  | USA0003074 | 18 | 44.7514 | -122.2832 | Hydro |  |  |  | 1955.0 | USACE Northwestern Division | U.S. Energy Information Administration | http://www.eia.gov/electricity/data/browser/ | U.S. Energy Information Administration | 35532 | 2019 | 64.016 | 71.97200000000001 | 54.991 | 68.8 | 92.904 | 87.09100000000001 | 70.106 | U.S. Energy Information Administration | 61.56 | 76.24 | 59.05 | 72.77 | 64.06 | NO-ESTIMATION | NO-ESTIMATION | NO-ESTIMATION | NO-ESTIMATION | CAPACITY-FACTOR-V1
USA | United States of America | Chasm |  | USA0002550 | 3 | 44.7533 | -74.2169 | Hydro |  |  |  | 1917.3333333333333 | Erie Boulevard Hydropower LP | U.S. Energy Information Administration | http://www.eia.gov/electricity/data/browser/ | U.S. Energy Information Administration | 27794 | 2019 | 9.19 | 8.019 | 13.017 | 18.979 | 21.079 | 21.943 | 23.75 | U.S. Energy Information Administration | 10.24 | 9.52 | 7.81 | 10.45 | 8.12 | NO-ESTIMATION | NO-ESTIMATION | WIND-V1 | WIND-V1 | WIND-V1
USA | United States of America | Hastings City Hydroelectric |  | USA0054285 | 4.4 | 44.7602 | -92.8677 | Hydro |  |  |  | 1992.0 | Hastings Lock & Dam | U.S. Energy Information Administration | http://www.eia.gov/electricity/data/browser/ | U.S. Energy Information Administration |  | 2019 | 18.717 | 18.178 | 27.684 | 18.422 | 17.897000000000002 | 13.105 | 12.744 | U.S. Energy Information Administration | 19.23 | 20.49 | 17.45 | 18.59 | 16.77 | NO-ESTIMATION | NO-ESTIMATION | NO-ESTIMATION | SOLAR-V1 | SOLAR-V1
USA | United States of America | Weston Hydro |  | USA0001509 | 12 | 44.7639 | -69.7183 | Hydro |  |  |  | 1921.25 | Brookfield White Pine Hydro LLC | U.S. Energy Information Administration | http://www.eia.gov/electricity/data/browser/ | U.S. Energy Information Administration | 15915 | 2019 | 80.008 | 86.94200000000001 | 89.104 | 71.70400000000001 | 78.37 | 85.407 | 83.335 | U.S. Energy Information Administration | 54.13 | 55.60 | 43.07 | 55.96 | 48.43 | SOLAR-V1 | SOLAR-V1 | SOLAR-V1 | SOLAR-V1 | SOLAR-V1
USA | United States of America | Yaleville |  | USA0002624 | 2 | 44.7661 | -74.9997 | Hydro |  |  |  | 1940.0 | Erie Boulevard Hydropower LP | U.S. Energy Information Administration | http://www.eia.gov/electricity/data/browser/ | U.S. Energy Information Administration | 27876 | 2019 | 3.5100000000000002 | 3.087 | 3.299 | 2.669 | 2.992 | 2.949 | 3.013 | U.S. Energy Information Administration | 9.26 | 9.36 | 8.39 | 8.81 | 8.43 | NO-ESTIMATION | NO-ESTIMATION | NO-ESTIMATION | NO-ESTIMATION | CAPACITY-FACTOR-V1
USA | United States of America | Errol Hydroelectric Project |  | USA0010570 | 3 | 44.7866 | -71.1243 | Hydro |  |  |  | 1986.0 | Errol Hydroelectric Co LLC | U.S. Energy Information Administration | http://www.eia.gov/electricity/data/browser/ | U.S. Energy Information Administration |  | 2019 | 16.025 | 16.47 | 16.195 | 15.345 | 17.323 | 14.51 | 12.511 | U.S. Energy Information Administration | 12.78 | 12.74 | 10.94 | 12.04 | 11.32 | NO-ESTIMATION | NO-ESTIMATION | NO-ESTIMATION | NO-ESTIMATION | CAPACITY-FACTOR-V1
USA | United States of America | Anson Abenaki Hydros |  | USA0010186 | 29 | 44.7975 | -69.8867 | Hydro |  |  |  | 1980.9379310344818 | Eagle Creek RE LLC | U.S. Energy Information Administration | http://www.eia.gov/electricity/data/browser/ | U.S. Energy Information Administration |  | 2019 | 146.91353999999998 | 137.0263 | 134.1042 | 108.31706999999999 | 131.899 | 133.22 | 129.871 | U.S. Energy Information Administration | 111.59 | 111.59 | 70.09 | 110.61 | 95.91 | NO-ESTIMATION | NO-ESTIMATION | NO-ESTIMATION | NO-ESTIMATION | CAPACITY-FACTOR-V1
USA | United States of America | East Norfolk |  | USA0002561 | 4 | 44.7989 | -74.9856 | Hydro |  |  |  | 1928.0 | Erie Boulevard Hydropower LP | U.S. Energy Information Administration | http://www.eia.gov/electricity/data/browser/ | U.S. Energy Information Administration | 27798 | 2019 | 27.029 | 24.853 | 22.222 | 20.699 | 10.801 | 21.909 | 22.531 | U.S. Energy Information Administration | 17.82 | 18.01 | 16.00 | 16.97 | 16.06 | NO-ESTIMATION | NO-ESTIMATION | SOLAR-V1 | SOLAR-V1 | SOLAR-V1
USA | United States of America | Norfolk |  | USA0002590 | 5 | 44.8053 | -74.9975 | Hydro |  |  |  | 1928.0 | Erie Boulevard Hydropower LP | U.S. Energy Information Administration | http://www.eia.gov/electricity/data/browser/ | U.S. Energy Information Administration |  | 2019 | 28.591 | 28.155 | 24.632 | 17.831 | 31.355 | 22.39 | 26.95 | U.S. Energy Information Administration | 21.61 | 21.85 | 19.11 | 20.79 | 19.41 | NO-ESTIMATION | NO-ESTIMATION | NO-ESTIMATION | NO-ESTIMATION | CAPACITY-FACTOR-V1
USA | United States of America | Granite Falls |  | USA0001977 | 1.3 | 44.8117 | -95.5345 | Hydro |  |  |  | 1967.0769230769233 | City of Granite Falls - (MN) | U.S. Energy Information Administration | http://www.eia.gov/electricity/data/browser/ | U.S. Energy Information Administration | 21299 | 2019 | 2.0220000000000002 | 2.1750000000000003 | 2.779 | 2.434 | 4.123 | 3.851 | 2.93 | U.S. Energy Information Administration | 3.34 | 3.24 | 4.22 | 2.91 | 2.98 | HYDRO-V1 | HYDRO-V1 | HYDRO-V1 | HYDRO-V1 | HYDRO-V1
USA | United States of America | Dells |  | USA0004002 | 12.3 | 44.8281 | -91.5111 | Hydro |  |  |  | 1923.7642276422769 | Northern States Power Co - Minnesota | U.S. Energy Information Administration | http://www.eia.gov/electricity/data/browser/ | U.S. Energy Information Administration | 28247 | 2019 | 47.304 | 62.189 | 58.664 | 68.884 | 62.992000000000004 | 54.21 | 61.029 | U.S. Energy Information Administration | 62.67 | 67.81 | 56.27 | 63.92 | 60.49 | NO-ESTIMATION | NO-ESTIMATION | NO-ESTIMATION | NO-ESTIMATION | CAPACITY-FACTOR-V1
USA | United States of America | Raymondville |  | USA0002601 | 2 | 44.8350 | -74.9803 | Hydro |  |  |  | 1928.0 | Erie Boulevard Hydropower LP | U.S. Energy Information Administration | http://www.eia.gov/electricity/data/browser/ | U.S. Energy Information Administration | 27852 | 2019 | 13.712 | 13.089 | 11.075000000000001 | 9.922 | 13.044 | 10.611 | 8.876 | U.S. Energy Information Administration | 8.74 | 9.40 | 8.39 | 8.70 | 8 | HYDRO-V1 | HYDRO-V1 | HYDRO-V1 | HYDRO-V1 | HYDRO-V1
USA | United States of America | Brownlee |  | USA0000811 | 675 | 44.8367 | -116.8975 | Hydro |  |  |  | 1965.6666666666667 | Idaho Power Co | U.S. Energy Information Administration | http://www.eia.gov/electricity/data/browser/ | U.S. Energy Information Administration | 22754 | 2019 | 1675.425 | 1917.445 | 1718.844 | 2013.316 | 2394.2690000000002 | 2418.886 | 2538.737 | U.S. Energy Information Administration | 1794.91 | 1966.96 | 1490.34 | 1965.45 | 1651.06 | NO-ESTIMATION | NO-ESTIMATION | SOLAR-V1 | SOLAR-V1 | SOLAR-V1
USA | United States of America | Oconto Falls Lower |  | USA0050439 | 2 | 44.8719 | -88.1439 | Hydro |  |  |  | 1971.0 | N E W Hydro LLC | U.S. Energy Information Administration | http://www.eia.gov/electricity/data/browser/ | U.S. Energy Information Administration | 32276 | 2019 | 6.734 | 8.591 | 8.725 | 8.939 | 11.771 | 8.232 | 11.421 | U.S. Energy Information Administration | 6.78 | 7.07 | 7.60 | 7.07 | 7.13 | NO-ESTIMATION | NO-ESTIMATION | NO-ESTIMATION | NO-ESTIMATION | CAPACITY-FACTOR-V1
USA | United States of America | Stiles |  | USA0004147 | 1 | 44.8747 | -88.1586 | Hydro |  |  |  | 1949.0 | Oconto Electric Cooperative | U.S. Energy Information Administration | http://www.eia.gov/electricity/data/browser/ | U.S. Energy Information Administration | 28708 | 2019 | 4.452 | 4.999 | 5.978 | 6.309 | 6.998 | 5.929 | 7.384 | U.S. Energy Information Administration | 3.46 | 3.60 | 4.00 | 3.60 | 3.63 | NO-ESTIMATION | NO-ESTIMATION | NO-ESTIMATION | NO-ESTIMATION | CAPACITY-FACTOR-V1
USA | United States of America | Oconto Falls Upper |  | USA0004044 | 1.1 | 44.8764 | -88.1475 | Hydro |  |  |  | 1921.2727272727273 | N E W Hydro LLC | U.S. Energy Information Administration | http://www.eia.gov/electricity/data/browser/ | U.S. Energy Information Administration | 37194 | 2019 | 6.293 | 7.742 | 7.691 | 8.129 | 9.091 | 7.5040000000000004 | 9.523 | U.S. Energy Information Administration | 3.74 | 3.89 | 4.33 | 3.89 | 3.93 | HYDRO-V1 | HYDRO-V1 | HYDRO-V1 | HYDRO-V1 | HYDRO-V1
USA | United States of America | Macomb |  | USA0002583 | 1 | 44.8773 | -74.3063 | Hydro |  |  |  | 1940.0 | Erie Boulevard Hydropower LP | U.S. Energy Information Administration | http://www.eia.gov/electricity/data/browser/ | U.S. Energy Information Administration | 27831 | 2019 | 0.07100000000000001 | 4.439 | 4.964 | 5.649 | 6.266 | 6.317 | 6.443 | U.S. Energy Information Administration | 4.00 | 3.75 | 3.34 | 4.10 | 3.27 | NO-ESTIMATION | NO-ESTIMATION | NO-ESTIMATION | NO-ESTIMATION | CAPACITY-FACTOR-V1
USA | United States of America | Orono Hydro Station |  | USA0057184 | 2.7 | 44.8803 | -68.6647 | Hydro |  |  |  | 2008.9999999999995 | Brookfield Black Bear Hydro LLC | U.S. Energy Information Administration | http://www.eia.gov/electricity/data/browser/ | U.S. Energy Information Administration | 13981 | 2019 | 10.97 | 12.943 | 12.272 | 7.397 | 7.2 | 7.2010000000000005 | 9.689 | U.S. Energy Information Administration | 10.19 | 10.30 | 9.78 | 10.30 | 8.95 | NO-ESTIMATION | NO-ESTIMATION | NO-ESTIMATION | NO-ESTIMATION | CAPACITY-FACTOR-V1
USA | United States of America | Menomonie |  | USA0004009 | 5.4 | 44.8842 | -91.9294 | Hydro |  |  |  | 1958.0 | Northern States Power Co - Minnesota | U.S. Energy Information Administration | http://www.eia.gov/electricity/data/browser/ | U.S. Energy Information Administration | 28268 | 2019 | 16.945 | 29.477 | 29.644000000000002 | 31.732 | 29.702 | 26.725 | 31.704 | U.S. Energy Information Administration | 20.33 | 22.23 | 19.09 | 22.25 | 19.83 | NO-ESTIMATION | NO-ESTIMATION | SOLAR-V1 | SOLAR-V1 | SOLAR-V1
USA | United States of America | Orono B |  | USA0059438 | 3.9 | 44.8844 | -68.6639 | Hydro |  |  |  | 2013.0 | Brookfield Black Bear Hydro LLC | U.S. Energy Information Administration | http://www.eia.gov/electricity/data/browser/ | U.S. Energy Information Administration | 13981 | 2019 |  | 26.772000000000002 | 29.264 | 26.544 | 26.108 | 23.933 | 24.097 | U.S. Energy Information Administration | 18.20 | 18.61 | 15.11 | 18.73 | 16.26 | NO-ESTIMATION | NO-ESTIMATION | NO-ESTIMATION | SOLAR-V1 | SOLAR-V1
USA | United States of America | Domtar Paper Company Rothschild |  | USA0050190 | 4.4 | 44.8867 | -89.6272 | Hydro |  |  |  | 1909.9999999999998 | Domtar Paper Company Rothschild | U.S. Energy Information Administration | http://www.eia.gov/electricity/data/browser/ | U.S. Energy Information Administration | 36835 | 2019 | 20.97105 | 14.35302 | 15.383610000000001 | 13.591709999999999 | 8.888219999999999 | 12.73536 | 4.4966 | U.S. Energy Information Administration | 17.95 | 21.25 | 18.42 | 21.44 | 18.98 | NO-ESTIMATION | NO-ESTIMATION | NO-ESTIMATION | NO-ESTIMATION | CAPACITY-FACTOR-V1
USA | United States of America | West Charleston |  | USA0003753 | 1.4 | 44.8874 | -72.0554 | Hydro |  |  |  | 1939.5 | Barton Village Inc | U.S. Energy Information Administration | http://www.eia.gov/electricity/data/browser/ | U.S. Energy Information Administration | 14062 | 2019 | 0.01 | 3.412 | 4.33 | 4.091 | 4.025 | 3.372 | 4.118 | U.S. Energy Information Administration | 5.68 | 5.39 | 5.68 | 5.46 | 4.7 | NO-ESTIMATION | NO-ESTIMATION | NO-ESTIMATION | NO-ESTIMATION | CAPACITY-FACTOR-V1
USA | United States of America | Stillwater Hydro Station |  | USA0001478 | 1.8 | 44.9094 | -68.6833 | Hydro |  |  |  | 1918.9999999999995 | Brookfield Black Bear Hydro LLC | U.S. Energy Information Administration | http://www.eia.gov/electricity/data/browser/ | U.S. Energy Information Administration |  | 2019 | 10.468 | 10.782 | 11.988 | 10.667 | 8.681000000000001 | 8.682 | 10.92 | U.S. Energy Information Administration | 6.80 | 6.88 | 6.53 | 6.88 | 5.98 | NO-ESTIMATION | NO-ESTIMATION | NO-ESTIMATION | NO-ESTIMATION | CAPACITY-FACTOR-V1
USA | United States of America | Chateaugay High Falls Hydro |  | USA0050093 | 1.7 | 44.9099 | -74.0858 | Hydro |  |  |  | 1989.0 | Triton Power Co | U.S. Energy Information Administration | http://www.eia.gov/electricity/data/browser/ | U.S. Energy Information Administration | 12363 | 2019 | 7.272 | 5.906 | 6.109 | 5.166 | 7.539000000000001 | 7.148000000000001 | 7.149 | U.S. Energy Information Administration | 4.49 | 4.51 | 4.46 | 4.53 | 3.91 | HYDRO-V1 | HYDRO-V1 | HYDRO-V1 | HYDRO-V1 | HYDRO-V1
USA | United States of America | Sheldon Springs Hydroelectric |  | USA0010494 | 25.2 | 44.9108 | -72.9736 | Hydro |  |  |  | 1988.0 | Sheldon Vermont Hydro Co. Inc. | U.S. Energy Information Administration | http://www.eia.gov/electricity/data/browser/ | U.S. Energy Information Administration | 17443 | 2019 | 79.437 | 73.022 | 70.633 | 64.56 | 72.60000000000001 | 63.757 | 59.223 | U.S. Energy Information Administration | 94.16 | 92.46 | 74.27 | 92.72 | 80.53 | NO-ESTIMATION | NO-ESTIMATION | NO-ESTIMATION | NO-ESTIMATION | CAPACITY-FACTOR-V1
USA | United States of America | Stillwater B |  | USA0059437 | 2.4 | 44.9127 | -68.6838 | Hydro |  |  |  | 2013.0 | Brookfield Black Bear Hydro LLC | U.S. Energy Information Administration | http://www.eia.gov/electricity/data/browser/ | U.S. Energy Information Administration | 13983 | 2019 |  | 13.548 | 13.747 | 11.455 | 11.534 | 11.535 | 11.608 | U.S. Energy Information Administration | 9.05 | 9.15 | 8.69 | 9.15 | 7.96 | NO-ESTIMATION | NO-ESTIMATION | NO-ESTIMATION | NO-ESTIMATION | CAPACITY-FACTOR-V1
USA | United States of America | Twin Cities Hydro LLC |  | USA0057069 | 18 | 44.9156 | -93.1994 | Hydro |  |  |  | 1924.0 | Twin Cities Hydro LLC | U.S. Energy Information Administration | http://www.eia.gov/electricity/data/browser/ | U.S. Energy Information Administration | 41519 | 2019 | 86.35300000000001 | 103.10600000000001 | 91.962 | 117.989 | 108.127 | 103.786 | 100.871 | U.S. Energy Information Administration | 80.55 | 89.25 | 69.33 | 80.10 | 78.56 | NO-ESTIMATION | NO-ESTIMATION | NO-ESTIMATION | NO-ESTIMATION | NO-ESTIMATION
USA | United States of America | Chippewa Falls |  | USA0004000 | 21.6 | 44.9308 | -91.3889 | Hydro |  |  |  | 1928.0 | Northern States Power Co - Minnesota | U.S. Energy Information Administration | http://www.eia.gov/electricity/data/browser/ | U.S. Energy Information Administration | 28309 | 2019 | 62.167 | 89.09100000000001 | 81.468 | 95.223 | 93.086 | 76.383 | 85.921 | U.S. Energy Information Administration | 104.94 | 107.76 | 91.11 | 100.88 | 94.11 | NO-ESTIMATION | NO-ESTIMATION | NO-ESTIMATION | NO-ESTIMATION | CAPACITY-FACTOR-V1
USA | United States of America | Chasm Hydro Partnership |  | USA0050315 | 1.6 | 44.9318 | -74.1125 | Hydro |  |  |  | 1982.7499999999998 | Ampersand Chasm Hydro LLC | U.S. Energy Information Administration | http://www.eia.gov/electricity/data/browser/ | U.S. Energy Information Administration |  | 2019 | 7.0 | 5.186 | 4.854 | 3.85 | 0.229 | 0.0 | 0 | U.S. Energy Information Administration | 4.22 | 4.25 | 4.20 | 4.26 | 3.68 | HYDRO-V1 | HYDRO-V1 | HYDRO-V1 | HYDRO-V1 | HYDRO-V1
USA | United States of America | Highgate Falls |  | USA0006618 | 11.1 | 44.9336 | -73.0511 | Hydro |  |  |  | 1967.6396396396394 | Village of Swanton - (VT) | U.S. Energy Information Administration | http://www.eia.gov/electricity/data/browser/ | U.S. Energy Information Administration |  | 2019 | 43.96 | 41.783 | 41.029 | 41.302 | 39.206 | 33.263 | 49.655 | U.S. Energy Information Administration | 49.23 | 48.80 | 41.10 | 48.94 | 43.85 | HYDRO-V1 | HYDRO-V1 | HYDRO-V1 | HYDRO-V1 | HYDRO-V1
USA | United States of America | Cedar Falls (WI) |  | USA0003998 | 6 | 44.9367 | -91.8883 | Hydro |  |  |  | 1912.0 | Northern States Power Co - Minnesota | U.S. Energy Information Administration | http://www.eia.gov/electricity/data/browser/ | U.S. Energy Information Administration | 28245 | 2019 | 30.084 | 44.252 | 39.361000000000004 | 42.75 | 44.308 | 36.549 | 46.944 | U.S. Energy Information Administration | 22.20 | 25.64 | 20.98 | 25.31 | 22.15 | NO-ESTIMATION | NO-ESTIMATION | NO-ESTIMATION | NO-ESTIMATION | SOLAR-V1
USA | United States of America | Newport |  | USA0003731 | 4 | 44.9376 | -72.1800 | Hydro |  |  |  | 1941.1 | Great Bay Hydro Corp | U.S. Energy Information Administration | http://www.eia.gov/electricity/data/browser/ | U.S. Energy Information Administration |  | 2019 | 17.644000000000002 | 15.586 | 16.095 | 14.295 | 16.959 | 15.064 | 17.811 | U.S. Energy Information Administration | 14.77 | 13.76 | 14.61 | 13.97 | 11.9 | HYDRO-V1 | HYDRO-V1 | HYDRO-V1 | HYDRO-V1 | HYDRO-V1
USA | United States of America | Wissota |  | USA0004015 | 39.4 | 44.9378 | -91.3406 | Hydro |  |  |  | 1917.0000000000002 | Northern States Power Co - Minnesota | U.S. Energy Information Administration | http://www.eia.gov/electricity/data/browser/ | U.S. Energy Information Administration | 28318 | 2019 | 125.811 | 177.34300000000002 | 169.943 | 198.973 | 186.735 | 158.345 | 205.664 | U.S. Energy Information Administration | 169.18 | 171.51 | 141.00 | 158.90 | 150.6 | HYDRO-V1 | HYDRO-V1 | HYDRO-V1 | HYDRO-V1 | HYDRO-V1
USA | United States of America | Milford Hydro Station |  | USA0001475 | 7.8 | 44.9421 | -68.6450 | Hydro |  |  |  | 1957.8717948717954 | Brookfield Black Bear Hydro LLC | U.S. Energy Information Administration | http://www.eia.gov/electricity/data/browser/ | U.S. Energy Information Administration | 13980 | 2019 | 56.341 | 40.933 | 47.405 | 38.855000000000004 | 42.505 | 36.484 | 44.715 | U.S. Energy Information Administration | 37.34 | 38.08 | 30.01 | 38.39 | 33.46 | NO-ESTIMATION | NO-ESTIMATION | NO-ESTIMATION | NO-ESTIMATION | NO-ESTIMATION
USA | United States of America | Aziscohos Hydroelectric Project |  | USA0050999 | 6.7 | 44.9439 | -70.9975 | Hydro |  |  |  | 1988.0 | Brookfield White Pine Hydro LLC | U.S. Energy Information Administration | http://www.eia.gov/electricity/data/browser/ | U.S. Energy Information Administration | 17368 | 2019 | 30.624000000000002 | 32.025 | 33.236000000000004 | 28.703 | 35.46 | 34.737 | 33.639 | U.S. Energy Information Administration | 15.09 | 15.09 | 13.89 | 15.13 | 12.87 | NO-ESTIMATION | NO-ESTIMATION | NO-ESTIMATION | NO-ESTIMATION | NO-ESTIMATION
USA | United States of America | Wausau |  | USA0004077 | 5.4 | 44.9575 | -89.6367 | Hydro |  |  |  | 1922.0 | Wisconsin Public Service Corp | U.S. Energy Information Administration | http://www.eia.gov/electricity/data/browser/ | U.S. Energy Information Administration | 37263 | 2019 | 28.133 | 31.598 | 31.25 | 40.38 | 39.739000000000004 | 23.066 | 15.87 | U.S. Energy Information Administration | 21.86 | 29.02 | 20.02 | 28.18 | 24.49 | NO-ESTIMATION | NO-ESTIMATION | NO-ESTIMATION | NO-ESTIMATION | CAPACITY-FACTOR-V1
USA | United States of America | Williams Hydro |  | USA0001510 | 13 | 44.9589 | -69.8703 | Hydro |  |  |  | 1944.076923076923 | Brookfield White Pine Hydro LLC | U.S. Energy Information Administration | http://www.eia.gov/electricity/data/browser/ | U.S. Energy Information Administration |  | 2019 | 90.881 | 94.155 | 94.519 | 83.21900000000001 | 92.98 | 82.017 | 64.515 | U.S. Energy Information Administration | 59.13 | 62.39 | 48.26 | 62.13 | 52.83 | NO-ESTIMATION | NO-ESTIMATION | NO-ESTIMATION | NO-ESTIMATION | CAPACITY-FACTOR-V1
USA | United States of America | Oxbow (OR) |  | USA0003014 | 190 | 44.9716 | -116.8350 | Hydro |  |  |  | 1961.0 | Idaho Power Co | U.S. Energy Information Administration | http://www.eia.gov/electricity/data/browser/ | U.S. Energy Information Administration | 22763 | 2019 | 744.02 | 831.631 | 750.0790000000001 | 900.918 | 1195.77 | 1090.414 | 1093.024 | U.S. Energy Information Administration | 662.76 | 718.60 | 556.98 | 718.33 | 525.97 | HYDRO-V1 | HYDRO-V1 | HYDRO-V1 | HYDRO-V1 | HYDRO-V1
USA | United States of America | SAF Hydroelectric LLC |  | USA0057665 | 9.6 | 44.9789 | -93.2478 | Hydro |  |  |  | 2012.000000000001 | SAF Hydroelectric LLC | U.S. Energy Information Administration | http://www.eia.gov/electricity/data/browser/ | U.S. Energy Information Administration | 49252 | 2019 | 42.135 | 38.698 | 42.959 | 48.667 | 41.646 | 51.387 | 30.824 | U.S. Energy Information Administration | 40.66 | 46.91 | 35.46 | 41.94 | 41.39 | NO-ESTIMATION | NO-ESTIMATION | NO-ESTIMATION | NO-ESTIMATION | CAPACITY-FACTOR-V1
USA | United States of America | Hennepin Island |  | USA0001911 | 13.7 | 44.9824 | -93.2542 | Hydro |  |  |  | 1954.5912408759127 | Northern States Power Co - Minnesota | U.S. Energy Information Administration | http://www.eia.gov/electricity/data/browser/ | U.S. Energy Information Administration | 28258 | 2019 | 35.984 | 63.382 | 80.87 | 93.614 | 73.681 | 61.15 | 64.179 | U.S. Energy Information Administration | 59.00 | 67.93 | 50.49 | 60.83 | 60.04 | NO-ESTIMATION | NO-ESTIMATION | NO-ESTIMATION | NO-ESTIMATION | CAPACITY-FACTOR-V1
USA | United States of America | Canaan |  | USA0003750 | 1.1 | 44.9993 | -71.5302 | Hydro |  |  |  | 1927.0 | Central Rivers Power NH LLC | U.S. Energy Information Administration | http://www.eia.gov/electricity/data/browser/ | U.S. Energy Information Administration | 30817 | 2019 | 6.0 | 7.081 | 7.179 | 5.365 | 7.465 | 3.722 | 6.106 | U.S. Energy Information Administration | 4.29 | 4.71 | 3.84 | 4.60 | 4.11 | NO-ESTIMATION | NO-ESTIMATION | NO-ESTIMATION | NO-ESTIMATION | CAPACITY-FACTOR-V1
USA | United States of America | Robert Moses Power Dam |  | USA0002694 | 912 | 45.0038 | -74.7994 | Hydro |  |  |  | 1958.5 | New York Power Authority | U.S. Energy Information Administration | http://www.eia.gov/electricity/data/browser/ | U.S. Energy Information Administration | 27574 | 2019 | 6672.860000000001 | 7052.696 | 6932.867 | 7088.396 | 7632.069 | 7639.553 | 7683.314 | U.S. Energy Information Administration | 4714.08 | 4704.41 | 5006.80 | 4777.60 | 3756.52 | NO-ESTIMATION | NO-ESTIMATION | NO-ESTIMATION | NO-ESTIMATION | CAPACITY-FACTOR-V1
USA | United States of America | Jim Falls |  | USA0004008 | 59.8 | 45.0510 | -91.2740 | Hydro |  |  |  | 1988.0 | Northern States Power Co - Minnesota | U.S. Energy Information Administration | http://www.eia.gov/electricity/data/browser/ | U.S. Energy Information Administration | 28315 | 2019 | 139.876 | 154.55100000000002 | 153.073 | 192.427 | 187.862 | 147.978 | 212.075 | U.S. Energy Information Administration | 231.70 | 249.00 | 193.37 | 241.62 | 229.19 | NO-ESTIMATION | NO-ESTIMATION | NO-ESTIMATION | NO-ESTIMATION | CAPACITY-FACTOR-V1
USA | United States of America | Wyman Hydro |  | USA0001511 | 72 | 45.0703 | -69.9064 | Hydro |  |  |  | 1933.6666666666667 | Brookfield White Pine Hydro LLC | U.S. Energy Information Administration | http://www.eia.gov/electricity/data/browser/ | U.S. Energy Information Administration | 15897 | 2019 | 383.434 | 384.44800000000004 | 369.298 | 298.687 | 412.731 | 352.959 | 391.08 | U.S. Energy Information Administration | 263.09 | 263.86 | 193.83 | 270.70 | 225.27 | NO-ESTIMATION | NO-ESTIMATION | NO-ESTIMATION | NO-ESTIMATION | CAPACITY-FACTOR-V1
USA | United States of America | Ninth Street Hydropower Project |  | USA0054342 | 1.2 | 45.0717 | -83.4381 | Hydro |  |  |  | 1989.9999999999998 | Thunder Bay Power Co LLC | U.S. Energy Information Administration | http://www.eia.gov/electricity/data/browser/ | U.S. Energy Information Administration | 34649 | 2019 | 6.9430000000000005 | 7.8580000000000005 | 6.831 | 6.855 | 8.115 | 7.298 | 7.743 | U.S. Energy Information Administration | 4.96 | 5.21 | 4.15 | 5.08 | 4.56 | HYDRO-V1 | HYDRO-V1 | HYDRO-V1 | HYDRO-V1 | HYDRO-V1
USA | United States of America | Stone Creek |  | USA0007508 | 12 | 45.0811 | -121.8866 | Hydro |  |  |  | 1994.0 | Eugene Water & Electric Board | U.S. Energy Information Administration | http://www.eia.gov/electricity/data/browser/ | U.S. Energy Information Administration | 19814 | 2019 | 62.008 | 63.734 | 49.017 | 50.46723 | 61.522 | 50.39 | 42.57 | U.S. Energy Information Administration | 41.19 | 39.94 | 36.40 | 40.60 | 32.56 | NO-ESTIMATION | NO-ESTIMATION | NO-ESTIMATION | NO-ESTIMATION | CAPACITY-FACTOR-V1
USA | United States of America | Four Mile Hydropower Project |  | USA0054341 | 2 | 45.0933 | -83.5025 | Hydro |  |  |  | 1991.5000000000002 | Thunder Bay Power Co LLC | U.S. Energy Information Administration | http://www.eia.gov/electricity/data/browser/ | U.S. Energy Information Administration | 34647 | 2019 | 10.236 | 11.502 | 10.372 | 10.282 | 12.531 | 11.555 | 12.65 | U.S. Energy Information Administration | 8.26 | 8.68 | 6.91 | 8.46 | 7.59 | NO-ESTIMATION | NO-ESTIMATION | NO-ESTIMATION | NO-ESTIMATION | CAPACITY-FACTOR-V1
USA | United States of America | Norway Point Hydropower Project |  | USA0054340 | 4 | 45.1025 | -83.5189 | Hydro |  |  |  | 1990.0 | Thunder Bay Power Co LLC | U.S. Energy Information Administration | http://www.eia.gov/electricity/data/browser/ | U.S. Energy Information Administration | 34650 | 2019 | 15.696 | 18.082 | 15.422 | 15.882 | 19.991 | 17.406 | 20.341 | U.S. Energy Information Administration | 15.76 | 16.53 | 12.58 | 16.10 | 14.41 | NO-ESTIMATION | NO-ESTIMATION | NO-ESTIMATION | NO-ESTIMATION | CAPACITY-FACTOR-V1
USA | United States of America | Park Mill |  | USA0050408 | 2.1 | 45.1058 | -87.6514 | Hydro |  |  |  | 1952.7619047619053 | N E W Hydro LLC | U.S. Energy Information Administration | http://www.eia.gov/electricity/data/browser/ | U.S. Energy Information Administration | 32277 | 2019 | 14.692 | 6.131 | 7.785 | 14.701 | 12.673 | 9.978 | 12.181 | U.S. Energy Information Administration | 8.72 | 9.44 | 8.94 | 11.80 | 10.11 | NO-ESTIMATION | NO-ESTIMATION | NO-ESTIMATION | NO-ESTIMATION | NO-ESTIMATION
USA | United States of America | Menominee Mill Marinette |  | USA0050409 | 1.8 | 45.1069 | -87.6378 | Hydro |  |  |  | 1953.9999999999998 | N E W Hydro LLC | U.S. Energy Information Administration | http://www.eia.gov/electricity/data/browser/ | U.S. Energy Information Administration | 32273 | 2019 | 13.898 | 14.743 | 15.345 | 12.698 | 16.181 | 14.314 | 12.023 | U.S. Energy Information Administration | 7.46 | 7.96 | 7.54 | 9.90 | 8.24 | NO-ESTIMATION | NO-ESTIMATION | NO-ESTIMATION | NO-ESTIMATION | CAPACITY-FACTOR-V1
USA | United States of America | Potato Rapids |  | USA0004071 | 1.3 | 45.1136 | -87.7586 | Hydro |  |  |  | 1922.923076923077 | Wisconsin Public Service Corp | U.S. Energy Information Administration | http://www.eia.gov/electricity/data/browser/ | U.S. Energy Information Administration | 37256 | 2019 | 4.513 | 4.852 | 5.284 | 5.0200000000000005 | 4.122 | 5.6610000000000005 | 7.009 | U.S. Energy Information Administration | 4.42 | 5.61 | 5.03 | 5.59 | 5.03 | NO-ESTIMATION | NO-ESTIMATION | NO-ESTIMATION | NO-ESTIMATION | CAPACITY-FACTOR-V1
USA | United States of America | Oak Grove |  | USA0006505 | 51 | 45.1220 | -122.0699 | Hydro |  |  |  | 1927.5 | Portland General Electric Co | U.S. Energy Information Administration | http://www.eia.gov/electricity/data/browser/ | U.S. Energy Information Administration | 30444 | 2019 | 196.826 | 209.139 | 159.00900000000001 | 187.389 | 209.228 | 184.776 | 160.56 | U.S. Energy Information Administration | 183.57 | 181.52 | 147.47 | 183.36 | 152.89 | NO-ESTIMATION | NO-ESTIMATION | NO-ESTIMATION | NO-ESTIMATION | CAPACITY-FACTOR-V1
USA | United States of America | Apple River |  | USA0006231 | 2.4 | 45.1576 | -92.7162 | Hydro |  |  |  | 1901.0 | Northern States Power Co - Minnesota | U.S. Energy Information Administration | http://www.eia.gov/electricity/data/browser/ | U.S. Energy Information Administration | 28235 | 2019 | 11.27 | 15.370000000000001 | 9.952 | 15.095 | 13.877 | 11.965 | 12.461 | U.S. Energy Information Administration | 7.33 | 9.38 | 8.11 | 9.59 | 8.15 | NO-ESTIMATION | NO-ESTIMATION | NO-ESTIMATION | NO-ESTIMATION | CAPACITY-FACTOR-V1
USA | United States of America | Cornell |  | USA0006086 | 35.3 | 45.1640 | -91.1574 | Hydro |  |  |  | 1976.0226628895186 | Northern States Power Co - Minnesota | U.S. Energy Information Administration | http://www.eia.gov/electricity/data/browser/ | U.S. Energy Information Administration | 28310 | 2019 | 89.108 | 112.985 | 100.706 | 123.881 | 115.69800000000001 | 98.311 | 128.587 | U.S. Energy Information Administration | 136.51 | 146.72 | 113.89 | 142.37 | 135.03 | WIND-V1 | WIND-V1 | WIND-V1 | WIND-V1 | WIND-V1
USA | United States of America | Merrill |  | USA0004068 | 2.3 | 45.1786 | -89.6850 | Hydro |  |  |  | 1960.6956521739135 | Wisconsin Public Service Corp | U.S. Energy Information Administration | http://www.eia.gov/electricity/data/browser/ | U.S. Energy Information Administration | 37253 | 2019 | 9.768 | 8.956 | 10.201 | 11.366 | 8.772 | 7.515000000000001 | 7.005 | U.S. Energy Information Administration | 9.39 | 12.37 | 9.01 | 11.98 | 10.81 | NO-ESTIMATION | NO-ESTIMATION | NO-ESTIMATION | NO-ESTIMATION | CAPACITY-FACTOR-V1
USA | United States of America | Pumpkin Hill |  | USA0050699 | 1 | 45.1868 | -68.4649 | Hydro |  |  |  | 1987.0 | KEI (Maine) Power Management (II) LLC | U.S. Energy Information Administration | http://www.eia.gov/electricity/data/browser/ | U.S. Energy Information Administration | 17412 | 2019 | 5.13414 | 3.98277 | 4.204 | 3.72 | 3.748 | 4.4 | 5.654 | U.S. Energy Information Administration | 3.72 | 3.99 | 3.79 | 3.76 | 3.27 | NO-ESTIMATION | NO-ESTIMATION | NO-ESTIMATION | NO-ESTIMATION | CAPACITY-FACTOR-V1
USA | United States of America | Alexander |  | USA0004060 | 4.2 | 45.1875 | -89.7553 | Hydro |  |  |  | 1925.0000000000002 | Wisconsin Public Service Corp | U.S. Energy Information Administration | http://www.eia.gov/electricity/data/browser/ | U.S. Energy Information Administration | 37242 | 2019 | 20.622 | 26.378 | 23.609 | 28.669 | 30.22 | 24.375 | 29.103 | U.S. Energy Information Administration | 16.04 | 22.04 | 16.07 | 23.40 | 19.44 | NO-ESTIMATION | NO-ESTIMATION | SOLAR-V1 | SOLAR-V1 | SOLAR-V1
USA | United States of America | South Dry Creek Hydro |  | USA0010138 | 2 | 45.2063 | -109.1652 | Hydro |  |  |  | 1985.0 | Hydrodynamics Inc | U.S. Energy Information Administration | http://www.eia.gov/electricity/data/browser/ | U.S. Energy Information Administration |  | 2019 | 6.282 | 7.07 | 6.859 | 6.242 | 8.107 | 5.321 | 4.271 | U.S. Energy Information Administration | 5.45 | 5.48 | 5.72 | 5.50 | 4.78 | NO-ESTIMATION | NO-ESTIMATION | NO-ESTIMATION | SOLAR-V1 | SOLAR-V1
USA | United States of America | El Dorado Hydro Elk Creek |  | USA0050891 | 2.6 | 45.2178 | -116.3158 | Hydro |  |  |  | 1986.0 | Enel Green Power NA Inc. | U.S. Energy Information Administration | http://www.eia.gov/electricity/data/browser/ | U.S. Energy Information Administration | 32750 | 2019 | 3.973 | 4.2 | 4.317 | 2.1590000000000003 | 4.603 | 3.343 | 4.518 | U.S. Energy Information Administration | 9.90 | 9.18 | 9.57 | 9.40 | 9.07 | NO-ESTIMATION | NO-ESTIMATION | NO-ESTIMATION | NO-ESTIMATION | CAPACITY-FACTOR-V1
USA | United States of America | Holcombe |  | USA0004007 | 33.9 | 45.2236 | -91.1272 | Hydro |  |  |  | 1949.9999999999998 | Northern States Power Co - Minnesota | U.S. Energy Information Administration | http://www.eia.gov/electricity/data/browser/ | U.S. Energy Information Administration | 28314 | 2019 | 101.967 | 121.95100000000001 | 115.31 | 141.162 | 139.006 | 110.827 | 150.331 | U.S. Energy Information Administration | 131.10 | 140.91 | 109.37 | 136.72 | 129.67 | NO-ESTIMATION | NO-ESTIMATION | NO-ESTIMATION | NO-ESTIMATION | CAPACITY-FACTOR-V1
USA | United States of America | Mystic |  | USA0002192 | 12 | 45.2257 | -109.7625 | Hydro |  |  |  | 1925.0 | NorthWestern Energy | U.S. Energy Information Administration | http://www.eia.gov/electricity/data/browser/ | U.S. Energy Information Administration | 26739 | 2019 | 54.124 | 57.106 | 57.481 | 51.416000000000004 | 61.891 | 61.328 | 57.802 | U.S. Energy Information Administration | 30.51 | 30.51 | 29.00 | 30.59 | 26.53 | NO-ESTIMATION | NO-ESTIMATION | NO-ESTIMATION | SOLAR-V1 | SOLAR-V1
USA | United States of America | Sandstone Rapids |  | USA0004074 | 3.8 | 45.2333 | -88.0678 | Hydro |  |  |  | 1925.0 | Wisconsin Public Service Corp | U.S. Energy Information Administration | http://www.eia.gov/electricity/data/browser/ | U.S. Energy Information Administration | 37259 | 2019 | 10.182 | 13.127 | 13.418000000000001 | 23.481 | 18.209 | 13.484 | 16.572 | U.S. Energy Information Administration | 10.01 | 12.14 | 13.88 | 15.58 | 12.77 | NO-ESTIMATION | NO-ESTIMATION | NO-ESTIMATION | NO-ESTIMATION | CAPACITY-FACTOR-V1
USA | United States of America | North Fork |  | USA0003047 | 40.8 | 45.2433 | -122.2799 | Hydro |  |  |  | 1958.4705882352944 | Portland General Electric Co | U.S. Energy Information Administration | http://www.eia.gov/electricity/data/browser/ | U.S. Energy Information Administration | 68388 | 2019 | 176.751 | 204.677 | 134.517 | 185.925 | 227.055 | 159.93800000000002 | 132.751 | U.S. Energy Information Administration | 146.86 | 145.21 | 117.97 | 146.68 | 122.31 | NO-ESTIMATION | NO-ESTIMATION | NO-ESTIMATION | NO-ESTIMATION | CAPACITY-FACTOR-V1
USA | United States of America | Hells Canyon |  | USA0003013 | 391.5 | 45.2439 | -116.7008 | Hydro |  |  |  | 1967.6666666666667 | Idaho Power Co | U.S. Energy Information Administration | http://www.eia.gov/electricity/data/browser/ | U.S. Energy Information Administration | 22758 | 2019 | 1422.25 | 1623.0910000000001 | 1461.432 | 1792.718 | 2514.407 | 2194.877 | 2213.314 | U.S. Energy Information Administration | 1305.37 | 1318.14 | 999.39 | 1317.14 | 921.23 | NO-ESTIMATION | NO-ESTIMATION | NO-ESTIMATION | NO-ESTIMATION | CAPACITY-FACTOR-V1
USA | United States of America | West Enfield Hydro |  | USA0010255 | 13 | 45.2497 | -68.6483 | Hydro |  |  |  | 1988.0 | Brookfield Black Bear Hydro LLC | U.S. Energy Information Administration | http://www.eia.gov/electricity/data/browser/ | U.S. Energy Information Administration | 13985 | 2019 | 124.611 | 99.639 | 100.011 | 85.399 | 90.879 | 82.895 | 85.231 | U.S. Energy Information Administration | 64.19 | 63.43 | 54.49 | 66.46 | 56.06 | NO-ESTIMATION | NO-ESTIMATION | NO-ESTIMATION | NO-ESTIMATION | CAPACITY-FACTOR-V1
USA | United States of America | Wallowa Falls |  | USA0003041 | 1.1 | 45.2667 | -117.2127 | Hydro |  |  |  | 1921.0000000000002 | PacifiCorp | U.S. Energy Information Administration | http://www.eia.gov/electricity/data/browser/ | U.S. Energy Information Administration | 29551 | 2019 | 5.34 | 2.354 | 3.49 | 4.34 | 4.642 | 4.664 | 2.745 | U.S. Energy Information Administration | 2.45 | 2.46 | 2.61 | 2.47 | 2.07 | NO-ESTIMATION | NO-ESTIMATION | NO-ESTIMATION | NO-ESTIMATION | CAPACITY-FACTOR-V1
USA | United States of America | Faraday |  | USA0003045 | 19.2 | 45.2680 | -122.3201 | Hydro |  |  |  | 1958.0 | Portland General Electric Co | U.S. Energy Information Administration | http://www.eia.gov/electricity/data/browser/ | U.S. Energy Information Administration | 30443 | 2019 | 143.184 | 160.96200000000002 | 105.928 | 158.416 | 174.129 | 130.28 | 80.141 | U.S. Energy Information Administration | 131.47 | 130.00 | 105.56 | 131.31 | 109.45 | NO-ESTIMATION | NO-ESTIMATION | NO-ESTIMATION | NO-ESTIMATION | CAPACITY-FACTOR-V1
USA | United States of America | High Falls (WI) |  | USA0004065 | 7 | 45.2794 | -88.1997 | Hydro |  |  |  | 1910.0 | Wisconsin Public Service Corp | U.S. Energy Information Administration | http://www.eia.gov/electricity/data/browser/ | U.S. Energy Information Administration | 37248 | 2019 | 14.693 | 19.889 | 20.149 | 21.113 | 28.080000000000002 | 22.393 | 15.116 | U.S. Energy Information Administration | 17.30 | 25.07 | 23.97 | 25.13 | 19.94 | NO-ESTIMATION | NO-ESTIMATION | NO-ESTIMATION | NO-ESTIMATION | CAPACITY-FACTOR-V1
USA | United States of America | Johnson Falls |  | USA0004067 | 3.4 | 45.2875 | -88.1603 | Hydro |  |  |  | 1923.0 | Wisconsin Public Service Corp | U.S. Energy Information Administration | http://www.eia.gov/electricity/data/browser/ | U.S. Energy Information Administration | 37252 | 2019 | 9.567 | 12.186 | 12.742 | 12.664 | 15.883000000000001 | 11.171 | 11.966 | U.S. Energy Information Administration | 8.89 | 10.79 | 12.42 | 13.87 | 11.35 | WIND-V1 | WIND-V1 | WIND-V1 | WIND-V1 | WIND-V1
USA | United States of America | River Mill |  | USA0003049 | 18.8 | 45.3000 | -122.3500 | Hydro |  |  |  | 1925.781914893617 | Portland General Electric Co | U.S. Energy Information Administration | http://www.eia.gov/electricity/data/browser/ | U.S. Energy Information Administration | 30450 | 2019 | 95.907 | 104.995 | 74.12 | 105.21900000000001 | 110.181 | 88.007 | 70.301 | U.S. Energy Information Administration | 77.41 | 85.80 | 68.96 | 80.33 | 68.74 | NO-ESTIMATION | NO-ESTIMATION | NO-ESTIMATION | NO-ESTIMATION | SOLAR-V1
USA | United States of America | Grandfather Falls |  | USA0004063 | 17.2 | 45.3019 | -89.7917 | Hydro |  |  |  | 1939.0000000000002 | Wisconsin Public Service Corp | U.S. Energy Information Administration | http://www.eia.gov/electricity/data/browser/ | U.S. Energy Information Administration | 37246 | 2019 | 63.745000000000005 | 115.197 | 97.266 | 123.075 | 56.487 | 111.468 | 58.504 | U.S. Energy Information Administration | 67.50 | 85.71 | 64.33 | 95.31 | 84.27 | HYDRO-V1 | HYDRO-V1 | HYDRO-V1 | HYDRO-V1 | HYDRO-V1
USA | United States of America | Yellowtail |  | USA0002204 | 268.8 | 45.3074 | -107.9575 | Hydro |  |  |  | 1966.0 | U S Bureau of Reclamation | U.S. Energy Information Administration | http://www.eia.gov/electricity/data/browser/ | U.S. Energy Information Administration | 35676 | 2019 | 471.034 | 1095.8500000000001 | 744.118 | 690.297 | 1124.349 | 1059.019 | 913.986 | U.S. Energy Information Administration | 768.40 | 815.69 | 693.50 | 821.66 | 766.79 | NO-ESTIMATION | NO-ESTIMATION | NO-ESTIMATION | NO-ESTIMATION | CAPACITY-FACTOR-V1
USA | United States of America | Sullivan |  | USA0003053 | 15.4 | 45.3540 | -122.6190 | Hydro |  |  |  | 1951.1168831168832 | Portland General Electric Co | U.S. Energy Information Administration | http://www.eia.gov/electricity/data/browser/ | U.S. Energy Information Administration | 30454 | 2019 | 129.58 | 127.366 | 100.608 | 103.004 | 65.58500000000001 | 116.349 | 132.224 | U.S. Energy Information Administration | 75.98 | 77.74 | 70.91 | 73.82 | 68.48 | HYDRO-V1 | HYDRO-V1 | HYDRO-V1 | HYDRO-V1 | HYDRO-V1
USA | United States of America | Grand Rapids |  | USA0001787 | 7.5 | 45.3547 | -87.6494 | Hydro |  |  |  | 1931.2666666666667 | Wisconsin Public Service Corp | U.S. Energy Information Administration | http://www.eia.gov/electricity/data/browser/ | U.S. Energy Information Administration | 37245 | 2019 | 30.371000000000002 | 32.827 | 36.53 | 18.229 | 41.25 | 31.771 | 23.874 | U.S. Energy Information Administration | 29.26 | 31.97 | 28.15 | 36.78 | 35.46 | NO-ESTIMATION | NO-ESTIMATION | NO-ESTIMATION | NO-ESTIMATION | CAPACITY-FACTOR-V1
USA | United States of America | Caldron Falls |  | USA0004061 | 6.4 | 45.3569 | -88.2306 | Hydro |  |  |  | 1924.0 | Wisconsin Public Service Corp | U.S. Energy Information Administration | http://www.eia.gov/electricity/data/browser/ | U.S. Energy Information Administration | 37243 | 2019 | 12.467 | 17.125 | 18.553 | 17.8 | 23.684 | 19.166 | 23.819 | U.S. Energy Information Administration | 15.82 | 23.09 | 22.09 | 23.15 | 18.41 | NO-ESTIMATION | NO-ESTIMATION | NO-ESTIMATION | NO-ESTIMATION | CAPACITY-FACTOR-V1
USA | United States of America | Timothy Lake Powerhouse |  | USA0060868 | 1.2 | 45.3705 | -121.7565 | Hydro |  |  |  | 2018.9999999999998 | Portland General Electric Co | U.S. Energy Information Administration | http://www.eia.gov/electricity/data/browser/ | U.S. Energy Information Administration |  | 2019 | [5 empty] | 0.0 | 0 | U.S. Energy Information Administration | 4.71 | 4.89 | 4.22 | 4.74 | 4.23 | NO-ESTIMATION | NO-ESTIMATION | NO-ESTIMATION | NO-ESTIMATION | CAPACITY-FACTOR-V1
USA | United States of America | Kleber |  | USA0001871 | 1.8 | 45.3920 | -84.3333 | Hydro |  |  |  | 1940.9999999999998 | Tower Kleber Ltd Partnership | U.S. Energy Information Administration | http://www.eia.gov/electricity/data/browser/ | U.S. Energy Information Administration | 37304 | 2019 | 6.065 | 7.2860000000000005 | 6.373 | 6.924 | 7.808 | 5.295 | 6.306 | U.S. Energy Information Administration | 7.17 | 7.15 | 6.63 | 6.74 | 6.27 | NO-ESTIMATION | NO-ESTIMATION | NO-ESTIMATION | NO-ESTIMATION | CAPACITY-FACTOR-V1
USA | United States of America | Thornapple |  | USA0003988 | 1.4 | 45.4111 | -91.2183 | Hydro |  |  |  | 1928.0 | Northern States Power Co - Minnesota | U.S. Energy Information Administration | http://www.eia.gov/electricity/data/browser/ | U.S. Energy Information Administration | 28298 | 2019 | 8.492 | 9.768 | 9.835 | 11.683 | 11.069 | 9.607 | 9.784 | U.S. Energy Information Administration | 5.12 | 6.07 | 5.54 | 6.01 | 5.18 | NO-ESTIMATION | NO-ESTIMATION | SOLAR-V1 | SOLAR-V1 | SOLAR-V1
USA | United States of America | St Croix Falls |  | USA0004011 | 23.2 | 45.4117 | -92.6469 | Hydro |  |  |  | 1916.603448275862 | Northern States Power Co - Minnesota | U.S. Energy Information Administration | http://www.eia.gov/electricity/data/browser/ | U.S. Energy Information Administration | 28316 | 2019 | 109.163 | 130.083 | 118.255 | 149.207 | 111.892 | 113.824 | 127.4 | U.S. Energy Information Administration | 88.88 | 109.28 | 73.68 | 102.41 | 96.54 | SOLAR-V1 | SOLAR-V1 | SOLAR-V1 | SOLAR-V1 | SOLAR-V1
USA | United States of America | Tomahawk |  | USA0004075 | 2.6 | 45.4411 | -89.7306 | Hydro |  |  |  | 1938.0 | Wisconsin Public Service Corp | U.S. Energy Information Administration | http://www.eia.gov/electricity/data/browser/ | U.S. Energy Information Administration | 37260 | 2019 | 11.563 | 14.255 | 12.355 | 15.505 | 15.465 | 15.478 | 10.425 | U.S. Energy Information Administration | 10.54 | 12.75 | 10.44 | 14.16 | 12.6 | NO-ESTIMATION | NO-ESTIMATION | NO-ESTIMATION | NO-ESTIMATION | CAPACITY-FACTOR-V1
USA | United States of America | PHP 2 |  | USA0004214 | 11.8 | 45.4490 | -122.1513 | Hydro |  |  |  | 1982.0 | Portland City of | U.S. Energy Information Administration | http://www.eia.gov/electricity/data/browser/ | U.S. Energy Information Administration |  | 2019 | 5.681 | 35.910000000000004 | 27.142 | 36.712 | 40.713 | 30.069 | 21.313 | U.S. Energy Information Administration | 30.06 | 30.06 | 27.00 | 30.14 | 26.15 | SOLAR-V1 | SOLAR-V1 | SOLAR-V1 | SOLAR-V1 | SOLAR-V1
USA | United States of America | Harris Hydro |  | USA0001492 | 76.4 | 45.4592 | -69.8658 | Hydro |  |  |  | 1954.4109947643979 | Brookfield White Pine Hydro LLC | U.S. Energy Information Administration | http://www.eia.gov/electricity/data/browser/ | U.S. Energy Information Administration | 15897 | 2019 | 211.024 | 207.992 | 195.368 | 181.609 | 244.278 | 190.05 | 244.975 | U.S. Energy Information Administration | 276.57 | 278.18 | 200.19 | 280.05 | 236.86 | NO-ESTIMATION | NO-ESTIMATION | NO-ESTIMATION | NO-ESTIMATION | CAPACITY-FACTOR-V1
USA | United States of America | Ladysmith Dam |  | USA0003986 | 3.4 | 45.4644 | -91.0836 | Hydro |  |  |  | 1960.2352941176468 | Northern States Power Co - Minnesota | U.S. Energy Information Administration | http://www.eia.gov/electricity/data/browser/ | U.S. Energy Information Administration | 28263 | 2019 | 11.059000000000001 | 14.007 | 12.847 | 15.881 | 15.541 | 13.008000000000001 | 14.529 | U.S. Energy Information Administration | 11.70 | 14.32 | 12.72 | 14.24 | 12.16 | NO-ESTIMATION | NO-ESTIMATION | NO-ESTIMATION | NO-ESTIMATION | SOLAR-V1
USA | United States of America | Middle Fork Irrigation District |  | USA0050917 | 3.3 | 45.4807 | -121.5998 | Hydro |  |  |  | 1986.0000000000002 | Middle Fork Irrigation Dist | U.S. Energy Information Administration | http://www.eia.gov/electricity/data/browser/ | U.S. Energy Information Administration | 26354 | 2019 | 26.161 | 26.331 | 23.931 | 25.490000000000002 | 25.447 | 22.507 | 22.653 | U.S. Energy Information Administration | 10.67 | 10.78 | 10.10 | 10.47 | 9.46 | WIND-V1 | WIND-V1 | WIND-V1 | WIND-V1 | WIND-V1
USA | United States of America | PHP 1 |  | USA0004213 | 23.7 | 45.4817 | -122.0832 | Hydro |  |  |  | 1982.0000000000002 | Portland City of | U.S. Energy Information Administration | http://www.eia.gov/electricity/data/browser/ | U.S. Energy Information Administration |  | 2019 | 52.542 | 56.508 | 38.341 | 53.385 | 55.234 | 44.204 | 31.144 | U.S. Energy Information Administration | 68.58 | 68.58 | 60.31 | 68.77 | 58.73 | NO-ESTIMATION | NO-ESTIMATION | NO-ESTIMATION | NO-ESTIMATION | CAPACITY-FACTOR-V1
USA | United States of America | White Rapids |  | USA0001786 | 9 | 45.4821 | -87.8022 | Hydro |  |  |  | 1927.0 | Wisconsin Electric Power Co | U.S. Energy Information Administration | http://www.eia.gov/electricity/data/browser/ | U.S. Energy Information Administration | 37213 | 2019 | 31.325 | 36.848 | 37.77 | 40.46 | 48.395 | 39.099000000000004 | 38.412 | U.S. Energy Information Administration | 34.91 | 38.70 | 35.27 | 38.88 | 43.5 | NO-ESTIMATION | NO-ESTIMATION | NO-ESTIMATION | NO-ESTIMATION | WIND-V1
USA | United States of America | Madison Dam |  | USA0006422 | 8.8 | 45.4879 | -111.6338 | Hydro |  |  |  | 1906.5000000000005 | NorthWestern Energy | U.S. Energy Information Administration | http://www.eia.gov/electricity/data/browser/ | U.S. Energy Information Administration | 26738 | 2019 | 56.473 | 53.649 | 59.401 | 57.101 | 62.279 | 62.61 | 51.327 | U.S. Energy Information Administration | 30.79 | 32.89 | 28.08 | 32.79 | 31.15 | NO-ESTIMATION | NO-ESTIMATION | NO-ESTIMATION | NO-ESTIMATION | CAPACITY-FACTOR-V1
USA | United States of America | Big Falls |  | USA0003983 | 7.7 | 45.4917 | -91.0469 | Hydro |  |  |  | 1945.0519480519479 | Northern States Power Co - Minnesota | U.S. Energy Information Administration | http://www.eia.gov/electricity/data/browser/ | U.S. Energy Information Administration | 28236 | 2019 | 31.882 | 47.502 | 44.633 | 52.712 | 51.83 | 43.423 | 32.788 | U.S. Energy Information Administration | 27.77 | 32.93 | 27.17 | 33.59 | 28.62 | NO-ESTIMATION | NO-ESTIMATION | NO-ESTIMATION | NO-ESTIMATION | CAPACITY-FACTOR-V1
USA | United States of America | Flambeau Hydroelectric Station |  | USA0004142 | 22 | 45.4918 | -91.0472 | Hydro |  |  |  | 1951.0 | Dairyland Power Coop | U.S. Energy Information Administration | http://www.eia.gov/electricity/data/browser/ | U.S. Energy Information Administration | 18012 | 2019 | 66.372 | 86.005 | 73.107 | 92.57900000000001 | 90.319 | 79.946 | 95.864 | U.S. Energy Information Administration | 72.27 | 82.27 | 65.45 | 89.99 | 69.37 | NO-ESTIMATION | NO-ESTIMATION | NO-ESTIMATION | NO-ESTIMATION | CAPACITY-FACTOR-V1
USA | United States of America | Chalk Hill |  | USA0001776 | 7.8 | 45.5136 | -87.8011 | Hydro |  |  |  | 1926.9999999999995 | Wisconsin Electric Power Co | U.S. Energy Information Administration | http://www.eia.gov/electricity/data/browser/ | U.S. Energy Information Administration | 37179 | 2019 | 26.777 | 37.223 | 33.496 | 38.401 | 40.041000000000004 | 38.611000000000004 | 43.285 | U.S. Energy Information Administration | 30.26 | 33.54 | 30.57 | 33.69 | 37.7 | NO-ESTIMATION | NO-ESTIMATION | NO-ESTIMATION | NO-ESTIMATION | CAPACITY-FACTOR-V1
USA | United States of America | Hat Rapids |  | USA0004064 | 1.7 | 45.5711 | -89.4806 | Hydro |  |  |  | 1955.2941176470586 | Wisconsin Public Service Corp | U.S. Energy Information Administration | http://www.eia.gov/electricity/data/browser/ | U.S. Energy Information Administration | 37247 | 2019 | 8.209 | 9.647 | 7.388 | 9.413 | 10.091000000000001 | 9.452 | 10.199 | U.S. Energy Information Administration | 6.42 | 7.62 | 6.70 | 7.84 | 6.83 | NO-ESTIMATION | NO-ESTIMATION | NO-ESTIMATION | NO-ESTIMATION | CAPACITY-FACTOR-V1
USA | United States of America | Medway Hydro |  | USA0055288 | 4 | 45.6072 | -68.5453 | Hydro |  |  |  | 1923.8000000000002 | Brookfield Black Bear Hydro LLC | U.S. Energy Information Administration | http://www.eia.gov/electricity/data/browser/ | U.S. Energy Information Administration |  | 2019 | 29.712 | 32.399 | 29.357 | 27.22 | 29.772000000000002 | 30.036 | 31.257 | U.S. Energy Information Administration | 17.43 | 17.91 | 14.84 | 17.39 | 17.54 | NO-ESTIMATION | NO-ESTIMATION | NO-ESTIMATION | NO-ESTIMATION | CAPACITY-FACTOR-V1
USA | United States of America | The Dalles |  | USA0003895 | 1819.7 | 45.6140 | -121.1346 | Hydro |  |  |  | 1964.1317799637302 | USACE Northwestern Division | U.S. Energy Information Administration | http://www.eia.gov/electricity/data/browser/ | U.S. Energy Information Administration | 35547 | 2019 | 6523.862 | 6946.311 | 6388.086 | 6744.404 | 7061.6050000000005 | 7161.168000000001 | 5929.261 | U.S. Energy Information Administration | 7977.82 | 7958.52 | 8122.37 | 7980.32 | 6933.79 | NO-ESTIMATION | WIND-V1 | WIND-V1 | WIND-V1 | WIND-V1
USA | United States of America | Dalles Dam North Fishway Project |  | USA0007431 | 6.5 | 45.6144 | -121.1369 | Hydro |  |  |  | 1991.0 | Northern Wasco County PUD | U.S. Energy Information Administration | http://www.eia.gov/electricity/data/browser/ | U.S. Energy Information Administration |  | 2019 | 39.59 | 40.902 | 41.446 | 42.54 | 40.298 | 40.36 | 43.473 | U.S. Energy Information Administration | 30.04 | 30.76 | 30.18 | 30.84 | 26.74 | NO-ESTIMATION | NO-ESTIMATION | NO-ESTIMATION | NO-ESTIMATION | CAPACITY-FACTOR-V1
USA | United States of America | Sartell Dam |  | USA0050252 | 9.3 | 45.6180 | -94.2008 | Hydro |  |  |  | 1985.0000000000002 | Eagle Creek RE LLC | U.S. Energy Information Administration | http://www.eia.gov/electricity/data/browser/ | U.S. Energy Information Administration | 67551 | 2019 |  | 0.85 | 33.587 | 41.851 | 38.356 | 35.768 | 28.051 | U.S. Energy Information Administration | 38.04 | 41.22 | 33.41 | 38.17 | 36.79 | HYDRO-V1 | HYDRO-V1 | HYDRO-V1 | HYDRO-V1 | HYDRO-V1
USA | United States of America | Cheboygan |  | USA0050461 | 1.5 | 45.6375 | -84.4814 | Hydro |  |  |  | 1984.0 | Great Lakes Tissue Co | U.S. Energy Information Administration | http://www.eia.gov/electricity/data/browser/ | U.S. Energy Information Administration | 30712 | 2019 | 6.731 | 6.487 | 6.099 | 5.897 | 6.729 | 4.44 | 4.857 | U.S. Energy Information Administration | 6.17 | 6.66 | 5.93 | 6.50 | 5.67 | HYDRO-V1 | HYDRO-V1 | HYDRO-V1 | HYDRO-V1 | HYDRO-V1
USA | United States of America | Bonneville |  | USA0003075 | 1162 | 45.6441 | -121.9410 | Hydro |  |  |  | 1960.8279690189333 | USACE Northwestern Division | U.S. Energy Information Administration | http://www.eia.gov/electricity/data/browser/ | U.S. Energy Information Administration | 35537 | 2019 | 4671.527 | 4876.917 | 4127.097 | 4625.436 | 4834.674 | 4859.814 | 4207.101 | U.S. Energy Information Administration | 5094.37 | 5082.05 | 5323.72 | 5095.97 | 4427.69 | NO-ESTIMATION | NO-ESTIMATION | NO-ESTIMATION | NO-ESTIMATION | CAPACITY-FACTOR-V1
USA | United States of America | Great Lakes Hydro America - ME |  | USA0054134 | 138 | 45.6472 | -68.7044 | Hydro |  |  |  | 1950.905072463768 | Great Lakes Hydro America LLC | U.S. Energy Information Administration | http://www.eia.gov/electricity/data/browser/ | U.S. Energy Information Administration |  | 2019 | 679.375 | 696.797 | 647.006 | 630.122 | 651.668 | 654.48 | 723.111 | U.S. Energy Information Administration | 343.90 | 327.97 | 295.99 | 342.87 | 265.56 | NO-ESTIMATION | NO-ESTIMATION | NO-ESTIMATION | NO-ESTIMATION | CAPACITY-FACTOR-V1
USA | United States of America | Brassua Hydroelectric Project |  | USA0010555 | 3.6 | 45.6603 | -69.8122 | Hydro |  |  |  | 1989.0 | Brassua Hydroelectric LP | U.S. Energy Information Administration | http://www.eia.gov/electricity/data/browser/ | U.S. Energy Information Administration | 34037 | 2019 | 16.740000000000002 | 15.548 | 15.582 | 17.404 | 19.295 | 16.339 | 15.207 | U.S. Energy Information Administration | 14.49 | 14.76 | 12.09 | 14.65 | 12.85 | HYDRO-V1 | HYDRO-V1 | HYDRO-V1 | HYDRO-V1 | HYDRO-V1
USA | United States of America | Copper Dam Plant |  | USA0010323 | 2.6 | 45.6652 | -121.5238 | Hydro |  |  |  | 2015.0 | Farmer's Irrigation District | U.S. Energy Information Administration | http://www.eia.gov/electricity/data/browser/ | U.S. Energy Information Administration |  | 2019 | 14.246 | 14.355 | 12.373000000000001 | 15.439 | 16.85 | 16.197 | 13.331 | U.S. Energy Information Administration | 9.96 | 10.29 | 9.38 | 10.57 | 9.32 | NO-ESTIMATION | NO-ESTIMATION | NO-ESTIMATION | NO-ESTIMATION | CAPACITY-FACTOR-V1
USA | United States of America | Peters Drive Plant |  | USA0010324 | 1.8 | 45.6676 | -121.5485 | Hydro |  |  |  | 1987.0 | Farmer's Irrigation District | U.S. Energy Information Administration | http://www.eia.gov/electricity/data/browser/ | U.S. Energy Information Administration |  | 2019 | 7.332 | 7.45 | 6.867 | 6.109 | 6.6000000000000005 | 7.702 | 7.178 | U.S. Energy Information Administration | 6.91 | 7.03 | 6.51 | 7.30 | 6.41 | NO-ESTIMATION | NO-ESTIMATION | NO-ESTIMATION | NO-ESTIMATION | CAPACITY-FACTOR-V1
USA | United States of America | John Day |  | USA0003082 | 2160 | 45.7164 | -120.6941 | Hydro |  |  |  | 1969.5 | USACE Northwestern Division | U.S. Energy Information Administration | http://www.eia.gov/electricity/data/browser/ | U.S. Energy Information Administration | 35570 | 2019 | 8893.007 | 9472.764000000001 | 8679.505000000001 | 9171.812 | 10506.957 | 9192.949 | 7643.804 | U.S. Energy Information Administration | 9469.74 | 9446.84 | 9641.33 | 9472.72 | 8230.47 | NO-ESTIMATION | NO-ESTIMATION | SOLAR-V1 | SOLAR-V1 | SOLAR-V1
USA | United States of America | Norway (MI) |  | USA0001848 | 6.3 | 45.7412 | -87.8628 | Hydro |  |  |  | 1936.238095238095 | City of Norway | U.S. Energy Information Administration | http://www.eia.gov/electricity/data/browser/ | U.S. Energy Information Administration |  | 2019 | 24.692 | 28.665 | 28.313 | 31.472 | 33.986000000000004 | 29.2 | 29.957 | U.S. Energy Information Administration | 24.83 | 28.40 | 24.73 | 27.26 | 30.4 | HYDRO-V1 | HYDRO-V1 | HYDRO-V1 | HYDRO-V1 | HYDRO-V1
USA | United States of America | Arpin Dam |  | USA0003995 | 1.4 | 45.7517 | -91.2028 | Hydro |  |  |  | 1971.2857142857142 | Renewable World Energies LLC | U.S. Energy Information Administration | http://www.eia.gov/electricity/data/browser/ | U.S. Energy Information Administration | 28110 | 2019 | 7.384 | 8.129 | 6.118 | 7.3580000000000005 | 8.204 | 8.591 | 8.266 | U.S. Energy Information Administration | 5.95 | 6.38 | 5.33 | 6.22 | 5.68 | HYDRO-V1 | HYDRO-V1 | HYDRO-V1 | HYDRO-V1 | HYDRO-V1
USA | United States of America | Little Quinnesec Falls Hydro Project |  | USA0057190 | 9 | 45.7736 | -87.9894 | Hydro |  |  |  | 1909.488888888889 | Eagle Creek RE LLC | U.S. Energy Information Administration | http://www.eia.gov/electricity/data/browser/ | U.S. Energy Information Administration | 24085 | 2019 | 52.998 | 47.183 | 56.914 | 67.174 | 70.935 | 67.174 | 69.632 | U.S. Energy Information Administration | 35.20 | 39.79 | 33.93 | 39.06 | 43.37 | NO-ESTIMATION | NO-ESTIMATION | NO-ESTIMATION | NO-ESTIMATION | CAPACITY-FACTOR-V1
USA | United States of America | Big Quinnesec 92 |  | USA0007820 | 16 | 45.7881 | -88.0408 | Hydro |  |  |  | 1949.5 | Wisconsin Electric Power Co | U.S. Energy Information Administration | http://www.eia.gov/electricity/data/browser/ | U.S. Energy Information Administration | 37177 | 2019 | 73.32300000000001 | 104.831 | 106.20700000000001 | 113.517 | 126.8 | 117.572 | 113.874 | U.S. Energy Information Administration | 62.27 | 72.23 | 59.97 | 70.93 | 78.59 | NO-ESTIMATION | NO-ESTIMATION | NO-ESTIMATION | NO-ESTIMATION | CAPACITY-FACTOR-V1
USA | United States of America | Big Quinnesec 61 |  | USA0007821 | 4.4 | 45.7883 | -88.0415 | Hydro |  |  |  | 1914.0 | Wisconsin Electric Power Co | U.S. Energy Information Administration | http://www.eia.gov/electricity/data/browser/ | U.S. Energy Information Administration | 37177 | 2019 | 5.7410000000000005 | 2.285 | -0.028 | -0.046 | 15.699 | 6.807 | 13.871 | U.S. Energy Information Administration | 17.63 | 19.68 | 17.74 | 19.10 | 21.27 | NO-ESTIMATION | NO-ESTIMATION | NO-ESTIMATION | NO-ESTIMATION | NO-ESTIMATION
USA | United States of America | Kingsford |  | USA0001778 | 7.2 | 45.8080 | -88.1251 | Hydro |  |  |  | 1924.0 | Wisconsin Electric Power Co | U.S. Energy Information Administration | http://www.eia.gov/electricity/data/browser/ | U.S. Energy Information Administration | 37187 | 2019 | 23.939 | 29.115000000000002 | 29.081 | 31.093 | 36.356 | 28.652 | 26.672 | U.S. Energy Information Administration | 28.16 | 31.51 | 27.15 | 30.93 | 34.37 | NO-ESTIMATION | NO-ESTIMATION | NO-ESTIMATION | NO-ESTIMATION | SOLAR-V1
USA | United States of America | Pine |  | USA0004045 | 3.2 | 45.8275 | -88.2483 | Hydro |  |  |  | 1922.0 | Wisconsin Electric Power Co | U.S. Energy Information Administration | http://www.eia.gov/electricity/data/browser/ | U.S. Energy Information Administration | 37203 | 2019 | 11.224 | 15.299 | 13.98 | 16.578 | 22.781 | 8.061 | 1.659 | U.S. Energy Information Administration | 9.97 | 11.45 | 12.31 | 12.03 | 11.6 | NO-ESTIMATION | NO-ESTIMATION | NO-ESTIMATION | NO-ESTIMATION | CAPACITY-FACTOR-V1
USA | United States of America | Blanchard |  | USA0001892 | 18 | 45.8614 | -94.3592 | Hydro |  |  |  | 1946.0 | ALLETE Inc. | U.S. Energy Information Administration | http://www.eia.gov/electricity/data/browser/ | U.S. Energy Information Administration | 26505 | 2019 | 86.962 | 100.393 | 85.85600000000001 | 114.265 | 110.122 | 101.217 | 110.353 | U.S. Energy Information Administration | 74.83 | 82.24 | 65.24 | 75.79 | 73.12 | NO-ESTIMATION | NO-ESTIMATION | NO-ESTIMATION | NO-ESTIMATION | CAPACITY-FACTOR-V1
USA | United States of America | Flambeau Crowley Rapids Project |  | USA0055684 | 1.5 | 45.8683 | -90.5844 | Hydro |  |  |  | 1930.0 | Renewable World Energies LLC | U.S. Energy Information Administration | http://www.eia.gov/electricity/data/browser/ | U.S. Energy Information Administration | 58478 | 2019 | 0.01 | 7.799 | 6.844 | 9.106 | 8.57 | 6.011 | 7.841 | U.S. Energy Information Administration | 5.92 | 5.98 | 5.84 | 6.49 | 5.65 | NO-ESTIMATION | NO-ESTIMATION | NO-ESTIMATION | NO-ESTIMATION | CAPACITY-FACTOR-V1
USA | United States of America | Twin Falls (WI) |  | USA0059836 | 9.2 | 45.8728 | -88.0708 | Hydro |  |  |  | 2015.9999999999998 | Wisconsin Electric Power Co | U.S. Energy Information Administration | http://www.eia.gov/electricity/data/browser/ | U.S. Energy Information Administration |  | 2019 |  |  |  | 16.975 | 54.231 | 42.777 | 48.428 | U.S. Energy Information Administration | 35.57 | 38.44 | 33.28 | 40.79 | 34.47 | NO-ESTIMATION | NO-ESTIMATION | NO-ESTIMATION | NO-ESTIMATION | CAPACITY-FACTOR-V1
USA | United States of America | LAC Courte Oreilles Hydroelect |  | USA0010453 | 3.4 | 45.8883 | -91.0769 | Hydro |  |  |  | 1987.0 | Renewable World Energies LLC | U.S. Energy Information Administration | http://www.eia.gov/electricity/data/browser/ | U.S. Energy Information Administration | 16248 | 2019 | 11.201 | 12.634 | 11.183 | 15.46 | 15.412 | 12.177 | 15.326 | U.S. Energy Information Administration | 11.15 | 13.86 | 11.76 | 14.41 | 12.12 | NO-ESTIMATION | NO-ESTIMATION | NO-ESTIMATION | NO-ESTIMATION | CAPACITY-FACTOR-V1
USA | United States of America | Flambeau Lower Project |  | USA0055685 | 1.2 | 45.9135 | -90.4475 | Hydro |  |  |  | 1923.0 | Renewable World Energies LLC | U.S. Energy Information Administration | http://www.eia.gov/electricity/data/browser/ | U.S. Energy Information Administration | 56935 | 2019 | 4.915 | 6.3790000000000004 | 5.7010000000000005 | 7.264 | 6.281 | 6.327 | 6.674 | U.S. Energy Information Administration | 4.73 | 4.79 | 4.67 | 5.19 | 4.52 | NO-ESTIMATION | NO-ESTIMATION | NO-ESTIMATION | NO-ESTIMATION | CAPACITY-FACTOR-V1
USA | United States of America | McNary Dam Fish Attraction Project |  | USA0007511 | 10 | 45.9400 | -119.2991 | Hydro |  |  |  | 1997.0 | Northern Wasco County PUD | U.S. Energy Information Administration | http://www.eia.gov/electricity/data/browser/ | U.S. Energy Information Administration | 28324 | 2019 | 76.632 | 76.702 | 69.742 | 0.0 | 34.294000000000004 | 68.628 | 72.264 | U.S. Energy Information Administration | 47.02 | 48.12 | 47.22 | 48.25 | 41.94 | NO-ESTIMATION | NO-ESTIMATION | NO-ESTIMATION | NO-ESTIMATION | CAPACITY-FACTOR-V1
USA | United States of America | McNary |  | USA0003084 | 990.5 | 45.9402 | -119.2988 | Hydro |  |  |  | 1955.1625441696112 | USACE Northwestern Division | U.S. Energy Information Administration | http://www.eia.gov/electricity/data/browser/ | U.S. Energy Information Administration | 35579 | 2019 | 5270.314 | 5364.541 | 5150.3 | 5627.633 | 5709.423 | 5682.145 | 4474.352 | U.S. Energy Information Administration | 4704.40 | 4693.90 | 4783.08 | 4706.76 | 4136.12 | WIND-V1 | WIND-V1 | WIND-V1 | WIND-V1 | WIND-V1
USA | United States of America | Clam River Dam |  | USA0004018 | 1.2 | 45.9467 | -92.5383 | Hydro |  |  |  | 1950.6666666666665 | Renewable World Energies LLC | U.S. Energy Information Administration | http://www.eia.gov/electricity/data/browser/ | U.S. Energy Information Administration | 28602 | 2019 | 4.458 | 5.969 | 5.636 | 5.585 | 5.7940000000000005 | 5.295 | 6.407 | U.S. Energy Information Administration | 3.69 | 4.74 | 4.06 | 4.81 | 4.09 | NO-ESTIMATION | WIND-V1 | WIND-V1 | WIND-V1 | WIND-V1
USA | United States of America | Brule |  | USA0001775 | 5.3 | 45.9472 | -88.2189 | Hydro |  |  |  | 1919.7547169811323 | Wisconsin Electric Power Co | U.S. Energy Information Administration | http://www.eia.gov/electricity/data/browser/ | U.S. Energy Information Administration | 37178 | 2019 | 14.83 | 16.591 | 17.615000000000002 | 16.679000000000002 | 18.664 | 16.975 | 12.757 | U.S. Energy Information Administration | 16.92 | 20.06 | 17.40 | 20.24 | 19.22 | NO-ESTIMATION | NO-ESTIMATION | NO-ESTIMATION | NO-ESTIMATION | CAPACITY-FACTOR-V1
USA | United States of America | Trego |  | USA0004012 | 1.2 | 45.9479 | -91.8884 | Hydro |  |  |  | 1926.9999999999998 | Northern States Power Co - Minnesota | U.S. Energy Information Administration | http://www.eia.gov/electricity/data/browser/ | U.S. Energy Information Administration | 28294 | 2019 | 7.105 | 8.843 | 8.484 | 9.868 | 9.939 | 9.353 | 9.802 | U.S. Energy Information Administration | 4.56 | 4.86 | 4.33 | 4.67 | 4.2 | NO-ESTIMATION | NO-ESTIMATION | NO-ESTIMATION | NO-ESTIMATION | CAPACITY-FACTOR-V1
USA | United States of America | Michigamme Falls |  | USA0001780 | 9.6 | 45.9553 | -88.1958 | Hydro |  |  |  | 1953.0 | Wisconsin Electric Power Co | U.S. Energy Information Administration | http://www.eia.gov/electricity/data/browser/ | U.S. Energy Information Administration | 37192 | 2019 | 27.671 | 32.433 | 28.687 | 33.789 | 45.889 | 36.097 | 28.449 | U.S. Energy Information Administration | 32.75 | 32.49 | 30.49 | 32.57 | 29.4 | HYDRO-V1 | HYDRO-V1 | HYDRO-V1 | HYDRO-V1 | HYDRO-V1
USA | United States of America | Merwin |  | USA0003847 | 136 | 45.9567 | -122.5544 | Hydro |  |  |  | 1946.5514705882354 | PacifiCorp | U.S. Energy Information Administration | http://www.eia.gov/electricity/data/browser/ | U.S. Energy Information Administration | 29525 | 2019 | 460.85200000000003 | 579.582 | 398.837 | 560.116 | 629.623 | 450.459 | 337.034 | U.S. Energy Information Administration | 420.88 | 468.42 | 371.14 | 435.71 | 393.59 | NO-ESTIMATION | NO-ESTIMATION | NO-ESTIMATION | NO-ESTIMATION | CAPACITY-FACTOR-V1
USA | United States of America | Yale |  | USA0003852 | 134 | 45.9628 | -122.3355 | Hydro |  |  |  | 1953.0 | PacifiCorp | U.S. Energy Information Administration | http://www.eia.gov/electricity/data/browser/ | U.S. Energy Information Administration | 29554 | 2019 | 506.285 | 671.693 | 482.067 | 645.247 | 726.025 | 519.6370000000001 | 370.023 | U.S. Energy Information Administration | 406.81 | 422.73 | 335.12 | 415.82 | 349 | NO-ESTIMATION | NO-ESTIMATION | NO-ESTIMATION | SOLAR-V1 | SOLAR-V1
USA | United States of America | Little Falls (MN) |  | USA0001896 | 4.6 | 45.9750 | -94.3691 | Hydro |  |  |  | 1932.6086956521733 | ALLETE Inc. | U.S. Energy Information Administration | http://www.eia.gov/electricity/data/browser/ | U.S. Energy Information Administration | 26509 | 2019 | 32.604 | 34.311 | 32.266 | 34.385 | 23.503 | 32.656 | 31.191 | U.S. Energy Information Administration | 17.96 | 19.69 | 16.78 | 18.42 | 16.74 | NO-ESTIMATION | NO-ESTIMATION | NO-ESTIMATION | SOLAR-V1 | SOLAR-V1
USA | United States of America | Peavy Falls |  | USA0001781 | 12 | 45.9908 | -88.2105 | Hydro |  |  |  | 1943.0 | Wisconsin Electric Power Co | U.S. Energy Information Administration | http://www.eia.gov/electricity/data/browser/ | U.S. Energy Information Administration | 37198 | 2019 | 46.358000000000004 | 54.309000000000005 | 50.189 | 36.635 | 19.224 | 57.221000000000004 | 66.769 | U.S. Energy Information Administration | 40.94 | 40.61 | 37.14 | 40.72 | 36.75 | NO-ESTIMATION | NO-ESTIMATION | NO-ESTIMATION | NO-ESTIMATION | CAPACITY-FACTOR-V1
USA | United States of America | Danbury Dam |  | USA0004019 | 1 | 46.0000 | -92.3725 | Hydro |  |  |  | 1940.2 | Renewable World Energies LLC | U.S. Energy Information Administration | http://www.eia.gov/electricity/data/browser/ | U.S. Energy Information Administration | 28605 | 2019 | 2.682 | 4.087 | 3.2 | 2.837 | 3.243 | 3.2600000000000002 | 2.825 | U.S. Energy Information Administration | 2.92 | 4.08 | 3.24 | 3.49 | 3.11 | NO-ESTIMATION | NO-ESTIMATION | NO-ESTIMATION | NO-ESTIMATION | CAPACITY-FACTOR-V1
USA | United States of America | Swift 2 |  | USA0006265 | 72 | 46.0594 | -122.2594 | Hydro |  |  |  | 1959.0 | PacifiCorp | U.S. Energy Information Administration | http://www.eia.gov/electricity/data/browser/ | U.S. Energy Information Administration | 29545 | 2019 | [8 empty] | 251.81 | 253.67 | 205.04 | 257.07 | 214.73 | NO-ESTIMATION | NO-ESTIMATION | NO-ESTIMATION | NO-ESTIMATION | CAPACITY-FACTOR-V1
USA | United States of America | Swift 1 |  | USA0003850 | 240 | 46.0608 | -122.2017 | Hydro |  |  |  | 1959.0 | PacifiCorp | U.S. Energy Information Administration | http://www.eia.gov/electricity/data/browser/ | U.S. Energy Information Administration | 29547 | 2019 | 574.062 | 812.195 | 583.525 | 761.592 | 866.791 | 545.383 | 369.084 | U.S. Energy Information Administration | 634.57 | 720.77 | 570.20 | 705.98 | 588.71 | HYDRO-V1 | HYDRO-V1 | HYDRO-V1 | HYDRO-V1 | HYDRO-V1
USA | United States of America | Twin Reservoirs |  | USA0050382 | 2.2 | 46.0883 | -118.2547 | Hydro |  |  |  | 1988.0 | Walla Walla City of | U.S. Energy Information Administration | http://www.eia.gov/electricity/data/browser/ | U.S. Energy Information Administration |  | 2019 | 12.838000000000001 | 11.826 | 11.659 | 11.976 | 11.917 | 11.466000000000001 | 8.118 | U.S. Energy Information Administration | 5.91 | 5.95 | 6.04 | 5.96 | 5.17 | NO-ESTIMATION | NO-ESTIMATION | NO-ESTIMATION | NO-ESTIMATION | CAPACITY-FACTOR-V1
USA | United States of America | Crystal Falls |  | USA0001821 | 1 | 46.1063 | -88.3345 | Hydro |  |  |  | 1933.0 | City of Crystal Falls | U.S. Energy Information Administration | http://www.eia.gov/electricity/data/browser/ | U.S. Energy Information Administration | 17865 | 2019 | 3.8850000000000002 | 5.252 | 5.192 | 5.9110000000000005 | 7.551 | 6.256 | 6.476 | U.S. Energy Information Administration | 4.36 | 4.41 | 4.56 | 3.88 | 4.04 | NO-ESTIMATION | NO-ESTIMATION | NO-ESTIMATION | NO-ESTIMATION | CAPACITY-FACTOR-V1
USA | United States of America | Broadwater Power Project |  | USA0054006 | 9.7 | 46.1206 | -111.4077 | Hydro |  |  |  | 1989.0 | Montana Dept-Natural Res&Consv | U.S. Energy Information Administration | http://www.eia.gov/electricity/data/browser/ | U.S. Energy Information Administration | 46057 | 2019 | 45.08 | 52.111000000000004 | 47.289 | 48.339 | 52.898 | 29.691 | 54.97 | U.S. Energy Information Administration | 40.89 | 45.43 | 33.95 | 44.65 | 36.79 | NO-ESTIMATION | NO-ESTIMATION | NO-ESTIMATION | NO-ESTIMATION | CAPACITY-FACTOR-V1
USA | United States of America | Hemlock Falls |  | USA0001777 | 2.8 | 46.1311 | -88.2250 | Hydro |  |  |  | 1953.0 | Wisconsin Electric Power Co | U.S. Energy Information Administration | http://www.eia.gov/electricity/data/browser/ | U.S. Energy Information Administration | 37184 | 2019 | 8.764 | 9.65 | 8.568 | 11.324 | 14.780000000000001 | 11.603 | 12.445 | U.S. Energy Information Administration | 10.82 | 10.79 | 10.66 | 10.82 | 9.62 | NO-ESTIMATION | NO-ESTIMATION | NO-ESTIMATION | NO-ESTIMATION | CAPACITY-FACTOR-V1
USA | United States of America | Way Dam |  | USA0001785 | 1.8 | 46.1592 | -88.2353 | Hydro |  |  |  | 1950.0 | Wisconsin Electric Power Co | U.S. Energy Information Administration | http://www.eia.gov/electricity/data/browser/ | U.S. Energy Information Administration | 37212 | 2019 | 4.7700000000000005 | 2.328 | 6.234 | 8.057 | 9.57 | 7.22 | 8.131 | U.S. Energy Information Administration | 6.97 | 6.95 | 6.87 | 6.97 | 6.2 | NO-ESTIMATION | NO-ESTIMATION | NO-ESTIMATION | SOLAR-V1 | SOLAR-V1
USA | United States of America | Flint Creek Hydroelectric LLC |  | USA0058392 | 2 | 46.2275 | -113.2947 | Hydro |  |  |  | 2013.0 | Hydrodynamics Inc | U.S. Energy Information Administration | http://www.eia.gov/electricity/data/browser/ | U.S. Energy Information Administration | 68726 | 2019 |  | 11.984 | 8.975 | 10.0 | 13.71 | 15.21 | 13.786 | U.S. Energy Information Administration | 5.39 | 5.42 | 5.51 | 5.44 | 4.72 | NO-ESTIMATION | NO-ESTIMATION | NO-ESTIMATION | NO-ESTIMATION | CAPACITY-FACTOR-V1
USA | United States of America | Ice Harbor |  | USA0003925 | 603 | 46.2498 | -118.8798 | Hydro |  |  |  | 1969.7313432835822 | USACE Northwestern Division | U.S. Energy Information Administration | http://www.eia.gov/electricity/data/browser/ | U.S. Energy Information Administration | 35565 | 2019 | 1385.372 | 1725.926 | 1439.3 | 1667.942 | 2036.324 | 1710.952 | 1722.25 | U.S. Energy Information Administration | 1680.70 | 1648.96 | 1260.38 | 1653.48 | 2147.36 | NO-ESTIMATION | NO-ESTIMATION | NO-ESTIMATION | NO-ESTIMATION | CAPACITY-FACTOR-V1
USA | United States of America | Chandler |  | USA0006406 | 12 | 46.2668 | -119.5898 | Hydro |  |  |  | 1956.0 | U S Bureau of Reclamation | U.S. Energy Information Administration | http://www.eia.gov/electricity/data/browser/ | U.S. Energy Information Administration | 35624 | 2019 | 41.2 | 44.289 | 29.108 | 53.86 | 55.456 | 57.204 | 42.456 | U.S. Energy Information Administration | 50.13 | 50.25 | 51.06 | 58.59 | 51.29 | HYDRO-V1 | HYDRO-V1 | HYDRO-V1 | HYDRO-V1 | HYDRO-V1
USA | United States of America | Sylvan |  | USA0001900 | 1.8 | 46.3050 | -94.3775 | Hydro |  |  |  | 1913.6666666666667 | ALLETE Inc. | U.S. Energy Information Administration | http://www.eia.gov/electricity/data/browser/ | U.S. Energy Information Administration | 26515 | 2019 | 7.835850000000001 | 10.928 | 10.981 | 11.457 | 12.425 | 11.201 | 11.53 | U.S. Energy Information Administration | 7.25 | 6.76 | 6.18 | 7.13 | 5.87 | NO-ESTIMATION | NO-ESTIMATION | NO-ESTIMATION | NO-ESTIMATION | NO-ESTIMATION
USA | United States of America | Cataract (MI) |  | USA0007118 | 2 | 46.3156 | -87.5128 | Hydro |  |  |  | 1988.0 | Renewable World Energies LLC | U.S. Energy Information Administration | http://www.eia.gov/electricity/data/browser/ | U.S. Energy Information Administration | 35494 | 2019 | 0.0 | 0.0 | 0.216 | 5.808 | 7.923 | 6.2540000000000004 | 7.08 | U.S. Energy Information Administration | 6.79 | 8.17 | 8.18 | 7.89 | 6.66 | NO-ESTIMATION | NO-ESTIMATION | NO-ESTIMATION | NO-ESTIMATION | CAPACITY-FACTOR-V1
USA | United States of America | Pillager |  | USA0001898 | 1.6 | 46.3160 | -94.4849 | Hydro |  |  |  | 1917.0 | ALLETE Inc. | U.S. Energy Information Administration | http://www.eia.gov/electricity/data/browser/ | U.S. Energy Information Administration | 26513 | 2019 | 8.476 | 9.891 | 9.496 | 11.33 | 9.547 | 10.343 | 8.462 | U.S. Energy Information Administration | 6.42 | 6.21 | 5.99 | 6.35 | 5.07 | NO-ESTIMATION | NO-ESTIMATION | NO-ESTIMATION | NO-ESTIMATION | CAPACITY-FACTOR-V1
USA | United States of America | Brainerd Public Utilities |  | USA0050636 | 2.9 | 46.3758 | -94.1817 | Hydro |  |  |  | 1928.9655172413793 | Brainerd Public Utilities | U.S. Energy Information Administration | http://www.eia.gov/electricity/data/browser/ | U.S. Energy Information Administration | 30471 | 2019 | 16.32708 | 18.929000000000002 | 18.554000000000002 | 20.116 | 19.401 | 19.081 | 17.744 | U.S. Energy Information Administration | 11.46 | 12.46 | 10.77 | 11.65 | 9.9 | NO-ESTIMATION | NO-ESTIMATION | NO-ESTIMATION | NO-ESTIMATION | CAPACITY-FACTOR-V1
USA | United States of America | Eltopia Branch Canal 4.6 |  | USA0056696 | 2.2 | 46.3784 | -119.2545 | Hydro |  |  |  | 1983.0 | Columbia Basin Hydropower | U.S. Energy Information Administration | http://www.eia.gov/electricity/data/browser/ | U.S. Energy Information Administration |  | 2019 | 6.768 | 6.047 | 5.687 | 5.604 | 7.587 | 7.941 | 7.967 | U.S. Energy Information Administration | 8.51 | 8.43 | 10.16 | 8.75 | 7.44 | WIND-V1 | WIND-V1 | WIND-V1 | WIND-V1 | WIND-V1
USA | United States of America | Potholes East Canal 66.0 |  | USA0056697 | 2.3 | 46.3785 | -119.2544 | Hydro |  |  |  | 1985.0000000000002 | Columbia Basin Hydropower | U.S. Energy Information Administration | http://www.eia.gov/electricity/data/browser/ | U.S. Energy Information Administration | 64877 | 2019 | 7.75 | 8.275 | 7.569 | 9.043000000000001 | 8.339 | 4.121 | 4.256 | U.S. Energy Information Administration | 8.89 | 8.81 | 10.63 | 9.15 | 7.78 | NO-ESTIMATION | NO-ESTIMATION | NO-ESTIMATION | NO-ESTIMATION | CAPACITY-FACTOR-V1
USA | United States of America | Ford Hydro LP |  | USA0054674 | 1.2 | 46.3838 | -115.9493 | Hydro |  |  |  | 1988.0 | Ford Hydro Ltd Partnership | U.S. Energy Information Administration | http://www.eia.gov/electricity/data/browser/ | U.S. Energy Information Administration |  | 2019 | 3.00168 | 3.64716 | 2.994 | 3.306 | 4.0120000000000005 | 4.3020000000000005 | 3.519 | U.S. Energy Information Administration | 3.45 | 3.48 | 3.44 | 3.49 | 3.51 | NO-ESTIMATION | NO-ESTIMATION | NO-ESTIMATION | NO-ESTIMATION | CAPACITY-FACTOR-V1
USA | United States of America | Drop 3 (WA) |  | USA0006508 | 1.6 | 46.4231 | -120.5600 | Hydro |  |  |  | 1932.0 | Yakama Power | U.S. Energy Information Administration | http://www.eia.gov/electricity/data/browser/ | U.S. Energy Information Administration | 35611 | 2019 | 0.0 | [6 empty] | U.S. Energy Information Administration | 4.40 | 4.43 | 4.61 | 4.44 | 3.86 | NO-ESTIMATION | NO-ESTIMATION | NO-ESTIMATION | NO-ESTIMATION | CAPACITY-FACTOR-V1
USA | United States of America | Drop 2 (WA) |  | USA0006507 | 2.5 | 46.4492 | -120.5342 | Hydro |  |  |  | 1942.0 | Yakama Power | U.S. Energy Information Administration | http://www.eia.gov/electricity/data/browser/ | U.S. Energy Information Administration | 35612 | 2019 | 4.309 | 4.245 | 0.0 | 1.235 | 0.0 | 0.0 | 0 | U.S. Energy Information Administration | 6.80 | 6.84 | 7.13 | 6.85 | 5.95 | NO-ESTIMATION | NO-ESTIMATION | NO-ESTIMATION | NO-ESTIMATION | SOLAR-V1
USA | United States of America | Cowlitz Falls |  | USA0007427 | 70 | 46.4661 | -122.1097 | Hydro |  |  |  | 1994.0 | PUD No 1 of Lewis County | U.S. Energy Information Administration | http://www.eia.gov/electricity/data/browser/ | U.S. Energy Information Administration | 24780 | 2019 | 252.687 | 290.216 | 188.677 | 250.842 | 283.0 | 226.872 | 165.25 | U.S. Energy Information Administration | 247.03 | 266.69 | 208.49 | 266.38 | 227.79 | HYDRO-V1 | HYDRO-V1 | HYDRO-V1 | HYDRO-V1 | HYDRO-V1
USA | United States of America | Edison Sault |  | USA0001751 | 41.8 | 46.4974 | -84.3320 | Hydro |  |  |  | 1950.0119617224875 | Cloverland Electric Co-op | U.S. Energy Information Administration | http://www.eia.gov/electricity/data/browser/ | U.S. Energy Information Administration |  | 2019 | 182.64600000000002 | 220.031 | 200.279 | 213.794 | 214.574 | 212.928 | 226.763 | U.S. Energy Information Administration | 219.27 | 219.27 | 121.67 | 199.67 | 196.66 | WIND-V1 | WIND-V1 | WIND-V1 | WIND-V1 | WIND-V1
USA | United States of America | White River (WI) |  | USA0003989 | 1 | 46.4983 | -90.9039 | Hydro |  |  |  | 1907.0 | Northern States Power Co - Minnesota | U.S. Energy Information Administration | http://www.eia.gov/electricity/data/browser/ | U.S. Energy Information Administration | 28300 | 2019 | 3.0340000000000003 | 4.873 | 4.62 | 3.648 | 3.861 | 4.756 | 5.304 | U.S. Energy Information Administration | 3.23 | 3.81 | 3.36 | 3.81 | 3.32 | HYDRO-V1 | HYDRO-V1 | HYDRO-V1 | HYDRO-V1 | HYDRO-V1
USA | United States of America | Mayfield |  | USA0003917 | 162 | 46.5035 | -122.5885 | Hydro |  |  |  | 1968.0 | City of Tacoma - (WA) | U.S. Energy Information Administration | http://www.eia.gov/electricity/data/browser/ | U.S. Energy Information Administration | 34121 | 2019 | 714.522 | 821.794 | 621.1030000000001 | 784.801 | 870.878 | 645.975 | 448.832 | U.S. Energy Information Administration | 557.97 | 544.17 | 459.30 | 544.00 | 455.04 | NO-ESTIMATION | NO-ESTIMATION | NO-ESTIMATION | NO-ESTIMATION | CAPACITY-FACTOR-V1
USA | United States of America | Saint Marys Falls |  | USA0001865 | 23.7 | 46.5063 | -84.3493 | Hydro |  |  |  | 1949.493670886076 | USACE-Detroit District | U.S. Energy Information Administration | http://www.eia.gov/electricity/data/browser/ | U.S. Energy Information Administration | 35594 | 2019 | 166.395 | 158.761 | 158.943 | 153.169 | 155.632 | 144.714 | 146.465 | U.S. Energy Information Administration | 123.18 | 125.35 | 79.76 | 124.01 | 110.36 | NO-ESTIMATION | NO-ESTIMATION | NO-ESTIMATION | NO-ESTIMATION | CAPACITY-FACTOR-V1
USA | United States of America | Dworshak |  | USA0000840 | 465 | 46.5143 | -116.2977 | Hydro |  |  |  | 1974.4430107526882 | USACE Northwestern Division | U.S. Energy Information Administration | http://www.eia.gov/electricity/data/browser/ | U.S. Energy Information Administration | 35553 | 2019 | 1833.797 | 1744.669 | 1614.911 | 1693.686 | 1436.978 | 1598.478 | 1702.262 | U.S. Energy Information Administration | 1046.26 | 1191.22 | 963.72 | 1194.48 | 1091.9 | NO-ESTIMATION | NO-ESTIMATION | NO-ESTIMATION | NO-ESTIMATION | CAPACITY-FACTOR-V1
USA | United States of America | Mossyrock |  | USA0003918 | 300 | 46.5347 | -122.4247 | Hydro |  |  |  | 1968.0 | City of Tacoma - (WA) | U.S. Energy Information Administration | http://www.eia.gov/electricity/data/browser/ | U.S. Energy Information Administration | 34122 | 2019 | 1075.9180000000001 | 1286.97 | 1006.572 | 1202.136 | 1265.565 | 907.773 | 583.455 | U.S. Energy Information Administration | 881.60 | 947.75 | 744.60 | 945.88 | 778.23 | HYDRO-V1 | HYDRO-V1 | HYDRO-V1 | HYDRO-V1 | HYDRO-V1
USA | United States of America | Saxon Falls |  | USA0001756 | 1.6 | 46.5392 | -90.3742 | Hydro |  |  |  | 1913.0 | Northern States Power Co - Minnesota | U.S. Energy Information Administration | http://www.eia.gov/electricity/data/browser/ | U.S. Energy Information Administration | 28286 | 2019 | 10.199 | 12.243 | 10.765 | 6.825 | 7.7410000000000005 | 11.658 | 11.362 | U.S. Energy Information Administration | 6.38 | 5.98 | 6.28 | 5.46 | 4.67 | NO-ESTIMATION | NO-ESTIMATION | NO-ESTIMATION | NO-ESTIMATION | NO-ESTIMATION
USA | United States of America | Squa Pan Hydro Station |  | USA0001516 | 1.5 | 46.5565 | -68.3255 | Hydro |  |  |  | 1942.0 | Algonquin Northern Maine | U.S. Energy Information Administration | http://www.eia.gov/electricity/data/browser/ | U.S. Energy Information Administration | 25442 | 2019 | 0.9510000000000001 | 1.03 | 0.626 | 0.8260000000000001 | 0.921 | 0.96 | 1.12 | U.S. Energy Information Administration | 5.57 | 5.97 | 5.47 | 5.98 | 4.89 | NO-ESTIMATION | NO-ESTIMATION | NO-ESTIMATION | NO-ESTIMATION | CAPACITY-FACTOR-V1
USA | United States of America | Hoist |  | USA0007115 | 3.4 | 46.5628 | -87.5686 | Hydro |  |  |  | 1988.0 | Upper Peninsula Power Company | U.S. Energy Information Administration | http://www.eia.gov/electricity/data/browser/ | U.S. Energy Information Administration | 35499 | 2019 | 13.076 | 12.585 | 12.378 | 12.881 | 17.612000000000002 | 14.645 | 16.499 | U.S. Energy Information Administration | 11.41 | 11.43 | 10.81 | 11.84 | 11.88 | NO-ESTIMATION | NO-ESTIMATION | NO-ESTIMATION | NO-ESTIMATION | CAPACITY-FACTOR-V1
USA | United States of America | Lower Monumental |  | USA0003927 | 810 | 46.5635 | -118.5397 | Hydro |  |  |  | 1974.1666666666667 | USACE Northwestern Division | U.S. Energy Information Administration | http://www.eia.gov/electricity/data/browser/ | U.S. Energy Information Administration | 35574 | 2019 | 1697.0140000000001 | 2290.236 | 1640.095 | 1987.131 | 2767.576 | 2383.418 | 2240.943 | U.S. Energy Information Administration | 2257.66 | 2215.02 | 1693.05 | 2221.09 | 2884.52 | SOLAR-V1 | SOLAR-V1 | SOLAR-V1 | SOLAR-V1 | SOLAR-V1
USA | United States of America | Superior Falls |  | USA0001757 | 1.4 | 46.5646 | -90.4161 | Hydro |  |  |  | 1917.0 | Northern States Power Co - Minnesota | U.S. Energy Information Administration | http://www.eia.gov/electricity/data/browser/ | U.S. Energy Information Administration | 28292 | 2019 | 7.819 | 10.281 | 9.518 | 13.819 | 12.6 | 12.450000000000001 | 11.52 | U.S. Energy Information Administration | 5.59 | 5.23 | 5.49 | 4.78 | 4.08 | NO-ESTIMATION | NO-ESTIMATION | SOLAR-V1 | SOLAR-V1 | SOLAR-V1
USA | United States of America | James R Smith |  | USA0001842 | 3.2 | 46.5716 | -87.4105 | Hydro |  |  |  | 1920.5 | City of Marquette - (MI) | U.S. Energy Information Administration | http://www.eia.gov/electricity/data/browser/ | U.S. Energy Information Administration | 25645 | 2019 | 10.828 | 13.361 | 10.708 | 10.65 | 16.074 | 13.143 | 18.204 | U.S. Energy Information Administration | 10.28 | 10.29 | 9.72 | 10.68 | 10.72 | WIND-V1 | WIND-V1 | WIND-V1 | WIND-V1 | WIND-V1
USA | United States of America | McClure Dam |  | USA0007116 | 8 | 46.5717 | -87.4764 | Hydro |  |  |  | 1988.0 | Upper Peninsula Power Company | U.S. Energy Information Administration | http://www.eia.gov/electricity/data/browser/ | U.S. Energy Information Administration | 35501 | 2019 | 33.021 | 44.065 | 36.24 | 35.819 | 48.492000000000004 | 41.366 | 44.831 | U.S. Energy Information Administration | 26.72 | 26.76 | 24.01 | 27.72 | 27.52 | NO-ESTIMATION | WIND-V1 | WIND-V1 | WIND-V1 | WIND-V1
USA | United States of America | Little Goose |  | USA0003926 | 810 | 46.5838 | -118.0273 | Hydro |  |  |  | 1974.1666666666667 | USACE Northwestern Division | U.S. Energy Information Administration | http://www.eia.gov/electricity/data/browser/ | U.S. Energy Information Administration | 35577 | 2019 | 1691.949 | 2224.6240000000003 | 1709.3210000000001 | 2039.508 | 2813.434 | 2452.129 | 2101.742 | U.S. Energy Information Administration | 2257.66 | 2215.02 | 1620.78 | 2221.09 | 2884.52 | WIND-V1 | WIND-V1 | WIND-V1 | WIND-V1 | WIND-V1
USA | United States of America | Packwood |  | USA0003929 | 27.5 | 46.5958 | -121.5694 | Hydro |  |  |  | 1964.0 | Energy Northwest | U.S. Energy Information Administration | http://www.eia.gov/electricity/data/browser/ | U.S. Energy Information Administration | 36340 | 2019 | 97.83500000000001 | 128.333 | 87.72200000000001 | 96.505 | 103.512 | 87.522 | 58.329 | U.S. Energy Information Administration | 89.29 | 93.82 | 71.87 | 87.25 | 76.18 | NO-ESTIMATION | NO-ESTIMATION | NO-ESTIMATION | NO-ESTIMATION | CAPACITY-FACTOR-V1
USA | United States of America | Orchard Avenue 1 |  | USA0050421 | 1.6 | 46.5964 | -120.6775 | Hydro |  |  |  | 1987.0 | Yakima-Tieton Irrigation Dist | U.S. Energy Information Administration | http://www.eia.gov/electricity/data/browser/ | U.S. Energy Information Administration |  | 2019 | 2.968 | 3.358 | 3.465 | 3.339 | 2.79 | 3.086 | 2.52 | U.S. Energy Information Administration | 4.40 | 4.43 | 4.61 | 4.44 | 3.86 | NO-ESTIMATION | NO-ESTIMATION | NO-ESTIMATION | NO-ESTIMATION | CAPACITY-FACTOR-V1
USA | United States of America | Roza |  | USA0006407 | 12.9 | 46.6184 | -120.4778 | Hydro |  |  |  | 1958.0 | U S Bureau of Reclamation | U.S. Energy Information Administration | http://www.eia.gov/electricity/data/browser/ | U.S. Energy Information Administration | 35665 | 2019 | 70.205 | 67.481 | 62.193 | 67.63 | 63.248000000000005 | 72.33 | 58.229 | U.S. Energy Information Administration | 54.68 | 54.81 | 55.68 | 63.58 | 55.92 | SOLAR-V1 | SOLAR-V1 | SOLAR-V1 | SOLAR-V1 | SOLAR-V1
USA | United States of America | Priest Rapids |  | USA0003887 | 955.6 | 46.6451 | -119.9080 | Hydro |  |  |  | 1960.0000000000002 | PUD No 2 of Grant County | U.S. Energy Information Administration | http://www.eia.gov/electricity/data/browser/ | U.S. Energy Information Administration | 21318 | 2019 | 4817.483 | 4745.368 | 4616.724 | 4758.428 | 4470.009 | 4737.055 | 3988.834 | U.S. Energy Information Administration | 4396.01 | 4185.44 | 4965.84 | 4338.53 | 3870.21 | NO-ESTIMATION | NO-ESTIMATION | SOLAR-V1 | SOLAR-V1 | SOLAR-V1
USA | United States of America | Canyon Ferry |  | USA0006400 | 49.8 | 46.6490 | -111.7279 | Hydro |  |  |  | 1954.0 | U S Bureau of Reclamation | U.S. Energy Information Administration | http://www.eia.gov/electricity/data/browser/ | U.S. Energy Information Administration | 35625 | 2019 | 264.915 | 363.024 | 303.399 | 310.096 | 347.272 | 369.392 | 368.878 | U.S. Energy Information Administration | 182.49 | 195.21 | 128.32 | 183.73 | 216.29 | WIND-V1 | WIND-V1 | WIND-V1 | WIND-V1 | WIND-V1
USA | United States of America | Thomson |  | USA0001901 | 72.6 | 46.6550 | -92.3333 | Hydro |  |  |  | 1916.7685950413224 | ALLETE Inc. | U.S. Energy Information Administration | http://www.eia.gov/electricity/data/browser/ | U.S. Energy Information Administration | 26517 | 2019 |  | 11.395 | 199.037 | 417.421 | 477.947 | 355.802 | 371.547 | U.S. Energy Information Administration | 243.14 | 263.07 | 184.20 | 260.86 | 219.36 | NO-ESTIMATION | NO-ESTIMATION | NO-ESTIMATION | NO-ESTIMATION | CAPACITY-FACTOR-V1
USA | United States of America | Tieton Dam Hydro Electric Project |  | USA0057496 | 13.8 | 46.6580 | -121.1287 | Hydro |  |  |  | 2006.0 | City of Burbank Water and Power | U.S. Energy Information Administration | http://www.eia.gov/electricity/data/browser/ | U.S. Energy Information Administration | 50058 | 2019 | 43.773 | 64.127 | 39.113 | 53.722 | 60.42 | 48.384 | 29.149 | U.S. Energy Information Administration | 53.45 | 55.50 | 45.60 | 53.87 | 46.64 | NO-ESTIMATION | NO-ESTIMATION | NO-ESTIMATION | NO-ESTIMATION | CAPACITY-FACTOR-V1
USA | United States of America | Lower Granite |  | USA0006175 | 810 | 46.6595 | -117.4294 | Hydro |  |  |  | 1976.5 | USACE Northwestern Division | U.S. Energy Information Administration | http://www.eia.gov/electricity/data/browser/ | U.S. Energy Information Administration | 35573 | 2019 | 1680.189 | 2284.833 | 1698.509 | 2104.1040000000003 | 2666.506 | 2466.663 | 2192.833 | U.S. Energy Information Administration | 2257.66 | 2215.02 | 1620.78 | 2221.09 | 2884.52 | HYDRO-V1 | HYDRO-V1 | HYDRO-V1 | HYDRO-V1 | HYDRO-V1
USA | United States of America | Fond Du Lac |  | USA0001894 | 12 | 46.6668 | -92.2939 | Hydro |  |  |  | 1924.0 | ALLETE Inc. | U.S. Energy Information Administration | http://www.eia.gov/electricity/data/browser/ | U.S. Energy Information Administration | 47165 | 2019 | 13.936 | 34.37 | 44.863 | 69.19 | 84.348 | 50.598 | 63.002 | U.S. Energy Information Administration | 43.89 | 50.74 | 35.33 | 50.48 | 43.31 | NO-ESTIMATION | NO-ESTIMATION | NO-ESTIMATION | NO-ESTIMATION | CAPACITY-FACTOR-V1
USA | United States of America | Cowiche |  | USA0050423 | 1.7 | 46.6926 | -120.7372 | Hydro |  |  |  | 1987.0 | Yakima-Tieton Irrigation Dist | U.S. Energy Information Administration | http://www.eia.gov/electricity/data/browser/ | U.S. Energy Information Administration |  | 2019 | 3.487 | 4.522 | 4.45 | 3.83 | 3.15 | 2.919 | 2.916 | U.S. Energy Information Administration | 4.54 | 5.23 | 6.33 | 6.31 | 5.72 | NO-ESTIMATION | NO-ESTIMATION | NO-ESTIMATION | NO-ESTIMATION | SOLAR-V1
USA | United States of America | Victoria Dam |  | USA0001774 | 12 | 46.6964 | -89.2089 | Hydro |  |  |  | 1931.0 | Upper Peninsula Power Company | U.S. Energy Information Administration | http://www.eia.gov/electricity/data/browser/ | U.S. Energy Information Administration | 35504 | 2019 | 23.808 | 63.17 | 55.797000000000004 | 66.389 | 70.528 | 63.901 | 62.451 | U.S. Energy Information Administration | 38.96 | 38.87 | 37.13 | 47.39 | 42.34 | NO-ESTIMATION | NO-ESTIMATION | NO-ESTIMATION | NO-ESTIMATION | SOLAR-V1
USA | United States of America | Scanlon |  | USA0001899 | 1.6 | 46.7091 | -92.4217 | Hydro |  |  |  | 1923.0 | ALLETE Inc. | U.S. Energy Information Administration | http://www.eia.gov/electricity/data/browser/ | U.S. Energy Information Administration | 26514 | 2019 | 6.773000000000001 | 5.684 | 7.776 | 10.076 | 9.454 | 8.874 | 7.26 | U.S. Energy Information Administration | 5.92 | 5.93 | 5.12 | 6.79 | 4.28 | NO-ESTIMATION | NO-ESTIMATION | NO-ESTIMATION | NO-ESTIMATION | CAPACITY-FACTOR-V1
USA | United States of America | Prickett |  | USA0001773 | 2.2 | 46.7261 | -88.6625 | Hydro |  |  |  | 1931.0000000000002 | Upper Peninsula Power Company | U.S. Energy Information Administration | http://www.eia.gov/electricity/data/browser/ | U.S. Energy Information Administration | 35503 | 2019 | 6.166 | 5.4 | 6.663 | 8.816 | 12.189 | 8.435 | 8.465 | U.S. Energy Information Administration | 8.65 | 8.72 | 8.57 | 8.74 | 7.93 | NO-ESTIMATION | NO-ESTIMATION | NO-ESTIMATION | NO-ESTIMATION | CAPACITY-FACTOR-V1
USA | United States of America | Knife Falls |  | USA0001895 | 2.4 | 46.7266 | -92.4486 | Hydro |  |  |  | 1921.9999999999998 | ALLETE Inc. | U.S. Energy Information Administration | http://www.eia.gov/electricity/data/browser/ | U.S. Energy Information Administration | 26508 | 2019 | 9.108 | 8.397 | 10.552 | 14.834 | 12.143 | 12.008000000000001 | 12.284 | U.S. Energy Information Administration | 9.01 | 10.01 | 7.84 | 10.73 | 8.15 | HYDRO-V1 | HYDRO-V1 | HYDRO-V1 | HYDRO-V1 | HYDRO-V1
USA | United States of America | Russell D Smith |  | USA0056694 | 6.1 | 46.7392 | -119.1122 | Hydro |  |  |  | 1982.0 | Columbia Basin Hydropower | U.S. Energy Information Administration | http://www.eia.gov/electricity/data/browser/ | U.S. Energy Information Administration | 31841 | 2019 | 17.67 | 16.144000000000002 | 18.01 | 15.332 | 14.372 | 13.040000000000001 | 12.746 | U.S. Energy Information Administration | 14.18 | 14.18 | 13.45 | 14.21 | 12.16 | NO-ESTIMATION | NO-ESTIMATION | NO-ESTIMATION | NO-ESTIMATION | CAPACITY-FACTOR-V1
USA | United States of America | Hauser |  | USA0002185 | 17.7 | 46.7659 | -111.8873 | Hydro |  |  |  | 1933.0338983050847 | NorthWestern Energy | U.S. Energy Information Administration | http://www.eia.gov/electricity/data/browser/ | U.S. Energy Information Administration | 26733 | 2019 | 115.81700000000001 | 111.83 | 122.257 | 120.437 | 130.317 | 118.09400000000001 | 126.084 | U.S. Energy Information Administration | 60.69 | 68.27 | 49.87 | 70.56 | 69.69 | HYDRO-V1 | HYDRO-V1 | HYDRO-V1 | HYDRO-V1 | HYDRO-V1
USA | United States of America | Skookumchuck |  | USA0007259 | 1 | 46.7844 | -122.7197 | Hydro |  |  |  | 1990.0 | TransAlta Centralia Gen LLC | U.S. Energy Information Administration | http://www.eia.gov/electricity/data/browser/ | U.S. Energy Information Administration | 55630 | 2019 | 6.768 | 6.469 | 4.849 | 4.4510000000000005 | 6.32 | 3.2800000000000002 | 2.318 | U.S. Energy Information Administration | 2.22 | 2.23 | 2.35 | 2.24 | 1.88 | SOLAR-V1 | SOLAR-V1 | SOLAR-V1 | SOLAR-V1 | SOLAR-V1
USA | United States of America | Alder |  | USA0003913 | 50 | 46.8016 | -122.3102 | Hydro |  |  |  | 1946.5 | City of Tacoma - (WA) | U.S. Energy Information Administration | http://www.eia.gov/electricity/data/browser/ | U.S. Energy Information Administration | 34112 | 2019 | 222.108 | 247.536 | 191.28300000000002 | 251.255 | 232.142 | 206.34300000000002 | 142.707 | U.S. Energy Information Administration | 146.11 | 146.11 | 108.17 | 146.51 | 125.32 | NO-ESTIMATION | NO-ESTIMATION | NO-ESTIMATION | NO-ESTIMATION | CAPACITY-FACTOR-V1
USA | United States of America | LaGrande |  | USA0003916 | 64 | 46.8328 | -122.3196 | Hydro |  |  |  | 1932.625 | City of Tacoma - (WA) | U.S. Energy Information Administration | http://www.eia.gov/electricity/data/browser/ | U.S. Energy Information Administration |  | 2019 | 349.431 | 385.789 | 318.785 | 378.245 | 398.954 | 331.666 | 244.588 | U.S. Energy Information Administration | 187.56 | 187.56 | 145.21 | 188.07 | 160.95 | HYDRO-V1 | HYDRO-V1 | HYDRO-V1 | HYDRO-V1 | HYDRO-V1
USA | United States of America | Wanapum |  | USA0003888 | 1098 | 46.8731 | -119.9703 | Hydro |  |  |  | 2014.3333333333333 | PUD No 2 of Grant County | U.S. Energy Information Administration | http://www.eia.gov/electricity/data/browser/ | U.S. Energy Information Administration | 21319 | 2019 | 5282.107 | 3650.692 | 4998.58 | 5305.067 | 5238.337 | 5337.728 | 4252.008 | U.S. Energy Information Administration | 4967.36 | 4729.43 | 5611.26 | 4902.41 | 4373.22 | HYDRO-V1 | HYDRO-V1 | HYDRO-V1 | HYDRO-V1 | HYDRO-V1
USA | United States of America | Yelm |  | USA0003878 | 12 | 46.9749 | -122.6358 | Hydro |  |  |  | 1943.5 | City of Centralia - (WA) | U.S. Energy Information Administration | http://www.eia.gov/electricity/data/browser/ | U.S. Energy Information Administration | 15988 | 2019 | 71.555 | 55.004 | 69.324 | 76.253 | 85.733 | 73.625 | 64.114 | U.S. Energy Information Administration | 51.71 | 50.00 | 37.96 | 50.60 | 43.26 | NO-ESTIMATION | NO-ESTIMATION | NO-ESTIMATION | NO-ESTIMATION | CAPACITY-FACTOR-V1
USA | United States of America | Quincy Chute |  | USA0000917 | 9.4 | 46.9825 | -119.2578 | Hydro |  |  |  | 1985.0 | PUD No 2 of Grant County | U.S. Energy Information Administration | http://www.eia.gov/electricity/data/browser/ | U.S. Energy Information Administration | 21317 | 2019 | 35.359 | 32.798 | 38.729 | 26.235 | 30.39795 | 31.31865 | 27.837 | U.S. Energy Information Administration | 24.86 | 24.86 | 23.08 | 25.09 | 20.93 | NO-ESTIMATION | NO-ESTIMATION | NO-ESTIMATION | NO-ESTIMATION | CAPACITY-FACTOR-V1
USA | United States of America | Electron |  | USA0003854 | 22.8 | 46.9910 | -122.1749 | Hydro |  |  |  | 1912.2236842105265 | Electron Hydro LLC | U.S. Energy Information Administration | http://www.eia.gov/electricity/data/browser/ | U.S. Energy Information Administration | 30960 | 2019 | 49.652 | 42.364000000000004 | 62.832 | 166.693 | 128.745 | 136.215 | 143.608 | U.S. Energy Information Administration | 72.22 | 86.16 | 68.22 | 75.86 | 72.62 | NO-ESTIMATION | NO-ESTIMATION | NO-ESTIMATION | NO-ESTIMATION | CAPACITY-FACTOR-V1
USA | United States of America | Holter |  | USA0002186 | 38.4 | 46.9915 | -112.0047 | Hydro |  |  |  | 1918.0 | NorthWestern Energy | U.S. Energy Information Administration | http://www.eia.gov/electricity/data/browser/ | U.S. Energy Information Administration | 26735 | 2019 | 226.345 | 249.642 | 258.627 | 254.064 | 299.866 | 341.81100000000004 | 344.893 | U.S. Energy Information Administration | 140.43 | 151.47 | 98.67 | 149.52 | 157.41 | NO-ESTIMATION | NO-ESTIMATION | NO-ESTIMATION | NO-ESTIMATION | CAPACITY-FACTOR-V1
USA | United States of America | PEC Headworks |  | USA0007113 | 6.6 | 47.1596 | -119.8963 | Hydro |  |  |  | 1990.0 | PUD No 2 of Grant County | U.S. Energy Information Administration | http://www.eia.gov/electricity/data/browser/ | U.S. Energy Information Administration | 21316 | 2019 | 20.739 | 23.476 | 22.532 | 21.28 | 14.94603 | 19.58418 | 19.717 | U.S. Energy Information Administration | 27.27 | 27.04 | 30.81 | 28.01 | 24.07 | NO-ESTIMATION | NO-ESTIMATION | NO-ESTIMATION | NO-ESTIMATION | CAPACITY-FACTOR-V1
USA | United States of America | Prairie River |  | USA0000378 | 1 | 47.2872 | -93.4983 | Hydro |  |  |  | 1920.0 | ALLETE Inc. | U.S. Energy Information Administration | http://www.eia.gov/electricity/data/browser/ | U.S. Energy Information Administration | 26512 | 2019 | 1.293 | 2.524 | 2.971 | 4.36 | 4.054 | 3.239 | 3.224 | U.S. Energy Information Administration | 3.34 | 3.89 | 3.46 | 3.36 | 2.99 | WIND-V1 | WIND-V1 | WIND-V1 | WIND-V1 | WIND-V1
USA | United States of America | Rock Island |  | USA0006200 | 629.4 | 47.3461 | -120.0917 | Hydro |  |  |  | 1966.7640610104856 | PUD No 1 of Chelan County | U.S. Energy Information Administration | http://www.eia.gov/electricity/data/browser/ | U.S. Energy Information Administration | 16143 | 2019 | 2673.693 | 2780.308 | 2744.54 | 2666.195 | 2640.042 | 2652.143 | 2257.715 | U.S. Energy Information Administration | 2895.40 | 2756.71 | 3270.72 | 2857.54 | 2549.09 | HYDRO-V1 | HYDRO-V1 | HYDRO-V1 | HYDRO-V1 | HYDRO-V1
USA | United States of America | Cushman 2 |  | USA0003915 | 84.6 | 47.3698 | -123.1603 | Hydro |  |  |  | 1941.5106382978724 | City of Tacoma - (WA) | U.S. Energy Information Administration | http://www.eia.gov/electricity/data/browser/ | U.S. Energy Information Administration | 34115 | 2019 | 141.20000000000002 | 225.192 | 163.81300000000002 | 320.874 | 229.719 | 175.661 | 102.803 | U.S. Energy Information Administration | 274.28 | 274.28 | 218.30 | 275.03 | 239.11 | NO-ESTIMATION | NO-ESTIMATION | NO-ESTIMATION | NO-ESTIMATION | CAPACITY-FACTOR-V1
USA | United States of America | Wynoochee |  | USA0007127 | 12.8 | 47.3851 | -123.6052 | Hydro |  |  |  | 1994.0 | City of Tacoma - (WA) | U.S. Energy Information Administration | http://www.eia.gov/electricity/data/browser/ | U.S. Energy Information Administration | 34127 | 2019 | 24.404 | 14.272 | 12.68 | 37.209 | 34.103 | 26.071 | 13.734 | U.S. Energy Information Administration | 47.94 | 51.03 | 42.10 | 52.63 | 44.25 | NO-ESTIMATION | NO-ESTIMATION | NO-ESTIMATION | NO-ESTIMATION | CAPACITY-FACTOR-V1
USA | United States of America | Cushman 1 |  | USA0003914 | 43.2 | 47.4181 | -123.2252 | Hydro |  |  |  | 1926.0000000000002 | City of Tacoma - (WA) | U.S. Energy Information Administration | http://www.eia.gov/electricity/data/browser/ | U.S. Energy Information Administration | 34116 | 2019 | 97.014 | 131.747 | 107.10000000000001 | 185.034 | 145.615 | 114.889 | 76.049 | U.S. Energy Information Administration | 126.24 | 126.24 | 93.46 | 126.58 | 108.28 | NO-ESTIMATION | NO-ESTIMATION | NO-ESTIMATION | NO-ESTIMATION | CAPACITY-FACTOR-V1
USA | United States of America | Cedar Falls (WA) |  | USA0006430 | 30 | 47.4193 | -121.7819 | Hydro |  |  |  | 1925.0 | City of Seattle - (WA) | U.S. Energy Information Administration | http://www.eia.gov/electricity/data/browser/ | U.S. Energy Information Administration | 32343 | 2019 | 76.889 | 65.197 | 47.084 | 67.964 | 82.923 | 86.94 | 40.858 | U.S. Energy Information Administration | 87.66 | 101.32 | 72.91 | 90.64 | 87.42 | HYDRO-V1 | HYDRO-V1 | HYDRO-V1 | HYDRO-V1 | HYDRO-V1
USA | United States of America | Weeks Falls |  | USA0054387 | 4.3 | 47.4335 | -121.6483 | Hydro |  |  |  | 1990.0 | CHI West Inc | U.S. Energy Information Administration | http://www.eia.gov/electricity/data/browser/ | U.S. Energy Information Administration | 17449 | 2019 | 14.707 | 16.407 | 8.512 | 11.111 | 13.647 | 14.593 | 9.494 | U.S. Energy Information Administration | 9.64 | 9.64 | 9.44 | 9.67 | 8.22 | HYDRO-V1 | HYDRO-V1 | HYDRO-V1 | HYDRO-V1 | HYDRO-V1
USA | United States of America | Twin Falls Hydro |  | USA0050827 | 24 | 47.4446 | -121.6878 | Hydro |  |  |  | 1990.0 | Twin Falls Hydro Associates LP | U.S. Energy Information Administration | http://www.eia.gov/electricity/data/browser/ | U.S. Energy Information Administration | 17445 | 2019 | 83.58800000000001 | 92.559 | 52.626 | 79.845 | 77.77 | 78.31 | 53.198 | U.S. Energy Information Administration | 71.10 | 71.10 | 62.41 | 71.30 | 61.13 | NO-ESTIMATION | NO-ESTIMATION | NO-ESTIMATION | NO-ESTIMATION | CAPACITY-FACTOR-V1
USA | United States of America | Lilliwaup Falls Generating |  | USA0050700 | 1.4 | 47.4706 | -123.1153 | Hydro |  |  |  | 1986.0000000000005 | William G. Reed Jr | U.S. Energy Information Administration | http://www.eia.gov/electricity/data/browser/ | U.S. Energy Information Administration |  | 2019 |  |  | 4.238 | 6.006 | 6.172 | 5.14 | 3.617 | U.S. Energy Information Administration | 3.48 | 3.50 | 2.91 | 3.51 | 3.01 | HYDRO-V1 | HYDRO-V1 | HYDRO-V1 | HYDRO-V1 | HYDRO-V1
USA | United States of America | Garrison |  | USA0002815 | 583.4 | 47.4945 | -101.4115 | Hydro |  |  |  | 1957.4988001371269 | USACE-Omaha | U.S. Energy Information Administration | http://www.eia.gov/electricity/data/browser/ | U.S. Energy Information Administration | 35557 | 2019 | 1852.421 | 2531.36 | 2094.168 | 1912.005 | 2582.107 | 3180.154 | 3179.292 | U.S. Energy Information Administration | 1865.35 | 1804.59 | 1352.91 | 1842.04 | 1347.71 | NO-ESTIMATION | NO-ESTIMATION | NO-ESTIMATION | NO-ESTIMATION | CAPACITY-FACTOR-V1
USA | United States of America | Summer Falls Power Plant |  | USA0056695 | 92 | 47.5025 | -119.2917 | Hydro |  |  |  | 1985.0 | Columbia Basin Hydropower | U.S. Energy Information Administration | http://www.eia.gov/electricity/data/browser/ | U.S. Energy Information Administration | 31842 | 2019 | 374.757 | 406.333 | 397.47700000000003 | 380.05 | 340.196 | 360.846 | 330.526 | U.S. Energy Information Administration | 272.49 | 272.49 | 256.39 | 277.14 | 228.81 | NO-ESTIMATION | NO-ESTIMATION | NO-ESTIMATION | NO-ESTIMATION | CAPACITY-FACTOR-V1
USA | United States of America | Black Eagle |  | USA0002181 | 24 | 47.5213 | -111.2614 | Hydro |  |  |  | 1927.0 | NorthWestern Energy | U.S. Energy Information Administration | http://www.eia.gov/electricity/data/browser/ | U.S. Energy Information Administration | 26726 | 2019 | 109.985 | 120.985 | 127.279 | 118.288 | 126.346 | 138.717 | 142.208 | U.S. Energy Information Administration | 102.45 | 95.45 | 70.17 | 127.56 | 88.3 | HYDRO-V1 | HYDRO-V1 | HYDRO-V1 | HYDRO-V1 | HYDRO-V1
USA | United States of America | Rocky Reach |  | USA0003883 | 1299.6 | 47.5336 | -120.2953 | Hydro |  |  |  | 1965.8245614035086 | PUD No 1 of Chelan County | U.S. Energy Information Administration | http://www.eia.gov/electricity/data/browser/ | U.S. Energy Information Administration | 16144 | 2019 | 6360.9220000000005 | 6293.829 | 5948.234 | 6069.429 | 6141.089 | 6287.761 | 5020.823 | U.S. Energy Information Administration | 5861.62 | 5575.25 | 6364.00 | 5863.86 | 4983.8 | NO-ESTIMATION | SOLAR-V1 | SOLAR-V1 | SOLAR-V1 | SOLAR-V1
USA | United States of America | Rainbow (MT) |  | USA0002193 | 59 | 47.5344 | -111.2045 | Hydro |  |  |  | 2013.0 | NorthWestern Energy | U.S. Energy Information Administration | http://www.eia.gov/electricity/data/browser/ | U.S. Energy Information Administration | 62549 | 2019 | 289.20300000000003 | 367.241 | 347.742 | 343.233 | 376.048 | 398.801 | 453.37 | U.S. Energy Information Administration | 230.42 | 209.46 | 145.69 | 274.62 | 197.29 | NO-ESTIMATION | NO-ESTIMATION | SOLAR-V1 | SOLAR-V1 | SOLAR-V1
USA | United States of America | Cochrane |  | USA0002182 | 60.4 | 47.5375 | -111.1950 | Hydro |  |  |  | 1958.0 | NorthWestern Energy | U.S. Energy Information Administration | http://www.eia.gov/electricity/data/browser/ | U.S. Energy Information Administration | 26730 | 2019 | 229.223 | 244.51 | 260.568 | 234.165 | 288.168 | 326.28000000000003 | 326.084 | U.S. Energy Information Administration | 235.89 | 214.43 | 149.15 | 263.39 | 201.97 | NO-ESTIMATION | NO-ESTIMATION | NO-ESTIMATION | SOLAR-V1 | SOLAR-V1
USA | United States of America | Snoqualmie |  | USA0003860 | 12.8 | 47.5401 | -121.8370 | Hydro |  |  |  | 1959.09375 | Puget Sound Energy Inc | U.S. Energy Information Administration | http://www.eia.gov/electricity/data/browser/ | U.S. Energy Information Administration | 30970 | 2019 | 0.588 | 28.503 | 17.849 | 53.051 | 60.899 | 68.32000000000001 | 48.585 | U.S. Energy Information Administration | 43.80 | 48.30 | 37.29 | 45.00 | 42.34 | NO-ESTIMATION | NO-ESTIMATION | NO-ESTIMATION | NO-ESTIMATION | CAPACITY-FACTOR-V1
USA | United States of America | Snoqualmie 2 |  | USA0007867 | 38.7 | 47.5445 | -121.8414 | Hydro |  |  |  | 1977.8372093023256 | Puget Sound Energy Inc | U.S. Energy Information Administration | http://www.eia.gov/electricity/data/browser/ | U.S. Energy Information Administration | 30968 | 2019 | 77.315 | 141.602 | 100.98 | 152.538 | 135.067 | 127.167 | 137.39 | U.S. Energy Information Administration | 114.25 | 130.70 | 89.63 | 115.89 | 108.39 | NO-ESTIMATION | NO-ESTIMATION | NO-ESTIMATION | NO-ESTIMATION | CAPACITY-FACTOR-V1
USA | United States of America | Black Creek |  | USA0054860 | 3.7 | 47.5497 | -121.7105 | Hydro |  |  |  | 1994.0 | Black Creek Hydro Inc | U.S. Energy Information Administration | http://www.eia.gov/electricity/data/browser/ | U.S. Energy Information Administration | 14593 | 2019 | 12.844 | 14.093639999999999 | 6.389 | 12.276 | 11.417 | 11.824 | 8.03 | U.S. Energy Information Administration | 12.94 | 13.64 | 12.87 | 13.07 | 11.96 | NO-ESTIMATION | NO-ESTIMATION | NO-ESTIMATION | NO-ESTIMATION | CAPACITY-FACTOR-V1
USA | United States of America | Ryan |  | USA0002194 | 52.8 | 47.5699 | -111.1225 | Hydro |  |  |  | 1915.3257575757577 | NorthWestern Energy | U.S. Energy Information Administration | http://www.eia.gov/electricity/data/browser/ | U.S. Energy Information Administration | 26745 | 2019 | 395.44 | 468.992 | 447.914 | 413.979 | 423.168 | 470.678 | 484.121 | U.S. Energy Information Administration | 196.83 | 178.92 | 124.45 | 246.29 | 168.53 | WIND-V1 | WIND-V1 | WIND-V1 | WIND-V1 | WIND-V1
USA | United States of America | Hancock Creek Hydroelectric Project |  | USA0060517 | 6 | 47.5722 | -121.6897 | Hydro |  |  |  | 2018.0 | PUD 1 of Snohomish County | U.S. Energy Information Administration | http://www.eia.gov/electricity/data/browser/ | U.S. Energy Information Administration |  | 2019 |  |  |  |  | 0.0 | 13.048 | 9.993 | U.S. Energy Information Administration | 20.71 | 22.82 | 20.52 | 21.28 | 20.03 | WIND-V1 | WIND-V1 | WIND-V1 | WIND-V1 | WIND-V1
USA | United States of America | Morony |  | USA0002191 | 63 | 47.5817 | -111.0609 | Hydro |  |  |  | 1930.0 | NorthWestern Energy | U.S. Energy Information Administration | http://www.eia.gov/electricity/data/browser/ | U.S. Energy Information Administration | 26741 | 2019 | 225.296 | 254.979 | 247.097 | 258.995 | 289.766 | 323.972 | 318.712 | U.S. Energy Information Administration | 210.89 | 191.71 | 133.34 | 251.35 | 180.57 | WIND-V1 | WIND-V1 | WIND-V1 | WIND-V1 | WIND-V1
USA | United States of America | Thompson Falls |  | USA0002195 | 98.1 | 47.5932 | -115.3582 | Hydro |  |  |  | 1915.4179408766565 | NorthWestern Energy | U.S. Energy Information Administration | http://www.eia.gov/electricity/data/browser/ | U.S. Energy Information Administration | 26747 | 2019 | 482.932 | 529.751 | 522.509 | 510.25600000000003 | 498.356 | 460.628 | 449.078 | U.S. Energy Information Administration | 384.59 | 394.91 | 360.75 | 395.99 | 348.26 | NO-ESTIMATION | NO-ESTIMATION | NO-ESTIMATION | NO-ESTIMATION | CAPACITY-FACTOR-V1
USA | United States of America | Calligan Creek Hydroelectric Project |  | USA0060418 | 6 | 47.6008 | -121.6886 | Hydro |  |  |  | 2018.0 | PUD 1 of Snohomish County | U.S. Energy Information Administration | http://www.eia.gov/electricity/data/browser/ | U.S. Energy Information Administration |  | 2019 |  |  |  |  | 0.0 | 11.696 | 10.998 | U.S. Energy Information Administration | 20.71 | 22.82 | 20.52 | 21.28 | 20.03 | NO-ESTIMATION | NO-ESTIMATION | SOLAR-V1 | SOLAR-V1 | SOLAR-V1
USA | United States of America | Turnbull Hydro |  | USA0057690 | 13 | 47.6053 | -112.0969 | Hydro |  |  |  | 2011.0 | Turnbull Hydro LLC | U.S. Energy Information Administration | http://www.eia.gov/electricity/data/browser/ | U.S. Energy Information Administration |  | 2019 | 29.080000000000002 | 28.355 | 25.123 | 24.804000000000002 | 29.302 | 31.807000000000002 | 25.824 | U.S. Energy Information Administration | 32.80 | 33.23 | 31.60 | 32.89 | 28.93 | NO-ESTIMATION | NO-ESTIMATION | NO-ESTIMATION | NO-ESTIMATION | CAPACITY-FACTOR-V1
USA | United States of America | Main Canal Headworks |  | USA0056698 | 26.8 | 47.6164 | -119.2992 | Hydro |  |  |  | 1987.0 | Columbia Basin Hydropower | U.S. Energy Information Administration | http://www.eia.gov/electricity/data/browser/ | U.S. Energy Information Administration | 31839 | 2019 | 102.227 | 108.158 | 89.915 | 99.83200000000001 | 89.433 | 98.735 | 85.811 | U.S. Energy Information Administration | 77.06 | 77.06 | 67.71 | 77.27 | 65.92 | NO-ESTIMATION | SOLAR-V1 | SOLAR-V1 | SOLAR-V1 | SOLAR-V1
USA | United States of America | Monroe Street |  | USA0009095 | 14.8 | 47.6536 | -117.4206 | Hydro |  |  |  | 1993.0 | Avista Corp | U.S. Energy Information Administration | http://www.eia.gov/electricity/data/browser/ | U.S. Energy Information Administration | 36357 | 2019 | 104.654 | 102.775 | 84.084 | 96.851 | 95.459 | 81.033 | 98.076 | U.S. Energy Information Administration | 70.71 | 71.86 | 68.78 | 72.27 | 69.45 | NO-ESTIMATION | NO-ESTIMATION | NO-ESTIMATION | SOLAR-V1 | SOLAR-V1
USA | United States of America | Upper Falls |  | USA0009096 | 10 | 47.6544 | -117.4189 | Hydro |  |  |  | 1922.0 | Avista Corp | U.S. Energy Information Administration | http://www.eia.gov/electricity/data/browser/ | U.S. Energy Information Administration | 36365 | 2019 | 68.384 | 67.033 | 38.374 | 62.708 | 68.396 | 61.161 | 66.538 | U.S. Energy Information Administration | 47.06 | 47.84 | 45.76 | 48.12 | 46.21 | NO-ESTIMATION | NO-ESTIMATION | NO-ESTIMATION | NO-ESTIMATION | SOLAR-V1
USA | United States of America | Selis Ksanka Qlispe |  | USA0002188 | 207.6 | 47.6777 | -114.2339 | Hydro |  |  |  | 1947.3448940269748 | Energy Keepers Inc | U.S. Energy Information Administration | http://www.eia.gov/electricity/data/browser/ | U.S. Energy Information Administration |  | 2019 | 1067.271 | 1159.34 | 1073.292 | 1068.156 | 754.899 | 975.7180000000001 | 836.964 | U.S. Energy Information Administration | 773.83 | 747.31 | 649.75 | 750.96 | 628.51 | HYDRO-V1 | HYDRO-V1 | HYDRO-V1 | HYDRO-V1 | HYDRO-V1
USA | United States of America | Upriver Dam Hydro Plant |  | USA0050380 | 17.6 | 47.6822 | -117.3319 | Hydro |  |  |  | 1967.636363636363 | City of Spokane | U.S. Energy Information Administration | http://www.eia.gov/electricity/data/browser/ | U.S. Energy Information Administration | 36366 | 2019 | 52.582 | 46.277 | 45.252 | 57.351 | 50.679 | 51.559000000000005 | 37.552 | U.S. Energy Information Administration | 84.08 | 85.45 | 81.79 | 85.95 | 82.59 | NO-ESTIMATION | NO-ESTIMATION | NO-ESTIMATION | NO-ESTIMATION | CAPACITY-FACTOR-V1
USA | United States of America | South Fork Tolt |  | USA0000622 | 16.8 | 47.6992 | -121.7833 | Hydro |  |  |  | 1995.0 | City of Seattle - (WA) | U.S. Energy Information Administration | http://www.eia.gov/electricity/data/browser/ | U.S. Energy Information Administration | 32351 | 2019 | 55.304 | 63.313 | 48.847 | 52.101 | 54.544000000000004 | 58.268 | 29.293 | U.S. Energy Information Administration | 43.64 | 43.64 | 39.06 | 43.75 | 38.07 | NO-ESTIMATION | NO-ESTIMATION | NO-ESTIMATION | NO-ESTIMATION | CAPACITY-FACTOR-V1
USA | United States of America | Post Falls |  | USA0000835 | 14.5 | 47.7033 | -116.9539 | Hydro |  |  |  | 1924.7103448275864 | Avista Corp | U.S. Energy Information Administration | http://www.eia.gov/electricity/data/browser/ | U.S. Energy Information Administration | 36362 | 2019 | 84.904 | 83.872 | 73.223 | 88.444 | 79.12 | 72.493 | 68.66 | U.S. Energy Information Administration | 60.50 | 70.40 | 67.39 | 70.59 | 60.99 | NO-ESTIMATION | NO-ESTIMATION | NO-ESTIMATION | NO-ESTIMATION | CAPACITY-FACTOR-V1
USA | United States of America | Rocky Brook Hydroelectric |  | USA0050228 | 1.6 | 47.7197 | -122.9431 | Hydro |  |  |  | 1986.0000000000002 | Rocky Brook Electric Inc | U.S. Energy Information Administration | http://www.eia.gov/electricity/data/browser/ | U.S. Energy Information Administration | 66544 | 2019 | 0.835 | 1.981 | 0.737 | 1.802 | 0.884 | 0.546 | 0.44 | U.S. Energy Information Administration | 4.11 | 4.13 | 3.45 | 4.14 | 3.56 | NO-ESTIMATION | NO-ESTIMATION | NO-ESTIMATION | NO-ESTIMATION | CAPACITY-FACTOR-V1
USA | United States of America | Nine Mile |  | USA0003869 | 37.6 | 47.7697 | -117.5372 | Hydro |  |  |  | 1954.2127659574467 | Avista Corp | U.S. Energy Information Administration | http://www.eia.gov/electricity/data/browser/ | U.S. Energy Information Administration | 36360 | 2019 | 82.922 | 55.63 | 66.89 | 108.78 | 114.367 | 143.308 | 119.575 | U.S. Energy Information Administration | 146.55 | 146.35 | 134.20 | 146.75 | 130.89 | NO-ESTIMATION | NO-ESTIMATION | NO-ESTIMATION | NO-ESTIMATION | CAPACITY-FACTOR-V1
USA | United States of America | Youngs Creek Hydroelectric Project |  | USA0057763 | 7.5 | 47.7916 | -121.8000 | Hydro |  |  |  | 2011.0 | PUD 1 of Snohomish County | U.S. Energy Information Administration | http://www.eia.gov/electricity/data/browser/ | U.S. Energy Information Administration | 58798 | 2019 | 18.671 | 21.55 | 12.641 | 18.552 | 16.36 | 4.877 | 12.292 | U.S. Energy Information Administration | 30.05 | 33.76 | 26.26 | 30.33 | 27.81 | NO-ESTIMATION | NO-ESTIMATION | NO-ESTIMATION | NO-ESTIMATION | CAPACITY-FACTOR-V1
USA | United States of America | Little Falls (WA) |  | USA0003866 | 43.2 | 47.8217 | -117.9167 | Hydro |  |  |  | 1910.5 | Avista Corp | U.S. Energy Information Administration | http://www.eia.gov/electricity/data/browser/ | U.S. Energy Information Administration | 36355 | 2019 | 176.53900000000002 | 195.005 | 147.602 | 182.385 | 183.422 | 166.423 | 163.998 | U.S. Energy Information Administration | 149.01 | 139.54 | 124.56 | 136.18 | 121.14 | NO-ESTIMATION | NO-ESTIMATION | NO-ESTIMATION | NO-ESTIMATION | CAPACITY-FACTOR-V1
USA | United States of America | Long Lake |  | USA0003867 | 70 | 47.8344 | -117.8361 | Hydro |  |  |  | 1918.5 | Avista Corp | U.S. Energy Information Administration | http://www.eia.gov/electricity/data/browser/ | U.S. Energy Information Administration | 36354 | 2019 | 504.779 | 476.442 | 394.39 | 525.331 | 508.341 | 505.089 | 438.456 | U.S. Energy Information Administration | 300.25 | 281.19 | 257.88 | 274.45 | 244.19 | NO-ESTIMATION | NO-ESTIMATION | NO-ESTIMATION | NO-ESTIMATION | CAPACITY-FACTOR-V1
USA | United States of America | Chelan |  | USA0006424 | 59.2 | 47.8347 | -120.0133 | Hydro |  |  |  | 1927.5 | PUD No 1 of Chelan County | U.S. Energy Information Administration | http://www.eia.gov/electricity/data/browser/ | U.S. Energy Information Administration | 16141 | 2019 | 415.742 | 398.17900000000003 | 412.476 | 442.769 | 433.668 | 343.741 | 326.484 | U.S. Energy Information Administration | 197.26 | 205.45 | 167.27 | 206.01 | 175.23 | HYDRO-V1 | HYDRO-V1 | HYDRO-V1 | HYDRO-V1 | HYDRO-V1
USA | United States of America | H M Jackson |  | USA0007588 | 111.8 | 47.9084 | -121.8144 | Hydro |  |  |  | 1984.0 | PUD 1 of Snohomish County | U.S. Energy Information Administration | http://www.eia.gov/electricity/data/browser/ | U.S. Energy Information Administration | 32872 | 2019 | 452.063 | 514.33569 | 371.62224 | 483.805 | 453.152 | 459.517 | 306.344 | U.S. Energy Information Administration | 331.29 | 331.29 | 303.13 | 332.20 | 284.81 | NO-ESTIMATION | NO-ESTIMATION | NO-ESTIMATION | NO-ESTIMATION | SOLAR-V1
USA | United States of America | Winton |  | USA0001902 | 4 | 47.9344 | -91.7639 | Hydro |  |  |  | 1923.0 | ALLETE Inc. | U.S. Energy Information Administration | http://www.eia.gov/electricity/data/browser/ | U.S. Energy Information Administration | 26518 | 2019 | 21.342419999999997 | 19.602 | 19.804000000000002 | 26.025000000000002 | 30.163 | 21.726 | 24.917 | U.S. Energy Information Administration | 14.79 | 15.12 | 13.48 | 14.70 | 13.15 | HYDRO-V1 | HYDRO-V1 | HYDRO-V1 | HYDRO-V1 | HYDRO-V1
USA | United States of America | Wells |  | USA0003886 | 774 | 47.9469 | -119.8653 | Hydro |  |  |  | 1967.5000000000007 | PUD No 1 of Douglas County | U.S. Energy Information Administration | http://www.eia.gov/electricity/data/browser/ | U.S. Energy Information Administration | 18575 | 2019 | 4479.693 | 4433.3550000000005 | 4305.014 | 4320.978 | 4542.2 | 4438.938 | 3687.032 | U.S. Energy Information Administration | 3463.68 | 3293.13 | 3859.80 | 3399.34 | 3037.8 | NO-ESTIMATION | NO-ESTIMATION | SOLAR-V1 | SOLAR-V1 | SOLAR-V1
USA | United States of America | Grand Coulee |  | USA0006163 | 6809 | 47.9575 | -118.9773 | Hydro |  |  |  | 1967.4703333822881 | U S Bureau of Reclamation | U.S. Energy Information Administration | http://www.eia.gov/electricity/data/browser/ | U.S. Energy Information Administration | 35636 | 2019 | 21073.181 | 20261.569 | 18878.623 | 19011.492000000002 | 20983.989999999998 | 21042.561 | 16639.421 | U.S. Energy Information Administration | 28430.08 | 28357.88 | 33342.94 | 28435.57 | 26111.69 | NO-ESTIMATION | NO-ESTIMATION | NO-ESTIMATION | NO-ESTIMATION | CAPACITY-FACTOR-V1
USA | United States of America | Noxon Rapids |  | USA0002199 | 569.5 | 47.9605 | -115.7336 | Hydro |  |  |  | 1963.203160667252 | Avista Corp | U.S. Energy Information Administration | http://www.eia.gov/electricity/data/browser/ | U.S. Energy Information Administration | 36359 | 2019 | 1581.223 | 1968.07 | 1635.111 | 1695.642 | 1866.144 | 1840.622 | 1573.513 | U.S. Energy Information Administration | 2256.94 | 2275.51 | 2109.36 | 2275.04 | 1958.55 | NO-ESTIMATION | SOLAR-V1 | SOLAR-V1 | SOLAR-V1 | SOLAR-V1
USA | United States of America | Chief Joseph |  | USA0003921 | 2456.2 | 47.9951 | -119.6404 | Hydro |  |  |  | 1965.7936650109932 | USACE Northwestern Division | U.S. Energy Information Administration | http://www.eia.gov/electricity/data/browser/ | U.S. Energy Information Administration | 35542 | 2019 | 12187.702000000001 | 11643.559000000001 | 11462.296 | 11638.206 | 11422.433 | 12352.466 | 9854.017 | U.S. Energy Information Administration | 10255.53 | 10229.49 | 12027.74 | 10257.52 | 9419.23 | SOLAR-V1 | SOLAR-V1 | SOLAR-V1 | SOLAR-V1 | SOLAR-V1
USA | United States of America | Fort Peck |  | USA0006623 | 179.7 | 48.0122 | -106.4123 | Hydro |  |  |  | 1953.5581524763497 | USACE-Omaha | U.S. Energy Information Administration | http://www.eia.gov/electricity/data/browser/ | U.S. Energy Information Administration | 35559 | 2019 | 570.46 | 732.827 | 753.359 | 764.592 | 805.283 | 1239.865 | 1205.315 | U.S. Energy Information Administration | 700.95 | 698.65 | 470.02 | 680.80 | 598.65 | NO-ESTIMATION | NO-ESTIMATION | NO-ESTIMATION | NO-ESTIMATION | CAPACITY-FACTOR-V1
USA | United States of America | Big Fork |  | USA0006459 | 4.1 | 48.0592 | -114.0708 | Hydro |  |  |  | 1924.5121951219514 | PacifiCorp | U.S. Energy Information Administration | http://www.eia.gov/electricity/data/browser/ | U.S. Energy Information Administration | 29486 | 2019 | 30.165 | 31.240000000000002 | 26.515 | 29.483 | 21.447 | 26.132 | 27.204 | U.S. Energy Information Administration | 16.38 | 17.26 | 16.34 | 17.11 | 15.35 | NO-ESTIMATION | NO-ESTIMATION | NO-ESTIMATION | NO-ESTIMATION | CAPACITY-FACTOR-V1
USA | United States of America | Cabinet Gorge |  | USA0000833 | 265.2 | 48.0844 | -116.0531 | Hydro |  |  |  | 1952.4999999999998 | Avista Corp | U.S. Energy Information Administration | http://www.eia.gov/electricity/data/browser/ | U.S. Energy Information Administration | 36351 | 2019 | 1042.4270000000001 | 1194.48 | 994.875 | 1075.975 | 1062.811 | 1159.246 | 991.068 | U.S. Energy Information Administration | 1055.93 | 1056.97 | 987.21 | 1064.37 | 913.86 | SOLAR-V1 | SOLAR-V1 | SOLAR-V1 | SOLAR-V1 | SOLAR-V1
USA | United States of America | Albeni Falls |  | USA0000851 | 42 | 48.1802 | -116.9986 | Hydro |  |  |  | 1955.0 | USACE Northwestern Division | U.S. Energy Information Administration | http://www.eia.gov/electricity/data/browser/ | U.S. Energy Information Administration | 35529 | 2019 | 230.48000000000002 | 160.597 | 180.77 | 208.4 | 154.187 | 167.334 | 182.794 | U.S. Energy Information Administration | 187.54 | 187.81 | 172.71 | 188.32 | 165.53 | NO-ESTIMATION | NO-ESTIMATION | NO-ESTIMATION | NO-ESTIMATION | SOLAR-V1
USA | United States of America | Tiber Dam Hydroelectric Plant |  | USA0056499 | 7.5 | 48.3180 | -111.1018 | Hydro |  |  |  | 2004.0 | Tiber Montana LLC | U.S. Energy Information Administration | http://www.eia.gov/electricity/data/browser/ | U.S. Energy Information Administration | 49017 | 2019 | 51.995000000000005 | 55.631 | 54.847 | 52.297000000000004 | 51.09 | 53.53 | 55.765 | U.S. Energy Information Administration | 29.49 | 30.60 | 26.94 | 30.61 | 26.8 | HYDRO-V1 | HYDRO-V1 | HYDRO-V1 | HYDRO-V1 | HYDRO-V1
USA | United States of America | Hungry Horse |  | USA0002203 | 428 | 48.3415 | -114.0144 | Hydro |  |  |  | 1952.75 | U S Bureau of Reclamation | U.S. Energy Information Administration | http://www.eia.gov/electricity/data/browser/ | U.S. Energy Information Administration | 35647 | 2019 | 1023.385 | 1004.871 | 1000.298 | 835.162 | 1034.475 | 998.99 | 658.941 | U.S. Energy Information Administration | 1281.54 | 1277.21 | 1098.76 | 1295.62 | 1046.04 | NO-ESTIMATION | NO-ESTIMATION | NO-ESTIMATION | NO-ESTIMATION | CAPACITY-FACTOR-V1
USA | United States of America | Libby |  | USA0006172 | 525 | 48.4098 | -115.3143 | Hydro |  |  |  | 1977.2 | USACE Northwestern Division | U.S. Energy Information Administration | http://www.eia.gov/electricity/data/browser/ | U.S. Energy Information Administration | 35576 | 2019 | 2306.062 | 2513.693 | 1757.669 | 2185.485 | 2281.28 | 2056.393 | 1511.427 | U.S. Energy Information Administration | 1892.18 | 1708.09 | 1521.75 | 1891.78 | 1411.8 | NO-ESTIMATION | NO-ESTIMATION | NO-ESTIMATION | SOLAR-V1 | SOLAR-V1
USA | United States of America | Lower Baker |  | USA0003855 | 111.2 | 48.5478 | -121.7407 | Hydro |  |  |  | 1974.4892086330938 | Puget Sound Energy Inc | U.S. Energy Information Administration | http://www.eia.gov/electricity/data/browser/ | U.S. Energy Information Administration | 30963 | 2019 | 352.565 | 429.608 | 308.611 | 358.833 | 313.113 | 385.262 | 263.806 | U.S. Energy Information Administration | 374.59 | 380.15 | 334.76 | 387.46 | 328.24 | NO-ESTIMATION | NO-ESTIMATION | NO-ESTIMATION | SOLAR-V1 | SOLAR-V1
USA | United States of America | Meyers Falls |  | USA0003868 | 1.6 | 48.5953 | -118.0603 | Hydro |  |  |  | 1937.75 | Hydro Technology Systems Inc | U.S. Energy Information Administration | http://www.eia.gov/electricity/data/browser/ | U.S. Energy Information Administration | 36356 | 2019 | 8.429 | 9.242 | 7.586 | 10.033 | 11.023 | 10.212 | 9.413 | U.S. Energy Information Administration | 5.77 | 5.44 | 4.99 | 5.32 | 5.5 | NO-ESTIMATION | NO-ESTIMATION | NO-ESTIMATION | SOLAR-V1 | SOLAR-V1
USA | United States of America | International Falls Power |  | USA0010487 | 14.2 | 48.6081 | -93.4043 | Hydro |  |  |  | 1941.0422535211273 | Boise White Paper LLC | U.S. Energy Information Administration | http://www.eia.gov/electricity/data/browser/ | U.S. Energy Information Administration |  | 2019 | 54.744 | 1.8800000000000001 | 62.959050000000005 | 59.472 | 88.662 | 62.353 | 68.497 | U.S. Energy Information Administration | 77.79 | 81.29 | 71.24 | 74.15 | 66.62 | NO-ESTIMATION | NO-ESTIMATION | NO-ESTIMATION | NO-ESTIMATION | CAPACITY-FACTOR-V1
USA | United States of America | Upper Baker |  | USA0003861 | 104.8 | 48.6490 | -121.6907 | Hydro |  |  |  | 1959.0 | Puget Sound Energy Inc | U.S. Energy Information Administration | http://www.eia.gov/electricity/data/browser/ | U.S. Energy Information Administration | 30972 | 2019 | 356.55400000000003 | 340.085 | 278.75 | 369.105 | 355.744 | 333.791 | 262.946 | U.S. Energy Information Administration | 317.76 | 317.76 | 289.98 | 318.63 | 274.19 | NO-ESTIMATION | NO-ESTIMATION | NO-ESTIMATION | NO-ESTIMATION | CAPACITY-FACTOR-V1
USA | United States of America | Newhalem |  | USA0009842 | 2.3 | 48.6759 | -121.2408 | Hydro |  |  |  | 1970.0000000000002 | City of Seattle - (WA) | U.S. Energy Information Administration | http://www.eia.gov/electricity/data/browser/ | U.S. Energy Information Administration | 32348 | 2019 | -0.078 | -0.082 | -0.062 | -0.06 | -0.069 | 1.697 | -0.076 | U.S. Energy Information Administration | 8.73 | 8.95 | 7.49 | 9.23 | 7.92 | NO-ESTIMATION | NO-ESTIMATION | NO-ESTIMATION | NO-ESTIMATION | CAPACITY-FACTOR-V1
USA | United States of America | Koma Kulshan Associates |  | USA0054267 | 12 | 48.6802 | -121.7233 | Hydro |  |  |  | 1990.0 | Frederickson Power LP | U.S. Energy Information Administration | http://www.eia.gov/electricity/data/browser/ | U.S. Energy Information Administration | 29337 | 2019 | 40.515 | 48.909 | 36.658 | 46.654 | 42.817 | 42.411 | 30.191 | U.S. Energy Information Administration | 31.40 | 31.40 | 28.13 | 31.48 | 27.42 | NO-ESTIMATION | NO-ESTIMATION | NO-ESTIMATION | NO-ESTIMATION | CAPACITY-FACTOR-V1
USA | United States of America | Gorge |  | USA0006431 | 207.3 | 48.6981 | -121.2086 | Hydro |  |  |  | 1937.5084418716835 | City of Seattle - (WA) | U.S. Energy Information Administration | http://www.eia.gov/electricity/data/browser/ | U.S. Energy Information Administration | 32345 | 2019 | 954.1510000000001 | 1056.733 | 952.561 | 1035.473 | 997.581 | 946.029 | 831.786 | U.S. Energy Information Administration | 651.05 | 662.27 | 460.65 | 656.60 | 540.74 | NO-ESTIMATION | NO-ESTIMATION | NO-ESTIMATION | NO-ESTIMATION | CAPACITY-FACTOR-V1
USA | United States of America | Diablo |  | USA0006432 | 182.4 | 48.7139 | -121.1317 | Hydro |  |  |  | 1936.493421052632 | City of Seattle - (WA) | U.S. Energy Information Administration | http://www.eia.gov/electricity/data/browser/ | U.S. Energy Information Administration | 32344 | 2019 | 826.2760000000001 | 856.105 | 773.6990000000001 | 869.1370000000001 | 691.559 | 624.78 | 609.755 | U.S. Energy Information Administration | 572.85 | 582.72 | 405.32 | 577.73 | 475.79 | NO-ESTIMATION | NO-ESTIMATION | NO-ESTIMATION | NO-ESTIMATION | CAPACITY-FACTOR-V1
USA | United States of America | Ross |  | USA0006202 | 450 | 48.7326 | -121.0679 | Hydro |  |  |  | 1954.0 | City of Seattle - (WA) | U.S. Energy Information Administration | http://www.eia.gov/electricity/data/browser/ | U.S. Energy Information Administration | 32349 | 2019 | 724.327 | 794.413 | 682.792 | 789.494 | 739.553 | 688.166 | 522.6 | U.S. Energy Information Administration | 1226.76 | 1267.27 | 869.81 | 1270.75 | 1026.59 | HYDRO-V1 | HYDRO-V1 | HYDRO-V1 | HYDRO-V1 | HYDRO-V1
USA | United States of America | Moyie Springs |  | USA0006506 | 3.9 | 48.7339 | -116.1752 | Hydro |  |  |  | 1957.6410256410256 | City of Bonners Ferry | U.S. Energy Information Administration | http://www.eia.gov/electricity/data/browser/ | U.S. Energy Information Administration | 14738 | 2019 | 28.489 | 27.324 | 28.22787 | 30.2841 | 18.44172 | 23.8788 | 21.7632 | U.S. Energy Information Administration | 14.81 | 14.51 | 15.24 | 15.13 | 13.12 | NO-ESTIMATION | NO-ESTIMATION | NO-ESTIMATION | NO-ESTIMATION | CAPACITY-FACTOR-V1
USA | United States of America | Box Canyon |  | USA0003891 | 90 | 48.7809 | -117.4183 | Hydro |  |  |  | 1955.0 | PUD No 1 of Pend Oreille County | U.S. Energy Information Administration | http://www.eia.gov/electricity/data/browser/ | U.S. Energy Information Administration | 29884 | 2019 | 415.118 | 434.992 | 507.236 | 487.406 | 352.67 | 441.606 | 460.813 | U.S. Energy Information Administration | 408.54 | 407.59 | 383.99 | 408.71 | 359.86 | NO-ESTIMATION | NO-ESTIMATION | NO-ESTIMATION | NO-ESTIMATION | CAPACITY-FACTOR-V1
USA | United States of America | Nooksack Hydro |  | USA0058696 | 1.5 | 48.9078 | -121.8142 | Hydro |  |  |  | 1906.0 | Puget Sound Hydro LLC | U.S. Energy Information Administration | http://www.eia.gov/electricity/data/browser/ | U.S. Energy Information Administration |  | 2019 | 23.771 | 25.022000000000002 | 22.257 | 24.374 | 21.012 | 22.25 | 22.78 | U.S. Energy Information Administration | 5.74 | 5.19 | 4.41 | 4.88 | 4.63 | NO-ESTIMATION | NO-ESTIMATION | NO-ESTIMATION | NO-ESTIMATION | CAPACITY-FACTOR-V1
USA | United States of America | Sheep Creek Hydro |  | USA0050091 | 1.6 | 48.9477 | -117.7954 | Hydro |  |  |  | 1986.0000000000002 | Sheep Creek Hydro Inc | U.S. Energy Information Administration | http://www.eia.gov/electricity/data/browser/ | U.S. Energy Information Administration | 57698 | 2019 | 8.691 | 7.839 | 8.246 | 10.599 | 7.352 | 6.221 | 6.801 | U.S. Energy Information Administration | 5.88 | 5.11 | 5.18 | 5.12 | 5.01 | NO-ESTIMATION | NO-ESTIMATION | NO-ESTIMATION | NO-ESTIMATION | CAPACITY-FACTOR-V1
USA | United States of America | Smith Falls Hydro Project |  | USA0054249 | 38.1 | 48.9595 | -116.5574 | Hydro |  |  |  | 1990.0 | Smith Creek Hydro LLC | U.S. Energy Information Administration | http://www.eia.gov/electricity/data/browser/ | U.S. Energy Information Administration |  | 2019 | 78.697 | 81.047 | 63.939 | 89.33200000000001 | 69.396 | 56.031 | 50.328 | U.S. Energy Information Administration | 111.73 | 111.73 | 100.72 | 112.04 | 95.89 | NO-ESTIMATION | NO-ESTIMATION | NO-ESTIMATION | NO-ESTIMATION | CAPACITY-FACTOR-V1
USA | United States of America | Boundary |  | USA0006433 | 1118.6 | 48.9871 | -117.3478 | Hydro |  |  |  | 1974.918648310388 | City of Seattle - (WA) | U.S. Energy Information Administration | http://www.eia.gov/electricity/data/browser/ | U.S. Energy Information Administration | 32342 | 2019 | 3459.27 | 4243.407 | 3465.956 | 3884.516 | 3821.117 | 4003.841 | 3300.777 | U.S. Energy Information Administration | 4449.95 | 4438.09 | 4270.22 | 4450.25 | 3834.46 | NO-ESTIMATION | NO-ESTIMATION | NO-ESTIMATION | NO-ESTIMATION | CAPACITY-FACTOR-V1
USA | United States of America | Purple Lake |  | USA0006302 | 3.9 | 55.0913 | -131.5450 | Hydro |  |  |  | 1958.3333333333333 | Metlakatla Power & Light | U.S. Energy Information Administration | http://www.eia.gov/electricity/data/browser/ | U.S. Energy Information Administration | 26129 | 2019 | 16.198 | 15.66 | 14.712 | 14.286 | 16.932 | 8.157 | 9.111 | U.S. Energy Information Administration | 10.30 | 10.30 | 8.56 | 10.33 | 9.01 | NO-ESTIMATION | NO-ESTIMATION | NO-ESTIMATION | NO-ESTIMATION | CAPACITY-FACTOR-V1
USA | United States of America | Chester Lake |  | USA0007168 | 1.3 | 55.1169 | -131.5459 | Hydro |  |  |  | 1988.0 | Metlakatla Power & Light | U.S. Energy Information Administration | http://www.eia.gov/electricity/data/browser/ | U.S. Energy Information Administration | 45552 | 2019 | 4.368 | 5.966 | 5.429 | 4.585 | 3.839 | 5.384 | 5.809 | U.S. Energy Information Administration | 3.41 | 3.43 | 2.88 | 3.44 | 2.97 | NO-ESTIMATION | NO-ESTIMATION | NO-ESTIMATION | NO-ESTIMATION | CAPACITY-FACTOR-V1
USA | United States of America | Whitman |  | USA0058977 | 4.8 | 55.3281 | -131.5308 | Hydro |  |  |  | 2015.0 | Ketchikan Public Utilities | U.S. Energy Information Administration | http://www.eia.gov/electricity/data/browser/ | U.S. Energy Information Administration | 65398 | 2019 |  |  | 8.712 | 7.649 | 9.373 | 6.998 | 9.908 | U.S. Energy Information Administration | 12.46 | 12.46 | 10.43 | 12.49 | 10.87 | NO-ESTIMATION | NO-ESTIMATION | NO-ESTIMATION | NO-ESTIMATION | CAPACITY-FACTOR-V1
USA | United States of America | Ketchikan |  | USA0000084 | 4.2 | 55.3446 | -131.6334 | Hydro |  |  |  | 1948.0000000000005 | Ketchikan Public Utilities | U.S. Energy Information Administration | http://www.eia.gov/electricity/data/browser/ | U.S. Energy Information Administration | 24031 | 2019 | 20.846 | 24.429000000000002 | 23.133 | 20.683 | 20.778 | 15.741 | 19.815 | U.S. Energy Information Administration | 11.28 | 11.28 | 9.41 | 11.31 | 9.89 | NO-ESTIMATION | NO-ESTIMATION | NO-ESTIMATION | NO-ESTIMATION | CAPACITY-FACTOR-V1
USA | United States of America | Beaver Falls |  | USA0006580 | 5.4 | 55.3798 | -131.4703 | Hydro |  |  |  | 1952.7037037037037 | Ketchikan Public Utilities | U.S. Energy Information Administration | http://www.eia.gov/electricity/data/browser/ | U.S. Energy Information Administration | 24029 | 2019 | 42.463 | 45.508 | 45.980000000000004 | 42.915 | 39.437 | 33.31 | 35.139 | U.S. Energy Information Administration | 23.10 | 23.50 | 18.66 | 23.57 | 20.49 | NO-ESTIMATION | NO-ESTIMATION | SOLAR-V1 | SOLAR-V1 | SOLAR-V1
USA | United States of America | Silvis |  | USA0006581 | 2.1 | 55.3814 | -131.5178 | Hydro |  |  |  | 1968.0 | Ketchikan Public Utilities | U.S. Energy Information Administration | http://www.eia.gov/electricity/data/browser/ | U.S. Energy Information Administration | 24032 | 2019 | 10.997 | 13.723 | 13.607000000000001 | 13.207 | 10.11 | 9.221 | 8.56 | U.S. Energy Information Administration | 9.30 | 9.45 | 7.70 | 9.48 | 8.28 | NO-ESTIMATION | NO-ESTIMATION | NO-ESTIMATION | NO-ESTIMATION | SOLAR-V1
USA | United States of America | Black Bear Lake |  | USA0007752 | 4.5 | 55.4765 | -133.1477 | Hydro |  |  |  | 1995.0 | Alaska Power and Telephone Co | U.S. Energy Information Administration | http://www.eia.gov/electricity/data/browser/ | U.S. Energy Information Administration | 12635 | 2019 | 20.54 | 21.145 | 21.168 | 20.763 | 19.221 | 18.099 | 19.976 | U.S. Energy Information Administration | 19.82 | 20.79 | 17.37 | 20.25 | 17.81 | SOLAR-V1 | SOLAR-V1 | SOLAR-V1 | SOLAR-V1 | SOLAR-V1
USA | United States of America | South Fork |  | USA0056265 | 2 | 55.5633 | -132.8911 | Hydro |  |  |  | 2006.0 | Alaska Power and Telephone Co | U.S. Energy Information Administration | http://www.eia.gov/electricity/data/browser/ | U.S. Energy Information Administration |  | 2019 | 5.715 | 5.875 | 5.891 | 5.322 | 5.7620000000000005 | 4.146 | 4.473 | U.S. Energy Information Administration | 8.21 | 8.71 | 7.13 | 8.86 | 7.58 | NO-ESTIMATION | NO-ESTIMATION | NO-ESTIMATION | NO-ESTIMATION | CAPACITY-FACTOR-V1
USA | United States of America | Swan Lake |  | USA0000070 | 22.6 | 55.6152 | -131.3561 | Hydro |  |  |  | 1984.0 | Southeast Alaska Power Agency | U.S. Energy Information Administration | http://www.eia.gov/electricity/data/browser/ | U.S. Energy Information Administration | 24034 | 2019 | 69.157 | 66.187 | 61.089 | 71.246 | 70.514 | 58.416000000000004 | 54.365 | U.S. Energy Information Administration | 73.37 | 73.37 | 56.22 | 73.57 | 63.97 | HYDRO-V1 | HYDRO-V1 | HYDRO-V1 | HYDRO-V1 | HYDRO-V1
USA | United States of America | Tyee Lake Hydroelectric Facility |  | USA0061166 | 22.6 | 56.2164 | -131.5043 | Hydro |  |  |  | 1983.0 | Southeast Alaska Power Agency | U.S. Energy Information Administration | http://www.eia.gov/electricity/data/browser/ | U.S. Energy Information Administration | 30046 | 2019 |  |  |  | 96.901 | 111.574 | 117.206 | 75.977 | U.S. Energy Information Administration | 87.14 | 86.85 | 66.02 | 90.83 | 73.48 | NO-ESTIMATION | NO-ESTIMATION | NO-ESTIMATION | NO-ESTIMATION | CAPACITY-FACTOR-V1
USA | United States of America | Green Lake |  | USA0000313 | 18.6 | 56.9863 | -135.1227 | Hydro |  |  |  | 1982.0 | City & Borough of Sitka - (AK) | U.S. Energy Information Administration | http://www.eia.gov/electricity/data/browser/ | U.S. Energy Information Administration | 32770 | 2019 | 60.781 | 70.792 | 49.511 | 35.983000000000004 | 54.587 | 52.27 | 51.134 | U.S. Energy Information Administration | 55.72 | 55.72 | 43.28 | 55.87 | 49.56 | NO-ESTIMATION | NO-ESTIMATION | NO-ESTIMATION | NO-ESTIMATION | CAPACITY-FACTOR-V1
USA | United States of America | Blue Lake Hydro |  | USA0000093 | 15.9 | 57.0516 | -135.2297 | Hydro |  |  |  | 2014.0 | City & Borough of Sitka - (AK) | U.S. Energy Information Administration | http://www.eia.gov/electricity/data/browser/ | U.S. Energy Information Administration |  | 2019 | 52.463 | 40.707 | 59.501000000000005 | 69.018 | 59.004 | 56.17 | 59.458 | U.S. Energy Information Administration | 41.19 | 41.19 | 30.55 | 41.30 | 35.92 | NO-ESTIMATION | NO-ESTIMATION | NO-ESTIMATION | SOLAR-V1 | SOLAR-V1
USA | United States of America | Terror Lake Microgrid |  | USA0000071 | 33.6 | 57.6861 | -152.8950 | Hydro |  |  |  | 1994.6666666666672 | Kodiak Electric Assn Inc | U.S. Energy Information Administration | http://www.eia.gov/electricity/data/browser/ | U.S. Energy Information Administration | 24237 | 2019 | 119.142 | 134.031 | 128.893 | 124.48400000000001 | 137.014 | 121.96900000000001 | 124.762 | U.S. Energy Information Administration | 104.51 | 111.61 | 73.79 | 112.08 | 86.44 | NO-ESTIMATION | NO-ESTIMATION | NO-ESTIMATION | SOLAR-V1 | SOLAR-V1
USA | United States of America | Pelican |  | USA0006702 | 2.4 | 57.9572 | -136.2201 | Hydro | Oil |  |  | 1994.0000000000002 | Pelican Utility | U.S. Energy Information Administration | http://www.eia.gov/electricity/data/browser/ | U.S. Energy Information Administration | 29864 | 2019 | 0.49 | 1.0999999999999999 | 1.129 | 0.9640000000000001 | 1.9020000000000001 | 1.309 | 1.055 | U.S. Energy Information Administration |  |  |  |  | 8.67 | NO-ESTIMATION | NO-ESTIMATION | NO-ESTIMATION | NO-ESTIMATION | SOLAR-V1
USA | United States of America | Snettisham |  | USA0000078 | 78.2 | 58.1415 | -133.7370 | Hydro |  |  |  | 1980.1355498721227 | Alaska Electric Light&Power Co | U.S. Energy Information Administration | http://www.eia.gov/electricity/data/browser/ | U.S. Energy Information Administration | 12631 | 2019 | 258.832 | 285.599 | 278.023 | 273.037 | 302.474 | 259.856 | 238.708 | U.S. Energy Information Administration | 270.84 | 276.83 | 224.99 | 277.59 | 249.71 | NO-ESTIMATION | NO-ESTIMATION | NO-ESTIMATION | NO-ESTIMATION | WIND-V1
USA | United States of America | Lake Dorothy Hydroelectric Project |  | USA0057085 | 14.3 | 58.2325 | -134.0533 | Hydro |  |  |  | 2009.0 | Alaska Electric Light&Power Co | U.S. Energy Information Administration | http://www.eia.gov/electricity/data/browser/ | U.S. Energy Information Administration | 47468 | 2019 | 82.519 | 83.60000000000001 | 84.921 | 87.45400000000001 | 77.15 | 81.558 | 67.932 | U.S. Energy Information Administration | 42.84 | 42.84 | 33.27 | 42.95 | 38.1 | HYDRO-V1 | HYDRO-V1 | HYDRO-V1 | HYDRO-V1 | HYDRO-V1
USA | United States of America | Annex Creek |  | USA0000062 | 4 | 58.3176 | -134.1010 | Hydro |  |  |  | 1916.0000000000002 | Alaska Electric Light&Power Co | U.S. Energy Information Administration | http://www.eia.gov/electricity/data/browser/ | U.S. Energy Information Administration | 12622 | 2019 | 25.056 | 27.38 | 27.012 | 25.644000000000002 | 19.151 | 26.657 | 26.761 | U.S. Energy Information Administration | 16.77 | 16.94 | 13.61 | 17.11 | 14.75 | NO-ESTIMATION | NO-ESTIMATION | NO-ESTIMATION | NO-ESTIMATION | CAPACITY-FACTOR-V1
USA | United States of America | Salmon Creek 1 |  | USA0000065 | 8.5 | 58.3269 | -134.4631 | Hydro |  |  |  | 1985.0 | Alaska Electric Light&Power Co | U.S. Energy Information Administration | http://www.eia.gov/electricity/data/browser/ | U.S. Energy Information Administration | 12630 | 2019 | 30.072 | 22.116 | 31.26 | 27.902 | 27.363 | 24.389 | 23.099 | U.S. Energy Information Administration | 36.91 | 37.28 | 28.98 | 37.64 | 32.62 | NO-ESTIMATION | NO-ESTIMATION | NO-ESTIMATION | NO-ESTIMATION | CAPACITY-FACTOR-V1
USA | United States of America | Kasidaya Creek Hydro |  | USA0056542 | 3 | 59.4072 | -135.3408 | Hydro |  |  |  | 2008.0 | Alaska Power and Telephone Co | U.S. Energy Information Administration | http://www.eia.gov/electricity/data/browser/ | U.S. Energy Information Administration | 61936 | 2019 | 7.405 | 8.64 | 8.638 | 7.123 | 9.870000000000001 | 10.606 | 10.741 | U.S. Energy Information Administration | 7.43 | 7.43 | 6.15 | 7.45 | 6.44 | NO-ESTIMATION | SOLAR-V1 | SOLAR-V1 | SOLAR-V1 | SOLAR-V1
USA | United States of America | Goat Lake Hydro |  | USA0007751 | 4 | 59.5357 | -135.2123 | Hydro |  |  |  | 1998.0 | Alaska Power and Telephone Co | U.S. Energy Information Administration | http://www.eia.gov/electricity/data/browser/ | U.S. Energy Information Administration | 12641 | 2019 | 15.521 | 15.14 | 15.691 | 16.957 | 15.606 | 14.916 | 15.42 | U.S. Energy Information Administration | 14.08 | 14.50 | 11.88 | 14.96 | 12.56 | NO-ESTIMATION | NO-ESTIMATION | NO-ESTIMATION | NO-ESTIMATION | SOLAR-V1
USA | United States of America | Bradley Lake |  | USA0007367 | 126 | 59.7786 | -150.9401 | Hydro |  |  |  | 1991.0 | Homer Electric Assn Inc | U.S. Energy Information Administration | http://www.eia.gov/electricity/data/browser/ | U.S. Energy Information Administration | 22300 | 2019 | 368.254 | 432.575 | 471.705 | 430.509 | 387.059 | 404.479 | 413.592 | U.S. Energy Information Administration | 387.03 | 395.16 | 246.62 | 380.29 | 343.14 | NO-ESTIMATION | NO-ESTIMATION | NO-ESTIMATION | NO-ESTIMATION | CAPACITY-FACTOR-V1
USA | United States of America | Cooper Lake |  | USA0006291 | 19.4 | 60.3923 | -149.6656 | Hydro |  |  |  | 1960.9999999999998 | Chugach Electric Assn Inc | U.S. Energy Information Administration | http://www.eia.gov/electricity/data/browser/ | U.S. Energy Information Administration | 16276 | 2019 | 35.928 | 32.05 | 16.425 | 86.666 | 25.713 | 59.832 | 46.102 | U.S. Energy Information Administration | 81.98 | 82.23 | 63.48 | 88.78 | 71.4 | NO-ESTIMATION | NO-ESTIMATION | NO-ESTIMATION | NO-ESTIMATION | CAPACITY-FACTOR-V1
USA | United States of America | Power Creek |  | USA0007862 | 6 | 60.5887 | -145.6045 | Hydro |  |  |  | 2001.0 | Cordova Electric Coop Inc | U.S. Energy Information Administration | http://www.eia.gov/electricity/data/browser/ | U.S. Energy Information Administration | 49270 | 2019 | 15.774000000000001 | 16.525 | 17.811 | 15.539 | 16.154 | 15.171000000000001 | 16.62 | U.S. Energy Information Administration | 13.47 | 13.47 | 9.94 | 13.50 | 11.48 | NO-ESTIMATION | NO-ESTIMATION | NO-ESTIMATION | NO-ESTIMATION | CAPACITY-FACTOR-V1
USA | United States of America | Humpback Creek |  | USA0007042 | 1.2 | 60.6128 | -145.6794 | Hydro |  |  |  | 1991.0 | Cordova Electric Coop Inc | U.S. Energy Information Administration | http://www.eia.gov/electricity/data/browser/ | U.S. Energy Information Administration | 17662 | 2019 | 3.5100000000000002 | 3.1 | 3.051 | 3.743 | 3.035 | 3.267 | 3.158 | U.S. Energy Information Administration | 5.12 | 5.16 | 4.34 | 5.07 | 4.59 | NO-ESTIMATION | NO-ESTIMATION | NO-ESTIMATION | NO-ESTIMATION | CAPACITY-FACTOR-V1
USA | United States of America | Solomon Gulch |  | USA0000390 | 12 | 61.0828 | -146.3033 | Hydro |  |  |  | 1982.0 | Copper Valley Elec Assn Inc | U.S. Energy Information Administration | http://www.eia.gov/electricity/data/browser/ | U.S. Energy Information Administration | 17653 | 2019 | 54.75 | 54.955 | 55.982 | 54.85 | 36.763 | 42.087 | 53.198 | U.S. Energy Information Administration | 36.17 | 36.17 | 28.15 | 36.27 | 32.2 | NO-ESTIMATION | NO-ESTIMATION | NO-ESTIMATION | NO-ESTIMATION | CAPACITY-FACTOR-V1
USA | United States of America | Allison Creek Hydro |  | USA0058982 | 6.5 | 61.0844 | -146.3533 | Hydro |  |  |  | 2016.0 | Copper Valley Elec Assn Inc | U.S. Energy Information Administration | http://www.eia.gov/electricity/data/browser/ | U.S. Energy Information Administration | 102131 | 2019 |  |  |  | 0.881 | 19.71 | 23.077 | 19.135 | U.S. Energy Information Administration | 17.22 | 17.22 | 13.40 | 17.27 | 15.07 | NO-ESTIMATION | NO-ESTIMATION | NO-ESTIMATION | NO-ESTIMATION | CAPACITY-FACTOR-V1
USA | United States of America | Eklutna Hydro Project |  | USA0000077 | 44.4 | 61.4752 | -149.1501 | Hydro |  |  |  | 1955.0 | Anchorage Municipal Light and Power | U.S. Energy Information Administration | http://www.eia.gov/electricity/data/browser/ | U.S. Energy Information Administration | 12656 | 2019 | 89.936 | 83.11 | 92.243 | 76.916 | 119.24000000000001 | 168.115 | 190.971 | U.S. Energy Information Administration | 162.38 | 162.38 | 112.46 | 162.82 | 137.39 | NO-ESTIMATION | NO-ESTIMATION | NO-ESTIMATION | NO-ESTIMATION | CAPACITY-FACTOR-V1
UZB | Uzbekistan | Farkhad |  | WRI1000153 | 126 | 40.1924 | 69.3048 | Hydro |  |  |  | 1949.0 | Uzbekenergo | Asian Development Bank | http://www.carecprogram.org/ru/uploads/docs/Projects/TA/TA4029-UZB-Volume-1-Sections-I-III.pdf | GEODB | 1032620 | [9 empty] | 512.45 | 512.45 | 512.45 | 475.94 | 474.5 | NO-ESTIMATION | NO-ESTIMATION | NO-ESTIMATION | NO-ESTIMATION | CAPACITY-FACTOR-V1
UZB | Uzbekistan | Akkavak |  | WRI1000150 | 39 | 41.4471 | 69.5578 | Hydro |  |  |  |  | Uzbekenergo | Asian Development Bank | http://www.carecprogram.org/ru/uploads/docs/Projects/TA/TA4029-UZB-Volume-1-Sections-I-III.pdf | GEODB | 1032613 | [9 empty] | 135.94 | 135.55 | 185.88 | 170.36 | 187.91 | NO-ESTIMATION | NO-ESTIMATION | NO-ESTIMATION | NO-ESTIMATION | CAPACITY-FACTOR-V1
UZB | Uzbekistan | Tavak |  | WRI1000149 | 70 | 41.5542 | 69.6811 | Hydro |  |  |  |  | Uzbekenergo | Asian Development Bank | http://www.carecprogram.org/ru/uploads/docs/Projects/TA/TA4029-UZB-Volume-1-Sections-I-III.pdf | CARMA | 1032645 | [9 empty] | 244.51 | 243.81 | 299.37 | 310.34 | 331.5 | NO-ESTIMATION | NO-ESTIMATION | NO-ESTIMATION | NO-ESTIMATION | CAPACITY-FACTOR-V1
UZB | Uzbekistan | Gazalkent |  | WRI1000148 | 120 | 41.5581 | 69.7708 | Hydro |  |  |  | 1980.0 | Uzbekenergo | Asian Development Bank | http://www.carecprogram.org/ru/uploads/docs/Projects/TA/TA4029-UZB-Volume-1-Sections-I-III.pdf | CARMA | 1032621 | [9 empty] | 393.31 | 412.83 | 397.14 | 511.12 | 568.79 | NO-ESTIMATION | NO-ESTIMATION | NO-ESTIMATION | NO-ESTIMATION | CAPACITY-FACTOR-V1
UZB | Uzbekistan | Khodjikent |  | WRI1000147 | 165 | 41.5990 | 69.8644 | Hydro |  |  |  | 1976.0 | Uzbekenergo | Asian Development Bank | http://www.carecprogram.org/ru/uploads/docs/Projects/TA/TA4029-UZB-Volume-1-Sections-I-III.pdf | GEODB | 1032625 | [9 empty] | 542.72 | 569.56 | 547.99 | 702.79 | 782.09 | NO-ESTIMATION | NO-ESTIMATION | NO-ESTIMATION | NO-ESTIMATION | CAPACITY-FACTOR-V1
UZB | Uzbekistan | Charvak |  | WRI1000146 | 620 | 41.6270 | 69.9690 | Hydro |  |  |  | 1972.0 | Uzbekenergo | Asian Development Bank | http://www.carecprogram.org/ru/uploads/docs/Projects/TA/TA4029-UZB-Volume-1-Sections-I-III.pdf | GEODB | 1032618 | [9 empty] | 1869.53 | 1931.44 | 1899.72 | 2489.92 | 2841.95 | NO-ESTIMATION | NO-ESTIMATION | NO-ESTIMATION | NO-ESTIMATION | CAPACITY-FACTOR-V1
VEN | Venezuela | Fabricio Ojeda (La Vueltosa) Hydroelectric Power Plant Venezuela |  | WRI1061136 | 514 | 7.7470 | -71.4668 | Hydro |  |  |  | 2011.0 | La Electricidad de Caracas (EDC) | GEODB | http://globalenergyobservatory.org/form.php?pid=43179 | WRI | 1011449 | [9 empty] | 1379.67 | 1425.28 | 1400.83 | 1572.32 | 1572.46 | NO-ESTIMATION | NO-ESTIMATION | NO-ESTIMATION | NO-ESTIMATION | CAPACITY-FACTOR-V1
VEN | Venezuela | Simon Bolivar (Guri) |  | WRI1018677 | 8851 | 7.7659 | -62.9982 | Hydro | [5 empty] | Venezuela Electricity Sector | http://www.mppee.gob.ve/download/anuario_estad%C3%ADstico/Anuario_2013.pdf | GEODB | 1015330 |  | 50834.0 | [6 empty] | Venezuela Electricity Sector | 44579.67 | 43535.76 | 43535.76 | 44701.81 | 41176.73 | NO-ESTIMATION | NO-ESTIMATION | NO-ESTIMATION | NO-ESTIMATION | CAPACITY-FACTOR-V1
VEN | Venezuela | Leanardo Ruiz Pineda (San Agaton) |  | WRI1018657 | 300 | 7.8535 | -71.7146 | Hydro | [5 empty] | Venezuela Electricity Sector | http://www.mppee.gob.ve/download/anuario_estad%C3%ADstico/Anuario_2013.pdf | WRI | 1011460 |  | 1250.0 | [6 empty] | Venezuela Electricity Sector | 681.15 | 681.15 | 681.15 | 683.01 | 855.38 | NO-ESTIMATION | NO-ESTIMATION | NO-ESTIMATION | NO-ESTIMATION | CAPACITY-FACTOR-V1
VEN | Venezuela | Manuel Piar (Tocoma) Hydroelectric Power Plant Venezuela |  | WRI1061137 | 2530 | 7.8997 | -63.0322 | Hydro |  |  |  | 2017.0 | Government CVG Electrification del Caroni CA (Edelca) | GEODB | http://globalenergyobservatory.org/form.php?pid=43180 | GEODB | 1015332 | [9 empty] | 12742.80 | 12444.41 | 12444.41 | 12777.71 | 11770.09 | NO-ESTIMATION | NO-ESTIMATION | NO-ESTIMATION | NO-ESTIMATION | CAPACITY-FACTOR-V1
VEN | Venezuela | Fransisco de Miranda (Caruachi) |  | WRI1018645 | 2196 | 8.1600 | -62.8000 | Hydro | [5 empty] | Venezuela Electricity Sector | http://www.mppee.gob.ve/download/anuario_estad%C3%ADstico/Anuario_2013.pdf | GEODB | 1015327 |  | 12902.0 | [6 empty] | Venezuela Electricity Sector | 11060.55 | 10801.55 | 10801.55 | 11090.85 | 10216.26 | NO-ESTIMATION | NO-ESTIMATION | NO-ESTIMATION | NO-ESTIMATION | CAPACITY-FACTOR-V1
VEN | Venezuela | Antonio Jose de Sucre (Macagua) |  | WRI1018635 | 2930 | 8.3039 | -62.6677 | Hydro | [5 empty] | Venezuela Electricity Sector | http://www.mppee.gob.ve/download/anuario_estad%C3%ADstico/Anuario_2013.pdf | GEODB | 1065802 |  | 15681.0 | [6 empty] | Venezuela Electricity Sector | 5439.02 | 5079.12 | 5464.95 | 5353.81 | 7634.54 | NO-ESTIMATION | NO-ESTIMATION | NO-ESTIMATION | NO-ESTIMATION | CAPACITY-FACTOR-V1
VEN | Venezuela | Juan Antonio Rodriguez (Pena Larga) |  | WRI1018652 | 80 | 8.6226 | -70.2075 | Hydro | [5 empty] | Venezuela Electricity Sector | http://www.mppee.gob.ve/download/anuario_estad%C3%ADstico/Anuario_2013.pdf | CARMA | 1011447 |  | 445.0 | [6 empty] | Venezuela Electricity Sector | 244.32 | 244.32 | 239.07 | 244.99 | 276.44 | NO-ESTIMATION | NO-ESTIMATION | NO-ESTIMATION | NO-ESTIMATION | CAPACITY-FACTOR-V1
VEN | Venezuela | Jose Antonio Paez (Planta Paez) |  | WRI1018648 | 240 | 8.8246 | -70.5145 | Hydro | [5 empty] | Venezuela Electricity Sector | http://www.mppee.gob.ve/download/anuario_estad%C3%ADstico/Anuario_2013.pdf | CARMA | 1011446 |  | 574.0 | [6 empty] | Venezuela Electricity Sector | 789.76 | 795.39 | 808.73 | 802.79 | 897.3 | NO-ESTIMATION | NO-ESTIMATION | NO-ESTIMATION | NO-ESTIMATION | CAPACITY-FACTOR-V1
VEN | Venezuela | Masparro |  | WRI1018659 | 25 | 8.8363 | -70.0989 | Hydro | [5 empty] | Venezuela Electricity Sector | http://www.mppee.gob.ve/download/anuario_estad%C3%ADstico/Anuario_2013.pdf | GEODB | 1057299 |  | 165.0 | [6 empty] | Venezuela Electricity Sector | 68.33 | 60.05 | 60.44 | 77.16 | 87.98 | NO-ESTIMATION | NO-ESTIMATION | NO-ESTIMATION | NO-ESTIMATION | CAPACITY-FACTOR-V1
VNM | Vietnam | Tri An |  | WRI1030777 | 400 | 11.1048 | 106.9848 | Hydro |  |  |  | 1991.0 | Tri An Hydro Power Company | Open Development Vietnam | https://data.opendevelopmentmekong.net/vi/library_record/tri-an-hydropower | Open Development Vietnam | 1025667 |  |  |  |  | 1700.0 |  |  |  | Open Development Vietnam | 1446.32 | 1434.41 | 1206.43 | 1398.72 | 1325.5 | NO-ESTIMATION | NO-ESTIMATION | NO-ESTIMATION | NO-ESTIMATION | CAPACITY-FACTOR-V1
VNM | Vietnam | Ham Thuan - Da Mi |  | WRI1030778 | 475 | 11.3360 | 107.9350 | Hydro |  |  |  | 2001.0 | Da Nhim - Ham Thuan - Da Mi Hydropower Company | Open Development Vietnam | https://data.opendevelopmentmekong.net/vi/library_record/ham-thuan-da-mi-hydropower | Open Development Vietnam | 1015290¦1015291 |  |  |  |  | 1555.3 |  |  |  | Open Development Vietnam | 1595.86 | 1723.97 | 1229.52 | 1657.37 | 1126.96 | HYDRO-V1 | HYDRO-V1 | HYDRO-V1 | HYDRO-V1 | HYDRO-V1
VNM | Vietnam | Bac Binh |  | WRI1030752 | 33 | 11.3711 | 108.3300 | Hydro |  |  |  | 2009.0 | Viet Nam Hydro Power Development JSC. | Open Development Vietnam | https://data.opendevelopmentmekong.net/vi/library_record/bac-binh-hydropower | Open Development Vietnam | 1068338 |  |  |  |  | 144.7 |  |  |  | Open Development Vietnam | 132.22 | 124.56 | 110.72 | 128.15 | 82.71 | NO-ESTIMATION | NO-ESTIMATION | NO-ESTIMATION | NO-ESTIMATION | CAPACITY-FACTOR-V1
VNM | Vietnam | Dai Nga |  | WRI1030779 | 10 | 11.4219 | 107.8754 | Hydro |  |  |  | 2015.0 | Thac Mo Hydropower JSC. | Open Development Vietnam | https://data.opendevelopmentmekong.net/vi/library_record/dai-nga-hydropower | Open Development Vietnam | [5 empty] | 44.0 |  |  |  | Open Development Vietnam | 40.60 | 41.27 | 36.23 | 39.26 | 36.07 | NO-ESTIMATION | NO-ESTIMATION | NO-ESTIMATION | NO-ESTIMATION | CAPACITY-FACTOR-V1
VNM | Vietnam | Dam'Bri |  | WRI1030780 | 75 | 11.5827 | 107.6726 | Hydro |  |  |  | 2014.0 | Southern Hydropower JSC. | Open Development Vietnam | https://data.opendevelopmentmekong.net/vi/dataset/da-mbri-hydropower | Open Development Vietnam | [5 empty] | 338.0 |  |  |  | Open Development Vietnam | 303.22 | 285.80 | 254.37 | 293.99 | 190.7 | NO-ESTIMATION | NO-ESTIMATION | NO-ESTIMATION | NO-ESTIMATION | CAPACITY-FACTOR-V1
VNM | Vietnam | Dai Ninh |  | WRI1030781 | 300 | 11.6499 | 108.3202 | Hydro |  |  |  | 2008.0 | Vietnam Electricity (EVN) | Open Development Vietnam | https://data.opendevelopmentmekong.net/vi/library_record/dai-ninh-hydropower | Open Development Vietnam | 1025675 |  |  |  |  | 1178.0 |  |  |  | Open Development Vietnam | 755.80 | 824.35 | 675.57 | 1186.36 | 555.77 | NO-ESTIMATION | NO-ESTIMATION | SOLAR-V1 | SOLAR-V1 | SOLAR-V1
VNM | Vietnam | Dong Nai 2 |  | WRI1030782 | 70 | 11.7129 | 108.0579 | Hydro |  |  |  | 2015.0 | Trung Nam Power | Open Development Vietnam | https://data.opendevelopmentmekong.net/vi/library_record/dong-nai-2-hydropower | Open Development Vietnam | 1071686 |  |  |  |  | 264.0 |  |  |  | Open Development Vietnam | 282.15 | 277.27 | 238.70 | 281.11 | 210.26 | NO-ESTIMATION | NO-ESTIMATION | NO-ESTIMATION | NO-ESTIMATION | CAPACITY-FACTOR-V1
VNM | Vietnam | Da Dang 2 |  | WRI1030783 | 34 | 11.7219 | 108.2468 | Hydro |  |  |  | 2010.0 | Southern Hydropower JSC. | Open Development Vietnam | https://data.opendevelopmentmekong.net/vi/library_record/da-dang-2-hydropower | Open Development Vietnam | 1063305 |  |  |  |  | 152.0 |  |  |  | Open Development Vietnam | 142.72 | 141.24 | 101.11 | 148.03 | 92.27 | NO-ESTIMATION | NO-ESTIMATION | NO-ESTIMATION | NO-ESTIMATION | CAPACITY-FACTOR-V1
VNM | Vietnam | Srok Phu Mieng |  | WRI1030784 | 51 | 11.7689 | 106.7564 | Hydro |  |  |  | 2006.0 | Srok Phu Mieng Hydro Power JSC. | Open Development Vietnam | https://data.opendevelopmentmekong.net/vi/library_record/sok-phu-mieng-hydropower | Open Development Vietnam | 1056376 |  |  |  |  | 228.0 |  |  |  | Open Development Vietnam | 228.07 | 225.70 | 184.30 | 212.25 | 161.09 | WIND-V1 | WIND-V1 | WIND-V1 | WIND-V1 | WIND-V1
VNM | Vietnam | Dong Nai 5 |  | WRI1030785 | 150 | 11.7927 | 107.5534 | Hydro |  |  |  | 2015.0 | Vietnam National Coal - Mineral Industries Group | Open Development Vietnam | https://data.opendevelopmentmekong.net/vi/library_record/dong-nai-5-hydropower | Open Development Vietnam | 1095571 |  |  |  |  | 616.0 |  |  |  | Open Development Vietnam | 586.38 | 584.56 | 491.68 | 596.02 | 416.08 | HYDRO-V1 | HYDRO-V1 | HYDRO-V1 | HYDRO-V1 | HYDRO-V1
VNM | Vietnam | Dak Sin 1 |  | WRI1030789 | 28 | 11.8186 | 107.4590 | Hydro |  |  |  | 2015.0 | VRG Dak Nong JSC. - Vietnam Rubber Group | Open Development Vietnam | https://data.opendevelopmentmekong.net/vi/library_record/dak-sin-1-hydropower | Open Development Vietnam | 1074394 |  |  |  |  | 105.0 |  |  |  | Open Development Vietnam | 112.81 | 106.31 | 94.57 | 109.36 | 70.8 | HYDRO-V1 | HYDRO-V1 | HYDRO-V1 | HYDRO-V1 | HYDRO-V1
VNM | Vietnam | Ha Song Pha 1 |  | WRI1030786 | 5.4 | 11.8284 | 108.6906 | Hydro |  |  |  | 2013.0 | Ha Song Hydropower JSC | Open Development Vietnam | https://data.opendevelopmentmekong.net/vi/library_record/song-pha-1-hydropower | Open Development Vietnam | 1101247 |  |  |  |  | 31.86 |  |  |  | Open Development Vietnam | 17.07 | 15.67 | 13.69 | 16.39 | 9.54 | HYDRO-V1 | HYDRO-V1 | HYDRO-V1 | HYDRO-V1 | HYDRO-V1
VNM | Vietnam | Ha Song Pha 2 |  | WRI1030787 | 5.1 | 11.8319 | 108.7073 | Hydro |  |  |  | 2015.0 | Ha Song Hydropower JSC | Open Development Vietnam | https://data.opendevelopmentmekong.net/vi/library_record/song-pha-2-hydropower | Open Development Vietnam | 1101247 |  |  |  |  | 30.0 |  |  |  | Open Development Vietnam | 16.12 | 14.80 | 12.93 | 15.48 | 9.01 | HYDRO-V1 | HYDRO-V1 | HYDRO-V1 | HYDRO-V1 | HYDRO-V1
VNM | Vietnam | Song Pha |  | WRI1030788 | 7.5 | 11.8331 | 108.6841 | Hydro |  |  |  | 1995.0 | Da Nhim - Ham Thuan - Da Mi Hydropower Company | Open Development Vietnam | https://data.opendevelopmentmekong.net/vi/library_record/song-pha-hydropower | Open Development Vietnam | 1089300 |  |  |  |  | 40.0 |  |  |  | Open Development Vietnam | 27.59 | 25.65 | 22.90 | 26.66 | 17.14 | NO-ESTIMATION | NO-ESTIMATION | NO-ESTIMATION | NO-ESTIMATION | NO-ESTIMATION
VNM | Vietnam | Da Nhim |  | WRI1030790 | 160 | 11.8529 | 108.6058 | Hydro |  |  |  | 1964.0 | Da Nhim - Ham Thuan - Da Mi Hydropower JSC. | Open Development Vietnam | https://data.opendevelopmentmekong.net/vi/library_record/da-nhim-hydropower | Open Development Vietnam | 1025674 |  |  |  |  | 1000.0 |  |  |  | Open Development Vietnam | 611.95 | 611.95 | 491.75 | 583.14 | 379.61 | NO-ESTIMATION | NO-ESTIMATION | NO-ESTIMATION | NO-ESTIMATION | CAPACITY-FACTOR-V1
VNM | Vietnam | Thac Mo |  | WRI1030791 | 150 | 11.8578 | 107.0193 | Hydro |  |  |  | 1995.0 | Thac Mo Hydro Power JSC. | Open Development Vietnam | https://data.opendevelopmentmekong.net/vi/library_record/thac-mo-hydropower | Open Development Vietnam | 1025681 |  |  |  |  | 610.0 |  |  |  | Open Development Vietnam | 584.24 | 595.58 | 477.23 | 598.09 | 427.5 | NO-ESTIMATION | NO-ESTIMATION | NO-ESTIMATION | NO-ESTIMATION | CAPACITY-FACTOR-V1
VNM | Vietnam | Bu Ca Mau |  | WRI1030792 | 4 | 11.8713 | 106.9768 | Hydro |  |  |  | 2009.0 | Cat Nam Trading - Services and Production Company Limited | Open Development Vietnam | https://data.opendevelopmentmekong.net/vi/library_record/bu-ca-mau-hydropower | Open Development Vietnam | [5 empty] | 12.5 |  |  |  | Open Development Vietnam | 16.96 | 17.52 | 15.77 | 17.50 | 14.54 | HYDRO-V1 | HYDRO-V1 | HYDRO-V1 | HYDRO-V1 | HYDRO-V1
VNM | Vietnam | Dong Nai 3 |  | WRI1030793 | 180 | 11.8722 | 107.8887 | Hydro |  |  |  | 2011.0 | Vietnam Electricity (EVN) | Open Development Vietnam | https://data.opendevelopmentmekong.net/vi/library_record/dong-nai-3-hydropower | Open Development Vietnam | 1062203 |  |  |  |  | 607.0 |  |  |  | Open Development Vietnam | 696.26 | 699.59 | 575.32 | 678.31 | 470.62 | NO-ESTIMATION | NO-ESTIMATION | NO-ESTIMATION | NO-ESTIMATION | CAPACITY-FACTOR-V1
VNM | Vietnam | Dong Nai 4 |  | WRI1030794 | 340 | 11.8851 | 107.7286 | Hydro |  |  |  | 2012.0 | Vietnam Electricity (EVN) | Open Development Vietnam | https://data.opendevelopmentmekong.net/vi/library_record/dong-nai-4-hydropower | Open Development Vietnam | 1062204 |  |  |  |  | 1100.0 |  |  |  | Open Development Vietnam | 1217.08 | 1219.54 | 988.63 | 1179.06 | 790.33 | NO-ESTIMATION | NO-ESTIMATION | NO-ESTIMATION | NO-ESTIMATION | CAPACITY-FACTOR-V1
VNM | Vietnam | Dak Ru |  | WRI1030797 | 7.5 | 11.9522 | 107.4042 | Hydro |  |  |  | 2008.0 | N&S Limited Liability Company | Open Development Vietnam | https://data.opendevelopmentmekong.net/vi/library_record/dak-ru-hydropower | Open Development Vietnam | 1064545 |  |  |  |  | 40.0 |  |  |  | Open Development Vietnam | 27.07 | 25.14 | 22.38 | 26.14 | 16.62 | NO-ESTIMATION | NO-ESTIMATION | NO-ESTIMATION | NO-ESTIMATION | CAPACITY-FACTOR-V1
VNM | Vietnam | Quang Tin |  | WRI1030795 | 5 | 11.9631 | 107.4493 | Hydro |  |  |  | 2009.0 | N&S Limited Liability Company | Open Development Vietnam | https://data.opendevelopmentmekong.net/vi/library_record/quang-tin-hydropower | Open Development Vietnam | 1064546 |  |  |  |  | 21.0 |  |  |  | Open Development Vietnam | 15.80 | 14.64 | 12.67 | 15.17 | 8.83 | NO-ESTIMATION | NO-ESTIMATION | NO-ESTIMATION | NO-ESTIMATION | CAPACITY-FACTOR-V1
VNM | Vietnam | Dak Nong 2 |  | WRI1030796 | 16 | 11.9645 | 107.6675 | Hydro |  |  |  | 2016.0 | Viet Nguyen Construction JSC. | Open Development Vietnam | https://data.opendevelopmentmekong.net/vi/library_record/dak-nong-2-hydropower | Open Development Vietnam | [5 empty] | 65.0 |  |  |  | Open Development Vietnam | 57.46 | 53.33 | 47.45 | 55.47 | 35.16 | SOLAR-V1 | SOLAR-V1 | SOLAR-V1 | SOLAR-V1 | SOLAR-V1
VNM | Vietnam | Can Don |  | WRI1030798 | 77 | 11.9689 | 106.8435 | Hydro |  |  |  | 2004.0 | Song Da Group | Open Development Vietnam | https://data.opendevelopmentmekong.net/vi/library_record/can-don-hydropower | Open Development Vietnam | 1044786 |  |  |  |  | 321.0 |  |  |  | Open Development Vietnam | 321.35 | 336.13 | 281.87 | 325.95 | 256.91 | NO-ESTIMATION | NO-ESTIMATION | NO-ESTIMATION | NO-ESTIMATION | CAPACITY-FACTOR-V1
VNM | Vietnam | Dak R'Tih |  | WRI1030799 | 144 | 11.9902 | 107.6597 | Hydro |  |  |  | 2011.0 | Construction Corporation No.1 Company Limited | Open Development Vietnam | https://data.opendevelopmentmekong.net/vi/library_record/dak-rtih-hydropower | Open Development Vietnam | [5 empty] | 636.8 |  |  |  | Open Development Vietnam | 518.46 | 586.73 | 370.67 | 538.34 | 324.46 | NO-ESTIMATION | NO-ESTIMATION | NO-ESTIMATION | NO-ESTIMATION | CAPACITY-FACTOR-V1
VNM | Vietnam | Suoi Vang (AnKroet) |  | WRI1030800 | 3.1 | 11.9921 | 108.3708 | Hydro |  |  |  | 1945.0 | Vietnam Electricity (EVN) | Open Development Vietnam | https://data.opendevelopmentmekong.net/vi/library_record/suoi-vang-hydropower | Open Development Vietnam | [10 empty] | 9.68 | 8.92 | 7.80 | 9.29 | 5.42 | NO-ESTIMATION | NO-ESTIMATION | NO-ESTIMATION | NO-ESTIMATION | CAPACITY-FACTOR-V1
VNM | Vietnam | Dak Glun |  | WRI1030801 | 18 | 12.0252 | 107.1834 | Hydro |  |  |  | 2011.0 | Sai Gon Accessories JSC | Open Development Vietnam | https://data.opendevelopmentmekong.net/vi/library_record/dak-glun-hydropower | Open Development Vietnam | [5 empty] | 76.0 |  |  |  | Open Development Vietnam | 80.72 | 79.60 | 61.64 | 83.38 | 58.22 | SOLAR-V1 | SOLAR-V1 | SOLAR-V1 | SOLAR-V1 | SOLAR-V1
VNM | Vietnam | Da Kai |  | WRI1030802 | 6 | 12.0838 | 108.5953 | Hydro |  |  |  |  | Nghia Gia Development Company Limited | Open Development Vietnam | https://data.opendevelopmentmekong.net/vi/library_record/da-kai-hydropower | Open Development Vietnam | [5 empty] | 25.0 |  |  |  | Open Development Vietnam | 26.50 | 26.31 | 23.04 | 24.71 | 17.53 | WIND-V1 | WIND-V1 | WIND-V1 | WIND-V1 | WIND-V1
VNM | Vietnam | Dak Rung 1 |  | WRI1030941 | 6 | 12.1139 | 107.6336 | Hydro |  |  |  | 2010.0 | Binh Minh Company Limited | Open Development Vietnam | https://data.opendevelopmentmekong.net/vi/library_record/dak-rung-1-hydropower | Open Development Vietnam | [10 empty] | 25.07 | 27.11 | 20.74 | 26.17 | 20.03 | NO-ESTIMATION | NO-ESTIMATION | NO-ESTIMATION | NO-ESTIMATION | CAPACITY-FACTOR-V1
VNM | Vietnam | Da Nhim Thuong 2 |  | WRI1030803 | 7.5 | 12.1161 | 108.5852 | Hydro |  |  |  | 2010.0 | Thai Bao Production Trading Services and Investment Consultancy JSC. | Open Development Vietnam | https://data.opendevelopmentmekong.net/vi/library_record/da-nhim-thuong-hydropower | Open Development Vietnam | 1089302 |  |  |  |  | 32.0 |  |  |  | Open Development Vietnam | 33.13 | 32.89 | 28.80 | 30.89 | 21.91 | NO-ESTIMATION | NO-ESTIMATION | NO-ESTIMATION | NO-ESTIMATION | CAPACITY-FACTOR-V1
VNM | Vietnam | Dac Me |  | WRI1030804 | 5 | 12.1333 | 108.3130 | Hydro |  |  |  | 2011.0 | Dak Me Hydro Power JSC. | Open Development Vietnam | https://data.opendevelopmentmekong.net/vi/library_record/dac-me-hydropower | Open Development Vietnam | 1106192 |  |  |  |  | 25.0 |  |  |  | Open Development Vietnam | 16.16 | 15.00 | 13.04 | 15.54 | 9.19 | NO-ESTIMATION | NO-ESTIMATION | NO-ESTIMATION | NO-ESTIMATION | CAPACITY-FACTOR-V1
VNM | Vietnam | Yan-Tann-Sien |  | WRI1030805 | 19.5 | 12.1526 | 108.3787 | Hydro |  |  |  | 2010.0 | Cao Nguyen - Song Da Hydro Power JSC. | Open Development Vietnam | https://data.opendevelopmentmekong.net/vi/library_record/yan-tann-sien-hydropower | Open Development Vietnam | 1076784 |  |  |  |  | 79.0 |  |  |  | Open Development Vietnam | 86.46 | 79.99 | 70.05 | 87.15 | 55.06 | NO-ESTIMATION | NO-ESTIMATION | NO-ESTIMATION | NO-ESTIMATION | CAPACITY-FACTOR-V1
VNM | Vietnam | Dak N'teng |  | WRI1030806 | 13 | 12.1958 | 107.9268 | Hydro |  |  |  | 2011.0 | Me Kong Hydro Power Limited Liability Company | Open Development Vietnam | https://data.opendevelopmentmekong.net/vi/library_record/dak-nteng-hydropower | Open Development Vietnam | 1106194 |  |  |  |  | 53.0 |  |  |  | Open Development Vietnam | 46.62 | 43.26 | 38.49 | 45.00 | 28.5 | NO-ESTIMATION | NO-ESTIMATION | NO-ESTIMATION | NO-ESTIMATION | CAPACITY-FACTOR-V1
VNM | Vietnam | Krong No 3 |  | WRI1030807 | 18 | 12.2117 | 108.2847 | Hydro |  |  |  | 2016.0 | Trung Nam Power | Open Development Vietnam | https://data.opendevelopmentmekong.net/vi/library_record/krong-no-3-hydropower | Open Development Vietnam | [5 empty] | 63.5 |  |  |  | Open Development Vietnam | 63.87 | 66.76 | 60.81 | 67.62 | 53.93 | NO-ESTIMATION | NO-ESTIMATION | NO-ESTIMATION | NO-ESTIMATION | CAPACITY-FACTOR-V1
VNM | Vietnam | Buon Tua Srah |  | WRI1030808 | 86 | 12.2852 | 108.0383 | Hydro |  |  |  | 2009.0 | Vietnam Electricity (EVN) | Open Development Vietnam | https://data.opendevelopmentmekong.net/vi/library_record/buon-tua-srah-hydropower | Open Development Vietnam | 1061939 |  |  |  |  | 358.6 |  |  |  | Open Development Vietnam | 367.09 | 359.98 | 293.03 | 354.77 | 262.18 | SOLAR-V1 | SOLAR-V1 | SOLAR-V1 | SOLAR-V1 | SOLAR-V1
VNM | Vietnam | Song Giang 2 |  | WRI1030809 | 37 | 12.3729 | 108.8374 | Hydro |  |  |  | 2014.0 | Song Giang Hydropower Exploitation JSC | Open Development Vietnam | https://data.opendevelopmentmekong.net/vi/library_record/song-giang-2-hydropower | Open Development Vietnam | 1076335 |  |  |  |  | 141.7 |  |  |  | Open Development Vietnam | 150.51 | 138.26 | 123.66 | 137.83 | 99.52 | NO-ESTIMATION | NO-ESTIMATION | NO-ESTIMATION | NO-ESTIMATION | CAPACITY-FACTOR-V1
VNM | Vietnam | Krong Kmar |  | WRI1030810 | 12 | 12.4520 | 108.3372 | Hydro |  |  |  | 2008.0 | Song Da Investment and Development JSC | Open Development Vietnam | https://data.opendevelopmentmekong.net/vi/library_record/krong-kmar-hydropower | Open Development Vietnam | 1073311 |  |  |  |  | 60.0 |  |  |  | Open Development Vietnam | 43.32 | 40.22 | 35.82 | 41.83 | 26.6 | NO-ESTIMATION | NO-ESTIMATION | NO-ESTIMATION | NO-ESTIMATION | CAPACITY-FACTOR-V1
VNM | Vietnam | Buon Kuop |  | WRI1030811 | 280 | 12.5305 | 107.9243 | Hydro |  |  |  | 2011.0 | Vietnam Electricity (EVN) | Open Development Vietnam | https://data.opendevelopmentmekong.net/vi/library_record/buon-kuop-hydropower | Open Development Vietnam | 1034994 |  |  |  |  | 1105.0 |  |  |  | Open Development Vietnam | 1041.79 | 1037.86 | 853.53 | 1040.62 | 735.77 | HYDRO-V1 | HYDRO-V1 | HYDRO-V1 | HYDRO-V1 | HYDRO-V1
VNM | Vietnam | Ea Krong Rou |  | WRI1030939 | 28 | 12.5992 | 108.9397 | Hydro |  |  |  | 2007.0 | Mien Trung Power Investment and Development JSC | Open Development Vietnam | https://data.opendevelopmentmekong.net/vi/library_record/krong-rou-hydropower | Open Development Vietnam | 1060987 |  |  |  |  | 140.0 |  |  |  | Open Development Vietnam | 112.61 | 106.11 | 94.37 | 109.16 | 70.6 | NO-ESTIMATION | NO-ESTIMATION | NO-ESTIMATION | SOLAR-V1 | SOLAR-V1
VNM | Vietnam | Hoa Phu |  | WRI1030940 | 29 | 12.6497 | 107.9091 | Hydro |  |  |  | 2014.0 | Tam Long Hydro Power JSC. | Open Development Vietnam | https://data.opendevelopmentmekong.net/vi/library_record/hoa-phu-hydropower | Open Development Vietnam | 1106029 |  |  |  |  | 132.0 |  |  |  | Open Development Vietnam | 125.93 | 125.93 | 106.44 | 123.47 | 91.11 | WIND-V1 | WIND-V1 | WIND-V1 | WIND-V1 | WIND-V1
VNM | Vietnam | Dray H'Linh 1 |  | WRI1030812 | 12 | 12.6712 | 107.9075 | Hydro |  |  |  | 1990.0 |  | Open Development Vietnam | https://vietnam.opendevelopmentmekong.net/dataset/?id=danh-sach-cac-th-y-di-n-t-i-vi-t-nam-tinh-d-n-thang-06-2016&search_query=P3BhZ2U9Mg== | Open Development Vietnam | 1059171 | [9 empty] | 56.31 | 54.85 | 49.41 | 55.30 | 45.76 | HYDRO-V1 | HYDRO-V1 | HYDRO-V1 | HYDRO-V1 | HYDRO-V1
VNM | Vietnam | Dray H'Linh 2 |  | WRI1030813 | 16 | 12.6757 | 107.9041 | Hydro |  |  |  | 2007.0 | Dien Luc 3 Hydro Power JSC. | Open Development Vietnam | https://data.opendevelopmentmekong.net/vi/library_record/dray-hlinh-2-hydropower | Open Development Vietnam | 1059171 |  |  |  |  | 80.0 |  |  |  | Open Development Vietnam | 76.22 | 74.27 | 67.02 | 74.88 | 62.16 | NO-ESTIMATION | NO-ESTIMATION | NO-ESTIMATION | NO-ESTIMATION | CAPACITY-FACTOR-V1
VNM | Vietnam | SrePok 3 |  | WRI1030814 | 220 | 12.7524 | 107.8768 | Hydro |  |  |  | 2009.0 | Vietnam Electricity (EVN) | Open Development Vietnam | https://data.opendevelopmentmekong.net/vi/library_record/srepok-3-hydropower | Open Development Vietnam | 1064340 |  |  |  |  | 1060.0 |  |  |  | Open Development Vietnam | 894.92 | 890.45 | 715.78 | 876.56 | 605 | NO-ESTIMATION | NO-ESTIMATION | NO-ESTIMATION | NO-ESTIMATION | WIND-V1
VNM | Vietnam | Ea MDoal 3 |  | WRI1030815 | 5 | 12.7999 | 108.9287 | Hydro |  |  |  | 2010.0 | Me Kong Construction JSC. | Open Development Vietnam | https://data.opendevelopmentmekong.net/vi/library_record/ea-mdoal-3-hydropower | Open Development Vietnam | [10 empty] | 19.60 | 15.23 | 15.61 | 18.14 | 14.59 | NO-ESTIMATION | NO-ESTIMATION | NO-ESTIMATION | NO-ESTIMATION | CAPACITY-FACTOR-V1
VNM | Vietnam | SrePok 4 |  | WRI1030816 | 80 | 12.8072 | 107.8551 | Hydro |  |  |  | 2010.0 | Dai Hai Electricity Investment and Development JSC | Open Development Vietnam | https://data.opendevelopmentmekong.net/vi/library_record/srepok-4-hydropower | Open Development Vietnam | 1068212 |  |  |  |  | 336.0 |  |  |  | Open Development Vietnam | 347.98 | 348.00 | 294.23 | 341.19 | 251.92 | NO-ESTIMATION | NO-ESTIMATION | NO-ESTIMATION | NO-ESTIMATION | SOLAR-V1
VNM | Vietnam | Sre Pok 4a |  | WRI1030817 | 64 | 12.8935 | 107.8123 | Hydro |  |  |  | 2014.0 | Buon Don Hydro Power JSC. | Open Development Vietnam | https://data.opendevelopmentmekong.net/vi/library_record/srepok-4a-hydropower | Open Development Vietnam | [5 empty] | 308.0 |  |  |  | Open Development Vietnam | 253.01 | 238.15 | 211.32 | 245.12 | 157 | NO-ESTIMATION | NO-ESTIMATION | NO-ESTIMATION | SOLAR-V1 | SOLAR-V1
VNM | Vietnam | Song Hinh |  | WRI1030818 | 70 | 12.9281 | 108.9936 | Hydro |  |  |  | 2001.0 | Vinh Son- Song Hinh Hydropower JSC | Open Development Vietnam | https://data.opendevelopmentmekong.net/vi/library_record/song-hinh-hydropower | Open Development Vietnam | 1025664 |  |  |  |  | 370.0 |  |  |  | Open Development Vietnam | 283.00 | 266.75 | 237.41 | 274.39 | 177.99 | NO-ESTIMATION | NO-ESTIMATION | NO-ESTIMATION | NO-ESTIMATION | CAPACITY-FACTOR-V1
VNM | Vietnam | Song Ba Ha |  | WRI1030819 | 220 | 13.0226 | 108.9039 | Hydro |  |  |  | 2008.0 | Song Ba Ha JSC. | Open Development Vietnam | https://data.opendevelopmentmekong.net/vi/library_record/song-ba-ha-hydropower | Open Development Vietnam | 1053566 |  |  |  |  | 835.0 |  |  |  | Open Development Vietnam | 876.41 | 853.45 | 704.22 | 864.53 | 574.14 | NO-ESTIMATION | NO-ESTIMATION | NO-ESTIMATION | NO-ESTIMATION | CAPACITY-FACTOR-V1
VNM | Vietnam | Dak Srong 3B |  | WRI1030820 | 20 | 13.3381 | 108.5587 | Hydro |  |  |  | 2012.0 | Hoang Anh Gia Lai JSC. | Open Development Vietnam | https://data.opendevelopmentmekong.net/vi/library_record/dak-srong-3b-hydropower | Open Development Vietnam | 1093344¦1080446¦1100704 |  |  |  |  | 75.0 |  |  |  | Open Development Vietnam | 92.60 | 87.62 | 77.66 | 85.38 | 66.07 | NO-ESTIMATION | NO-ESTIMATION | NO-ESTIMATION | NO-ESTIMATION | CAPACITY-FACTOR-V1
VNM | Vietnam | Dak Srong 3A |  | WRI1030821 | 10 | 13.3473 | 108.5323 | Hydro |  |  |  | 2014.0 | Hoang Anh Gia Lai JSC. | Open Development Vietnam | https://data.opendevelopmentmekong.net/vi/library_record/dak-srong-3a-hydropower | Open Development Vietnam | 1080446¦1100704 |  |  |  |  | 37.0 |  |  |  | Open Development Vietnam | 46.20 | 43.46 | 40.28 | 42.59 | 36.03 | NO-ESTIMATION | NO-ESTIMATION | NO-ESTIMATION | NO-ESTIMATION | CAPACITY-FACTOR-V1
VNM | Vietnam | La Hieng 2 |  | WRI1030754 | 18 | 13.5017 | 108.8500 | Hydro |  |  |  | 2015.0 | VRG Phu Yen JSC. | Open Development Vietnam | https://data.opendevelopmentmekong.net/vi/library_record/la-hieng-2-hydropower | Open Development Vietnam | [5 empty] | 68.0 |  |  |  | Open Development Vietnam | 75.96 | 63.01 | 57.32 | 73.02 | 50.53 | NO-ESTIMATION | NO-ESTIMATION | NO-ESTIMATION | NO-ESTIMATION | CAPACITY-FACTOR-V1
VNM | Vietnam | Ayun Ha |  | WRI1030822 | 3 | 13.5809 | 108.2592 | Hydro |  |  |  |  | Gia Lai Electricity JSC. | Open Development Vietnam | https://data.opendevelopmentmekong.net/vi/library_record/ayun-ha-hydropower | Open Development Vietnam | 1107818 | [9 empty] | 12.51 | 12.81 | 10.99 | 13.14 | 9.05 | WIND-V1 | WIND-V1 | WIND-V1 | WIND-V1 | WIND-V1
VNM | Vietnam | Dak Srong 2 |  | WRI1030823 | 24 | 13.6786 | 108.5649 | Hydro |  |  |  | 2010.0 | Hoang Anh Gia Lai JSC. | Open Development Vietnam | https://data.opendevelopmentmekong.net/vi/library_record/dak-srong-2-hydropower | Open Development Vietnam | 1078799 |  |  |  |  | 85.8 |  |  |  | Open Development Vietnam | 104.77 | 98.67 | 90.29 | 96.68 | 68.18 | NO-ESTIMATION | NO-ESTIMATION | NO-ESTIMATION | NO-ESTIMATION | CAPACITY-FACTOR-V1
VNM | Vietnam | Ia Drang 2 |  | WRI1030824 | 1.2 | 13.7389 | 107.8508 | Hydro |  |  |  |  | Gia Lai Electricity JSC. | Open Development Vietnam | https://data.opendevelopmentmekong.net/vi/library_record/ia-drang-2-hydropower | Open Development Vietnam | [10 empty] | 3.86 | 3.46 | 3.24 | 3.73 | 2.36 | NO-ESTIMATION | NO-ESTIMATION | NO-ESTIMATION | NO-ESTIMATION | CAPACITY-FACTOR-V1
VNM | Vietnam | Dak Srong |  | WRI1030943 | 18 | 13.7659 | 108.5236 | Hydro |  |  |  | 2010.0 | Dak Srong JSC. | Open Development Vietnam | https://vietnam.opendevelopmentmekong.net/dataset/?id=danh-sach-cac-th-y-di-n-t-i-vi-t-nam-tinh-d-n-thang-06-2016&search_query=P3BhZ2U9Mg== | Open Development Vietnam | 1080445 |  |  |  |  | 68.0 |  |  |  | Open Development Vietnam | 74.32 | 73.87 | 66.54 | 66.74 | 54.31 | NO-ESTIMATION | NO-ESTIMATION | NO-ESTIMATION | NO-ESTIMATION | CAPACITY-FACTOR-V1
VNM | Vietnam | Se san 4A |  | WRI1030944 | 63 | 13.9308 | 107.4678 | Hydro |  |  |  | 2011.0 | Se San 4A Hydropower JSC. | Open Development Vietnam | https://data.opendevelopmentmekong.net/vi/library_record/se-san-4a-hydropower | Open Development Vietnam | 1071983 |  |  |  |  | 331.2 |  |  |  | Open Development Vietnam | 286.27 | 274.82 | 249.84 | 272.33 | 209.1 | NO-ESTIMATION | NO-ESTIMATION | NO-ESTIMATION | SOLAR-V1 | SOLAR-V1
VNM | Vietnam | Se San 4 |  | WRI1030827 | 360 | 13.9678 | 107.4953 | Hydro |  |  |  | 2009.0 | Se San Hydropower Development Company | Open Development Vietnam | https://data.opendevelopmentmekong.net/vi/library_record/se-san-4-hydropower | Open Development Vietnam | 1055760 |  |  |  |  | 1042.0 |  |  |  | Open Development Vietnam | 1406.11 | 1382.54 | 1188.68 | 1359.55 | 955.9 | NO-ESTIMATION | NO-ESTIMATION | NO-ESTIMATION | NO-ESTIMATION | CAPACITY-FACTOR-V1
VNM | Vietnam | Ia Grai 2 |  | WRI1030825 | 7.5 | 13.9756 | 107.7928 | Hydro |  |  |  | 2014.0 | Quoc Cuong Gia Lai JSC | Open Development Vietnam | https://data.opendevelopmentmekong.net/vi/library_record/ia-grai-2-hydropower | Open Development Vietnam | 1099083 | [9 empty] | 27.62 | 25.68 | 22.93 | 26.69 | 17.16 | WIND-V1 | WIND-V1 | WIND-V1 | WIND-V1 | WIND-V1
VNM | Vietnam | Ia Grai 1 |  | WRI1030826 | 10.8 | 13.9757 | 107.7278 | Hydro |  |  |  | 2012.0 | Quoc Cuong Gia Lai JSC | Open Development Vietnam | https://data.opendevelopmentmekong.net/vi/library_record/ia-grai-1-hydropower | Open Development Vietnam | [10 empty] | 39.77 | 36.98 | 33.02 | 38.43 | 24.72 | NO-ESTIMATION | NO-ESTIMATION | NO-ESTIMATION | NO-ESTIMATION | CAPACITY-FACTOR-V1
VNM | Vietnam | An Khe - Kanak |  | WRI1030828 | 173 | 14.0148 | 108.6796 | Hydro |  |  |  | 2009.0 | An Khe - Ka Nak Hydro Power Company | Open Development Vietnam | https://data.opendevelopmentmekong.net/vi/library_record/an-khe-kanak-hydropower | Open Development Vietnam | 1063767 |  |  |  |  | 700.0 |  |  |  | Open Development Vietnam | 652.18 | 714.18 | 540.54 | 725.04 | 424.89 | NO-ESTIMATION | NO-ESTIMATION | NO-ESTIMATION | NO-ESTIMATION | CAPACITY-FACTOR-V1
VNM | Vietnam | Ia Grai 3 |  | WRI1030829 | 7.5 | 14.0222 | 107.6490 | Hydro |  |  |  | 2007.0 | Song Da 4 JSC. | Open Development Vietnam | https://data.opendevelopmentmekong.net/vi/library_record/ia-grai-3-hydropower | Open Development Vietnam | 1099083 |  |  |  |  | 40.0 |  |  |  | Open Development Vietnam | 27.62 | 25.68 | 22.93 | 26.69 | 17.16 | NO-ESTIMATION | NO-ESTIMATION | NO-ESTIMATION | WIND-V1 | WIND-V1
VNM | Vietnam | Se San 3A |  | WRI1030830 | 108 | 14.1063 | 107.6577 | Hydro |  |  |  | 2007.0 | Se San 3A Hydropower JSC. | Open Development Vietnam | https://data.opendevelopmentmekong.net/vi/library_record/se-san-3a-hydropower | Open Development Vietnam | 1055761 |  |  |  |  | 479.0 |  |  |  | Open Development Vietnam | 501.08 | 492.21 | 437.64 | 476.21 | 367.8 | HYDRO-V1 | HYDRO-V1 | HYDRO-V1 | HYDRO-V1 | HYDRO-V1
VNM | Vietnam | Dinh Binh |  | WRI1030831 | 9.9 | 14.1565 | 108.7727 | Hydro |  |  |  | 2008.0 | Dinh Binh Hydropower JSC | Open Development Vietnam | https://data.opendevelopmentmekong.net/vi/library_record/dinh-binh-hydropower | Open Development Vietnam | [5 empty] | 45.0 |  |  |  | Open Development Vietnam | 44.40 | 36.05 | 31.21 | 40.56 | 27.98 | NO-ESTIMATION | NO-ESTIMATION | NO-ESTIMATION | NO-ESTIMATION | CAPACITY-FACTOR-V1
VNM | Vietnam | Dak Doa |  | WRI1030832 | 14 | 14.1847 | 108.1064 | Hydro |  |  |  | 2010.0 | Dak Doa Hydropower JSC. | Open Development Vietnam | https://data.opendevelopmentmekong.net/vi/library_record/dak-doa-hydropower | Open Development Vietnam | 1090237 |  |  |  |  | 56.3 |  |  |  | Open Development Vietnam | 65.93 | 60.60 | 46.38 | 56.39 | 43.03 | WIND-V1 | WIND-V1 | WIND-V1 | WIND-V1 | WIND-V1
VNM | Vietnam | Ry Ninh |  | WRI1030833 | 3.6 | 14.2090 | 107.8141 | Hydro |  |  |  |  | Ry Ninh Hydro Power Enterprise | Open Development Vietnam | https://data.opendevelopmentmekong.net/vi/library_record/ry-ninh-hydropower | Open Development Vietnam | 1068340 | [9 empty] | 15.85 | 15.75 | 12.65 | 15.24 | 9.97 | WIND-V1 | WIND-V1 | WIND-V1 | WIND-V1 | WIND-V1
VNM | Vietnam | Se San 3 |  | WRI1030834 | 260 | 14.2152 | 107.7222 | Hydro |  |  |  | 2006.0 | Ialy Hydro Power Company (member of EVN) | Open Development Vietnam | https://data.opendevelopmentmekong.net/vi/library_record/se-san-3-hydropower | Open Development Vietnam | 1015292 |  |  |  |  | 221.0 |  |  |  | Open Development Vietnam | 1009.31 | 1020.86 | 858.49 | 981.89 | 690.37 | NO-ESTIMATION | NO-ESTIMATION | NO-ESTIMATION | NO-ESTIMATION | CAPACITY-FACTOR-V1
VNM | Vietnam | Ialy |  | WRI1030835 | 720 | 14.2274 | 107.8294 | Hydro |  |  |  | 2002.0 | Ialy Hydro Power Company (member of EVN) | Open Development Vietnam | https://data.opendevelopmentmekong.net/vi/library_record/ia-ly-hydropower | Open Development Vietnam | [5 empty] | 3680.0 |  |  |  | Open Development Vietnam | 3071.53 | 3089.26 | 2726.58 | 2982.07 | 2253.46 | NO-ESTIMATION | NO-ESTIMATION | NO-ESTIMATION | NO-ESTIMATION | CAPACITY-FACTOR-V1
VNM | Vietnam | Tra Xom |  | WRI1030945 | 20 | 14.2875 | 108.7222 | Hydro |  |  |  | 2013.0 | Tra Xom Hydropower JSC | Open Development Vietnam | https://data.opendevelopmentmekong.net/vi/library_record/tra-xom-hydropower | Open Development Vietnam | 1080494 |  |  |  |  | 85.64 |  |  |  | Open Development Vietnam | 92.20 | 68.62 | 58.33 | 84.74 | 53.11 | HYDRO-V1 | HYDRO-V1 | HYDRO-V1 | HYDRO-V1 | HYDRO-V1
VNM | Vietnam | Vinh Son 5 |  | WRI1030836 | 28 | 14.3611 | 108.7203 | Hydro |  |  |  | 2014.0 | Vinh Son Hydropower Investment JSC | Open Development Vietnam | https://data.opendevelopmentmekong.net/vi/library_record/vinh-son-hydropower | Open Development Vietnam | 1099920 |  |  |  |  | 103.0 |  |  |  | Open Development Vietnam | 112.61 | 106.11 | 94.37 | 109.16 | 70.6 | SOLAR-V1 | SOLAR-V1 | SOLAR-V1 | SOLAR-V1 | SOLAR-V1
VNM | Vietnam | Vinh Son |  | WRI1030837 | 66 | 14.3656 | 108.6943 | Hydro |  |  |  | 2001.0 | Vinh Son- Song Hinh Hydropower JSC | Open Development Vietnam | https://data.opendevelopmentmekong.net/vi/library_record/vinh-son | Open Development Vietnam | 1025684 |  |  |  |  | 228.5 |  |  |  | Open Development Vietnam | 295.63 | 224.98 | 189.27 | 281.22 | 175.07 | NO-ESTIMATION | NO-ESTIMATION | NO-ESTIMATION | NO-ESTIMATION | CAPACITY-FACTOR-V1
VNM | Vietnam | PleiKrong |  | WRI1030838 | 100 | 14.4084 | 107.8630 | Hydro |  |  |  | 2009.0 | Ialy Hydro Power Company ( a member of Vietnam Electricity (EVN)) | Open Development Vietnam | https://data.opendevelopmentmekong.net/vi/library_record/pleikrong-hydropower | Open Development Vietnam | [5 empty] | 417.0 |  |  |  | Open Development Vietnam | 462.85 | 427.87 | 376.50 | 414.83 | 318.12 | NO-ESTIMATION | NO-ESTIMATION | NO-ESTIMATION | NO-ESTIMATION | CAPACITY-FACTOR-V1
VNM | Vietnam | Dak Po ne 2 |  | WRI1030839 | 3.6 | 14.5260 | 108.2992 | Hydro |  |  |  | 2008.0 | Gia Nghi Co. Ltd | Open Development Vietnam | https://data.opendevelopmentmekong.net/vi/library_record/dak-po-ne-2-hydropower | Open Development Vietnam | 1076635 |  |  |  |  | 15.78 |  |  |  | Open Development Vietnam | 16.03 | 15.77 | 14.00 | 15.47 | 11.28 | NO-ESTIMATION | NO-ESTIMATION | NO-ESTIMATION | NO-ESTIMATION | CAPACITY-FACTOR-V1
VNM | Vietnam | Dak Ne |  | WRI1030840 | 8.1 | 14.5281 | 108.2191 | Hydro |  |  |  | 2010.0 | Tan Phat JSC. | Open Development Vietnam | https://data.opendevelopmentmekong.net/vi/library_record/dak-ne-hydropower | Open Development Vietnam | [5 empty] | 60.0 |  |  |  | Open Development Vietnam | 37.39 | 34.68 | 28.19 | 34.56 | 22.85 | HYDRO-V1 | HYDRO-V1 | HYDRO-V1 | HYDRO-V1 | HYDRO-V1
VNM | Vietnam | Dak Po Ne |  | WRI1030841 | 15.6 | 14.5759 | 108.3049 | Hydro |  |  |  | 2009.0 | PC 3 Investment JSC. | Open Development Vietnam | https://data.opendevelopmentmekong.net/vi/library_record/dak-po-ne-hydropower | Open Development Vietnam | [5 empty] | 69.1 |  |  |  | Open Development Vietnam | 70.37 | 69.31 | 57.40 | 67.95 | 45.59 | HYDRO-V1 | HYDRO-V1 | HYDRO-V1 | HYDRO-V1 | HYDRO-V1
VNM | Vietnam | Dak Psi 3 |  | WRI1030842 | 15 | 14.6613 | 107.9367 | Hydro |  |  |  | 2012.0 | Dak Psi Hydro Power Investment and Development JSC | Open Development Vietnam | https://data.opendevelopmentmekong.net/vi/library_record/dak-psi-3 | Open Development Vietnam | 1084778 |  |  |  |  | 60.0 |  |  |  | Open Development Vietnam | 53.79 | 49.92 | 44.41 | 51.92 | 32.88 | WIND-V1 | WIND-V1 | WIND-V1 | WIND-V1 | WIND-V1
VNM | Vietnam | Dak Pia |  | WRI1030843 | 2.2 | 14.6651 | 108.1593 | Hydro |  |  |  | 2012.0 | Trung Viet Co. Ltd. | Open Development Vietnam | https://data.opendevelopmentmekong.net/vi/library_record/dak-pia-hydropower | Open Development Vietnam | [5 empty] | 11.4 |  |  |  | Open Development Vietnam | 10.04 | 10.11 | 9.29 | 10.20 | 6.88 | NO-ESTIMATION | NO-ESTIMATION | NO-ESTIMATION | NO-ESTIMATION | CAPACITY-FACTOR-V1
VNM | Vietnam | Thuong Kon Tum |  | WRI1030844 | 220 | 14.6941 | 108.2299 | Hydro |  |  |  | 2014.0 | Vinh Son- Song Hinh Hydropower JSC | Open Development Vietnam | https://data.opendevelopmentmekong.net/vi/library_record/thuong-kon-tum-hydropower | Open Development Vietnam | [5 empty] | 1094.0 |  |  |  | Open Development Vietnam | 893.55 | 857.77 | 586.12 | 823.02 | 416.18 | NO-ESTIMATION | NO-ESTIMATION | NO-ESTIMATION | NO-ESTIMATION | CAPACITY-FACTOR-V1
VNM | Vietnam | Kon Dao |  | WRI1030845 | 1 | 14.6967 | 107.8258 | Hydro |  |  |  | 1984.0 |  | Open Development Vietnam | https://data.opendevelopmentmekong.net/vi/library_record/kon-dao-hydropower | Open Development Vietnam | [10 empty] | 4.87 | 4.72 | 4.13 | 4.51 | 3.84 | HYDRO-V1 | HYDRO-V1 | HYDRO-V1 | HYDRO-V1 | HYDRO-V1
VNM | Vietnam | Dak Ro Sa 2 |  | WRI1030846 | 2.4 | 14.7135 | 107.8211 | Hydro |  |  |  | 2012.0 | Dak Ro Sa Hydropower JSC | Open Development Vietnam | https://data.opendevelopmentmekong.net/vi/library_record/dak-ro-sa-2-hydropower | Open Development Vietnam | 1064148 | [9 empty] | 11.54 | 11.19 | 9.78 | 10.69 | 9.07 | NO-ESTIMATION | NO-ESTIMATION | NO-ESTIMATION | NO-ESTIMATION | CAPACITY-FACTOR-V1
VNM | Vietnam | Dak Lo |  | WRI1030776 | 22 | 14.7275 | 108.3694 | Hydro |  |  |  | 2016.0 | Dak Lo- Song Da 3 JSC | Open Development Vietnam | https://data.opendevelopmentmekong.net/vi/library_record/dak-lo-hydropower | Open Development Vietnam | [5 empty] | 93.2 |  |  |  | Open Development Vietnam | 88.79 | 83.68 | 74.77 | 86.08 | 56.09 | NO-ESTIMATION | NO-ESTIMATION | NO-ESTIMATION | NO-ESTIMATION | CAPACITY-FACTOR-V1
VNM | Vietnam | Dak Ro Sa |  | WRI1030847 | 7.5 | 14.7473 | 107.8358 | Hydro |  |  |  | 2007.0 | Mien Trung Construction Corporation | Open Development Vietnam | https://data.opendevelopmentmekong.net/vi/library_record/dak-ro-sa-hydropower | Open Development Vietnam | 1064148 |  |  |  |  | 143.0 |  |  |  | Open Development Vietnam | 35.40 | 33.72 | 27.71 | 31.24 | 24.56 | NO-ESTIMATION | NO-ESTIMATION | NO-ESTIMATION | NO-ESTIMATION | CAPACITY-FACTOR-V1
VNM | Vietnam | Dak Psi 4 |  | WRI1030848 | 30 | 14.7684 | 108.0027 | Hydro |  |  |  | 2010.0 | Dak Psi Hydro Power Investment and Development JSC | Open Development Vietnam | https://data.opendevelopmentmekong.net/vi/library_record/dak-psi-4-hydropower | Open Development Vietnam | 1084777 |  |  |  |  | 115.0 |  |  |  | Open Development Vietnam | 118.64 | 111.67 | 99.10 | 114.94 | 73.63 | NO-ESTIMATION | NO-ESTIMATION | NO-ESTIMATION | NO-ESTIMATION | CAPACITY-FACTOR-V1
VNM | Vietnam | Dak Lay |  | WRI1030849 | 3.2 | 14.7979 | 108.0074 | Hydro |  |  |  | 2015.0 | Dak Lay Hydropower Co. Ltd | Open Development Vietnam | https://data.opendevelopmentmekong.net/vi/library_record/dak-lay-hydropower | Open Development Vietnam | [5 empty] | 13.0 |  |  |  | Open Development Vietnam | 10.35 | 9.56 | 8.41 | 9.95 | 5.95 | NO-ESTIMATION | NO-ESTIMATION | NO-ESTIMATION | NO-ESTIMATION | CAPACITY-FACTOR-V1
VNM | Vietnam | DakDrinh |  | WRI1030850 | 125 | 14.9785 | 108.3013 | Hydro |  |  |  | 2014.0 | Dak Drinh Hydro Power JSC. (PV Power) | Open Development Vietnam | https://data.opendevelopmentmekong.net/vi/library_record/dak-drinh-hydropower | Open Development Vietnam | 1069068 |  |  |  |  | 520.0 |  |  |  | Open Development Vietnam | 474.68 | 446.43 | 370.34 | 458.89 | 264.23 | NO-ESTIMATION | NO-ESTIMATION | NO-ESTIMATION | NO-ESTIMATION | CAPACITY-FACTOR-V1
VNM | Vietnam | Nuoc Trong |  | WRI1030851 | 16.5 | 15.0809 | 108.4118 | Hydro |  |  |  | 2012.0 | Nuoc Trong Hydropower JSC | Open Development Vietnam | https://data.opendevelopmentmekong.net/vi/library_record/nuoc-trong-hydropower | Open Development Vietnam | 1100707 |  |  |  |  | 70.0 |  |  |  | Open Development Vietnam | 68.07 | 66.44 | 57.72 | 66.09 | 54.47 | WIND-V1 | WIND-V1 | WIND-V1 | WIND-V1 | WIND-V1
VNM | Vietnam | Ta Vi |  | WRI1030852 | 3 | 15.2624 | 108.1466 | Hydro |  |  |  | 2011.0 | Manh Nam Pressure Mechanical JSC | Open Development Vietnam | https://data.opendevelopmentmekong.net/vi/library_record/ta-vi-hydropower | Open Development Vietnam | [5 empty] | 10.0 |  |  |  | Open Development Vietnam | 10.61 | 10.73 | 9.71 | 10.43 | 8.25 | NO-ESTIMATION | NO-ESTIMATION | NO-ESTIMATION | NO-ESTIMATION | CAPACITY-FACTOR-V1
VNM | Vietnam | Ca Du |  | WRI1030946 | 2.6 | 15.2714 | 108.5186 | Hydro |  |  |  | 2005.0 | Ca Du Hydro Power Constructing JSC. | Open Development Vietnam | https://data.opendevelopmentmekong.net/vi/library_record/ca-du-hydropower | Open Development Vietnam | [5 empty] | 10.0 |  |  |  | Open Development Vietnam | 9.13 | 8.25 | 7.77 | 8.84 | 5.88 | NO-ESTIMATION | NO-ESTIMATION | NO-ESTIMATION | NO-ESTIMATION | CAPACITY-FACTOR-V1
VNM | Vietnam | Song Tranh 2 |  | WRI1030853 | 190 | 15.3312 | 108.1478 | Hydro |  |  |  | 2010.0 | Vietnam Electricity (EVN) | Open Development Vietnam | https://data.opendevelopmentmekong.net/vi/library_record/song-tranh-2-hydropower | Open Development Vietnam | 1053565 |  |  |  |  | 680.0 |  |  |  | Open Development Vietnam | 748.80 | 707.67 | 614.16 | 717.49 | 504.74 | NO-ESTIMATION | NO-ESTIMATION | NO-ESTIMATION | NO-ESTIMATION | CAPACITY-FACTOR-V1
VNM | Vietnam | Song Tranh 3 |  | WRI1030854 | 62 | 15.4443 | 108.1430 | Hydro |  |  |  | 2013.0 | Song Tranh 3 Hydro Power JSC | Open Development Vietnam | https://data.opendevelopmentmekong.net/vi/library_record/song-tranh-3-hydropower | Open Development Vietnam | 1053565 |  |  |  |  | 230.0 |  |  |  | Open Development Vietnam | 259.74 | 247.01 | 225.83 | 249.73 | 187.66 | NO-ESTIMATION | NO-ESTIMATION | NO-ESTIMATION | SOLAR-V1 | SOLAR-V1
VNM | Vietnam | Dak Mi 4 |  | WRI1030855 | 190 | 15.4590 | 107.9124 | Hydro |  |  |  | 2012.0 | Viet Nam Urban and Idustrial Zone Investing Developing Corporation | Open Development Vietnam | https://data.opendevelopmentmekong.net/vi/library_record/dak-mi-4-hydropower | Open Development Vietnam | [5 empty] | 752.0 |  |  |  | Open Development Vietnam | 727.15 | 684.20 | 568.55 | 703.16 | 407.27 | NO-ESTIMATION | NO-ESTIMATION | NO-ESTIMATION | NO-ESTIMATION | CAPACITY-FACTOR-V1
VNM | Vietnam | Dak Mi 4C |  | WRI1030856 | 18 | 15.4642 | 107.9290 | Hydro |  |  |  | 2012.0 | Viet Nam Urban and Idustrial Zone Investing Developing Corporation | Open Development Vietnam | https://data.opendevelopmentmekong.net/vi/library_record/dak-mi-4c-hydropower | Open Development Vietnam | 1084781 |  |  |  |  | 69.0 |  |  |  | Open Development Vietnam | 64.64 | 60.00 | 53.39 | 62.41 | 39.55 | NO-ESTIMATION | NO-ESTIMATION | NO-ESTIMATION | NO-ESTIMATION | CAPACITY-FACTOR-V1
VNM | Vietnam | Song Bung 4 |  | WRI1030857 | 156 | 15.7258 | 107.6512 | Hydro |  |  |  | 2015.0 | Vietnam Electricity (EVN) | Open Development Vietnam | https://data.opendevelopmentmekong.net/vi/library_record/song-bung-4-hydropower | Open Development Vietnam | 1067975 |  |  |  |  | 586.0 |  |  |  | Open Development Vietnam | 614.94 | 607.01 | 513.22 | 589.88 | 413.05 | NO-ESTIMATION | NO-ESTIMATION | NO-ESTIMATION | NO-ESTIMATION | SOLAR-V1
VNM | Vietnam | Song Bung 4A |  | WRI1030858 | 49 | 15.7646 | 107.6802 | Hydro |  |  |  | 2012.0 | Phu Thanh My JSC. | Open Development Vietnam | https://data.opendevelopmentmekong.net/vi/library_record/song-bung-4a-hydropower | Open Development Vietnam | 1080164 |  |  |  |  | 199.0 |  |  |  | Open Development Vietnam | 205.97 | 201.29 | 179.99 | 198.26 | 148.53 | NO-ESTIMATION | NO-ESTIMATION | NO-ESTIMATION | NO-ESTIMATION | CAPACITY-FACTOR-V1
VNM | Vietnam | A Vuong |  | WRI1030859 | 210 | 15.7998 | 107.6171 | Hydro |  |  |  | 2008.0 | A Vuong Hydro Power JSC | Open Development Vietnam | https://data.opendevelopmentmekong.net/vi/library_record/a-vuong-hydropower | Open Development Vietnam | 1053568 |  |  |  |  | 815.0 |  |  |  | Open Development Vietnam | 790.24 | 944.98 | 688.89 | 794.99 | 504.83 | NO-ESTIMATION | NO-ESTIMATION | NO-ESTIMATION | NO-ESTIMATION | CAPACITY-FACTOR-V1
VNM | Vietnam | Song Bung 5 |  | WRI1030860 | 57 | 15.8077 | 107.7472 | Hydro |  |  |  | 2013.0 | Power Engineering Consulting JSC. | Open Development Vietnam | https://data.opendevelopmentmekong.net/vi/library_record/song-bung-5-hydropower | Open Development Vietnam | 1078030 |  |  |  |  | 225.0 |  |  |  | Open Development Vietnam | 239.60 | 234.16 | 209.38 | 230.63 | 172.78 | NO-ESTIMATION | NO-ESTIMATION | NO-ESTIMATION | NO-ESTIMATION | SOLAR-V1
VNM | Vietnam | Song Bung 6 |  | WRI1030861 | 29 | 15.8186 | 107.7787 | Hydro |  |  |  | 2012.0 | Bung River Hydro Power JSC | Open Development Vietnam | https://data.opendevelopmentmekong.net/vi/library_record/song-bung-6-hydropower | Open Development Vietnam | [5 empty] | 121.0 |  |  |  | Open Development Vietnam | 121.69 | 118.92 | 106.31 | 117.12 | 87.69 | HYDRO-V1 | HYDRO-V1 | HYDRO-V1 | HYDRO-V1 | HYDRO-V1
VNM | Vietnam | ZaHung |  | WRI1030862 | 30 | 15.8600 | 107.6538 | Hydro |  |  |  | 2009.0 | Za Hungt JSC. | Open Development Vietnam | https://data.opendevelopmentmekong.net/vi/library_record/za-hung-hydropower | Open Development Vietnam | [5 empty] | 122.7 |  |  |  | Open Development Vietnam | 119.77 | 136.73 | 105.83 | 115.57 | 81.66 | HYDRO-V1 | HYDRO-V1 | HYDRO-V1 | HYDRO-V1 | HYDRO-V1
VNM | Vietnam | Song Con 2 |  | WRI1030863 | 63 | 15.9332 | 107.8081 | Hydro |  |  |  | 2009.0 | Geruco Song Con Hydropower JSC | Open Development Vietnam | https://data.opendevelopmentmekong.net/vi/library_record/song-con-2-hydropower | Open Development Vietnam | 1059169 |  |  |  |  | 209.0 |  |  |  | Open Development Vietnam | 252.86 | 238.24 | 211.83 | 245.11 | 158.35 | NO-ESTIMATION | NO-ESTIMATION | NO-ESTIMATION | NO-ESTIMATION | CAPACITY-FACTOR-V1
VNM | Vietnam | A Luoi |  | WRI1030864 | 170 | 16.2266 | 107.2728 | Hydro |  |  |  | 2012.0 | Central Hydro Power JSC | Open Development Vietnam | https://data.opendevelopmentmekong.net/vi/library_record/a-luoi-hydropower | Open Development Vietnam | 1067046 |  |  |  |  | 690.0 |  |  |  | Open Development Vietnam | 660.65 | 622.22 | 518.75 | 639.21 | 374.44 | HYDRO-V1 | HYDRO-V1 | HYDRO-V1 | HYDRO-V1 | HYDRO-V1
VNM | Vietnam | Ta Trach |  | WRI1030865 | 21 | 16.3164 | 107.6374 | Hydro |  |  |  | 2013.0 | Bitexco Group | Open Development Vietnam | https://data.opendevelopmentmekong.net/vi/library_record/ta-trach-hydropower | Open Development Vietnam | 1105950 |  |  |  |  | 85.0 |  |  |  | Open Development Vietnam | 99.01 | 89.99 | 84.11 | 96.03 | 75.73 | HYDRO-V1 | HYDRO-V1 | HYDRO-V1 | HYDRO-V1 | HYDRO-V1
VNM | Vietnam | Binh Dien |  | WRI1030866 | 44 | 16.3172 | 107.5028 | Hydro |  |  |  | 2009.0 | Binh Dien Hydro Power JSC | Open Development Vietnam | https://data.opendevelopmentmekong.net/vi/library_record/binh-dien-hydropower | Open Development Vietnam | 1062646 |  |  |  |  | 181.0 |  |  |  | Open Development Vietnam | 176.60 | 166.39 | 147.94 | 171.18 | 110.59 | NO-ESTIMATION | NO-ESTIMATION | NO-ESTIMATION | NO-ESTIMATION | CAPACITY-FACTOR-V1
VNM | Vietnam | Huong Dien |  | WRI1030867 | 81 | 16.4601 | 107.4233 | Hydro |  |  |  | 2010.0 | HD Investment JSC | Open Development Vietnam | https://data.opendevelopmentmekong.net/vi/library_record/huong-dien-hydropower | Open Development Vietnam | 1063196 |  |  |  |  | 300.0 |  |  |  | Open Development Vietnam | 343.81 | 324.54 | 288.63 | 322.74 | 248.34 | HYDRO-V1 | HYDRO-V1 | HYDRO-V1 | HYDRO-V1 | HYDRO-V1
VNM | Vietnam | Khe Ron |  | WRI1030868 | 6 | 17.9168 | 105.9706 | Hydro |  |  |  | 2009.0 | Truong Thinh Group JSC. | Open Development Vietnam | https://data.opendevelopmentmekong.net/vi/library_record/khe-ron-hydropower | Open Development Vietnam | [5 empty] | 21.0 |  |  |  | Open Development Vietnam | 26.91 | 26.72 | 23.19 | 24.66 | 18.22 | NO-ESTIMATION | NO-ESTIMATION | NO-ESTIMATION | NO-ESTIMATION | CAPACITY-FACTOR-V1
VNM | Vietnam | Ho Ho |  | WRI1030869 | 14 | 18.0464 | 105.8334 | Hydro |  |  |  | 2010.0 | Nothern 1 Electricity Investment and Development JSC | Open Development Vietnam | https://data.opendevelopmentmekong.net/vi/library_record/ho-ho-hydropower | Open Development Vietnam | 1060618 |  |  |  |  | 55.0 |  |  |  | Open Development Vietnam | 53.28 | 55.64 | 50.23 | 53.85 | 41.4 | NO-ESTIMATION | NO-ESTIMATION | NO-ESTIMATION | NO-ESTIMATION | CAPACITY-FACTOR-V1
VNM | Vietnam | Ke Go |  | WRI1030870 | 2.3 | 18.1953 | 105.9280 | Hydro |  |  |  | 1988.0 | Ke Go Hydropower JSC | Open Development Vietnam | https://data.opendevelopmentmekong.net/vi/library_record/ke-go-hydropower | Open Development Vietnam | [10 empty] | 8.07 | 7.30 | 6.87 | 7.82 | 5.2 | NO-ESTIMATION | NO-ESTIMATION | NO-ESTIMATION | NO-ESTIMATION | CAPACITY-FACTOR-V1
VNM | Vietnam | Huong Son |  | WRI1030871 | 33 | 18.4460 | 105.1513 | Hydro |  |  |  | 2012.0 | Huong Son Hydropower JSC | Open Development Vietnam | https://data.opendevelopmentmekong.net/vi/library_record/huong-son-hydropower | Open Development Vietnam | 1060041 |  |  |  |  | 143.0 |  |  |  | Open Development Vietnam | 130.18 | 122.52 | 108.68 | 126.11 | 80.67 | NO-ESTIMATION | NO-ESTIMATION | NO-ESTIMATION | NO-ESTIMATION | CAPACITY-FACTOR-V1
VNM | Vietnam | Ban Ve |  | WRI1030872 | 320 | 19.3404 | 104.4873 | Hydro |  |  |  | 2010.0 | Vietnam Electricity (EVN) | Open Development Vietnam | https://data.opendevelopmentmekong.net/vi/library_record/ban-ve-hydropower | Open Development Vietnam | 1053563 |  |  |  |  | 1084.0 |  |  |  | Open Development Vietnam | 1168.13 | 1182.85 | 998.36 | 1158.70 | 787.69 | NO-ESTIMATION | NO-ESTIMATION | NO-ESTIMATION | NO-ESTIMATION | CAPACITY-FACTOR-V1
VNM | Vietnam | Nam Mo |  | WRI1030873 | 18 | 19.4142 | 104.1123 | Hydro |  |  |  | 2013.0 | Nghe An Energy Development Corporation JSC | Open Development Vietnam | https://data.opendevelopmentmekong.net/vi/library_record/nam-mo-hydropower | Open Development Vietnam | 1101242 |  |  |  |  | 65.0 |  |  |  | Open Development Vietnam | 81.38 | 81.04 | 75.50 | 78.82 | 66.55 | NO-ESTIMATION | NO-ESTIMATION | NO-ESTIMATION | NO-ESTIMATION | CAPACITY-FACTOR-V1
VNM | Vietnam | Nam Pong |  | WRI1030874 | 32 | 19.5184 | 105.0377 | Hydro |  |  |  | 2014.0 | Za Hungt JSC. | Open Development Vietnam | https://data.opendevelopmentmekong.net/vi/library_record/nam-pong-hydropower | Open Development Vietnam | [5 empty] | 130.0 |  |  |  | Open Development Vietnam | 142.83 | 104.67 | 91.26 | 127.33 | 83.35 | NO-ESTIMATION | NO-ESTIMATION | NO-ESTIMATION | NO-ESTIMATION | CAPACITY-FACTOR-V1
VNM | Vietnam | Ban Coc |  | WRI1030875 | 18 | 19.6053 | 104.8590 | Hydro |  |  |  | 2009.0 | Que Phong Hydropower JSC | Open Development Vietnam | https://data.opendevelopmentmekong.net/vi/library_record/ban-coc-hydropower | Open Development Vietnam | 1059170 |  |  |  |  | 80.0 |  |  |  | Open Development Vietnam | 79.08 | 71.54 | 59.25 | 73.63 | 55.25 | NO-ESTIMATION | NO-ESTIMATION | NO-ESTIMATION | NO-ESTIMATION | CAPACITY-FACTOR-V1
VNM | Vietnam | Song Muc |  | WRI1030876 | 2 | 19.6106 | 105.5416 | Hydro |  |  |  | 2008.0 | Song Muc Co. Ltd | Open Development Vietnam | https://data.opendevelopmentmekong.net/vi/library_record/song-muc-hydropower | Open Development Vietnam | 1068456 |  |  |  |  | 7.0 |  |  |  | Open Development Vietnam | 7.04 | 6.36 | 5.99 | 6.82 | 4.54 | NO-ESTIMATION | NO-ESTIMATION | NO-ESTIMATION | NO-ESTIMATION | CAPACITY-FACTOR-V1
VNM | Vietnam | Sao Va |  | WRI1030877 | 3 | 19.6605 | 104.9386 | Hydro |  |  |  | 2010.0 | Que Phong Hydropower JSC | Open Development Vietnam | https://data.opendevelopmentmekong.net/vi/library_record/sao-va-hydropower | Open Development Vietnam | [5 empty] | 13.45 |  |  |  | Open Development Vietnam | 9.36 | 8.63 | 7.55 | 8.99 | 5.24 | NO-ESTIMATION | NO-ESTIMATION | NO-ESTIMATION | NO-ESTIMATION | CAPACITY-FACTOR-V1
VNM | Vietnam | Hua Na |  | WRI1030878 | 180 | 19.8381 | 105.0846 | Hydro |  |  |  | 2013.0 | Hua Na Hydropower JSC | Open Development Vietnam | https://data.opendevelopmentmekong.net/vi/library_record/hua-na-hydropower | Open Development Vietnam | 1069464 |  |  |  |  | 717.0 |  |  |  | Open Development Vietnam | 714.38 | 708.83 | 590.36 | 682.48 | 476.6 | NO-ESTIMATION | NO-ESTIMATION | NO-ESTIMATION | NO-ESTIMATION | CAPACITY-FACTOR-V1
VNM | Vietnam | Cua Dat |  | WRI1030879 | 97 | 19.8782 | 105.2731 | Hydro |  |  |  | 2010.0 | Vinaconex P&C JSC. | Open Development Vietnam | https://data.opendevelopmentmekong.net/vi/library_record/cua-dat-hydropower | Open Development Vietnam | 1053567 |  |  |  |  | 430.0 |  |  |  | Open Development Vietnam | 409.82 | 407.61 | 355.33 | 393.48 | 294.03 | NO-ESTIMATION | NO-ESTIMATION | NO-ESTIMATION | NO-ESTIMATION | CAPACITY-FACTOR-V1
VNM | Vietnam | Ba Thuoc 2 |  | WRI1030880 | 80 | 20.3210 | 105.3281 | Hydro |  |  |  | 2012.0 | Hoang Anh Hydropower JSC | Open Development Vietnam | https://data.opendevelopmentmekong.net/vi/library_record/ba-thuoc-2-hydropower | Open Development Vietnam | 1080448 |  |  |  |  | 400.0 |  |  |  | Open Development Vietnam | 332.95 | 335.62 | 301.18 | 322.93 | 251.18 | NO-ESTIMATION | NO-ESTIMATION | NO-ESTIMATION | NO-ESTIMATION | CAPACITY-FACTOR-V1
VNM | Vietnam | Hoa Binh |  | WRI1030881 | 1920 | 20.8082 | 105.3233 | Hydro |  |  |  | 1988.0 | Vietnam Electricity (EVN) | Open Development Vietnam | https://data.opendevelopmentmekong.net/vi/library_record/hoa-binh-hydropower | Open Development Vietnam | 1025657 |  |  |  |  | 8160.0 |  |  |  | Open Development Vietnam | 6449.32 | 6449.32 | 5776.04 | 6320.42 | 4551.52 | NO-ESTIMATION | NO-ESTIMATION | NO-ESTIMATION | NO-ESTIMATION | CAPACITY-FACTOR-V1
VNM | Vietnam | Ta Niet |  | WRI1030882 | 3.6 | 20.8944 | 104.5229 | Hydro |  |  |  | 2014.0 | Ta Niet Hydro Power JSC | Open Development Vietnam | https://data.opendevelopmentmekong.net/vi/library_record/ta-niet-hydropower | Open Development Vietnam | [5 empty] | 18.0 |  |  |  | Open Development Vietnam | 11.75 | 10.87 | 9.58 | 11.30 | 6.81 | NO-ESTIMATION | NO-ESTIMATION | NO-ESTIMATION | NO-ESTIMATION | CAPACITY-FACTOR-V1
VNM | Vietnam | Sap Viet |  | WRI1030883 | 21 | 21.0315 | 104.2138 | Hydro |  |  |  |  | Sap Viet Hydro Power JSC | Open Development Vietnam | https://data.opendevelopmentmekong.net/vi/library_record/sap-viet-hydropower | Open Development Vietnam | [5 empty] | 84.0 |  |  |  | Open Development Vietnam | 85.08 | 80.21 | 71.97 | 82.50 | 54.14 | NO-ESTIMATION | NO-ESTIMATION | NO-ESTIMATION | NO-ESTIMATION | CAPACITY-FACTOR-V1
VNM | Vietnam | Suoi Sap 3 |  | WRI1030884 | 14 | 21.2235 | 104.4954 | Hydro |  |  |  | 2011.0 | Bac Minh Development Investment JSC. | Open Development Vietnam | https://data.opendevelopmentmekong.net/vi/library_record/suoi-sap-3-hydropower | Open Development Vietnam | 1106292 |  |  |  |  | 50.5 |  |  |  | Open Development Vietnam | 51.24 | 47.63 | 42.49 | 49.50 | 31.73 | NO-ESTIMATION | NO-ESTIMATION | NO-ESTIMATION | NO-ESTIMATION | NO-ESTIMATION
VNM | Vietnam | Hang Dong A1 |  | WRI1030885 | 8.4 | 21.2658 | 104.5407 | Hydro |  |  |  | 2012.0 | Xuan Thien Trading Construction Investment and Development Co | Open Development Vietnam | https://vietnam.opendevelopmentmekong.net/dataset/?id=danh-sach-cac-th-y-di-n-t-i-vi-t-nam-tinh-d-n-thang-06-2016&search_query=P3BhZ2U9Mg== | Open Development Vietnam | 1093412 | [9 empty] | 30.90 | 28.73 | 25.65 | 29.86 | 19.19 | NO-ESTIMATION | NO-ESTIMATION | NO-ESTIMATION | NO-ESTIMATION | NO-ESTIMATION
VNM | Vietnam | Nam Mo 3 |  | WRI1030886 | 10 | 21.3198 | 104.3022 | Hydro |  |  |  | 2009.0 | Nam Mo Hydro Power JSC | Open Development Vietnam | https://data.opendevelopmentmekong.net/vi/library_record/nam-mo-3-hydropower | Open Development Vietnam | 1069183 |  |  |  |  | 40.0 |  |  |  | Open Development Vietnam | 41.76 | 39.93 | 33.32 | 41.10 | 30.53 | NO-ESTIMATION | NO-ESTIMATION | NO-ESTIMATION | NO-ESTIMATION | CAPACITY-FACTOR-V1
VNM | Vietnam | Nam Luc |  | WRI1030887 | 24 | 21.3412 | 104.3498 | Hydro |  |  |  |  | South East Asia Corporation | Open Development Vietnam | https://vietnam.opendevelopmentmekong.net/dataset/?id=danh-sach-cac-th-y-di-n-t-i-vi-t-nam-tinh-d-n-thang-06-2016&search_query=P3BhZ2U9Mg== | Open Development Vietnam | [5 empty] | 100.0 |  |  |  | Open Development Vietnam | 103.98 | 100.22 | 79.38 | 102.40 | 67.47 | NO-ESTIMATION | NO-ESTIMATION | SOLAR-V1 | SOLAR-V1 | SOLAR-V1
VNM | Vietnam | Xim Vang 2 |  | WRI1030888 | 6.6 | 21.3412 | 104.3498 | Hydro |  |  |  |  | Xim Vang Hydro Power JSC | Open Development Vietnam | https://data.opendevelopmentmekong.net/vi/library_record/xim-vang-2-hydropower | Open Development Vietnam | [5 empty] | 68.0 |  |  |  | Open Development Vietnam | 27.65 | 26.44 | 22.08 | 27.21 | 20.15 | NO-ESTIMATION | NO-ESTIMATION | NO-ESTIMATION | SOLAR-V1 | SOLAR-V1
VNM | Vietnam | Nam Hoa 1 |  | WRI1030890 | 18 | 21.3557 | 103.4076 | Hydro |  |  |  | 2015.0 | ANPHA Hydro Power JSC | Open Development Vietnam | https://data.opendevelopmentmekong.net/vi/library_record/nam-hoa-1-hydropower | Open Development Vietnam | [5 empty] | 70.0 |  |  |  | Open Development Vietnam | 71.26 | 70.88 | 63.89 | 73.50 | 54.66 | NO-ESTIMATION | NO-ESTIMATION | NO-ESTIMATION | NO-ESTIMATION | SOLAR-V1
VNM | Vietnam | Suoi Lum 1 |  | WRI1030891 | 20 | 21.3884 | 104.2310 | Hydro |  |  |  | 2013.0 | Nam Lum Hydro Power JSC. | Open Development Vietnam | https://data.opendevelopmentmekong.net/vi/library_record/suoi-lum-1-hydropower | Open Development Vietnam | 1088821 |  |  |  |  | 80.0 |  |  |  | Open Development Vietnam | 82.70 | 83.56 | 76.29 | 82.31 | 62.5 | SOLAR-V1 | SOLAR-V1 | SOLAR-V1 | SOLAR-V1 | SOLAR-V1
VNM | Vietnam | Nam La |  | WRI1030892 | 32 | 21.4049 | 103.9836 | Hydro |  |  |  | 2011.0 | Noth West VIWASWEEN Hydro Power JSC. | Open Development Vietnam | https://data.opendevelopmentmekong.net/vi/library_record/nam-la-hydropower | Open Development Vietnam | 1071707 |  |  |  |  | 127.5 |  |  |  | Open Development Vietnam | 136.05 | 142.48 | 117.39 | 138.16 | 85.12 | SOLAR-V1 | SOLAR-V1 | SOLAR-V1 | SOLAR-V1 | SOLAR-V1
VNM | Vietnam | Nam Pia |  | WRI1030893 | 15 | 21.4452 | 104.1691 | Hydro |  |  |  | 2009.0 | Lam Son Construction & Commerce Co. Ltd | Open Development Vietnam | https://data.opendevelopmentmekong.net/vi/library_record/nam-pia-hydropower | Open Development Vietnam | 1068452 |  |  |  |  | 61.0 |  |  |  | Open Development Vietnam | 54.90 | 51.03 | 45.52 | 53.04 | 33.99 | SOLAR-V1 | SOLAR-V1 | SOLAR-V1 | SOLAR-V1 | SOLAR-V1
VNM | Vietnam | Chieng Cong 2 |  | WRI1030894 | 8 | 21.4572 | 104.2104 | Hydro |  |  |  |  | Lam Son Construction & Trading Co. Ltd | Open Development Vietnam | https://vietnam.opendevelopmentmekong.net/dataset/?id=danh-sach-cac-th-y-di-n-t-i-vi-t-nam-tinh-d-n-thang-06-2016&search_query=P3BhZ2U9Mg== | Open Development Vietnam | [10 empty] | 29.43 | 27.37 | 24.43 | 28.44 | 18.28 | NO-ESTIMATION | NO-ESTIMATION | NO-ESTIMATION | NO-ESTIMATION | CAPACITY-FACTOR-V1
VNM | Vietnam | Thac Trang |  | WRI1030895 | 6 | 21.4580 | 103.0782 | Hydro |  |  |  | 2006.0 | Song Da 11 JSC | Open Development Vietnam | https://data.opendevelopmentmekong.net/vi/library_record/thac-trang-hydropower | Open Development Vietnam | 1065301 |  |  |  |  | 22.0 |  |  |  | Open Development Vietnam | 26.88 | 23.66 | 21.05 | 25.68 | 18.53 | NO-ESTIMATION | NO-ESTIMATION | NO-ESTIMATION | NO-ESTIMATION | CAPACITY-FACTOR-V1
VNM | Vietnam | Na Loi |  | WRI1030898 | 9.3 | 21.4687 | 103.0584 | Hydro |  |  |  | 2003.0 | Na Loi Hydropower JSC | Open Development Vietnam | https://data.opendevelopmentmekong.net/vi/library_record/na-loi-hydropower | Open Development Vietnam | 1099084 |  |  |  |  | 46.3 |  |  |  | Open Development Vietnam | 41.66 | 36.67 | 32.63 | 39.81 | 28.72 | NO-ESTIMATION | NO-ESTIMATION | NO-ESTIMATION | NO-ESTIMATION | CAPACITY-FACTOR-V1
VNM | Vietnam | Chieng Cong 1 |  | WRI1030896 | 4 | 21.4707 | 104.1852 | Hydro |  |  |  |  | Lam Son Construction & Trading Co. Ltd | Open Development Vietnam | https://vietnam.opendevelopmentmekong.net/dataset/?id=danh-sach-cac-th-y-di-n-t-i-vi-t-nam-tinh-d-n-thang-06-2016&search_query=P3BhZ2U9Mg== | Open Development Vietnam | 1106193 | [9 empty] | 13.14 | 12.16 | 10.72 | 12.64 | 7.65 | NO-ESTIMATION | NO-ESTIMATION | NO-ESTIMATION | NO-ESTIMATION | CAPACITY-FACTOR-V1
VNM | Vietnam | Pa Chien |  | WRI1030897 | 22 | 21.4760 | 104.0403 | Hydro |  |  |  | 2013.0 | Pa Chien Hydro Power JSC. | Open Development Vietnam | https://data.opendevelopmentmekong.net/vi/library_record/pa-chien-hydropower | Open Development Vietnam | 1090685 |  |  |  |  | 82.0 |  |  |  | Open Development Vietnam | 99.88 | 99.66 | 78.86 | 98.55 | 61.22 | NO-ESTIMATION | NO-ESTIMATION | NO-ESTIMATION | NO-ESTIMATION | CAPACITY-FACTOR-V1
VNM | Vietnam | Son La |  | WRI1030899 | 2400 | 21.4971 | 103.9960 | Hydro |  |  |  | 2012.0 | Vietnam Electricity (EVN) | Open Development Vietnam | https://data.opendevelopmentmekong.net/vi/library_record/son-la-hydropower | Open Development Vietnam | 1025662 |  |  |  |  | 9429.0 |  |  |  | Open Development Vietnam | 8061.66 | 7178.18 | 7220.05 | 8032.27 | 5536.79 | NO-ESTIMATION | NO-ESTIMATION | NO-ESTIMATION | NO-ESTIMATION | CAPACITY-FACTOR-V1
VNM | Vietnam | Nam Chien 2 |  | WRI1030900 | 32 | 21.5001 | 104.0908 | Hydro |  |  |  | 2009.0 | North - West Electricity Investment & Development JSC. | Open Development Vietnam | https://data.opendevelopmentmekong.net/vi/library_record/nam-chien-2 | Open Development Vietnam | 1060281 |  |  |  |  | 132.0 |  |  |  | Open Development Vietnam | 141.11 | 140.79 | 113.93 | 139.16 | 84.42 | NO-ESTIMATION | NO-ESTIMATION | NO-ESTIMATION | NO-ESTIMATION | CAPACITY-FACTOR-V1
VNM | Vietnam | Hat Liu |  | WRI1030901 | 5 | 21.5067 | 104.3622 | Hydro |  |  |  | 2014.0 | Yen Bai Electricity Investment and Developmet JSC.(FDI) | Open Development Vietnam | https://data.opendevelopmentmekong.net/vi/library_record/hat-liu-hydropower | Open Development Vietnam | [10 empty] | 15.80 | 14.64 | 12.67 | 15.17 | 8.83 | NO-ESTIMATION | NO-ESTIMATION | NO-ESTIMATION | NO-ESTIMATION | CAPACITY-FACTOR-V1
VNM | Vietnam | Cam Son |  | WRI1030902 | 4.5 | 21.5438 | 106.5105 | Hydro |  |  |  | 1973.0 | Cam Son Hydro Power JSC. | Open Development Vietnam | https://data.opendevelopmentmekong.net/vi/library_record/cam-son-hydropower | Open Development Vietnam | [10 empty] | 18.81 | 17.75 | 15.57 | 18.75 | 13.16 | NO-ESTIMATION | NO-ESTIMATION | NO-ESTIMATION | NO-ESTIMATION | CAPACITY-FACTOR-V1
VNM | Vietnam | Ho Nui Coc |  | WRI1030903 | 1.89 | 21.5565 | 105.7300 | Hydro |  |  |  | 2009.0 | Nui Coc Lake Hydropower JSC. | Open Development Vietnam | https://data.opendevelopmentmekong.net/vi/library_record/ho-nui-coc-hydropower | Open Development Vietnam | 1071685 |  |  |  |  | 8.0 |  |  |  | Open Development Vietnam | 8.43 | 8.51 | 7.92 | 8.34 | 6 | NO-ESTIMATION | NO-ESTIMATION | NO-ESTIMATION | NO-ESTIMATION | CAPACITY-FACTOR-V1
VNM | Vietnam | Nam Chien 1 |  | WRI1030947 | 200 | 21.5935 | 104.1444 | Hydro |  |  |  | 2013.0 | Nam Chien Hydro Power JSC. | Open Development Vietnam | https://data.opendevelopmentmekong.net/vi/library_record/nam-chien-1-hydropower | Open Development Vietnam | 1071790 |  |  |  |  | 791.0 |  |  |  | Open Development Vietnam | 869.13 | 868.40 | 642.22 | 854.41 | 478.18 | NO-ESTIMATION | NO-ESTIMATION | NO-ESTIMATION | NO-ESTIMATION | CAPACITY-FACTOR-V1
VNM | Vietnam | Nam Khot |  | WRI1030904 | 14 | 21.6315 | 104.1718 | Hydro |  |  |  | 2011.0 | Nam Khot Hydropower JSC. | Open Development Vietnam | https://data.opendevelopmentmekong.net/vi/library_record/nam-khot-hydropower | Open Development Vietnam | 1082322¦1082323 |  |  |  |  | 56.0 |  |  |  | Open Development Vietnam | 51.24 | 47.63 | 42.49 | 49.50 | 31.73 | NO-ESTIMATION | NO-ESTIMATION | NO-ESTIMATION | NO-ESTIMATION | CAPACITY-FACTOR-V1
VNM | Vietnam | Huoi Quang |  | WRI1030905 | 520 | 21.6965 | 103.8776 | Hydro |  |  |  | 2015.0 | Vietnam Electricity (EVN) | Open Development Vietnam | https://data.opendevelopmentmekong.net/vi/library_record/huoi-quang-hydropower | Open Development Vietnam | 1060278 |  |  |  |  | 1904.0 |  |  |  | Open Development Vietnam | 1965.15 | 1969.62 | 1669.85 | 1851.68 | 1340.1 | NO-ESTIMATION | NO-ESTIMATION | NO-ESTIMATION | NO-ESTIMATION | CAPACITY-FACTOR-V1
VNM | Vietnam | Thac Ba |  | WRI1030906 | 120 | 21.7471 | 105.0233 | Hydro |  |  |  | 1971.0 | Thac Ba Hydropower JSC. | Open Development Vietnam | https://data.opendevelopmentmekong.net/vi/library_record/thac-ba-hydropower | Open Development Vietnam | 1025666 |  |  |  |  | 400.0 |  |  |  | Open Development Vietnam | 508.97 | 526.10 | 434.81 | 499.81 | 357.19 | NO-ESTIMATION | NO-ESTIMATION | NO-ESTIMATION | NO-ESTIMATION | CAPACITY-FACTOR-V1
VNM | Vietnam | Ngoi Hut 2 |  | WRI1030907 | 48 | 21.7938 | 104.3324 | Hydro |  |  |  | 2014.0 | Truong Thanh Investment Construction and Development JSC | Open Development Vietnam | https://data.opendevelopmentmekong.net/vi/library_record/ngoi-hut-2-hydropower | Open Development Vietnam | 1084775 |  |  |  |  | 209.0 |  |  |  | Open Development Vietnam | 189.35 | 178.21 | 158.09 | 183.43 | 117.34 | NO-ESTIMATION | NO-ESTIMATION | NO-ESTIMATION | NO-ESTIMATION | CAPACITY-FACTOR-V1
VNM | Vietnam | Nam Muc |  | WRI1030908 | 44 | 21.7981 | 103.2935 | Hydro |  |  |  | 2014.0 | Nam Muc Hydro Power JSC | Open Development Vietnam | https://data.opendevelopmentmekong.net/vi/library_record/nam-muc-hydropower | Open Development Vietnam | 1068111 |  |  |  |  | 176.0 |  |  |  | Open Development Vietnam | 173.88 | 181.17 | 158.48 | 175.24 | 129.7 | NO-ESTIMATION | NO-ESTIMATION | NO-ESTIMATION | NO-ESTIMATION | SOLAR-V1
VNM | Vietnam | Ngoi Hut 1 |  | WRI1030909 | 8.4 | 21.8093 | 104.4361 | Hydro |  |  |  | 2011.0 | Song Hong Joint Stock Corporation | Open Development Vietnam | https://data.opendevelopmentmekong.net/vi/library_record/ngoi-hut-1-hydropower | Open Development Vietnam | 1062841 |  |  |  |  | 36.0 |  |  |  | Open Development Vietnam | 30.32 | 28.16 | 25.07 | 29.28 | 18.62 | NO-ESTIMATION | NO-ESTIMATION | NO-ESTIMATION | NO-ESTIMATION | SOLAR-V1
VNM | Vietnam | Ban Chat |  | WRI1030910 | 220 | 21.8612 | 103.8286 | Hydro |  |  |  | 2013.0 | Vietnam Electricity (EVN) | Open Development Vietnam | https://data.opendevelopmentmekong.net/vi/library_record/ban-chat-hydropower | Open Development Vietnam | 1060279 |  |  |  |  | 770.0 |  |  |  | Open Development Vietnam | 853.01 | 842.52 | 702.62 | 812.63 | 560.36 | NO-ESTIMATION | NO-ESTIMATION | NO-ESTIMATION | NO-ESTIMATION | CAPACITY-FACTOR-V1
VNM | Vietnam | Muong Kim |  | WRI1030911 | 13.5 | 21.8718 | 103.9062 | Hydro |  |  |  | 2010.0 | Hanoi Electrical Equipment JSC. | Open Development Vietnam | https://data.opendevelopmentmekong.net/vi/library_record/muong-kim-hydropower | Open Development Vietnam | 1110991 |  |  |  |  | 54.0 |  |  |  | Open Development Vietnam | 52.92 | 52.27 | 41.54 | 50.23 | 41.5 | NO-ESTIMATION | NO-ESTIMATION | NO-ESTIMATION | NO-ESTIMATION | CAPACITY-FACTOR-V1
VNM | Vietnam | Ho Bon |  | WRI1030912 | 18 | 21.8778 | 103.9420 | Hydro |  |  |  | 2012.0 | Forth Lake Hydropower JSC | Open Development Vietnam | https://data.opendevelopmentmekong.net/vi/library_record/ho-bon-hydropower | Open Development Vietnam | 1067306 |  |  |  |  | 73.0 |  |  |  | Open Development Vietnam | 68.81 | 68.23 | 67.69 | 69.23 | 52.21 | NO-ESTIMATION | NO-ESTIMATION | NO-ESTIMATION | NO-ESTIMATION | SOLAR-V1
VNM | Vietnam | Lai Chau |  | WRI1030913 | 1200 | 22.1379 | 102.9839 | Hydro |  |  |  | 2015.0 | Vietnam Electricity (EVN) | Open Development Vietnam | https://data.opendevelopmentmekong.net/vi/library_record/lai-chau-hydropower | Open Development Vietnam | 1060280 |  |  |  |  | 4670.0 |  |  |  | Open Development Vietnam | 4779.80 | 4779.80 | 4293.30 | 4701.28 | 3065.86 | NO-ESTIMATION | NO-ESTIMATION | NO-ESTIMATION | NO-ESTIMATION | CAPACITY-FACTOR-V1
VNM | Vietnam | Nam Cat |  | WRI1030914 | 5 | 22.1379 | 102.9839 | Hydro |  |  |  |  | Northern Cement Comercial JSC | Open Development Vietnam | https://data.opendevelopmentmekong.net/vi/library_record/nam | Open Development Vietnam | [5 empty] | 18.0 |  |  |  | Open Development Vietnam | 22.50 | 22.43 | 21.24 | 22.19 | 16.62 | NO-ESTIMATION | NO-ESTIMATION | NO-ESTIMATION | NO-ESTIMATION | CAPACITY-FACTOR-V1
VNM | Vietnam | Nam Cat |  | WRI1030915 | 3.2 | 22.2016 | 105.7776 | Hydro |  |  |  | 2012.0 | Bac Kan Hydropower Petro & Gasoline JSC | Open Development Vietnam | https://data.opendevelopmentmekong.net/vi/library_record/nam-cat-hydropower | Open Development Vietnam | 1069854 |  |  |  |  | 12.0 |  |  |  | Open Development Vietnam | 9.99 | 9.20 | 8.05 | 9.59 | 5.59 | NO-ESTIMATION | NO-ESTIMATION | NO-ESTIMATION | NO-ESTIMATION | CAPACITY-FACTOR-V1
VNM | Vietnam | Seo Chong Ho |  | WRI1030916 | 22 | 22.2481 | 103.8963 | Hydro |  |  |  | 2013.0 | Vietnam-China Electricity Investment Co. Ltd | Open Development Vietnam | https://data.opendevelopmentmekong.net/vi/library_record/seo-chong-ho-hydropower | Open Development Vietnam | 1067850 |  |  |  |  | 100.0 |  |  |  | Open Development Vietnam | 87.27 | 82.16 | 73.25 | 84.56 | 54.58 | NO-ESTIMATION | NO-ESTIMATION | NO-ESTIMATION | NO-ESTIMATION | CAPACITY-FACTOR-V1
VNM | Vietnam | Su Pan 2 |  | WRI1030917 | 34.5 | 22.2647 | 103.9622 | Hydro |  |  |  | 2011.0 | Song da- Hoang Lien Hydropower JSC. | Open Development Vietnam | https://data.opendevelopmentmekong.net/vi/library_record/su-pan-2-hydropower | Open Development Vietnam | 1074411 |  |  |  |  | 165.0 |  |  |  | Open Development Vietnam | 136.10 | 128.09 | 113.62 | 131.84 | 84.34 | NO-ESTIMATION | NO-ESTIMATION | NO-ESTIMATION | NO-ESTIMATION | CAPACITY-FACTOR-V1
VNM | Vietnam | Coc Ly |  | WRI1030918 | 90 | 22.2985 | 103.1613 | Hydro |  |  |  | 2012.0 | Bac Ha Hydropower Company | Open Development Vietnam | https://data.opendevelopmentmekong.net/vi/library_record/coc-ly-hydropower | Open Development Vietnam | [5 empty] | 378.0 |  |  |  | Open Development Vietnam | 394.03 | 475.31 | 387.05 | 402.96 | 301.79 | NO-ESTIMATION | NO-ESTIMATION | NO-ESTIMATION | NO-ESTIMATION | CAPACITY-FACTOR-V1
VNM | Vietnam | Nam Na 3 |  | WRI1030919 | 84 | 22.2985 | 103.1613 | Hydro |  |  |  | 2015.0 | Hung Hai Lai Chau Construction Co. Ltd | Open Development Vietnam | https://data.opendevelopmentmekong.net/vi/library_record/nam-na-3-hydropower | Open Development Vietnam | 1084776 |  |  |  |  | 361.0 |  |  |  | Open Development Vietnam | 367.76 | 443.62 | 361.25 | 376.09 | 281.67 | WIND-V1 | WIND-V1 | WIND-V1 | WIND-V1 | WIND-V1
VNM | Vietnam | Ta Thang |  | WRI1030920 | 60 | 22.2987 | 104.0221 | Hydro |  |  |  | 2013.0 | Lao Cai Vietracimex Electricity JSC. | Open Development Vietnam | https://data.opendevelopmentmekong.net/vi/library_record/ta-thang-hydropower | Open Development Vietnam | 1067305 |  |  |  |  | 242.0 |  |  |  | Open Development Vietnam | 236.69 | 222.76 | 197.61 | 229.29 | 146.68 | SOLAR-V1 | SOLAR-V1 | SOLAR-V1 | SOLAR-V1 | SOLAR-V1
VNM | Vietnam | Lao Chai |  | WRI1030921 | 2.4 | 22.3100 | 103.8599 | Hydro |  |  |  | 2013.0 | Hong Ngoc Co. Ltd | Open Development Vietnam | https://data.opendevelopmentmekong.net/vi/library_record/lao-chai-hydropower | Open Development Vietnam | [10 empty] | 8.44 | 7.63 | 7.19 | 8.18 | 5.44 | SOLAR-V1 | SOLAR-V1 | SOLAR-V1 | SOLAR-V1 | SOLAR-V1
VNM | Vietnam | Tuyen Quang |  | WRI1030922 | 342 | 22.3600 | 105.3985 | Hydro |  |  |  | 2008.0 | Vietnam Electricity (EVN) | Open Development Vietnam | https://data.opendevelopmentmekong.net/vi/library_record/tuyen-quang-hydropower | Open Development Vietnam | 1053562 |  |  |  |  | 1295.0 |  |  |  | Open Development Vietnam | 1500.66 | 1396.16 | 1395.35 | 1348.88 | 1036.37 | WIND-V1 | WIND-V1 | WIND-V1 | WIND-V1 | WIND-V1
VNM | Vietnam | Coc San |  | WRI1030923 | 30 | 22.4144 | 103.9066 | Hydro |  |  |  | 2016.0 | Colben Energy JSC. | Open Development Vietnam | https://data.opendevelopmentmekong.net/vi/library_record/coc-san-hydropower | Open Development Vietnam | 1067301 |  |  |  |  | 120.0 |  |  |  | Open Development Vietnam | 116.38 | 120.93 | 103.23 | 117.72 | 79.1 | NO-ESTIMATION | NO-ESTIMATION | SOLAR-V1 | SOLAR-V1 | SOLAR-V1
VNM | Vietnam | Sung Vui |  | WRI1030924 | 18 | 22.4344 | 103.8210 | Hydro |  |  |  |  | Nam Tien Lao Cai JSC. | Open Development Vietnam | https://vietnam.opendevelopmentmekong.net/dataset/?id=danh-sach-cac-th-y-di-n-t-i-vi-t-nam-tinh-d-n-thang-06-2016&search_query=P3BhZ2U9Mg== | Open Development Vietnam | 1085770 |  |  |  |  | 57.6 |  |  |  | Open Development Vietnam | 64.64 | 60.00 | 53.39 | 62.41 | 39.55 | NO-ESTIMATION | NO-ESTIMATION | NO-ESTIMATION | NO-ESTIMATION | CAPACITY-FACTOR-V1
VNM | Vietnam | Ngoi Xan 1 |  | WRI1030925 | 10.5 | 22.4734 | 103.8729 | Hydro |  |  |  | 2007.0 | Nam Tien Lao Cai JSC. | Open Development Vietnam | https://data.opendevelopmentmekong.net/vi/library_record/ngoi-xan-1-hydropower | Open Development Vietnam | 1085769 |  |  |  |  | 42.0 |  |  |  | Open Development Vietnam | 37.91 | 35.20 | 31.34 | 36.60 | 23.27 | NO-ESTIMATION | NO-ESTIMATION | NO-ESTIMATION | NO-ESTIMATION | CAPACITY-FACTOR-V1
VNM | Vietnam | Ngoi Xan 2 |  | WRI1030926 | 8 | 22.4754 | 103.8595 | Hydro |  |  |  | 2008.0 | Nam Tien Lao Cai JSC. | Open Development Vietnam | https://data.opendevelopmentmekong.net/vi/library_record/ngoi-xan-2-hydropower | Open Development Vietnam | 1070935 |  |  |  |  | 75.0 |  |  |  | Open Development Vietnam | 28.88 | 26.81 | 23.88 | 27.89 | 17.73 | NO-ESTIMATION | NO-ESTIMATION | NO-ESTIMATION | SOLAR-V1 | SOLAR-V1
VNM | Vietnam | Ta Loi 3 |  | WRI1030927 | 7.5 | 22.4875 | 103.6653 | Hydro |  |  |  | 2012.0 | Intracom | Open Development Vietnam | https://data.opendevelopmentmekong.net/vi/library_record/ta-loi-3-hydropower | Open Development Vietnam | 1075267 |  |  |  |  | 30.0 |  |  |  | Open Development Vietnam | 27.07 | 25.14 | 22.38 | 26.14 | 16.62 | NO-ESTIMATION | NO-ESTIMATION | NO-ESTIMATION | NO-ESTIMATION | CAPACITY-FACTOR-V1
VNM | Vietnam | Nam Na 2 |  | WRI1030928 | 66 | 22.4932 | 103.2340 | Hydro |  |  |  | 2015.0 | Hung Hai Lai Chau Construction Co. Ltd | Open Development Vietnam | https://data.opendevelopmentmekong.net/vi/library_record/nam-na-2-hydropower | Open Development Vietnam | 1089734 |  |  |  |  | 254.0 |  |  |  | Open Development Vietnam | 299.33 | 296.13 | 272.77 | 292.64 | 230.09 | NO-ESTIMATION | NO-ESTIMATION | NO-ESTIMATION | NO-ESTIMATION | CAPACITY-FACTOR-V1
VNM | Vietnam | Thuong an |  | WRI1030929 | 2.4 | 22.5041 | 105.9936 | Hydro |  |  |  | 2008.0 | Bac Kan Hydropower Petro & Gasoline JSC. | Open Development Vietnam | https://data.opendevelopmentmekong.net/vi/library_record/thuong-an-hydropower | Open Development Vietnam | [5 empty] | 9.47 |  |  |  | Open Development Vietnam | 8.71 | 7.90 | 7.46 | 8.45 | 5.71 | NO-ESTIMATION | NO-ESTIMATION | NO-ESTIMATION | NO-ESTIMATION | CAPACITY-FACTOR-V1
VNM | Vietnam | Nam Pung |  | WRI1030930 | 9.3 | 22.5069 | 103.6906 | Hydro |  |  |  | 2009.0 | Intracom | Open Development Vietnam | https://data.opendevelopmentmekong.net/vi/library_record/nam-pung-hydropower | Open Development Vietnam | 1071338 |  |  |  |  | 30.0 |  |  |  | Open Development Vietnam | 33.57 | 31.17 | 27.76 | 32.42 | 20.61 | NO-ESTIMATION | NO-ESTIMATION | NO-ESTIMATION | NO-ESTIMATION | CAPACITY-FACTOR-V1
VNM | Vietnam | Muong Hum |  | WRI1030931 | 32 | 22.5404 | 103.7142 | Hydro |  |  |  | 2011.0 | Son Vu Energy Development JSC | Open Development Vietnam | https://data.opendevelopmentmekong.net/vi/library_record/muong-hum-hydropower | Open Development Vietnam | 1102050 |  |  |  |  | 121.0 |  |  |  | Open Development Vietnam | 130.17 | 120.15 | 110.99 | 124.88 | 85.41 | HYDRO-V1 | HYDRO-V1 | HYDRO-V1 | HYDRO-V1 | HYDRO-V1
VNM | Vietnam | Nam Mu |  | WRI1030932 | 12 | 22.5496 | 104.8767 | Hydro |  |  |  | 2004.0 | Song Da Corporation | Open Development Vietnam | https://data.opendevelopmentmekong.net/vi/library_record/nam-mu-hydropower | Open Development Vietnam | 1068111 |  |  |  |  | 56.0 |  |  |  | Open Development Vietnam | 55.60 | 60.42 | 51.02 | 55.12 | 46.21 | NO-ESTIMATION | NO-ESTIMATION | NO-ESTIMATION | NO-ESTIMATION | NO-ESTIMATION
VNM | Vietnam | Ngoi Phat |  | WRI1030933 | 72 | 22.5546 | 103.7434 | Hydro |  |  |  | 2014.0 | Northern Electricity development and investment JSC. No.2 | Open Development Vietnam | https://data.opendevelopmentmekong.net/vi/library_record/ngoi-phat-hydropower | Open Development Vietnam | 1071361 |  |  |  |  | 314.0 |  |  |  | Open Development Vietnam | 294.01 | 271.48 | 250.87 | 282.13 | 193.32 | NO-ESTIMATION | NO-ESTIMATION | NO-ESTIMATION | NO-ESTIMATION | CAPACITY-FACTOR-V1
VNM | Vietnam | Nam Ho |  | WRI1030994 | 7.5 | 22.5643 | 103.6805 | Hydro |  |  |  |  | South East Asia Corporation | Open Development Vietnam | https://vietnam.opendevelopmentmekong.net/dataset/?id=danh-sach-cac-th-y-di-n-t-i-vi-t-nam-tinh-d-n-thang-06-2016&search_query=P3BhZ2U9Mg== | Open Development Vietnam | [5 empty] | 100.0 |  |  |  | Open Development Vietnam | 30.29 | 26.65 | 27.25 | 29.40 | 22.33 | NO-ESTIMATION | NO-ESTIMATION | NO-ESTIMATION | NO-ESTIMATION | CAPACITY-FACTOR-V1
VNM | Vietnam | Na TÃ¡ÂºÂ©u |  | WRI1030934 | 6 | 22.6722 | 106.5050 | Hydro |  |  |  | 2014.0 | Bac Minh Development Investment JSC. | Open Development Vietnam | https://data.opendevelopmentmekong.net/vi/library_record/th-y-di-n-na-t-u | Open Development Vietnam | 1106293 |  |  |  |  | 19.0 |  |  |  | Open Development Vietnam | 19.85 | 18.30 | 16.10 | 19.10 | 11.49 | HYDRO-V1 | HYDRO-V1 | HYDRO-V1 | HYDRO-V1 | HYDRO-V1
VNM | Vietnam | Na Loa |  | WRI1030935 | 6 | 22.6846 | 106.5990 | Hydro |  |  |  | 2006.0 | Cao Bang Hydropower- Metallurgic Company | Open Development Vietnam | https://data.opendevelopmentmekong.net/vi/library_record/th-y-di-n-na-loa | Open Development Vietnam | 1098265 |  |  |  |  | 30.0 |  |  |  | Open Development Vietnam | 28.04 | 27.82 | 24.17 | 27.20 | 19.76 | HYDRO-V1 | HYDRO-V1 | HYDRO-V1 | HYDRO-V1 | HYDRO-V1
VNM | Vietnam | Song Chay 5 |  | WRI1030936 | 16 | 22.7148 | 104.5350 | Hydro |  |  |  | 2012.0 | Song Da 5 JSC. | Open Development Vietnam | https://data.opendevelopmentmekong.net/vi/library_record/song-chay-5-hydropower | Open Development Vietnam | 1090084 |  |  |  |  | 62.0 |  |  |  | Open Development Vietnam | 60.80 | 64.67 | 56.28 | 62.17 | 53.61 | NO-ESTIMATION | NO-ESTIMATION | NO-ESTIMATION | NO-ESTIMATION | CAPACITY-FACTOR-V1
VNM | Vietnam | Thoong Cot 2 |  | WRI1030937 | 3.5 | 22.8297 | 106.6189 | Hydro |  |  |  | 2013.0 | Truong Minh Co. Ltd | Open Development Vietnam | https://data.opendevelopmentmekong.net/vi/library_record/th-y-di-n-thoong-cot-2 | Open Development Vietnam | [5 empty] | 12.72 |  |  |  | Open Development Vietnam | 13.85 | 13.97 | 12.70 | 13.31 | 11.11 | NO-ESTIMATION | NO-ESTIMATION | NO-ESTIMATION | SOLAR-V1 | SOLAR-V1
VNM | Vietnam | Ban Ra |  | WRI1030938 | 18 | 22.8590 | 106.6998 | Hydro |  |  |  | 2012.0 | Dong Bac. EL JSC | Open Development Vietnam | https://data.opendevelopmentmekong.net/vi/library_record/th-y-di-n-b-n-r | Open Development Vietnam | [5 empty] | 70.0 |  |  |  | Open Development Vietnam | 71.53 | 74.12 | 65.58 | 68.75 | 59.43 | HYDRO-V1 | HYDRO-V1 | HYDRO-V1 | HYDRO-V1 | HYDRO-V1
VNM | Vietnam | Nho Que 3 |  | WRI1030948 | 110 | 23.1433 | 105.5154 | Hydro |  |  |  | 2012.0 | Nho Que Bitexco JSC. | Open Development Vietnam | https://data.opendevelopmentmekong.net/vi/library_record/th-y-di-n-nho-qu-3 | Open Development Vietnam | 1070067 |  |  |  |  | 507.0 |  |  |  | Open Development Vietnam | 480.05 | 452.66 | 396.22 | 464.49 | 324.7 | HYDRO-V1 | HYDRO-V1 | HYDRO-V1 | HYDRO-V1 | HYDRO-V1
ZAF | South Africa | Bethlehem Hydro |  | WRI1026016 | 7 | -28.2170 | 28.3631 | Hydro |  |  |  | 2009.0 | Bethlehem Hydro Proprietary Limited | NuPlanet Clean Energy | http://www.nuplanet.co.za/docs/Bethlehem%20Hydro%20Brochure%2011.pdf | WRI | [10 empty] | 13.22 | 12.63 | 12.75 | 13.55 | 13.51 | HYDRO-V1 | HYDRO-V1 | HYDRO-V1 | HYDRO-V1 | HYDRO-V1
ZAF | South Africa | Drakensberg |  | WRI1000120 | 1000 | -28.5651 | 29.0842 | Hydro |  |  |  | 1981.0 | Eskom | Eskom | http://www.eskom.co.za/OurCompany/PhotoGallery/Pages/Eskom_Power_Stations.aspx | WRI | 1016650 | [9 empty] | 2667.78 | 2570.24 | 1630.79 | 2622.54 | 1626.8 | NO-ESTIMATION | NO-ESTIMATION | NO-ESTIMATION | NO-ESTIMATION | CAPACITY-FACTOR-V1
ZAF | South Africa | Neusberg |  | WRI1026017 | 12.57 | -28.7720 | 20.7431 | Hydro | [5 empty] | CDM | https://cdm.unfccc.int/filestorage/t/z/MGRXNJW6LIFP7TYHB3E8O9S4VQ12AC.pdf/Neusberg%20Grid%20Connected%20Hydroelectric%20Power%20Plant%2C%20South%20Africa.pdf?t=S0R8b2pkNm1ofDDHCciysjdEqJ9GrpoNRKeP | WRI | 1099740 | [9 empty] | 29.19 | 32.09 | 27.39 | 30.60 | 30.92 | NO-ESTIMATION | NO-ESTIMATION | NO-ESTIMATION | NO-ESTIMATION | CAPACITY-FACTOR-V1
ZAF | South Africa | Vanderkloof |  | WRI1000136 | 240 | -29.9934 | 24.7338 | Hydro |  |  |  | 1977.0 | Eskom | Eskom | http://www.eskom.co.za/sites/heritage/Pages/VANDERKLOOF-POWER-STATION.aspx | WRI | 1016675 | [9 empty] | 583.03 | 761.05 | 469.69 | 534.78 | 535.32 | HYDRO-V1 | HYDRO-V1 | HYDRO-V1 | HYDRO-V1 | HYDRO-V1
ZAF | South Africa | Gariep |  | WRI1000121 | 360 | -30.6240 | 25.5040 | Hydro |  |  |  | 1971.0 | Eskom | Eskom | http://www.eskom.co.za/OurCompany/PhotoGallery/Pages/Eskom_Power_Stations.aspx | WRI | 1016653 | [9 empty] | 902.02 | 1187.36 | 732.01 | 829.72 | 830.45 | NO-ESTIMATION | NO-ESTIMATION | NO-ESTIMATION | NO-ESTIMATION | CAPACITY-FACTOR-V1
ZAF | South Africa | Palmiet |  | WRI1000132 | 400 | -34.1972 | 18.9736 | Hydro |  |  |  | 1988.0 | Eskom | Eskom | http://www.eskom.co.za/OurCompany/PhotoGallery/Pages/Eskom_Power_Stations.aspx | WRI | 1016668 | [9 empty] | 601.79 | 544.75 | 544.75 | 546.24 | 544.75 | NO-ESTIMATION | NO-ESTIMATION | NO-ESTIMATION | NO-ESTIMATION | CAPACITY-FACTOR-V1
ZMB | Zambia | Lusiwasi |  | WRI1000023 | 12 | -12.9884 | 30.8649 | Hydro |  |  |  |  | ZESCO | Energy Regulation Board of Zambia | http://www.erb.org.zm/reports/EnergySectorReport2014.pdf | GEODB | 1033761 | [9 empty] | 26.48 | 26.48 | 26.48 | 26.55 | 26.48 | NO-ESTIMATION | NO-ESTIMATION | NO-ESTIMATION | SOLAR-V1 | SOLAR-V1
ZMB | Zambia | Itezhi- Tezhi |  | WRI1000020 | 120 | -15.7688 | 26.0203 | Hydro |  |  |  | 1978.0 | ZESCO | Energy Regulation Board of Zambia | http://www.erb.org.zm/reports/EnergySectorReport2014.pdf | GEODB | 1033756 | [9 empty] | 544.47 | 544.47 | 543.65 | 537.94 | 542.58 | NO-ESTIMATION | NO-ESTIMATION | SOLAR-V1 | SOLAR-V1 | SOLAR-V1
ZMB | Zambia | Kafue Gorge |  | WRI1000022 | 990 | -15.8089 | 28.4199 | Hydro |  |  |  | 1971.0 | ZESCO | Energy Regulation Board of Zambia | http://www.erb.org.zm/reports/EnergySectorReport2014.pdf | GEODB | 1045830 | [9 empty] | 4042.48 | 4042.48 | 4167.26 | 4003.94 | 3909.2 | WIND-V1 | WIND-V1 | WIND-V1 | WIND-V1 | WIND-V1
ZMB | Zambia | Kariba |  | WRI1000021 | 930 | -16.5222 | 28.7619 | Hydro |  |  |  |  | ZESCO | Energy Regulation Board of Zambia | http://www.erb.org.zm/reports/EnergySectorReport2014.pdf | GEODB | 1033758 | [9 empty] | 4959.70 | 4959.70 | 4643.83 | 4878.43 | 4910.7 | NO-ESTIMATION | NO-ESTIMATION | NO-ESTIMATION | NO-ESTIMATION | CAPACITY-FACTOR-V1
ZMB | Zambia | Victoria Falls |  | WRI1022380 | 108 | -17.9167 | 25.8500 | Hydro |  |  |  |  | ZESCO | Energy Regulation Board of Zambia | http://www.erb.org.zm/reports/EnergySectorReport2014.pdf | Power Africa | 1033763 | [9 empty] | 575.78 | 575.78 | 548.94 | 579.90 | 578.32 | NO-ESTIMATION | NO-ESTIMATION | NO-ESTIMATION | NO-ESTIMATION | CAPACITY-FACTOR-V1
ZWE | Zimbabwe | Kariba Dam South Hydroelectric Power Station Zimbabwe |  | GEODB0003803 | 750 | -16.5222 | 28.7619 | Hydro | [5 empty] | GEODB | http://globalenergyobservatory.org | GEODB | 1033857 | 2017 | [8 empty] | 3999.75 | 3999.75 | 3745.02 | 3428.65 | 3960.24 | NO-ESTIMATION | NO-ESTIMATION | NO-ESTIMATION | NO-ESTIMATION | CAPACITY-FACTOR-V1
CHN | China | Yangbajain Geothermal |  | WRI1061455 | 25.1 | 30.0973 | 90.5078 | Geothermal |  |  |  | 1977.0 |  | Industry About | https://www.industryabout.com/country-territories-3/1605-china/geothermal-energy/23740-yangbajain-geothermal-power-plant | Industry About | [14 empty] | 110.35 | NO-ESTIMATION | NO-ESTIMATION | NO-ESTIMATION | NO-ESTIMATION | CAPACITY-FACTOR-V1
CHN | China | Nagqu Geothermal |  | WRI1061456 | 1 | 31.4615 | 92.0500 | Geothermal |  |  |  | 1993.0 | United Nations Development Programme (UNDP) | Industry About | https://www.industryabout.com/country-territories-3/1605-china/geothermal-energy/23586-nagqu-geothermal-power-plant | Industry About | 1022726 | [13 empty] | 4.39 | NO-ESTIMATION | NO-ESTIMATION | NO-ESTIMATION | NO-ESTIMATION | CAPACITY-FACTOR-V1
CRI | Costa Rica | Miravalles V Geothermal Power Plant Costa Rica |  | GEODB0043641 | 15.45 | 10.6922 | -85.1900 | Geothermal | [5 empty] | GEODB | http://globalenergyobservatory.org | GEODB | 1053102 | 2017 | [12 empty] | 80.9 | NO-ESTIMATION | NO-ESTIMATION | NO-ESTIMATION | NO-ESTIMATION | CAPACITY-FACTOR-V1
CRI | Costa Rica | Miravalles I and II Geothermal Power Plant Costa Rica |  | GEODB0004310 | 115 | 10.7002 | -85.1944 | Geothermal | [5 empty] | GEODB | http://globalenergyobservatory.org | GEODB | 1019554 | 2017 | [12 empty] | 602.2 | NO-ESTIMATION | NO-ESTIMATION | NO-ESTIMATION | NO-ESTIMATION | CAPACITY-FACTOR-V1
CRI | Costa Rica | Boca de Pozo Geothermal Power Plant Costa Rica |  | GEODB0002384 | 5 | 10.7041 | -85.1942 | Geothermal | [5 empty] | GEODB | http://globalenergyobservatory.org | GEODB | 1019543 | 2017 | [12 empty] | 26.18 | NO-ESTIMATION | NO-ESTIMATION | NO-ESTIMATION | NO-ESTIMATION | CAPACITY-FACTOR-V1
CRI | Costa Rica | Miravalles III Geothermal Power Plant Costa Rica |  | GEODB0043642 | 27.5 | 10.7180 | -85.1819 | Geothermal | [5 empty] | GEODB | http://globalenergyobservatory.org | GEODB | 1025095 | 2017 | [12 empty] | 144 | HYDRO-V1 | HYDRO-V1 | HYDRO-V1 | HYDRO-V1 | HYDRO-V1
CRI | Costa Rica | Pailas Geothermal Power Plant Costa Rica |  | GEODB0043643 | 36 | 10.7540 | -85.3797 | Geothermal | [5 empty] | GEODB | http://globalenergyobservatory.org | GEODB | 1054336 | 2017 | [12 empty] | 188.51 | NO-ESTIMATION | NO-ESTIMATION | NO-ESTIMATION | NO-ESTIMATION | CAPACITY-FACTOR-V1
DNK | Denmark | Amager |  | WRI1029995 | 14 | 55.6899 | 12.6330 | Geothermal |  |  |  |  | Dong Energy | Geothermal Denmark | http://www.geotermi.dk/english/geothermal-plants/amager#GDA | WRI | [15 empty] | NO-ESTIMATION | NO-ESTIMATION | NO-ESTIMATION | NO-ESTIMATION | CAPACITY-FACTOR-V1
ETH | Ethiopia | Aluto-Langano |  | WRI1022987 | 7.3 | 7.7886 | 38.7947 | Geothermal |  |  |  | 2013.0 |  | World Bank | http://documents.worldbank.org/curated/en/151581468038142238/E43920V10P13360Box382090B00PUBLIC0.docx | WRI | 1044155 | [13 empty] | 0 | NO-ESTIMATION | NO-ESTIMATION | NO-ESTIMATION | NO-ESTIMATION | CAPACITY-FACTOR-V1
FRA | France | Bouillante |  | WRI1024960 | 4.5 | 16.1272 | -61.7690 | Geothermal | [5 empty] | Open Power System Data | http://data.open-power-system-data.org/renewable_power_plants/2016-10-21/ | Open Power System Data | [15 empty] | NO-ESTIMATION | NO-ESTIMATION | NO-ESTIMATION | NO-ESTIMATION | CAPACITY-FACTOR-V1
GTM | Guatemala | OrtitlÃ¡n |  | WRI1061454 | 25.2 | 14.4100 | -90.6070 | Geothermal |  |  |  | 2007.0 |  | Guatemala Energy Data Visualization Center at Universidad Rafael Landivar | http://incyt.org/indicadores/#1495159742418-0490dafa-25d5 | Guatemala Energy Data Visualization Center at Universidad Rafael Landivar | 1065585 |  |  |  |  | 137.0 |  |  |  | Guatemala Energy Data Visualization Center at Universidad Rafael Landivar |  |  |  |  | 139.48 | NO-ESTIMATION | SOLAR-V1 | SOLAR-V1 | SOLAR-V1 | SOLAR-V1
GTM | Guatemala | Zunil |  | WRI1061453 | 28.6 | 14.7700 | -91.5050 | Geothermal |  |  |  | 1999.0 |  | Guatemala Energy Data Visualization Center at Universidad Rafael Landivar | http://incyt.org/indicadores/#1495159742418-0490dafa-25d5 | Guatemala Energy Data Visualization Center at Universidad Rafael Landivar | [5 empty] | 135.48 |  |  |  | Guatemala Energy Data Visualization Center at Universidad Rafael Landivar |  |  |  |  | 158.3 | NO-ESTIMATION | NO-ESTIMATION | NO-ESTIMATION | NO-ESTIMATION | CAPACITY-FACTOR-V1
HND | Honduras | Platanares |  | WRI1029382 | 39 | 14.7471 | -88.9518 | Geothermal |  |  |  | 2017.0 |  | CDM | https://cdm.unfccc.int/Projects/projsearch.html | WRI | [15 empty] | SOLAR-V1 | SOLAR-V1 | SOLAR-V1 | SOLAR-V1 | SOLAR-V1
IDN | Indonesia | Ulubelu 1 & 2 |  | WRI1001040 | 110 | -5.3096 | 104.5733 | Geothermal |  |  |  |  | PT. PLN | Indonesia Power Generation | https://repit.wordpress.com/ | WRI | 1011547 | [14 empty] | NO-ESTIMATION | SOLAR-V1 | SOLAR-V1 | SOLAR-V1 | SOLAR-V1
IDN | Indonesia | Kamojang 1 2 3 |  | WRI1000764 | 140 | -6.4239 | 107.4553 | Geothermal |  |  |  |  | PLN â€“ Indonesia Power | Indonesia Power Generation | https://repit.wordpress.com/ | CARMA | 1026079 | [14 empty] | NO-ESTIMATION | NO-ESTIMATION | NO-ESTIMATION | NO-ESTIMATION | CAPACITY-FACTOR-V1
IDN | Indonesia | Kamojang 4 |  | WRI1000765 | 60 | -6.4239 | 107.4553 | Geothermal |  |  |  |  | PT. Pertamina Geothermal Energy | Indonesia Power Generation | https://repit.wordpress.com/ | CARMA | 1026079 | [14 empty] | SOLAR-V1 | SOLAR-V1 | SOLAR-V1 | SOLAR-V1 | SOLAR-V1
IDN | Indonesia | Gunung Salak |  | WRI1000759 | 375 | -6.7416 | 106.6480 | Geothermal |  |  |  |  | PT. Chevron Geothermal Salak Ltd | Indonesia Power Generation | https://repit.wordpress.com/ | WRI | 1026072 | [14 empty] | HYDRO-V1 | HYDRO-V1 | HYDRO-V1 | HYDRO-V1 | HYDRO-V1
IDN | Indonesia | Wayang Windu |  | WRI1001044 | 227 | -7.1966 | 107.6258 | Geothermal |  |  |  |  | PT. Star Energy | Indonesia Power Generation | https://repit.wordpress.com/ | WRI | 1010414 | [14 empty] | NO-ESTIMATION | NO-ESTIMATION | NO-ESTIMATION | NO-ESTIMATION | CAPACITY-FACTOR-V1
IDN | Indonesia | Dieng |  | WRI1000752 | 60 | -7.2061 | 109.9119 | Geothermal |  |  |  |  | PT. Geo Dipa Energy | Indonesia Power Generation | https://repit.wordpress.com/ | CARMA | 1018473 | [14 empty] | NO-ESTIMATION | NO-ESTIMATION | NO-ESTIMATION | NO-ESTIMATION | CAPACITY-FACTOR-V1
IDN | Indonesia | Darajat 1 |  | WRI1000750 | 55 | -7.2173 | 107.7394 | Geothermal |  |  |  |  | PLN â€“ Indonesia Power | Indonesia Power Generation | https://repit.wordpress.com/ | WRI | [15 empty] | NO-ESTIMATION | NO-ESTIMATION | NO-ESTIMATION | NO-ESTIMATION | NO-ESTIMATION
IDN | Indonesia | Darajat 2 3 |  | WRI1000751 | 215 | -7.2173 | 107.7394 | Geothermal |  |  |  |  | PT. Chevron Geothermal Darajat Ltd | Indonesia Power Generation | https://repit.wordpress.com/ | WRI | [15 empty] | NO-ESTIMATION | NO-ESTIMATION | NO-ESTIMATION | NO-ESTIMATION | CAPACITY-FACTOR-V1
IDN | Indonesia | Lahendong IV |  | WRI1000778 | 80 | 1.2542 | 124.8225 | Geothermal |  |  |  |  | PLN + Pertamina Geothermal Energy | Indonesia Power Generation | https://repit.wordpress.com/ | WRI | 1087858 | [14 empty] | NO-ESTIMATION | NO-ESTIMATION | NO-ESTIMATION | NO-ESTIMATION | CAPACITY-FACTOR-V1
IDN | Indonesia | Lahendong (Binary Cycle) |  | WRI1000777 | 20 | 1.3346 | 124.8392 | Geothermal |  |  |  |  | BPPT + Pertamina | Indonesia Power Generation | https://repit.wordpress.com/ | CARMA | 1026087 | [14 empty] | NO-ESTIMATION | NO-ESTIMATION | NO-ESTIMATION | NO-ESTIMATION | CAPACITY-FACTOR-V1
ISL | Iceland | Reykjanes |  | WRI1002806 | 100 | 63.8251 | -22.6848 | Geothermal |  |  |  | 1977.0 | HS Orka | Iceland Energy Portal | http://gilslaug.orkugardur.is/vefsja/orkuvefsja_en.html | WRI | 1060108 | [14 empty] | HYDRO-V1 | HYDRO-V1 | HYDRO-V1 | HYDRO-V1 | HYDRO-V1
ISL | Iceland | Svartsengi |  | WRI1002810 | 76 | 63.8788 | -22.4332 | Geothermal |  |  |  | 1977.0 | HS Orka | Iceland Energy Portal | http://gilslaug.orkugardur.is/vefsja/orkuvefsja_en.html | WRI | 1030525 | [14 empty] | NO-ESTIMATION | NO-ESTIMATION | NO-ESTIMATION | NO-ESTIMATION | CAPACITY-FACTOR-V1
ISL | Iceland | HellisheiÃ°i |  | WRI1002796 | 213 | 64.0373 | -21.4007 | Geothermal |  |  |  | 2006.0 | Orkuveita ReykjavÃ­kur | Iceland Energy Portal | http://gilslaug.orkugardur.is/vefsja/orkuvefsja_en.html | WRI | 1060107 | [14 empty] | NO-ESTIMATION | SOLAR-V1 | SOLAR-V1 | SOLAR-V1 | SOLAR-V1
ISL | Iceland | Nesjavellir |  | WRI1002805 | 120 | 64.1081 | -21.2567 | Geothermal |  |  |  | 1998.0 | Orkuveita ReykjavÃ­kur | Iceland Energy Portal | http://gilslaug.orkugardur.is/vefsja/orkuvefsja_en.html | WRI | 1027395 | [14 empty] | WIND-V1 | WIND-V1 | WIND-V1 | WIND-V1 | WIND-V1
ISL | Iceland | Bjarnarflag |  | WRI1002788 | 3 | 65.6408 | -16.8565 | Geothermal |  |  |  | 1969.0 | Landsvirkjun | Iceland Energy Portal | http://gilslaug.orkugardur.is/vefsja/orkuvefsja_en.html | WRI | 1021789 | [14 empty] | NO-ESTIMATION | NO-ESTIMATION | NO-ESTIMATION | NO-ESTIMATION | CAPACITY-FACTOR-V1
ISL | Iceland | Krafla |  | WRI1002800 | 60 | 65.7035 | -16.7735 | Geothermal |  |  |  | 1977.0 | Landsvirkjun | Iceland Energy Portal | http://gilslaug.orkugardur.is/vefsja/orkuvefsja_en.html | WRI | 1021794 | [14 empty] | NO-ESTIMATION | NO-ESTIMATION | NO-ESTIMATION | NO-ESTIMATION | CAPACITY-FACTOR-V1
ITA | Italy | VALLE SECOLO |  | WRI1002978 | 114 | 42.2362 | 10.8674 | Geothermal |  |  |  | 1981.0 |  | TERNA | http://www.terna.it/en-gb/sistemaelettrico/transparencyreport/generation/installedgenerationcapacity.aspx | WRI | 1016203 |  |  |  | 811.136 | 824.37 | 797.94 |  |  | JRC-PPDB-OPEN |  |  |  |  | 746.95 | NO-ESTIMATION | NO-ESTIMATION | NO-ESTIMATION | NO-ESTIMATION | CAPACITY-FACTOR-V1
ITA | Italy | NUOVA GABBRO |  | WRI1021705 | 19 | 42.2612 | 10.8853 | Geothermal |  |  |  | 2002.0 |  | ENTSOE | https://transparency.entsoe.eu/generation/r2/installedCapacityPerProductionUnit/show | WRI | 1016003 | [13 empty] | 124.49 | NO-ESTIMATION | NO-ESTIMATION | NO-ESTIMATION | NO-ESTIMATION | CAPACITY-FACTOR-V1
ITA | Italy | PIANCASTAGNAIO 3 |  | WRI1021667 | 20 | 42.8333 | 11.7004 | Geothermal |  |  |  | 1990.0 |  | ENTSOE | https://transparency.entsoe.eu/generation/r2/installedCapacityPerProductionUnit/show | WRI | 1016093 | [13 empty] | 131.04 | HYDRO-V1 | HYDRO-V1 | HYDRO-V1 | HYDRO-V1 | HYDRO-V1
ITA | Italy | BAGNORE 3 |  | WRI1021701 | 19 | 42.8416 | 11.5588 | Geothermal |  |  |  | 1998.0 |  | ENTSOE | https://transparency.entsoe.eu/generation/r2/installedCapacityPerProductionUnit/show | WRI | 1015934 | [13 empty] | 124.49 | NO-ESTIMATION | NO-ESTIMATION | NO-ESTIMATION | NO-ESTIMATION | SOLAR-V1
ITA | Italy | BAGNORE 4 |  | WRI1021456 | 39 | 42.8416 | 11.5588 | Geothermal |  |  |  | 1998.0 |  | ENTSOE | https://transparency.entsoe.eu/generation/r2/installedCapacityPerProductionUnit/show | WRI | 1015934 | [13 empty] | 255.53 | NO-ESTIMATION | NO-ESTIMATION | NO-ESTIMATION | NO-ESTIMATION | CAPACITY-FACTOR-V1
ITA | Italy | PIANCASTAGNAIO 5 |  | WRI1021665 | 20 | 42.8568 | 11.7028 | Geothermal |  |  |  | 1996.0 |  | ENTSOE | https://transparency.entsoe.eu/generation/r2/installedCapacityPerProductionUnit/show | WRI | 1016093 | [13 empty] | 131.04 | HYDRO-V1 | HYDRO-V1 | HYDRO-V1 | HYDRO-V1 | HYDRO-V1
ITA | Italy | PIANCASTAGNAIO 4 |  | WRI1021669 | 20 | 42.8578 | 11.7050 | Geothermal |  |  |  | 1991.0 |  | ENTSOE | https://transparency.entsoe.eu/generation/r2/installedCapacityPerProductionUnit/show | WRI | 1016093 | [13 empty] | 131.04 | NO-ESTIMATION | NO-ESTIMATION | NO-ESTIMATION | NO-ESTIMATION | CAPACITY-FACTOR-V1
ITA | Italy | CARBOLI 2 |  | WRI1021703 | 19 | 43.1362 | 10.8289 | Geothermal |  |  |  | 1997.0 |  | ENTSOE | https://transparency.entsoe.eu/generation/r2/installedCapacityPerProductionUnit/show | WRI | 1015961 | [13 empty] | 124.49 | NO-ESTIMATION | NO-ESTIMATION | NO-ESTIMATION | NO-ESTIMATION | CAPACITY-FACTOR-V1
ITA | Italy | CARBOLI 1 |  | WRI1021704 | 19 | 43.1369 | 10.8292 | Geothermal |  |  |  | 1998.0 |  | ENTSOE | https://transparency.entsoe.eu/generation/r2/installedCapacityPerProductionUnit/show | WRI | 1015961 | [13 empty] | 124.49 | NO-ESTIMATION | NO-ESTIMATION | NO-ESTIMATION | NO-ESTIMATION | NO-ESTIMATION
ITA | Italy | NUOVA SAN MARTINO |  | WRI1021455 | 39 | 43.1452 | 10.8325 | Geothermal |  |  |  | 2005.0 |  | ENTSOE | https://transparency.entsoe.eu/generation/r2/installedCapacityPerProductionUnit/show | WRI | 1081877 | [13 empty] | 255.53 | SOLAR-V1 | SOLAR-V1 | SOLAR-V1 | SOLAR-V1 | SOLAR-V1
ITA | Italy | NUOVA MONTEROTONDO |  | WRI1021914 | 11 | 43.1519 | 10.8495 | Geothermal |  |  |  | 2002.0 |  | ENTSOE | https://transparency.entsoe.eu/generation/r2/installedCapacityPerProductionUnit/show | WRI | 1076660 | [13 empty] | 72.07 | WIND-V1 | WIND-V1 | WIND-V1 | WIND-V1 | WIND-V1
ITA | Italy | CHIUSDINO 1 |  | WRI1021764 | 17 | 43.1601 | 11.0638 | Geothermal |  |  |  | 2010.0 |  | ENTSOE | https://transparency.entsoe.eu/generation/r2/installedCapacityPerProductionUnit/show | WRI | 1084894 | [13 empty] | 111.38 | HYDRO-V1 | HYDRO-V1 | HYDRO-V1 | HYDRO-V1 | HYDRO-V1
ITA | Italy | CORNIA 2 |  | WRI1021761 | 17 | 43.1658 | 10.8057 | Geothermal |  |  |  | 1994.0 |  | ENTSOE | https://transparency.entsoe.eu/generation/r2/installedCapacityPerProductionUnit/show | WRI | 1015984 | [13 empty] | 111.38 | NO-ESTIMATION | NO-ESTIMATION | NO-ESTIMATION | NO-ESTIMATION | CAPACITY-FACTOR-V1
ITA | Italy | LAGONI ROSSI |  | WRI1021666 | 20 | 43.1666 | 10.7847 | Geothermal |  |  |  | 1981.0 |  | ENTSOE | https://transparency.entsoe.eu/generation/r2/installedCapacityPerProductionUnit/show | WRI | 1079919 | [13 empty] | 131.04 | HYDRO-V1 | HYDRO-V1 | HYDRO-V1 | HYDRO-V1 | HYDRO-V1
ITA | Italy | TRAVALE 3 |  | WRI1021668 | 20 | 43.1707 | 11.0383 | Geothermal |  |  |  | 2003.0 |  | ENTSOE | https://transparency.entsoe.eu/generation/r2/installedCapacityPerProductionUnit/show | WRI | 1016192 | [13 empty] | 131.04 | NO-ESTIMATION | NO-ESTIMATION | NO-ESTIMATION | NO-ESTIMATION | CAPACITY-FACTOR-V1
ITA | Italy | TRAVALE 4 |  | WRI1021454 | 39 | 43.1708 | 11.0390 | Geothermal |  |  |  | 2002.0 |  | ENTSOE | https://transparency.entsoe.eu/generation/r2/installedCapacityPerProductionUnit/show | WRI | 1016192 | [13 empty] | 255.53 | NO-ESTIMATION | NO-ESTIMATION | NO-ESTIMATION | NO-ESTIMATION | CAPACITY-FACTOR-V1
ITA | Italy | SASSO 2 |  | WRI1021664 | 20 | 43.1753 | 10.8583 | Geothermal |  |  |  | 2009.0 |  | ENTSOE | https://transparency.entsoe.eu/generation/r2/installedCapacityPerProductionUnit/show | WRI | 1016163 | [13 empty] | 131.04 | NO-ESTIMATION | NO-ESTIMATION | NO-ESTIMATION | NO-ESTIMATION | CAPACITY-FACTOR-V1
ITA | Italy | NUOVA SASSO |  | WRI1021762 | 17 | 43.1763 | 10.8521 | Geothermal |  |  |  | 1996.0 |  | ENTSOE | https://transparency.entsoe.eu/generation/r2/installedCapacityPerProductionUnit/show | WRI | 1076662 | [13 empty] | 111.38 | NO-ESTIMATION | NO-ESTIMATION | NO-ESTIMATION | NO-ESTIMATION | SOLAR-V1
ITA | Italy | SELVA 1 |  | WRI1021702 | 19 | 43.1805 | 10.8834 | Geothermal |  |  |  | 1999.0 |  | ENTSOE | https://transparency.entsoe.eu/generation/r2/installedCapacityPerProductionUnit/show | WRI | 1016167 | [13 empty] | 124.49 | NO-ESTIMATION | NO-ESTIMATION | NO-ESTIMATION | NO-ESTIMATION | CAPACITY-FACTOR-V1
ITA | Italy | MONTEVERDI 1 |  | WRI1021759 | 17 | 43.1862 | 10.7657 | Geothermal |  |  |  | 1997.0 |  | ENTSOE | https://transparency.entsoe.eu/generation/r2/installedCapacityPerProductionUnit/show | WRI | 1016070 | [13 empty] | 111.38 | NO-ESTIMATION | NO-ESTIMATION | NO-ESTIMATION | NO-ESTIMATION | SOLAR-V1
ITA | Italy | NUOVA RADICONDOLI |  | WRI1021348 | 59 | 43.1935 | 11.0446 | Geothermal |  |  |  | 2002.0 |  | ENTSOE | https://transparency.entsoe.eu/generation/r2/installedCapacityPerProductionUnit/show | WRI | 1016129 | [13 empty] | 386.57 | NO-ESTIMATION | NO-ESTIMATION | NO-ESTIMATION | NO-ESTIMATION | CAPACITY-FACTOR-V1
ITA | Italy | LE PRATA |  | WRI1021663 | 20 | 43.1962 | 10.8323 | Geothermal |  |  |  | 1996.0 |  | ENTSOE | https://transparency.entsoe.eu/generation/r2/installedCapacityPerProductionUnit/show | WRI | 1016037 | [13 empty] | 131.04 | NO-ESTIMATION | NO-ESTIMATION | NO-ESTIMATION | NO-ESTIMATION | CAPACITY-FACTOR-V1
ITA | Italy | MONTEVERDI 2 |  | WRI1021760 | 17 | 43.1971 | 10.7652 | Geothermal |  |  |  | 1997.0 |  | ENTSOE | https://transparency.entsoe.eu/generation/r2/installedCapacityPerProductionUnit/show | WRI | 1016070 | [13 empty] | 111.38 | NO-ESTIMATION | NO-ESTIMATION | NO-ESTIMATION | NO-ESTIMATION | CAPACITY-FACTOR-V1
ITA | Italy | NUOVA SERRAZZANO |  | WRI1021382 | 49 | 43.2040 | 10.8003 | Geothermal |  |  |  | 2002.0 |  | ENTSOE | https://transparency.entsoe.eu/generation/r2/installedCapacityPerProductionUnit/show | WRI | 1076658 | [13 empty] | 321.05 | NO-ESTIMATION | NO-ESTIMATION | NO-ESTIMATION | NO-ESTIMATION | CAPACITY-FACTOR-V1
ITA | Italy | RANCIA 2 |  | WRI1021723 | 18 | 43.2101 | 11.0345 | Geothermal |  |  |  | 1998.0 |  | ENTSOE | https://transparency.entsoe.eu/generation/r2/installedCapacityPerProductionUnit/show | WRI | 1016130 | [13 empty] | 117.93 | NO-ESTIMATION | NO-ESTIMATION | NO-ESTIMATION | NO-ESTIMATION | CAPACITY-FACTOR-V1
ITA | Italy | PIANACCE |  | WRI1021725 | 18 | 43.2108 | 11.0308 | Geothermal |  |  |  | 1987.0 |  | ENTSOE | https://transparency.entsoe.eu/generation/r2/installedCapacityPerProductionUnit/show | WRI | 1055294 | [13 empty] | 117.93 | HYDRO-V1 | HYDRO-V1 | HYDRO-V1 | HYDRO-V1 | HYDRO-V1
ITA | Italy | NUOVA MOLINETTO |  | WRI1021721 | 18 | 43.2112 | 10.8585 | Geothermal |  |  |  | 2002.0 |  | ENTSOE | https://transparency.entsoe.eu/generation/r2/installedCapacityPerProductionUnit/show | WRI | 1076663 | [13 empty] | 117.93 | HYDRO-V1 | HYDRO-V1 | HYDRO-V1 | HYDRO-V1 | HYDRO-V1
ITA | Italy | RANCIA 1 |  | WRI1021724 | 18 | 43.2141 | 11.0468 | Geothermal |  |  |  | 1986.0 |  | ENTSOE | https://transparency.entsoe.eu/generation/r2/installedCapacityPerProductionUnit/show | WRI | 1016130 | [13 empty] | 117.93 | HYDRO-V1 | HYDRO-V1 | HYDRO-V1 | HYDRO-V1 | HYDRO-V1
ITA | Italy | NUOVA CASTELNUOVO |  | WRI1021797 | 15 | 43.2166 | 10.9052 | Geothermal |  |  |  | 2000.0 |  | ENTSOE | https://transparency.entsoe.eu/generation/r2/installedCapacityPerProductionUnit/show | WRI | 1076659 | [13 empty] | 98.28 | NO-ESTIMATION | NO-ESTIMATION | NO-ESTIMATION | NO-ESTIMATION | SOLAR-V1
ITA | Italy | NUOVA LARDERELLO |  | WRI1021763 | 17 | 43.2271 | 10.8838 | Geothermal |  |  |  | 2005.0 |  | ENTSOE | https://transparency.entsoe.eu/generation/r2/installedCapacityPerProductionUnit/show | WRI | 1016032 | [13 empty] | 111.38 | NO-ESTIMATION | NO-ESTIMATION | NO-ESTIMATION | NO-ESTIMATION | CAPACITY-FACTOR-V1
ITA | Italy | SESTA 1 |  | WRI1021722 | 18 | 43.2301 | 10.9471 | Geothermal |  |  |  | 2002.0 |  | ENTSOE | https://transparency.entsoe.eu/generation/r2/installedCapacityPerProductionUnit/show | WRI | 1076661 | [13 empty] | 117.93 | NO-ESTIMATION | NO-ESTIMATION | NO-ESTIMATION | NO-ESTIMATION | CAPACITY-FACTOR-V1
ITA | Italy | FARINELLO |  | WRI1021364 | 54 | 43.2388 | 10.9047 | Geothermal |  |  |  | 1995.0 |  | ENTSOE | https://transparency.entsoe.eu/generation/r2/installedCapacityPerProductionUnit/show | WRI | 1015993 | [13 empty] | 353.81 | NO-ESTIMATION | SOLAR-V1 | SOLAR-V1 | SOLAR-V1 | SOLAR-V1
ITA | Italy | NUOVA LAGO |  | WRI1021915 | 11 | 43.2612 | 10.8853 | Geothermal |  |  |  | 2002.0 |  | ENTSOE | https://transparency.entsoe.eu/generation/r2/installedCapacityPerProductionUnit/show | WRI | [14 empty] | 72.07 | NO-ESTIMATION | NO-ESTIMATION | NO-ESTIMATION | NO-ESTIMATION | CAPACITY-FACTOR-V1
JPN | Japan | Yamagawa |  | WRI1020128 | 30 | 31.1908 | 130.6142 | Geothermal |  |  |  | 1995.0 | TOHOKU ELECTRIC POWER CO | Japanese Electric Power Information Center | https://www.jepic.or.jp/en/ | GEODB | 1043354 | [13 empty] | 135.13 | HYDRO-V1 | HYDRO-V1 | HYDRO-V1 | HYDRO-V1 | HYDRO-V1
JPN | Japan | Ogiri |  | WRI1020121 | 35 | 31.9318 | 130.7977 | Geothermal |  |  |  | 1996.0 | KYUSHU ELECTRIC POWER CO | Japanese Electric Power Information Center | https://www.jepic.or.jp/en/ | GEODB | 1021703 | [13 empty] | 157.65 | NO-ESTIMATION | NO-ESTIMATION | NO-ESTIMATION | NO-ESTIMATION | CAPACITY-FACTOR-V1
JPN | Japan | Hatchobaru Otake |  | WRI1020116 | 110 | 33.1053 | 131.1874 | Geothermal |  |  |  |  | KYUSHU ELECTRIC POWER CO | Japanese Electric Power Information Center | https://www.jepic.or.jp/en/ | GEODB | 1021603 | [13 empty] | 495.49 | HYDRO-V1 | HYDRO-V1 | HYDRO-V1 | HYDRO-V1 | HYDRO-V1
JPN | Japan | Hachijojima |  | WRI1020115 | 3.3 | 33.1117 | 139.7780 | Geothermal |  |  |  | 1999.0 | TOKYO ELECTRIC POWER CO | Japanese Electric Power Information Center | https://www.jepic.or.jp/en/ | GEODB | 1038240 | [13 empty] | 14.86 | HYDRO-V1 | HYDRO-V1 | HYDRO-V1 | HYDRO-V1 | HYDRO-V1
JPN | Japan | Otake |  | WRI1020124 | 12.5 | 33.1217 | 131.1902 | Geothermal |  |  |  | 1967.0 | KYUSHU ELECTRIC POWER CO | Japanese Electric Power Information Center | https://www.jepic.or.jp/en/ | GEODB | 1021658 | [13 empty] | 56.3 | HYDRO-V1 | HYDRO-V1 | HYDRO-V1 | HYDRO-V1 | HYDRO-V1
JPN | Japan | Takigami |  | WRI1020126 | 25 | 33.2115 | 131.2731 | Geothermal |  |  |  | 1996.0 | MITSUBISHI MATERIALS CORP | Japanese Electric Power Information Center | https://www.jepic.or.jp/en/ | GEODB | 1043355 | [13 empty] | 112.61 | HYDRO-V1 | HYDRO-V1 | HYDRO-V1 | HYDRO-V1 | HYDRO-V1
JPN | Japan | Yanaizu-Nishiyama |  | WRI1020129 | 65 | 37.4400 | 139.6940 | Geothermal |  |  |  | 1995.0 | KYUSHU ELECTRIC POWER CO | Japanese Electric Power Information Center | https://www.jepic.or.jp/en/ | GEODB | 1031571 | [13 empty] | 292.79 | NO-ESTIMATION | NO-ESTIMATION | NO-ESTIMATION | NO-ESTIMATION | CAPACITY-FACTOR-V1
JPN | Japan | Onikobe |  | WRI1020122 | 15 | 38.8098 | 140.7086 | Geothermal |  |  |  | 1975.0 | TOHOKU ELECTRIC POWER CO | Japanese Electric Power Information Center | https://www.jepic.or.jp/en/ | GEODB | 1014511 | [13 empty] | 67.56 | NO-ESTIMATION | NO-ESTIMATION | NO-ESTIMATION | NO-ESTIMATION | CAPACITY-FACTOR-V1
JPN | Japan | Uenotai |  | WRI1020127 | 27.5 | 39.0012 | 140.6039 | Geothermal |  |  |  | 1994.0 | KYUSHU ELECTRIC POWER CO | Japanese Electric Power Information Center | https://www.jepic.or.jp/en/ | GEODB | 1031562 | [13 empty] | 123.87 | NO-ESTIMATION | NO-ESTIMATION | NO-ESTIMATION | NO-ESTIMATION | CAPACITY-FACTOR-V1
JPN | Japan | Kakkonda |  | WRI1020117 | 80 | 39.8291 | 140.8649 | Geothermal |  |  |  |  | KYUSHU ELECTRIC POWER CO | Japanese Electric Power Information Center | https://www.jepic.or.jp/en/ | GEODB | 1031474 | [13 empty] | 360.36 | NO-ESTIMATION | NO-ESTIMATION | NO-ESTIMATION | NO-ESTIMATION | CAPACITY-FACTOR-V1
JPN | Japan | Matsukawa Geothermal |  | WRI1020119 | 23.5 | 39.9271 | 140.9333 | Geothermal |  |  |  | 1966.0 | TOHOKU ELECTRIC POWER CO | Japanese Electric Power Information Center | https://www.jepic.or.jp/en/ | GEODB | 1020053 | [13 empty] | 105.85 | NO-ESTIMATION | NO-ESTIMATION | NO-ESTIMATION | NO-ESTIMATION | CAPACITY-FACTOR-V1
JPN | Japan | Onuma Plant |  | WRI1020123 | 9.5 | 39.9813 | 140.7819 | Geothermal |  |  |  | 1973.0 | HOKKAIDO ELECTRIC POWER CO INC | Japanese Electric Power Information Center | https://www.jepic.or.jp/en/ | GEODB | 1022897 | [13 empty] | 42.79 | NO-ESTIMATION | NO-ESTIMATION | NO-ESTIMATION | NO-ESTIMATION | CAPACITY-FACTOR-V1
JPN | Japan | Sumikawa Akita |  | WRI1020125 | 50 | 39.9813 | 140.7822 | Geothermal |  |  |  | 1995.0 | J-POWER | Japanese Electric Power Information Center | https://www.jepic.or.jp/en/ | GEODB | 1031541 | [13 empty] | 225.22 | HYDRO-V1 | HYDRO-V1 | HYDRO-V1 | HYDRO-V1 | HYDRO-V1
JPN | Japan | Mori |  | WRI1020120 | 50 | 42.1331 | 140.4553 | Geothermal |  |  |  | 1982.0 | TOHOKU ELECTRIC POWER CO | Japanese Electric Power Information Center | https://www.jepic.or.jp/en/ | GEODB | [14 empty] | 225.22 | HYDRO-V1 | HYDRO-V1 | HYDRO-V1 | HYDRO-V1 | HYDRO-V1
KEN | Kenya | Olkaria II |  | WRI1061221 | 105 | -0.8644 | 36.2985 | Geothermal |  |  |  | 1982.0 | Kenya Electric Generating Company | Kenya Electricity Generating Company | http://www.kengen.co.ke/?q=content/geothermal-plants | WRI | 1020739 | [13 empty] | 818.34 | NO-ESTIMATION | NO-ESTIMATION | NO-ESTIMATION | NO-ESTIMATION | CAPACITY-FACTOR-V1
KEN | Kenya | Olkaria I |  | WRI1000048 | 45 | -0.8893 | 36.2557 | Geothermal |  |  |  | 1981.0 | Kenya Electric Generating Company | Kenya Electricity Generating Company | http://www.kengen.co.ke/?q=content/geothermal-plants | WRI | [14 empty] | 350.71 | NO-ESTIMATION | NO-ESTIMATION | NO-ESTIMATION | NO-ESTIMATION | CAPACITY-FACTOR-V1
KEN | Kenya | Olkaria III (Orpower 4) |  | WRI1061220 | 139 | -0.8905 | 36.2892 | Geothermal |  |  |  | 2015.0 | Ormat Technologies Inc | Ormat | [17 empty] | NO-ESTIMATION | NO-ESTIMATION | NO-ESTIMATION | NO-ESTIMATION | CAPACITY-FACTOR-V1
KEN | Kenya | Olkaria I units 4 & 5 |  | WRI1061219 | 140 | -0.8910 | 36.2961 | Geothermal |  |  |  | 2015.0 | Kenya Electric Generating Company | Kenya Electricity Generating Company | http://www.kengen.co.ke/?q=content/geothermal-plants | WRI | [14 empty] | 1091.12 | NO-ESTIMATION | NO-ESTIMATION | NO-ESTIMATION | NO-ESTIMATION | CAPACITY-FACTOR-V1
KEN | Kenya | Olkaria I |  | WRI1061218 | 185 | -0.8933 | 36.3086 | Geothermal |  |  |  | 1981.0 | Kenya Electric Generating Company | Kenya Electricity Generating Company | http://www.kengen.co.ke/?q=kengen-download | WRI | 1020737 | [13 empty] | 1441.84 | NO-ESTIMATION | NO-ESTIMATION | NO-ESTIMATION | NO-ESTIMATION | CAPACITY-FACTOR-V1
KEN | Kenya | Olkaria IV |  | WRI1061217 | 140 | -0.9186 | 36.3338 | Geothermal |  |  |  | 2014.0 | Kenya Electric Generating Company | Kenya Electricity Generating Company | http://www.kengen.co.ke/?q=content/geothermal-plants | WRI | 1020740 | [13 empty] | 1091.12 | NO-ESTIMATION | NO-ESTIMATION | NO-ESTIMATION | NO-ESTIMATION | CAPACITY-FACTOR-V1
MEX | Mexico | Los Humeros |  | MEX0006617 | 68.6 | 19.6465 | -97.4375 | Geothermal | [5 empty] | CFE | http://base.energia.gob.mx/nacei/Archivos/3%20P%C3%A1gina%20Datos%20de%20Infraestructura/Ingl%C3%A9s/PowerPlantsRenewGE1MW_NorthAmerica_201606.xlsx | North American Cooperation on Energy Information and ComisiÃ³n Reguladora de EnergÃ­a | 1013072 | 2016 | [12 empty] | 451.43 | NO-ESTIMATION | NO-ESTIMATION | NO-ESTIMATION | NO-ESTIMATION | CAPACITY-FACTOR-V1
MEX | Mexico | Los Azufres |  | MEX0001870 | 225 | 19.7910 | -100.6669 | Geothermal |  |  |  |  | CFE | CFE-CENACE | http://base.energia.gob.mx/nacei/Archivos/3%20P%C3%A1gina%20Datos%20de%20Infraestructura/Ingl%C3%A9s/PowerPlantsAllGE100MW_NorthAmerica_201606.xlsx | North American Cooperation on Energy Information and ComisiÃ³n Reguladora de EnergÃ­a | 1013011 | 2016 | [12 empty] | 1480.65 | NO-ESTIMATION | NO-ESTIMATION | NO-ESTIMATION | NO-ESTIMATION | SOLAR-V1
MEX | Mexico | Las Tres VÃ­rgenes |  | MEX0006615 | 10 | 27.5061 | -112.5591 | Geothermal | [5 empty] | CFE | http://base.energia.gob.mx/nacei/Archivos/3%20P%C3%A1gina%20Datos%20de%20Infraestructura/Ingl%C3%A9s/PowerPlantsRenewGE1MW_NorthAmerica_201606.xlsx | North American Cooperation on Energy Information and ComisiÃ³n Reguladora de EnergÃ­a | 1045578 | 2016 | [12 empty] | 65.8 | NO-ESTIMATION | NO-ESTIMATION | NO-ESTIMATION | NO-ESTIMATION | SOLAR-V1
MEX | Mexico | Cerro Prieto |  | MEX0001868 | 570 | 32.3916 | -115.2252 | Geothermal |  |  |  |  | CFE | CFE-CENACE | http://base.energia.gob.mx/nacei/Archivos/3%20P%C3%A1gina%20Datos%20de%20Infraestructura/Ingl%C3%A9s/PowerPlantsAllGE100MW_NorthAmerica_201606.xlsx | North American Cooperation on Energy Information and ComisiÃ³n Reguladora de EnergÃ­a | 1013029 | 2016 | [12 empty] | 3750.99 | NO-ESTIMATION | NO-ESTIMATION | NO-ESTIMATION | NO-ESTIMATION | CAPACITY-FACTOR-V1
MEX | Mexico | Cerro Prieto I |  | MEX0006611 | 30 | 32.3985 | -115.2379 | Geothermal | [5 empty] | CFE | http://base.energia.gob.mx/nacei/Archivos/3%20P%C3%A1gina%20Datos%20de%20Infraestructura/Ingl%C3%A9s/PowerPlantsRenewGE1MW_NorthAmerica_201606.xlsx | North American Cooperation on Energy Information and ComisiÃ³n Reguladora de EnergÃ­a |  | 2016 | [12 empty] | 197.42 | HYDRO-V1 | HYDRO-V1 | HYDRO-V1 | HYDRO-V1 | HYDRO-V1
NIC | Nicaragua | Momotombo Geothermal Power Plant Nicaragua |  | GEODB0043595 | 77 | 12.3940 | -86.5418 | Geothermal | [5 empty] | GEODB | http://globalenergyobservatory.org | GEODB | 1019625 | 2017 | [12 empty] | 434.13 | NO-ESTIMATION | NO-ESTIMATION | NO-ESTIMATION | NO-ESTIMATION | CAPACITY-FACTOR-V1
NIC | Nicaragua | San Jacinto-Tizate Geothermal Power Plant Nicaragua |  | GEODB0043607 | 82 | 12.6088 | -86.7730 | Geothermal | [5 empty] | GEODB | http://globalenergyobservatory.org | GEODB | 1019647 | 2017 | [12 empty] | 462.32 | NO-ESTIMATION | NO-ESTIMATION | NO-ESTIMATION | NO-ESTIMATION | CAPACITY-FACTOR-V1
NZL | New Zealand | Kawerau |  | WRI1000327 | 100 | -38.0631 | 176.7272 | Geothermal |  |  |  | 2008.0 | Mercury Energy | Mercury Energy | https://www.mercury.co.nz/About/Renewable-Energy/Geothermal-Generation.aspx | GEODB | 1064123 | [13 empty] | 746.78 | NO-ESTIMATION | NO-ESTIMATION | NO-ESTIMATION | NO-ESTIMATION | CAPACITY-FACTOR-V1
NZL | New Zealand | Ohaaki |  | WRI1000332 | 122 | -38.5279 | 176.2937 | Geothermal |  |  |  | 1984.0 | Contact Energy | Contact Energy | https://contact.co.nz/corporate/about/our-company/powerstations | GEODB | 1015231 | [13 empty] | 911.08 | NO-ESTIMATION | NO-ESTIMATION | NO-ESTIMATION | NO-ESTIMATION | CAPACITY-FACTOR-V1
NZL | New Zealand | mokai |  | WRI1000320 | 112 | -38.5312 | 175.9268 | Geothermal |  |  |  | 2000.0 | Mercury Energy | Mercury Energy | https://www.mercury.co.nz/About/Renewable-Energy/Geothermal-Generation.aspx | GEODB | 1025692 | [13 empty] | 836.4 | NO-ESTIMATION | NO-ESTIMATION | NO-ESTIMATION | NO-ESTIMATION | CAPACITY-FACTOR-V1
NZL | New Zealand | Rotokawa |  | WRI1000325 | 34 | -38.6125 | 176.1932 | Geothermal |  |  |  | 2000.0 | Mercury Energy | Mercury Energy | https://www.mercury.co.nz/About/Renewable-Energy/Geothermal-Generation.aspx | GEODB | 1025693 | [13 empty] | 253.9 | NO-ESTIMATION | NO-ESTIMATION | NO-ESTIMATION | NO-ESTIMATION | CAPACITY-FACTOR-V1
NZL | New Zealand | Nga Awa Purua |  | WRI1000326 | 138 | -38.6143 | 176.1825 | Geothermal |  |  |  | 2010.0 | Mercury Energy | Mercury Energy | https://www.mercury.co.nz/About/Renewable-Energy/Geothermal-Generation.aspx | GEODB | [14 empty] | 1030.56 | WIND-V1 | WIND-V1 | WIND-V1 | WIND-V1 | WIND-V1
NZL | New Zealand | Wairakei |  | WRI1000331 | 132 | -38.6266 | 176.1055 | Geothermal |  |  |  |  | Contact Energy | Contact Energy | https://contact.co.nz/corporate/about/our-company/powerstations | GEODB | 1015244 | [13 empty] | 985.76 | NO-ESTIMATION | SOLAR-V1 | SOLAR-V1 | SOLAR-V1 | SOLAR-V1
NZL | New Zealand | Te Huka Binary |  | WRI1000334 | 28 | -38.6664 | 176.1170 | Geothermal |  |  |  | 2010.0 | Contact Energy | Contact Energy | https://contact.co.nz/corporate/about/our-company/powerstations | GEODB | 1071340 | [13 empty] | 209.1 | NO-ESTIMATION | NO-ESTIMATION | NO-ESTIMATION | NO-ESTIMATION | CAPACITY-FACTOR-V1
PHL | Philippines | LEYTE GPP |  | WRI1001942 | 112.5 | 11.1308 | 124.6553 | Geothermal | [5 empty] | Philippines Department of Energy | https://www.doe.gov.ph/list-existing-power-plants | GEODB | [14 empty] | 594.52 | SOLAR-V1 | SOLAR-V1 | SOLAR-V1 | SOLAR-V1 | SOLAR-V1
PHL | Philippines | UNIFIED LEYTE |  | WRI1001943 | 610.2 | 11.1308 | 124.6553 | Geothermal | [5 empty] | Philippines Department of Energy | https://www.doe.gov.ph/list-existing-power-plants | GEODB | [14 empty] | 3224.7 | NO-ESTIMATION | NO-ESTIMATION | NO-ESTIMATION | NO-ESTIMATION | CAPACITY-FACTOR-V1
PHL | Philippines | BACMAN |  | WRI1001889 | 130 | 13.0547 | 123.9678 | Geothermal | [5 empty] | Philippines Department of Energy | https://www.doe.gov.ph/list-existing-power-plants | GEODB | 1023478¦1106851 | [13 empty] | 687 | WIND-V1 | WIND-V1 | WIND-V1 | WIND-V1 | WIND-V1
PHL | Philippines | MANITO-Lowland |  | WRI1001892 | 1.5 | 13.1235 | 123.8693 | Geothermal | [5 empty] | Philippines Department of Energy | https://www.doe.gov.ph/list-existing-power-plants | CARMA | 1064221 | [13 empty] | 7.92 | NO-ESTIMATION | NO-ESTIMATION | NO-ESTIMATION | NO-ESTIMATION | CAPACITY-FACTOR-V1
PHL | Philippines | TIWI |  | WRI1001890 | 234 | 13.4655 | 123.6486 | Geothermal | [5 empty] | Philippines Department of Energy | https://www.doe.gov.ph/list-existing-power-plants | GEODB | 1025521 | [13 empty] | 1236.61 | HYDRO-V1 | HYDRO-V1 | HYDRO-V1 | HYDRO-V1 | HYDRO-V1
PHL | Philippines | MAKBAN |  | WRI1001888 | 442.8 | 14.0881 | 121.2264 | Geothermal | [5 empty] | Philippines Department of Energy | https://www.doe.gov.ph/list-existing-power-plants | GEODB | [14 empty] | 2340.04 | NO-ESTIMATION | NO-ESTIMATION | NO-ESTIMATION | NO-ESTIMATION | CAPACITY-FACTOR-V1
PHL | Philippines | MAKBAN-Binary |  | WRI1001891 | 15.7 | 14.1447 | 121.3152 | Geothermal | [5 empty] | Philippines Department of Energy | https://www.doe.gov.ph/list-existing-power-plants | CARMA | [14 empty] | 82.96 | NO-ESTIMATION | NO-ESTIMATION | SOLAR-V1 | SOLAR-V1 | SOLAR-V1
PHL | Philippines | MT APO |  | WRI1001956 | 109 | 7.0083 | 125.0894 | Geothermal | [5 empty] | Philippines Department of Energy | https://www.doe.gov.ph/list-existing-power-plants | CARMA | 1025096 | [13 empty] | 576.02 | SOLAR-V1 | SOLAR-V1 | SOLAR-V1 | SOLAR-V1 | SOLAR-V1
PHL | Philippines | PALINPINON GPP |  | WRI1001941 | 192.5 | 9.3031 | 123.2141 | Geothermal | [5 empty] | Philippines Department of Energy | https://www.doe.gov.ph/list-existing-power-plants | GEODB | 1023554 | [13 empty] | 1017.29 | NO-ESTIMATION | NO-ESTIMATION | NO-ESTIMATION | NO-ESTIMATION | CAPACITY-FACTOR-V1
PNG | Papua New Guinea | Lihir |  | WRI1022423 | 30 | -3.1245 | 152.6464 | Geothermal |  |  |  | 2005.0 | Lihir Gold Ltd. | ThinkGeoEnergy | https://www.geothermal-energy.org/pdf/IGAstandard/WGC/2005/0136.pdf | WRI | 1054110 | [14 empty] | NO-ESTIMATION | NO-ESTIMATION | NO-ESTIMATION | NO-ESTIMATION | CAPACITY-FACTOR-V1
PRT | Portugal | Pico Vermelho |  | WRI1022558 | 13 | 37.7789 | -25.4904 | Geothermal |  |  |  | 2006.0 |  | Energias Endogenas de Portugal | http://e2p.inegi.up.pt/index.asp | Energias Endogenas de Portugal | 1015647 | [13 empty] | 101.47 | NO-ESTIMATION | NO-ESTIMATION | NO-ESTIMATION | NO-ESTIMATION | CAPACITY-FACTOR-V1
PRT | Portugal | Ribeira Grande |  | WRI1022559 | 15.8 | 37.8011 | -25.5053 | Geothermal |  |  |  | 1994.0 |  | Energias Endogenas de Portugal | http://e2p.inegi.up.pt/index.asp | Energias Endogenas de Portugal | 1039368 | [13 empty] | 123.33 | SOLAR-V1 | SOLAR-V1 | SOLAR-V1 | SOLAR-V1 | SOLAR-V1
RUS | Russia | Pauzhetskaya GeoPP |  | WRI1061705 | 12 | 51.4658 | 156.8103 | Geothermal |  |  |  |  | PJSC "RusHydro" | EnergyBase (RUS) | https://energybase.ru/power-plant/Pauzhetskaya_GeoPP | EnergyBase (RUS) | [14 empty] | 54.83 | NO-ESTIMATION | NO-ESTIMATION | SOLAR-V1 | SOLAR-V1 | SOLAR-V1
RUS | Russia | Mutnovskaya GeoPP |  | WRI1061706 | 50 | 52.5353 | 158.2011 | Geothermal |  |  |  |  | PJSC "RusHydro" | EnergyBase (RUS) | https://energybase.ru/power-plant/Mutnovskaya_GeoPP | EnergyBase (RUS) | [14 empty] | 228.46 | NO-ESTIMATION | NO-ESTIMATION | NO-ESTIMATION | NO-ESTIMATION | CAPACITY-FACTOR-V1
RUS | Russia | Verkhne-Mutnovskaya GeoPP |  | WRI1061707 | 12 | 52.5514 | 158.2377 | Geothermal |  |  |  |  | PJSC "RusHydro" | EnergyBase (RUS) | https://energybase.ru/power-plant/Upper_Mutnovskaya_GeoPP | EnergyBase (RUS) | [14 empty] | 54.83 | NO-ESTIMATION | NO-ESTIMATION | NO-ESTIMATION | NO-ESTIMATION | SOLAR-V1
SLV | El Salvador | Berlin Geothermal Power Plant El Salvador |  | GEODB0043616 | 109 | 13.5250 | -88.5089 | Geothermal | [5 empty] | GEODB | http://globalenergyobservatory.org | GEODB | 1012983 | 2017 | [12 empty] | 836.53 | SOLAR-V1 | SOLAR-V1 | SOLAR-V1 | SOLAR-V1 | SOLAR-V1
SLV | El Salvador | Ahuachapan Geothermal Power Plant El Salvador |  | GEODB0043615 | 95 | 13.9202 | -89.8174 | Geothermal | [5 empty] | GEODB | http://globalenergyobservatory.org | GEODB | 1012981 | 2017 | [12 empty] | 729.08 | NO-ESTIMATION | WIND-V1 | WIND-V1 | WIND-V1 | WIND-V1
TUR | Turkey | GÃ¼mÃ¼ÅŸkÃ¶y |  | WRI1018969 | 13 | 37.8534 | 27.4658 | Geothermal |  |  |  |  | Zorlu Enerji | Enerji Atlasi | http://www.enerjiatlasi.com/jeotermal/gumuskoy-jeotermal-enerji-santrali.html | WRI | [15 empty] | NO-ESTIMATION | NO-ESTIMATION | NO-ESTIMATION | NO-ESTIMATION | CAPACITY-FACTOR-V1
TUR | Turkey | Dora 3 |  | WRI1018960 | 34 | 37.8570 | 28.0716 | Geothermal |  |  |  | 2013.0 | MB Holding | Enerji Atlasi | http://www.enerjiatlasi.com/jeotermal/dora-3-jeotermal-enerji-santrali.html | WRI | [15 empty] | HYDRO-V1 | HYDRO-V1 | HYDRO-V1 | HYDRO-V1 | HYDRO-V1
TUR | Turkey | Dora 4 |  | WRI1018967 | 17 | 37.8578 | 28.0921 | Geothermal |  |  |  |  | Ã‡elikler Enerji | Enerji Atlasi | http://www.enerjiatlasi.com/jeotermal/dora-4-jeotermal-enerji-santrali.html | WRI | [15 empty] | NO-ESTIMATION | NO-ESTIMATION | NO-ESTIMATION | NO-ESTIMATION | CAPACITY-FACTOR-V1
TUR | Turkey | Deniz |  | WRI1018962 | 24 | 37.8592 | 27.6145 | Geothermal |  |  |  | 2012.0 | KipaÅŸ Holding Enerji Grubu | Enerji Atlasi | http://www.enerjiatlasi.com/jeotermal/deniz-jeotermal-enerji-santrali.html | WRI | [15 empty] | NO-ESTIMATION | NO-ESTIMATION | NO-ESTIMATION | NO-ESTIMATION | NO-ESTIMATION
TUR | Turkey | Efeler |  | WRI1018954 | 114 | 37.8656 | 27.6474 | Geothermal |  |  |  |  | GÃ¼riÅŸ Holding | Enerji Atlasi | http://www.enerjiatlasi.com/jeotermal/efeler-jeotermal-enerji-santrali.html | WRI | 1107766 | [14 empty] | NO-ESTIMATION | NO-ESTIMATION | NO-ESTIMATION | NO-ESTIMATION | CAPACITY-FACTOR-V1
TUR | Turkey | Galip Hoca Germencik |  | WRI1018957 | 47 | 37.8845 | 27.6304 | Geothermal |  |  |  | 2009.0 | GÃ¼riÅŸ Holding | Enerji Atlasi | http://www.enerjiatlasi.com/jeotermal/germencik-jeotermal-santrali.html | WRI | 1040510 | [14 empty] | NO-ESTIMATION | SOLAR-V1 | SOLAR-V1 | SOLAR-V1 | SOLAR-V1
TUR | Turkey | PamukÃ¶ren |  | WRI1018956 | 68 | 37.9171 | 28.5297 | Geothermal |  |  |  | 2014.0 | Ã‡elikler Enerji | Enerji Atlasi | http://www.enerjiatlasi.com/jeotermal/pamukoren-jeotermal-enerji-santrali.html | WRI | [15 empty] | NO-ESTIMATION | NO-ESTIMATION | SOLAR-V1 | SOLAR-V1 | SOLAR-V1
TUR | Turkey | PamukÃ¶ren 2 |  | WRI1018966 | 23 | 37.9171 | 28.5297 | Geothermal |  |  |  |  | Ã‡elikler Enerji | Enerji Atlasi | http://www.enerjiatlasi.com/jeotermal/pamukoren-2-jes.html | WRI | [15 empty] | NO-ESTIMATION | WIND-V1 | WIND-V1 | WIND-V1 | WIND-V1
TUR | Turkey | Kizildere 2 |  | WRI1018955 | 80 | 37.9499 | 28.8354 | Geothermal |  |  |  | 2013.0 | Zorlu Enerji | Enerji Atlasi | http://www.enerjiatlasi.com/jeotermal/zorlu-enerji-kizildere-2-jeotermal-enerji-santrali.html | WRI | [15 empty] | NO-ESTIMATION | NO-ESTIMATION | NO-ESTIMATION | NO-ESTIMATION | CAPACITY-FACTOR-V1
TUR | Turkey | KÄ±zÄ±ldere (Zorlu) |  | WRI1018968 | 15 | 37.9499 | 28.8354 | Geothermal |  |  |  |  | MB Holding | Enerji Atlasi | http://www.enerjiatlasi.com/jeotermal/kizildere-zorlu-jes.html | WRI | [15 empty] | WIND-V1 | WIND-V1 | WIND-V1 | WIND-V1 | WIND-V1
TUR | Turkey | AlaÅŸehir |  | WRI1018958 | 45 | 38.4002 | 28.4311 | Geothermal |  |  |  | 2015.0 | Zorlu Enerji | Enerji Atlasi | http://www.enerjiatlasi.com/jeotermal/zorlu-alasehir-jeotermal-enerji-santrali.html | WRI | 1076085 | [14 empty] | NO-ESTIMATION | NO-ESTIMATION | NO-ESTIMATION | SOLAR-V1 | SOLAR-V1
USA | United States of America | Puna Geothermal Venture I |  | USA0052028 | 51 | 19.4790 | -154.8884 | Geothermal |  |  |  | 1998.2745098039215 | Puna Geothermal Venture | U.S. Energy Information Administration | http://www.eia.gov/electricity/data/browser/ | U.S. Energy Information Administration | 17491 | 2019 | 0.0 | 253.841 | 230.34 | 260.10200000000003 | 322.592 | 110.089 | 0 | U.S. Energy Information Administration |  |  |  |  | 275.67 | NO-ESTIMATION | NO-ESTIMATION | NO-ESTIMATION | NO-ESTIMATION | CAPACITY-FACTOR-V1
USA | United States of America | Lightning Dock Geothermal HI-01 LLC |  | USA0058629 | 19.2 | 32.1447 | -108.8383 | Geothermal |  |  |  | 2017.9583333333335 | Lightning Dock Geothermal HI-01 LLC | U.S. Energy Information Administration | http://www.eia.gov/electricity/data/browser/ | U.S. Energy Information Administration |  | 2019 | 0.069 | 8.736 | 9.675 | 14.218 | 12.963000000000001 | 13.138 | 58.102 | U.S. Energy Information Administration |  |  |  |  | 103.78 | NO-ESTIMATION | NO-ESTIMATION | NO-ESTIMATION | NO-ESTIMATION | CAPACITY-FACTOR-V1
USA | United States of America | Second Imperial Geothermal |  | USA0054111 | 80 | 32.7144 | -115.5356 | Geothermal |  |  |  | 1998.6 | ORCAL Geothermal Inc | U.S. Energy Information Administration | http://www.eia.gov/electricity/data/browser/ | U.S. Energy Information Administration |  | 2019 | 222.882 | 226.191 | 204.689 | 165.507 | 144.302 | 226.70000000000002 | 216.998 | U.S. Energy Information Administration |  |  |  |  | 432.42 | NO-ESTIMATION | SOLAR-V1 | SOLAR-V1 | SOLAR-V1 | SOLAR-V1
USA | United States of America | Heber Geothermal |  | USA0054689 | 81.5 | 32.7146 | -115.5180 | Geothermal |  |  |  | 1995.398773006135 | ORCAL Geothermal Inc | U.S. Energy Information Administration | http://www.eia.gov/electricity/data/browser/ | U.S. Energy Information Administration | 28740 | 2019 | 295.49800000000005 | 265.012 | 321.942 | 355.359 | 310.71799999999996 | 312.351 | 338.754 | U.S. Energy Information Administration |  |  |  |  | 440.53 | NO-ESTIMATION | SOLAR-V1 | SOLAR-V1 | SOLAR-V1 | SOLAR-V1
USA | United States of America | Geo East Mesa II |  | USA0054038 | 21.6 | 32.7757 | -115.2637 | Geothermal |  |  |  | 1989.0 | Ormat Nevada Inc | U.S. Energy Information Administration | http://www.eia.gov/electricity/data/browser/ | U.S. Energy Information Administration | 19051 | 2019 | 76.305 | 71.914 | 63.146 | 59.44 | 57.691 | 0.0 | 0 | U.S. Energy Information Administration |  |  |  |  | 116.75 | NO-ESTIMATION | NO-ESTIMATION | NO-ESTIMATION | NO-ESTIMATION | CAPACITY-FACTOR-V1
USA | United States of America | Geo East Mesa III |  | USA0010763 | 29.6 | 32.7757 | -115.2637 | Geothermal |  |  |  | 1993.8648648648648 | Ormat Nevada Inc | U.S. Energy Information Administration | http://www.eia.gov/electricity/data/browser/ | U.S. Energy Information Administration | 19051 | 2019 | 99.62 | 93.888 | 82.44 | 77.604 | 75.318 | 97.553 | 76.021 | U.S. Energy Information Administration |  |  |  |  | 159.99 | NO-ESTIMATION | NO-ESTIMATION | NO-ESTIMATION | NO-ESTIMATION | CAPACITY-FACTOR-V1
USA | United States of America | Ormesa II |  | USA0054724 | 24 | 32.7881 | -115.2481 | Geothermal |  |  |  | 1998.0 | Ormat Nevada Inc | U.S. Energy Information Administration | http://www.eia.gov/electricity/data/browser/ | U.S. Energy Information Administration | 19744 | 2019 | 89.022 | 83.9 | 73.67 | 69.34700000000001 | 67.306 | 87.176 | 67.933 | U.S. Energy Information Administration |  |  |  |  | 129.72 | NO-ESTIMATION | NO-ESTIMATION | NO-ESTIMATION | NO-ESTIMATION | CAPACITY-FACTOR-V1
USA | United States of America | Ormesa I |  | USA0050766 | 26.4 | 32.8156 | -115.2568 | Geothermal |  |  |  | 2001.5454545454547 | Ormat Nevada Inc | U.S. Energy Information Administration | http://www.eia.gov/electricity/data/browser/ | U.S. Energy Information Administration | 19744 | 2019 | 84.783 | 79.904 | 70.162 | 66.045 | 64.101 | 83.024 | 64.698 | U.S. Energy Information Administration |  |  |  |  | 142.7 | NO-ESTIMATION | SOLAR-V1 | SOLAR-V1 | SOLAR-V1 | SOLAR-V1
USA | United States of America | North Brawley Geothermal Plant |  | USA0056832 | 80 | 33.0139 | -115.5439 | Geothermal |  |  |  | 2009.0 | Ormat Nevada Inc | U.S. Energy Information Administration | http://www.eia.gov/electricity/data/browser/ | U.S. Energy Information Administration | 56704 | 2019 | 183.89600000000002 | 138.508 | 102.677 | 70.885 | 54.116 | 55.668 | 55.693 | U.S. Energy Information Administration |  |  |  |  | 432.42 | NO-ESTIMATION | NO-ESTIMATION | NO-ESTIMATION | NO-ESTIMATION | CAPACITY-FACTOR-V1
USA | United States of America | Salton Sea Power LLC - Unit 5 |  | USA0055983 | 58.3 | 33.1533 | -115.6384 | Geothermal |  |  |  | 2000.0 | CalEnergy Operating Corporation | U.S. Energy Information Administration | http://www.eia.gov/electricity/data/browser/ | U.S. Energy Information Administration | 15308 | 2019 | 304.809 | 303.206 | 352.088 | 328.87 | 338.028 | 361.18 | 321.665 | U.S. Energy Information Administration |  |  |  |  | 315.13 | HYDRO-V1 | HYDRO-V1 | HYDRO-V1 | HYDRO-V1 | HYDRO-V1
USA | United States of America | Salton Sea Power Gen Co - Unit 4 |  | USA0054996 | 47.5 | 33.1570 | -115.6386 | Geothermal |  |  |  | 1996.0 | CalEnergy Operating Corporation | U.S. Energy Information Administration | http://www.eia.gov/electricity/data/browser/ | U.S. Energy Information Administration | 15308 | 2019 | 324.963 | 295.485 | 329.90000000000003 | 263.02 | 313.497 | 299.435 | 290.199 | U.S. Energy Information Administration |  |  |  |  | 256.75 | NO-ESTIMATION | NO-ESTIMATION | NO-ESTIMATION | NO-ESTIMATION | CAPACITY-FACTOR-V1
USA | United States of America | Salton Sea Power Gen Co Unit 1 |  | USA0010878 | 10 | 33.1580 | -115.6475 | Geothermal |  |  |  | 1982.0 | CalEnergy Operating Corporation | U.S. Energy Information Administration | http://www.eia.gov/electricity/data/browser/ | U.S. Energy Information Administration | 15308 | 2019 | 64.46600000000001 | 70.72500000000001 | 75.371 | 70.94800000000001 | 71.378 | 77.57000000000001 | 76.099 | U.S. Energy Information Administration |  |  |  |  | 54.05 | SOLAR-V1 | SOLAR-V1 | SOLAR-V1 | SOLAR-V1 | SOLAR-V1
USA | United States of America | Salton Sea Power Gen Co - Unit 3 |  | USA0010759 | 53.9 | 33.1582 | -115.6387 | Geothermal |  |  |  | 1989.0 | CalEnergy Operating Corporation | U.S. Energy Information Administration | http://www.eia.gov/electricity/data/browser/ | U.S. Energy Information Administration | 15308 | 2019 | 335.647 | 324.243 | 378.71 | 302.28700000000003 | 349.159 | 332.819 | 300.512 | U.S. Energy Information Administration |  |  |  |  | 291.34 | NO-ESTIMATION | NO-ESTIMATION | SOLAR-V1 | SOLAR-V1 | SOLAR-V1
USA | United States of America | Salton Sea Power Gen Co - Unit 2 |  | USA0010879 | 20 | 33.1589 | -115.6455 | Geothermal |  |  |  | 1990.0 | CalEnergy Operating Corporation | U.S. Energy Information Administration | http://www.eia.gov/electricity/data/browser/ | U.S. Energy Information Administration | 15308 | 2019 | 113.498 | 110.714 | 121.73400000000001 | 90.269 | 101.37 | 107.436 | 107.264 | U.S. Energy Information Administration |  |  |  |  | 108.1 | HYDRO-V1 | HYDRO-V1 | HYDRO-V1 | HYDRO-V1 | HYDRO-V1
USA | United States of America | Vulcan-BN Geothermal Power Company |  | USA0050210 | 39.6 | 33.1633 | -115.6167 | Geothermal |  |  |  | 1986.0 | CalEnergy Operating Corporation | U.S. Energy Information Administration | http://www.eia.gov/electricity/data/browser/ | U.S. Energy Information Administration | 15313 | 2019 | 293.475 | 271.038 | 296.35200000000003 | 262.872 | 250.665 | 273.968 | 238.607 | U.S. Energy Information Administration |  |  |  |  | 214.05 | NO-ESTIMATION | NO-ESTIMATION | NO-ESTIMATION | NO-ESTIMATION | CAPACITY-FACTOR-V1
USA | United States of America | Del Ranch Company |  | USA0010632 | 45.5 | 33.1646 | -115.6160 | Geothermal |  |  |  | 1988.0 | CalEnergy Operating Corporation | U.S. Energy Information Administration | http://www.eia.gov/electricity/data/browser/ | U.S. Energy Information Administration |  | 2019 | 321.278 | 317.092 | 329.813 | 302.96 | 301.313 | 335.103 | 311.408 | U.S. Energy Information Administration |  |  |  |  | 245.94 | HYDRO-V1 | HYDRO-V1 | HYDRO-V1 | HYDRO-V1 | HYDRO-V1
USA | United States of America | CE Turbo LLC |  | USA0055984 | 11.5 | 33.1669 | -115.5114 | Geothermal |  |  |  | 2000.0 | CalEnergy Operating Corporation | U.S. Energy Information Administration | http://www.eia.gov/electricity/data/browser/ | U.S. Energy Information Administration | 54735 | 2019 | 57.796 | 52.329 | 77.122 | 79.721 | 73.259 | 78.683 | 70.825 | U.S. Energy Information Administration |  |  |  |  | 62.16 | HYDRO-V1 | HYDRO-V1 | HYDRO-V1 | HYDRO-V1 | HYDRO-V1
USA | United States of America | Elmore Company |  | USA0010634 | 45.5 | 33.1777 | -115.6033 | Geothermal |  |  |  | 1988.0 | CalEnergy Operating Corporation | U.S. Energy Information Administration | http://www.eia.gov/electricity/data/browser/ | U.S. Energy Information Administration | 15303 | 2019 | 325.529 | 344.67 | 353.22 | 305.377 | 288.346 | 308.65000000000003 | 363.093 | U.S. Energy Information Administration |  |  |  |  | 245.94 | HYDRO-V1 | HYDRO-V1 | HYDRO-V1 | HYDRO-V1 | HYDRO-V1
USA | United States of America | CE Leathers |  | USA0010631 | 45.5 | 33.1779 | -115.5650 | Geothermal |  |  |  | 1989.0 | CalEnergy Operating Corporation | U.S. Energy Information Administration | http://www.eia.gov/electricity/data/browser/ | U.S. Energy Information Administration | 15304 | 2019 | 322.597 | 359.218 | 347.743 | 298.724 | 365.29900000000004 | 328.103 | 325.434 | U.S. Energy Information Administration |  |  |  |  | 245.94 | HYDRO-V1 | HYDRO-V1 | HYDRO-V1 | HYDRO-V1 | HYDRO-V1
USA | United States of America | John L. Featherstone Plant |  | USA0057475 | 55 | 33.2046 | -115.5733 | Geothermal |  |  |  | 2012.0 | Hudson Ranch Power I LLC | U.S. Energy Information Administration | http://www.eia.gov/electricity/data/browser/ | U.S. Energy Information Administration | 57281 | 2019 | 386.399 | 429.194 | 435.264 | 443.269 | 424.265 | 415.994 | 440.113 | U.S. Energy Information Administration |  |  |  |  | 297.29 | NO-ESTIMATION | NO-ESTIMATION | NO-ESTIMATION | NO-ESTIMATION | CAPACITY-FACTOR-V1
USA | United States of America | Coso Energy Developers |  | USA0010875 | 90 | 36.0019 | -117.7886 | Geothermal |  |  |  | 1989.0 | Coso Operating Co LLC | U.S. Energy Information Administration | http://www.eia.gov/electricity/data/browser/ | U.S. Energy Information Administration |  | 2019 | 373.19 | 340.994 | 295.57800000000003 | 267.151 | 271.722 | 284.81 | 279.041 | U.S. Energy Information Administration |  |  |  |  | 486.48 | WIND-V1 | WIND-V1 | WIND-V1 | WIND-V1 | WIND-V1
USA | United States of America | Coso Power Developers |  | USA0010874 | 90 | 36.0192 | -117.7917 | Geothermal |  |  |  | 1989.6666666666667 | Coso Operating Co LLC | U.S. Energy Information Administration | http://www.eia.gov/electricity/data/browser/ | U.S. Energy Information Administration |  | 2019 | 488.709 | 449.159 | 439.325 | 473.75600000000003 | 404.007 | 410.113 | 408.892 | U.S. Energy Information Administration |  |  |  |  | 486.48 | HYDRO-V1 | HYDRO-V1 | HYDRO-V1 | HYDRO-V1 | HYDRO-V1
USA | United States of America | Coso Finance Partners |  | USA0010873 | 92.2 | 36.0372 | -117.7981 | Geothermal |  |  |  | 1987.6507592190892 | Coso Operating Co LLC | U.S. Energy Information Administration | http://www.eia.gov/electricity/data/browser/ | U.S. Energy Information Administration |  | 2019 | 492.795 | 473.318 | 501.208 | 484.689 | 473.943 | 480.839 | 488.619 | U.S. Energy Information Administration |  |  |  |  | 498.37 | NO-ESTIMATION | NO-ESTIMATION | NO-ESTIMATION | NO-ESTIMATION | CAPACITY-FACTOR-V1
USA | United States of America | Mammoth Pacific I |  | USA0010480 | 10 | 37.6451 | -118.9143 | Geothermal |  |  |  | 1985.0 | Ormat Nevada Inc | U.S. Energy Information Administration | http://www.eia.gov/electricity/data/browser/ | U.S. Energy Information Administration |  | 2019 | 2.016 | 56.293 | 51.448 | 58.949 | 58.669000000000004 | 56.845 | 57.351 | U.S. Energy Information Administration |  |  |  |  | 54.05 | HYDRO-V1 | HYDRO-V1 | HYDRO-V1 | HYDRO-V1 | HYDRO-V1
USA | United States of America | Ples I |  | USA0010479 | 15 | 37.6455 | -118.9096 | Geothermal |  |  |  | 1991.0 | Ormat Nevada Inc | U.S. Energy Information Administration | http://www.eia.gov/electricity/data/browser/ | U.S. Energy Information Administration |  | 2019 | 100.35000000000001 | 94.254 | 88.73 | 86.83200000000001 | 96.107 | 85.774 | 82.351 | U.S. Energy Information Administration |  |  |  |  | 81.08 | NO-ESTIMATION | NO-ESTIMATION | NO-ESTIMATION | SOLAR-V1 | SOLAR-V1
USA | United States of America | Mammoth Pacific II |  | USA0010481 | 15 | 37.6464 | -118.9092 | Geothermal |  |  |  | 1991.0 | Ormat Nevada Inc | U.S. Energy Information Administration | http://www.eia.gov/electricity/data/browser/ | U.S. Energy Information Administration |  | 2019 | 79.96900000000001 | 69.001 | 57.953 | 71.943 | 61.775 | 62.421 | 68.597 | U.S. Energy Information Administration |  |  |  |  | 81.08 | NO-ESTIMATION | NO-ESTIMATION | NO-ESTIMATION | NO-ESTIMATION | CAPACITY-FACTOR-V1
USA | United States of America | Thermo No 1 |  | USA0057353 | 14 | 38.1607 | -113.1945 | Geothermal |  |  |  | 2013.0 | Thermo No 1 BE 01 LLC | U.S. Energy Information Administration | http://www.eia.gov/electricity/data/browser/ | U.S. Energy Information Administration |  | 2019 | 52.564 | 81.479 | 63.981 | 63.332 | 63.775 | 64.926 | 65.612 | U.S. Energy Information Administration |  |  |  |  | 75.67 | WIND-V1 | WIND-V1 | WIND-V1 | WIND-V1 | WIND-V1
USA | United States of America | Blundell |  | USA0000299 | 44.8 | 38.4889 | -112.8533 | Geothermal |  |  |  | 1991.5535714285713 | PacifiCorp | U.S. Energy Information Administration | http://www.eia.gov/electricity/data/browser/ | U.S. Energy Information Administration | 29489 | 2019 | 250.722 | 274.996 | 259.70300000000003 | 256.918 | 249.03300000000002 | 223.05100000000002 | 115.179 | U.S. Energy Information Administration |  |  |  |  | 242.16 | HYDRO-V1 | HYDRO-V1 | HYDRO-V1 | HYDRO-V1 | HYDRO-V1
USA | United States of America | Enel Cove Fort |  | USA0058570 | 25 | 38.5603 | -112.5811 | Geothermal |  |  |  | 2014.0 | Enel Cove Fort LLC | U.S. Energy Information Administration | http://www.eia.gov/electricity/data/browser/ | U.S. Energy Information Administration | 55266 | 2019 | 0.0 | 165.107 | 105.833 | 164.844 | 168.12 | 157.76 | 129.523 | U.S. Energy Information Administration |  |  |  |  | 135.13 | NO-ESTIMATION | SOLAR-V1 | SOLAR-V1 | SOLAR-V1 | SOLAR-V1
USA | United States of America | Geothermal 2 |  | USA0007369 | 110 | 38.7492 | -122.7117 | Geothermal |  |  |  | 1986.0 | Northern California Power Agny | U.S. Energy Information Administration | http://www.eia.gov/electricity/data/browser/ | U.S. Energy Information Administration |  | 2019 | 365.249 | 371.135 | 366.435 | 343.78700000000003 | 355.038 | 352.294 | 331.152 | U.S. Energy Information Administration |  |  |  |  | 594.59 | NO-ESTIMATION | NO-ESTIMATION | NO-ESTIMATION | NO-ESTIMATION | CAPACITY-FACTOR-V1
USA | United States of America | Geothermal 1 |  | USA0007368 | 110 | 38.7520 | -122.7195 | Geothermal |  |  |  | 1983.0 | Northern California Power Agny | U.S. Energy Information Administration | http://www.eia.gov/electricity/data/browser/ | U.S. Energy Information Administration |  | 2019 | 388.677 | 469.471 | 460.762 | 475.231 | 415.90500000000003 | 433.93600000000004 | 324.594 | U.S. Energy Information Administration |  |  |  |  | 594.59 | NO-ESTIMATION | NO-ESTIMATION | NO-ESTIMATION | NO-ESTIMATION | CAPACITY-FACTOR-V1
USA | United States of America | Geysers Unit 5-20 |  | USA0000286 | 1163 | 38.7770 | -122.7450 | Geothermal |  |  |  | 1979.4411006018915 | Geysers Power Co LLC | U.S. Energy Information Administration | http://www.eia.gov/electricity/data/browser/ | U.S. Energy Information Administration | 29381 | 2019 | 4784.939 | 4591.707 | 4531.168 | 4628.9710000000005 | 4667.659 | 4674.308 | 4351.429 | U.S. Energy Information Administration |  |  |  |  | 6286.45 | NO-ESTIMATION | NO-ESTIMATION | NO-ESTIMATION | SOLAR-V1 | SOLAR-V1
USA | United States of America | Calistoga Power Plant |  | USA0050066 | 176.4 | 38.7879 | -122.7434 | Geothermal |  |  |  | 1984.0000000000002 | Geysers Power Co LLC | U.S. Energy Information Administration | http://www.eia.gov/electricity/data/browser/ | U.S. Energy Information Administration | 68627 | 2019 | 470.897 | 490.053 | 469.987 | 557.649 | 468.73 | 500.75600000000003 | 400.526 | U.S. Energy Information Administration |  |  |  |  | 953.5 | NO-ESTIMATION | NO-ESTIMATION | NO-ESTIMATION | NO-ESTIMATION | CAPACITY-FACTOR-V1
USA | United States of America | Sonoma California Geothermal |  | USA0000510 | 78 | 38.7903 | -122.7559 | Geothermal |  |  |  | 1984.0 | Geysers Power Co LLC | U.S. Energy Information Administration | http://www.eia.gov/electricity/data/browser/ | U.S. Energy Information Administration | 31880 | 2019 | 332.408 | 318.272 | 270.29 | 242.482 | 421.669 | 439.16700000000003 | 350.08 | U.S. Energy Information Administration |  |  |  |  | 421.61 | NO-ESTIMATION | NO-ESTIMATION | NO-ESTIMATION | NO-ESTIMATION | CAPACITY-FACTOR-V1
USA | United States of America | Aidlin Geothermal Power Plant |  | USA0052158 | 25 | 38.8339 | -122.8810 | Geothermal |  |  |  | 1989.0 | Geysers Power Co LLC | U.S. Energy Information Administration | http://www.eia.gov/electricity/data/browser/ | U.S. Energy Information Administration | 15376 | 2019 | 112.149 | 139.692 | 132.136 | 125.286 | 115.589 | 114.165 | 106.159 | U.S. Energy Information Administration |  |  |  |  | 135.13 | HYDRO-V1 | HYDRO-V1 | HYDRO-V1 | HYDRO-V1 | HYDRO-V1
USA | United States of America | Bottle Rock Power |  | USA0000902 | 55 | 38.8348 | -122.7677 | Geothermal |  |  |  | 1985.0 | Bottle Rock Power LLC | U.S. Energy Information Administration | http://www.eia.gov/electricity/data/browser/ | U.S. Energy Information Administration | 15329 | 2019 | 72.876 | 69.072 | 17.272000000000002 | 0.0 | 0.0 | 0.0 | 0 | U.S. Energy Information Administration |  |  |  |  | 297.29 | WIND-V1 | WIND-V1 | WIND-V1 | WIND-V1 | WIND-V1
USA | United States of America | Don A Campbell 2 Geothermal |  | USA0060419 | 25 | 38.8358 | -118.3253 | Geothermal |  |  |  | 2015.0 | ORNI 37 LLC | U.S. Energy Information Administration | http://www.eia.gov/electricity/data/browser/ | U.S. Energy Information Administration | 66834 | 2019 |  |  | 59.160000000000004 | 174.984 | 172.881 | 158.933 | 130.68 | U.S. Energy Information Administration |  |  |  |  | 135.13 | WIND-V1 | WIND-V1 | WIND-V1 | WIND-V1 | WIND-V1
USA | United States of America | Don A Campbell 1 Geothermal |  | USA0058533 | 22.5 | 38.8367 | -118.3239 | Geothermal |  |  |  | 2014.0 | ORNI 47 LLC | U.S. Energy Information Administration | http://www.eia.gov/electricity/data/browser/ | U.S. Energy Information Administration | 66834 | 2019 |  | 150.459 | 170.721 | 175.65 | 173.202 | 168.03900000000002 | 146.325 | U.S. Energy Information Administration |  |  |  |  | 121.62 | WIND-V1 | WIND-V1 | WIND-V1 | WIND-V1 | WIND-V1
USA | United States of America | Whitegrass No. 1 |  | USA0063001 | 6.4 | 39.1633 | -119.1805 | Geothermal |  |  |  | 2018.0 | Open Mountain Energy LLC. | U.S. Energy Information Administration | http://www.eia.gov/electricity/data/browser/ | U.S. Energy Information Administration |  | 2019 | [6 empty] | 14.13 | U.S. Energy Information Administration |  |  |  |  | 34.59 | WIND-V1 | WIND-V1 | WIND-V1 | WIND-V1 | WIND-V1
USA | United States of America | ENEL Salt Wells LLC |  | USA0057213 | 23.6 | 39.2944 | -118.5725 | Geothermal |  |  |  | 2009.0 | ENEL Salt Wells LLC | U.S. Energy Information Administration | http://www.eia.gov/electricity/data/browser/ | U.S. Energy Information Administration | 55215 | 2019 | 145.7897 | 103.45100000000001 | 99.994 | 103.937 | 97.113 | 98.293 | 103.773 | U.S. Energy Information Administration |  |  |  |  | 127.56 | NO-ESTIMATION | NO-ESTIMATION | NO-ESTIMATION | NO-ESTIMATION | CAPACITY-FACTOR-V1
USA | United States of America | Steamboat Hills LP |  | USA0050654 | 21.8 | 39.3700 | -119.7669 | Geothermal |  |  |  | 1992.7935779816514 | Ormat Nevada Inc | U.S. Energy Information Administration | http://www.eia.gov/electricity/data/browser/ | U.S. Energy Information Administration | 15260 | 2019 | 81.3 | 80.40700000000001 | 79.487 | 90.236 | 85.071 | 96.08000000000001 | 83.852 | U.S. Energy Information Administration |  |  |  |  | 117.83 | NO-ESTIMATION | NO-ESTIMATION | NO-ESTIMATION | NO-ESTIMATION | CAPACITY-FACTOR-V1
USA | United States of America | Galena 2 Geothermal Power Plant |  | USA0056540 | 13.5 | 39.3732 | -119.7645 | Geothermal |  |  |  | 2007.0 | Ormat Nevada Inc | U.S. Energy Information Administration | http://www.eia.gov/electricity/data/browser/ | U.S. Energy Information Administration |  | 2019 | 55.871 | 47.276 | 43.484 | 38.599000000000004 | 36.656 | 31.238 | 33.974 | U.S. Energy Information Administration |  |  |  |  | 72.97 | NO-ESTIMATION | NO-ESTIMATION | NO-ESTIMATION | NO-ESTIMATION | CAPACITY-FACTOR-V1
USA | United States of America | Galena 3 Geothermal Power Plant |  | USA0056541 | 30 | 39.3887 | -119.7489 | Geothermal |  |  |  | 2008.0 | Ormat Nevada Inc | U.S. Energy Information Administration | http://www.eia.gov/electricity/data/browser/ | U.S. Energy Information Administration |  | 2019 | 150.958 | 135.447 | 134.626 | 144.796 | 136.232 | 129.181 | 126.728 | U.S. Energy Information Administration |  |  |  |  | 162.16 | NO-ESTIMATION | NO-ESTIMATION | NO-ESTIMATION | NO-ESTIMATION | CAPACITY-FACTOR-V1
USA | United States of America | Richard Burdette Geothermal |  | USA0056321 | 30 | 39.3908 | -119.7546 | Geothermal |  |  |  | 2005.0 | Ormat Nevada Inc | U.S. Energy Information Administration | http://www.eia.gov/electricity/data/browser/ | U.S. Energy Information Administration | 53036 | 2019 | 151.154 | 149.748 | 150.683 | 148.168 | 144.049 | 134.394 | 135.616 | U.S. Energy Information Administration |  |  |  |  | 162.16 | NO-ESTIMATION | NO-ESTIMATION | NO-ESTIMATION | NO-ESTIMATION | CAPACITY-FACTOR-V1
USA | United States of America | Steamboat III |  | USA0054666 | 18.2 | 39.3944 | -119.7475 | Geothermal |  |  |  | 1992.0000000000002 | Steamboat Development Corp | U.S. Energy Information Administration | http://www.eia.gov/electricity/data/browser/ | U.S. Energy Information Administration |  | 2019 | 84.958 | 76.104 | 73.873 | 70.857 | 64.906 | 61.746 | 61.883 | U.S. Energy Information Administration |  |  |  |  | 98.37 | NO-ESTIMATION | NO-ESTIMATION | NO-ESTIMATION | NO-ESTIMATION | CAPACITY-FACTOR-V1
USA | United States of America | Steamboat II |  | USA0054665 | 18.2 | 39.3956 | -119.7468 | Geothermal |  |  |  | 1992.0000000000002 | Steamboat Development Corp | U.S. Energy Information Administration | http://www.eia.gov/electricity/data/browser/ | U.S. Energy Information Administration |  | 2019 | 79.333 | 74.23 | 68.902 | 64.06700000000001 | 59.596000000000004 | 53.906 | 53.257 | U.S. Energy Information Administration |  |  |  |  | 98.37 | NO-ESTIMATION | NO-ESTIMATION | NO-ESTIMATION | NO-ESTIMATION | CAPACITY-FACTOR-V1
USA | United States of America | Stillwater Facility |  | USA0050765 | 69.2 | 39.5475 | -118.5556 | Geothermal | Solar |  |  | 2009.9537572254337 | Enel Stillwater LLC | U.S. Energy Information Administration | http://www.eia.gov/electricity/data/browser/ | U.S. Energy Information Administration | 17500 | 2019 | 276.64538 | 180.97 | 175.399 | 176.67100000000002 | 166.29700000000003 | 159.343 | 150.354 | U.S. Energy Information Administration |  |  |  |  | 374.05 | HYDRO-V1 | HYDRO-V1 | HYDRO-V1 | HYDRO-V1 | HYDRO-V1
USA | United States of America | Soda Lake 3 |  | USA0063365 | 26 | 39.5545 | -118.8500 | Geothermal |  |  |  | 2019.0 | AMOR IX LLC | U.S. Energy Information Administration | http://www.eia.gov/electricity/data/browser/ | U.S. Energy Information Administration |  | 2019 | [6 empty] | 23.973 | U.S. Energy Information Administration |  |  |  |  | 140.53 | WIND-V1 | WIND-V1 | WIND-V1 | WIND-V1 | WIND-V1
USA | United States of America | Soda Lake Geothermal No I II |  | USA0052174 | 21 | 39.5570 | -118.8383 | Geothermal |  |  |  | 1990.0 | Cyrq Energy Corp | U.S. Energy Information Administration | http://www.eia.gov/electricity/data/browser/ | U.S. Energy Information Administration | 24808 | 2019 | 67.152 | 68.302 | 66.863 | 70.003 | 64.1 | 60.672000000000004 | 37.214 | U.S. Energy Information Administration |  |  |  |  | 113.51 | WIND-V1 | WIND-V1 | WIND-V1 | WIND-V1 | WIND-V1
USA | United States of America | Patua Acquisition Project LLC |  | USA0058319 | 58.6 | 39.5858 | -119.0731 | Geothermal | Solar |  |  | 2014.542662116041 | Patua Acquisition Company LLC | U.S. Energy Information Administration | http://www.eia.gov/electricity/data/browser/ | U.S. Energy Information Administration | 61434 | 2019 | 1.709 | 116.276 | 121.026 | 115.45 | 124.895 | 138.046 | 150.712 | U.S. Energy Information Administration |  |  |  |  | 316.75 | NO-ESTIMATION | NO-ESTIMATION | NO-ESTIMATION | NO-ESTIMATION | CAPACITY-FACTOR-V1
USA | United States of America | McGinness Hills |  | USA0057446 | 100 | 39.5911 | -116.9119 | Geothermal |  |  |  | 2013.44 | Ormat Nevada Inc | U.S. Energy Information Administration | http://www.eia.gov/electricity/data/browser/ | U.S. Energy Information Administration | 57173 | 2019 | 327.09000000000003 | 325.495 | 666.96 | 759.2040000000001 | 765.239 | 737.8530000000001 | 758.187 | U.S. Energy Information Administration |  |  |  |  | 540.53 | SOLAR-V1 | SOLAR-V1 | SOLAR-V1 | SOLAR-V1 | SOLAR-V1
USA | United States of America | McGinness Hills 3 |  | USA0061912 | 74 | 39.5963 | -116.8942 | Geothermal |  |  |  | 2019.0 | Ormat Nevada Inc | U.S. Energy Information Administration | http://www.eia.gov/electricity/data/browser/ | U.S. Energy Information Administration |  | 2019 | [5 empty] | 33.442 | 441.753 | U.S. Energy Information Administration |  |  |  |  | 399.99 | HYDRO-V1 | HYDRO-V1 | HYDRO-V1 | HYDRO-V1 | HYDRO-V1
USA | United States of America | Tungsten Mountain |  | USA0060785 | 44.3 | 39.6670 | -117.6937 | Geothermal | Solar |  |  | 2018.1647855530475 | Tungsten Mountain | U.S. Energy Information Administration | http://www.eia.gov/electricity/data/browser/ | U.S. Energy Information Administration |  | 2019 |  |  |  |  | 22.21 | 212.991 | 249.836 | U.S. Energy Information Administration |  |  |  |  | 239.45 | NO-ESTIMATION | NO-ESTIMATION | NO-ESTIMATION | NO-ESTIMATION | CAPACITY-FACTOR-V1
USA | United States of America | Desert Peak Power Plant |  | USA0010018 | 26 | 39.7540 | -118.9535 | Geothermal |  |  |  | 2006.0 | Ormat Nevada Inc | U.S. Energy Information Administration | http://www.eia.gov/electricity/data/browser/ | U.S. Energy Information Administration | 15302 | 2019 | 83.373 | 73.103 | 76.973 | 84.146 | 96.412 | 91.301 | 93.385 | U.S. Energy Information Administration |  |  |  |  | 140.53 | NO-ESTIMATION | NO-ESTIMATION | NO-ESTIMATION | NO-ESTIMATION | NO-ESTIMATION
USA | United States of America | Brady |  | USA0055991 | 21.5 | 39.7960 | -119.0100 | Geothermal |  |  |  | 2013.1627906976744 | Ormat Nevada Inc | U.S. Energy Information Administration | http://www.eia.gov/electricity/data/browser/ | U.S. Energy Information Administration | 19745 | 2019 | 56.289 | 52.129 | 52.648 | 53.387 | 48.226 | 77.43 | 105.122 | U.S. Energy Information Administration |  |  |  |  | 116.21 | NO-ESTIMATION | NO-ESTIMATION | SOLAR-V1 | SOLAR-V1 | SOLAR-V1
USA | United States of America | Terra-Gen Dixie Valley |  | USA0052015 | 70.9 | 39.9663 | -117.8557 | Geothermal |  |  |  | 1990.0987306064878 | Terra-Gen Operating Co-Geo | U.S. Energy Information Administration | http://www.eia.gov/electricity/data/browser/ | U.S. Energy Information Administration | 29300 | 2019 | 496.616 | 487.764 | 465.343 | 495.329 | 0.0 | 495.757 | 491.707 | U.S. Energy Information Administration |  |  |  |  | 383.24 | NO-ESTIMATION | NO-ESTIMATION | SOLAR-V1 | SOLAR-V1 | SOLAR-V1
USA | United States of America | Jersey Valley Geothermal Power Plant |  | USA0057376 | 23.5 | 40.1808 | -117.4739 | Geothermal |  |  |  | 2011.0 | Ormat Nevada Inc | U.S. Energy Information Administration | http://www.eia.gov/electricity/data/browser/ | U.S. Energy Information Administration | 55371 | 2019 | 75.568 | 77.94200000000001 | 74.805 | 71.773 | 72.559 | 71.989 | 71.254 | U.S. Energy Information Administration |  |  |  |  | 127.02 | NO-ESTIMATION | NO-ESTIMATION | SOLAR-V1 | SOLAR-V1 | SOLAR-V1
USA | United States of America | Amedee Geothermal Venture I |  | USA0050964 | 3 | 40.3008 | -120.1050 | Geothermal |  |  |  | 1988.0 | Amedee Gethrm Venture I LP | U.S. Energy Information Administration | http://www.eia.gov/electricity/data/browser/ | U.S. Energy Information Administration | 46320 | 2019 | 1.585 | 1.5250000000000001 | 0.0 | 0.0 | 0.0 | 0.0 | 0 | U.S. Energy Information Administration |  |  |  |  | 16.21 | HYDRO-V1 | HYDRO-V1 | HYDRO-V1 | HYDRO-V1 | HYDRO-V1
USA | United States of America | San Emidio |  | USA0057456 | 11.8 | 40.3806 | -119.3997 | Geothermal |  |  |  | 2012.0 | USG Nevada LLC | U.S. Energy Information Administration | http://www.eia.gov/electricity/data/browser/ | U.S. Energy Information Administration | 24801 | 2019 | 76.626 | 76.894 | 79.538 | 75.049 | 66.59100000000001 | 64.436 | 73.38 | U.S. Energy Information Administration |  |  |  |  | 63.78 | NO-ESTIMATION | NO-ESTIMATION | NO-ESTIMATION | NO-ESTIMATION | CAPACITY-FACTOR-V1
USA | United States of America | Beowawe Power |  | USA0010287 | 20.6 | 40.5547 | -116.6175 | Geothermal |  |  |  | 1990.3689320388348 | Terra-Gen Operating Co-Geo | U.S. Energy Information Administration | http://www.eia.gov/electricity/data/browser/ | U.S. Energy Information Administration | 29299 | 2019 | 110.30699999999999 | 108.33300000000001 | 100.569 | 104.584 | 98.166 | 99.494 | 99.112 | U.S. Energy Information Administration |  |  |  |  | 111.35 | SOLAR-V1 | SOLAR-V1 | SOLAR-V1 | SOLAR-V1 | SOLAR-V1
USA | United States of America | NGP Blue Mountain I LLC |  | USA0056982 | 63.9 | 40.9961 | -118.1414 | Geothermal |  |  |  | 2009.0 | NGP Blue Mountain I LLC | U.S. Energy Information Administration | http://www.eia.gov/electricity/data/browser/ | U.S. Energy Information Administration | 52767 | 2019 | 234.951 | 239.601 | 243.656 | 236.398 | 229.622 | 229.387 | 221.804 | U.S. Energy Information Administration |  |  |  |  | 345.4 | HYDRO-V1 | HYDRO-V1 | HYDRO-V1 | HYDRO-V1 | HYDRO-V1
USA | United States of America | Tuscarora Geothermal Power Plant |  | USA0057451 | 32 | 41.4828 | -116.1511 | Geothermal |  |  |  | 2012.0 | Ormat Nevada Inc | U.S. Energy Information Administration | http://www.eia.gov/electricity/data/browser/ | U.S. Energy Information Administration | 63748 | 2019 | 148.17600000000002 | 137.376 | 137.888 | 133.481 | 129.282 | 124.602 | 124.101 | U.S. Energy Information Administration |  |  |  |  | 172.97 | NO-ESTIMATION | NO-ESTIMATION | NO-ESTIMATION | NO-ESTIMATION | CAPACITY-FACTOR-V1
USA | United States of America | Raft River Geothermal Power Plant |  | USA0056317 | 18 | 42.0994 | -113.3825 | Geothermal |  |  |  | 2008.0 | US Geothermal Inc. | U.S. Energy Information Administration | http://www.eia.gov/electricity/data/browser/ | U.S. Energy Information Administration | 53932 | 2019 | 39.683 | 78.799 | 75.60000000000001 | 71.995 | 84.436 | 83.112 | 95.614 | U.S. Energy Information Administration |  |  |  |  | 97.29 | HYDRO-V1 | HYDRO-V1 | HYDRO-V1 | HYDRO-V1 | HYDRO-V1
USA | United States of America | Paisley Geothermal Generating Plant |  | USA0059382 | 3.7 | 42.6958 | -120.5578 | Geothermal |  |  |  | 2015.0 | Surprise Valley Electrification | U.S. Energy Information Administration | http://www.eia.gov/electricity/data/browser/ | U.S. Energy Information Administration | 61267 | 2019 |  |  | 1.71 | 4.1290000000000004 | 1.567 | 0.0 | 0 | U.S. Energy Information Administration |  |  |  |  | 19.99 | NO-ESTIMATION | NO-ESTIMATION | NO-ESTIMATION | NO-ESTIMATION | CAPACITY-FACTOR-V1
USA | United States of America | Neal Hot Springs Geothermal Project |  | USA0058022 | 33 | 44.0231 | -117.4681 | Geothermal |  |  |  | 2012.3333333333333 | US Geothermal Inc. | U.S. Energy Information Administration | http://www.eia.gov/electricity/data/browser/ | U.S. Energy Information Administration | 56387 | 2019 | 164.649 | 183.467 | 177.094 | 179.571 | 172.814 | 176.235 | 185.456 | U.S. Energy Information Administration |  |  |  |  | 178.37 | NO-ESTIMATION | NO-ESTIMATION | NO-ESTIMATION | NO-ESTIMATION | CAPACITY-FACTOR-V1
AFG | Afghanistan | Northwest Kabul Power Plant Afghanistan |  | GEODB0040540 | 42 | 34.5638 | 69.1134 | Gas | [5 empty] | GEODB | http://globalenergyobservatory.org | GEODB |  | 2017 | [13 empty] | NO-ESTIMATION | NO-ESTIMATION | NO-ESTIMATION | NO-ESTIMATION | CAPACITY-FACTOR-V1
AGO | Angola | Lobito |  | WRI1023007 | 20 | -12.3700 | 13.5700 | Gas | [5 empty] | African Development Bank Group | http://powerafrica.opendataforafrica.org | Power Africa | 1014566 | [13 empty] | 0 | NO-ESTIMATION | NO-ESTIMATION | NO-ESTIMATION | NO-ESTIMATION | CAPACITY-FACTOR-V1
AGO | Angola | Namibe |  | WRI1023012 | 11.68 | -15.1961 | 12.1522 | Gas | [5 empty] | African Development Bank Group | http://powerafrica.opendataforafrica.org | Power Africa | [14 empty] | 0 | NO-ESTIMATION | NO-ESTIMATION | SOLAR-V1 | SOLAR-V1 | SOLAR-V1
AGO | Angola | Cazenga |  | WRI1023005 | 132 | -8.8383 | 13.2344 | Gas | [5 empty] | African Development Bank Group | http://powerafrica.opendataforafrica.org | Power Africa | 1014567 | [13 empty] | 0 | NO-ESTIMATION | NO-ESTIMATION | NO-ESTIMATION | NO-ESTIMATION | CAPACITY-FACTOR-V1
ARE | United Arab Emirates | New Mirfah (MIPCO) |  | WRI1023586 | 1728 | 24.1040 | 53.4264 | Gas | Oil |  |  | 2016.0 | ADWEA | Arab Union of Electricity | http://www.auptde.org/NewsDetails.aspx?lang=en&NID=283 | WRI | 1103380 | [13 empty] | 8099.95 | HYDRO-V1 | HYDRO-V1 | HYDRO-V1 | HYDRO-V1 | HYDRO-V1
ARE | United Arab Emirates | Al Mirfa Power Company |  | WRI1008727 | 551 | 24.1210 | 53.4470 | Gas | Oil |  |  | 1998.0 | ADWEA | Arab Union of Electricity | http://www.auptde.org/NewsDetails.aspx?lang=en&NID=283 | GEODB | [14 empty] | 2582.79 | NO-ESTIMATION | NO-ESTIMATION | NO-ESTIMATION | NO-ESTIMATION | CAPACITY-FACTOR-V1
ARE | United Arab Emirates | Shuweihat S1 |  | WRI1008743 | 4889 | 24.1650 | 52.5680 | Gas | Oil |  |  | 2005.0 | Shuweihat CMS International Power Company | Arab Union of Electricity | http://www.auptde.org/NewsDetails.aspx?lang=en&NID=292 | GEODB | 1046213 | [13 empty] | 22917.06 | NO-ESTIMATION | NO-ESTIMATION | NO-ESTIMATION | NO-ESTIMATION | NO-ESTIMATION
ARE | United Arab Emirates | APC UAN |  | WRI1008747 | 2430 | 24.4375 | 54.4910 | Gas | Oil |  |  | 2003.0 | Arabian power Company ADWEA IPR TEPCO and Mitsui | Arab Union of Electricity | http://www.auptde.org/NewsDetails.aspx?lang=en&NID=283 | CARMA | [14 empty] | 11390.56 | NO-ESTIMATION | NO-ESTIMATION | NO-ESTIMATION | NO-ESTIMATION | CAPACITY-FACTOR-V1
ARE | United Arab Emirates | Taweelah A1 |  | WRI1008744 | 1671 | 24.7609 | 54.6803 | Gas | Oil |  |  | 2000.0 | Gulf Total Tractebel Power Company ADWEA | Arab Union of Electricity | http://www.auptde.org/NewsDetails.aspx?lang=en&NID=283 | GEODB | 1049365 | [13 empty] | 7832.76 | NO-ESTIMATION | NO-ESTIMATION | NO-ESTIMATION | SOLAR-V1 | SOLAR-V1
ARE | United Arab Emirates | Taweelah A2 |  | WRI1008745 | 760 | 24.7624 | 54.6835 | Gas | Oil |  |  | 2001.0 | Emirates CMS Power Company | Arab Union of Electricity | http://www.auptde.org/NewsDetails.aspx?lang=en&NID=283 | GEODB | 1043968 | [13 empty] | 3562.48 | NO-ESTIMATION | NO-ESTIMATION | NO-ESTIMATION | NO-ESTIMATION | CAPACITY-FACTOR-V1
ARE | United Arab Emirates | TAPCO |  | WRI1008746 | 2200 | 24.7680 | 54.6873 | Gas | Oil |  |  | 2005.0 | ADWEA TAQA & CMS Generation Taweelah Limited | Arab Union of Electricity | http://www.auptde.org/NewsDetails.aspx?lang=en&NID=283 | GEODB | 1009638 | [13 empty] | 10312.44 | NO-ESTIMATION | NO-ESTIMATION | NO-ESTIMATION | NO-ESTIMATION | CAPACITY-FACTOR-V1
ARE | United Arab Emirates | Jebel Ali "L" - Ph I |  | WRI1008736 | 969 | 25.0461 | 55.1053 | Gas | Oil |  |  | 2005.0 | DEWA | Arab Union of Electricity | http://www.auptde.org/NewsDetails.aspx?lang=en&NID=288 | WRI | 1068475 | [13 empty] | 4542.16 | NO-ESTIMATION | NO-ESTIMATION | NO-ESTIMATION | NO-ESTIMATION | NO-ESTIMATION
ARE | United Arab Emirates | Jebel Ali "L" - Ph ll |  | WRI1008737 | 1393 | 25.0508 | 55.1112 | Gas | Oil |  |  | 2007.0 | DEWA | Arab Union of Electricity | http://www.auptde.org/NewsDetails.aspx?lang=en&NID=289 | WRI | 1068475 | [13 empty] | 6529.65 | NO-ESTIMATION | NO-ESTIMATION | NO-ESTIMATION | NO-ESTIMATION | CAPACITY-FACTOR-V1
ARE | United Arab Emirates | Jebel Ali "G" |  | WRI1008734 | 818 | 25.0557 | 55.1149 | Gas | Oil |  |  | 1993.0 | DEWA | Arab Union of Electricity | http://www.auptde.org/NewsDetails.aspx?lang=en&NID=286 | WRI | 1013870 | [13 empty] | 3834.35 | HYDRO-V1 | HYDRO-V1 | HYDRO-V1 | HYDRO-V1 | HYDRO-V1
ARE | United Arab Emirates | Jebel Ali "K" |  | WRI1008735 | 918 | 25.0591 | 55.1181 | Gas | Oil |  |  | 2002.0 | DEWA | Arab Union of Electricity | http://www.auptde.org/NewsDetails.aspx?lang=en&NID=287 | WRI | [14 empty] | 4303.1 | NO-ESTIMATION | NO-ESTIMATION | NO-ESTIMATION | NO-ESTIMATION | CAPACITY-FACTOR-V1
ARE | United Arab Emirates | Jebel Ali "M" |  | WRI1008738 | 2060 | 25.0592 | 55.1181 | Gas | Oil |  |  | 2010.0 | DEWA | Arab Union of Electricity | http://www.auptde.org/NewsDetails.aspx?lang=en&NID=290 | WRI | 1067345 | [13 empty] | 9656.19 | NO-ESTIMATION | NO-ESTIMATION | NO-ESTIMATION | NO-ESTIMATION | CAPACITY-FACTOR-V1
ARE | United Arab Emirates | Jebel Ali "E" |  | WRI1008733 | 616 | 25.0595 | 55.1178 | Gas | Oil |  |  | 1989.0 | DEWA | Arab Union of Electricity | http://www.auptde.org/NewsDetails.aspx?lang=en&NID=285 | WRI | 1013870 | [13 empty] | 2887.48 | NO-ESTIMATION | NO-ESTIMATION | NO-ESTIMATION | NO-ESTIMATION | CAPACITY-FACTOR-V1
ARE | United Arab Emirates | Jebel Ali "D" |  | WRI1008732 | 1027 | 25.0659 | 55.1235 | Gas | Oil |  |  | 1979.0 | DEWA | Arab Union of Electricity | http://www.auptde.org/NewsDetails.aspx?lang=en&NID=284 | WRI | 1013870 | [13 empty] | 4814.03 | HYDRO-V1 | HYDRO-V1 | HYDRO-V1 | HYDRO-V1 | HYDRO-V1
ARE | United Arab Emirates | Aweer "H" - Ph l |  | WRI1008724 | 607 | 25.1493 | 55.4268 | Gas | Oil |  |  | 1998.0 | DEWA | Arab Union of Electricity | http://www.auptde.org/NewsDetails.aspx?lang=en&NID=280 | WRI | [14 empty] | 2845.29 | NO-ESTIMATION | NO-ESTIMATION | NO-ESTIMATION | NO-ESTIMATION | CAPACITY-FACTOR-V1
ARE | United Arab Emirates | Aweer "H" - Ph lll |  | WRI1008726 | 818 | 25.1498 | 55.4247 | Gas | Oil |  |  | 2008.0 | DEWA | Arab Union of Electricity | http://www.auptde.org/NewsDetails.aspx?lang=en&NID=282 | GEODB | [14 empty] | 3834.35 | NO-ESTIMATION | NO-ESTIMATION | NO-ESTIMATION | NO-ESTIMATION | CAPACITY-FACTOR-V1
ARE | United Arab Emirates | ESWPC (Fuj F1) |  | WRI1008730 | 861 | 25.3142 | 56.3728 | Gas | Oil |  |  | 2004.0 | Emirates SembCorp Water & Power Company ADWEA & SembCorp Gulf Holding Co Ltd | Arab Union of Electricity | http://www.auptde.org/NewsDetails.aspx?lang=en&NID=283 | GEODB | [14 empty] | 4035.91 | HYDRO-V1 | HYDRO-V1 | HYDRO-V1 | HYDRO-V1 | HYDRO-V1
ARE | United Arab Emirates | FAPCO (Fuj F2) |  | WRI1008731 | 2114 | 25.3142 | 56.3728 | Gas | Oil |  |  | 2011.0 | Fujairah Asia Power Company ADWEA &Fujairah F2 CV | Arab Union of Electricity | http://www.auptde.org/NewsDetails.aspx?lang=en&NID=283 | GEODB | [14 empty] | 9909.32 | NO-ESTIMATION | NO-ESTIMATION | NO-ESTIMATION | NO-ESTIMATION | CAPACITY-FACTOR-V1
ARE | United Arab Emirates | Layyah Power Station (LPS) |  | WRI1023584 | 911 | 25.3527 | 55.3705 | Gas | Oil |  |  | 1977.0 | SEWA | Arab Union of Electricity | http://www.auptde.org/NewsDetails.aspx?lang=en&NID=283 | WRI | [14 empty] | 4270.28 | SOLAR-V1 | SOLAR-V1 | SOLAR-V1 | SOLAR-V1 | SOLAR-V1
ARE | United Arab Emirates | Khorfakkan Station (KHPS) |  | WRI1023583 | 144 | 25.3671 | 56.3401 | Gas | Oil |  |  | 1987.0 | SEWA | Arab Union of Electricity | http://www.auptde.org/NewsDetails.aspx?lang=en&NID=283 | WRI | 1028583 | [13 empty] | 674.99 | NO-ESTIMATION | NO-ESTIMATION | NO-ESTIMATION | NO-ESTIMATION | CAPACITY-FACTOR-V1
ARE | United Arab Emirates | Wasit Power Station (WPS) |  | WRI1023589 | 1182 | 25.3732 | 55.4611 | Gas | Oil |  |  | 1998.0 | SEWA | Arab Union of Electricity | http://www.auptde.org/NewsDetails.aspx?lang=en&NID=285 | WRI | 1043358 | [13 empty] | 5540.59 | HYDRO-V1 | HYDRO-V1 | HYDRO-V1 | HYDRO-V1 | HYDRO-V1
ARE | United Arab Emirates | Ajman |  | WRI1023580 | 116 | 25.4020 | 55.4500 | Gas | Oil |  |  | 1980.0 | FEWA | Arab Union of Electricity | http://www.auptde.org/NewsDetails.aspx?lang=en&NID=283 | WRI | [14 empty] | 543.74 | HYDRO-V1 | HYDRO-V1 | HYDRO-V1 | HYDRO-V1 | HYDRO-V1
ARE | United Arab Emirates | zawra |  | WRI1023590 | 200 | 25.4460 | 55.4777 | Gas | Oil |  |  | 1980.0 | FEWA | Arab Union of Electricity | http://www.auptde.org/NewsDetails.aspx?lang=en&NID=286 | WRI | [14 empty] | 937.49 | NO-ESTIMATION | NO-ESTIMATION | NO-ESTIMATION | NO-ESTIMATION | CAPACITY-FACTOR-V1
ARE | United Arab Emirates | Hamriyah Power Station (HPS) |  | WRI1023581 | 504 | 25.4598 | 55.4800 | Gas | Oil |  |  | 2006.0 | SEWA | Arab Union of Electricity | http://www.auptde.org/NewsDetails.aspx?lang=en&NID=283 | WRI | 1065311 | [13 empty] | 2362.48 | NO-ESTIMATION | NO-ESTIMATION | NO-ESTIMATION | NO-ESTIMATION | CAPACITY-FACTOR-V1
ARG | Argentina | TARTAGAL |  | ARG0000283 | 17 | -22.5099 | -63.7970 | Gas | Oil |  |  |  | AES ARGENTINA GENERACION S.A. | Ministerio de EnergÃ­a y MinerÃ­a | http://energia3.mecon.gov.ar/contenidos/archivos/Reorganizacion/informacion_del_mercado/publicaciones/mercado_electrico/estadisticosectorelectrico/2015/A1.POT_GEN_COMB_POR_CENTRAL_2015.xlsx | Ministerio de EnergÃ­a y MinerÃ­a | 1086546 | 2015 | [12 empty] | 95.21 | NO-ESTIMATION | NO-ESTIMATION | NO-ESTIMATION | NO-ESTIMATION | CAPACITY-FACTOR-V1
ARG | Argentina | CENTRAL TERMOELECTRICA MANUEL BELGRANO |  | ARG0000043 | 868.2 | -24.6894 | -65.0425 | Gas | Other |  |  | 2008.7 | TERMOELECTRICA MANUEL BELGRANO SA (TMB) | Ministerio de EnergÃ­a y MinerÃ­a | http://energia3.mecon.gov.ar/contenidos/archivos/Reorganizacion/informacion_del_mercado/publicaciones/mercado_electrico/estadisticosectorelectrico/2015/A1.POT_GEN_COMB_POR_CENTRAL_2015.xlsx | Ministerio de EnergÃ­a y MinerÃ­a | 1063683 | 2015 | [12 empty] | 4862.8 | NO-ESTIMATION | NO-ESTIMATION | NO-ESTIMATION | NO-ESTIMATION | CAPACITY-FACTOR-V1
ARG | Argentina | CENTRAL TERMICA DE CICLO COMBINADO SALTA |  | ARG0000274 | 643 | -24.7456 | -65.0513 | Gas | Other |  |  | 1999.4 | AES - TERMOANDES SA | Ministerio de EnergÃ­a y MinerÃ­a | http://energia3.mecon.gov.ar/contenidos/archivos/Reorganizacion/informacion_del_mercado/publicaciones/mercado_electrico/estadisticosectorelectrico/2015/A1.POT_GEN_COMB_POR_CENTRAL_2015.xlsx | Ministerio de EnergÃ­a y MinerÃ­a |  | 2015 | [12 empty] | 3601.45 | NO-ESTIMATION | NO-ESTIMATION | NO-ESTIMATION | NO-ESTIMATION | CAPACITY-FACTOR-V1
ARG | Argentina | COMODORO RIVADAVIA |  | ARG0000072 | 141.02 | -25.9913 | -54.6278 | Gas | Other |  |  | 1990.0 | CT PATAGONICAS SA | Ministerio de EnergÃ­a y MinerÃ­a | http://energia3.mecon.gov.ar/contenidos/archivos/Reorganizacion/informacion_del_mercado/publicaciones/mercado_electrico/estadisticosectorelectrico/2015/A1.POT_GEN_COMB_POR_CENTRAL_2015.xlsx | Ministerio de EnergÃ­a y MinerÃ­a | 1048464 | 2015 | [12 empty] | 789.85 | HYDRO-V1 | HYDRO-V1 | HYDRO-V1 | HYDRO-V1 | HYDRO-V1
ARG | Argentina | CT INDEPENDENCIA |  | ARG0000336 | 120 | -26.8666 | -65.2247 | Gas |  |  |  | 1995.0 | GENERACION INDEPENDENCIA SA | Ministerio de EnergÃ­a y MinerÃ­a | http://energia3.mecon.gov.ar/contenidos/archivos/Reorganizacion/informacion_del_mercado/publicaciones/mercado_electrico/estadisticosectorelectrico/2015/A1.POT_GEN_COMB_POR_CENTRAL_2015.xlsx | Ministerio de EnergÃ­a y MinerÃ­a | 1009873 | 2015 | [12 empty] | 672.12 | NO-ESTIMATION | SOLAR-V1 | SOLAR-V1 | SOLAR-V1 | SOLAR-V1
ARG | Argentina | CT PLUSPETROL NORTE |  | ARG0000337 | 246 | -26.9955 | -65.1660 | Gas |  |  |  | 2002.5 | GENERADORA ELÃ‰CTRICA TUCUMÃN SA | Ministerio de EnergÃ­a y MinerÃ­a | http://energia3.mecon.gov.ar/contenidos/archivos/Reorganizacion/informacion_del_mercado/publicaciones/mercado_electrico/estadisticosectorelectrico/2015/A1.POT_GEN_COMB_POR_CENTRAL_2015.xlsx | Ministerio de EnergÃ­a y MinerÃ­a | 1056628 | 2015 | [12 empty] | 1377.84 | NO-ESTIMATION | NO-ESTIMATION | NO-ESTIMATION | NO-ESTIMATION | CAPACITY-FACTOR-V1
ARG | Argentina | CT SAN MIGUEL DE TUCUMAN |  | ARG0000341 | 396.62 | -26.9955 | -65.1660 | Gas | Other |  |  | 1999.5 | YPF ENERGIA ELECTRICA S.A. | Ministerio de EnergÃ­a y MinerÃ­a | http://energia3.mecon.gov.ar/contenidos/archivos/Reorganizacion/informacion_del_mercado/publicaciones/mercado_electrico/estadisticosectorelectrico/2015/A1.POT_GEN_COMB_POR_CENTRAL_2015.xlsx | Ministerio de EnergÃ­a y MinerÃ­a | 1009896 | 2015 | [12 empty] | 2221.47 | NO-ESTIMATION | NO-ESTIMATION | NO-ESTIMATION | NO-ESTIMATION | CAPACITY-FACTOR-V1
ARG | Argentina | CT TUCUMAN |  | ARG0000342 | 438 | -26.9955 | -65.1660 | Gas | Other |  |  | 1998.3 | YPF ENERGIA ELECTRICA S.A. | Ministerio de EnergÃ­a y MinerÃ­a | http://energia3.mecon.gov.ar/contenidos/archivos/Reorganizacion/informacion_del_mercado/publicaciones/mercado_electrico/estadisticosectorelectrico/2015/A1.POT_GEN_COMB_POR_CENTRAL_2015.xlsx | Ministerio de EnergÃ­a y MinerÃ­a | 1011930 | 2015 | [12 empty] | 2453.24 | NO-ESTIMATION | NO-ESTIMATION | NO-ESTIMATION | NO-ESTIMATION | CAPACITY-FACTOR-V1
ARG | Argentina | LA TABLADA |  | ARG0000222 | 22.15 | -27.4184 | -55.9097 | Gas |  |  |  | 1969.0 | EMSA | Ministerio de EnergÃ­a y MinerÃ­a | http://energia3.mecon.gov.ar/contenidos/archivos/Reorganizacion/informacion_del_mercado/publicaciones/mercado_electrico/estadisticosectorelectrico/2015/A1.POT_GEN_COMB_POR_CENTRAL_2015.xlsx | Ministerio de EnergÃ­a y MinerÃ­a | 1014552 | 2015 | [12 empty] | 124.06 | NO-ESTIMATION | NO-ESTIMATION | NO-ESTIMATION | NO-ESTIMATION | CAPACITY-FACTOR-V1
ARG | Argentina | OBERA (TG NÂº21 FIAT ) |  | ARG0000223 | 17.2 | -27.5019 | -55.1245 | Gas |  |  |  |  | EMSA | Ministerio de EnergÃ­a y MinerÃ­a | http://energia3.mecon.gov.ar/contenidos/archivos/Reorganizacion/informacion_del_mercado/publicaciones/mercado_electrico/estadisticosectorelectrico/2015/A1.POT_GEN_COMB_POR_CENTRAL_2015.xlsx | Ministerio de EnergÃ­a y MinerÃ­a | 1048752 | 2015 | [12 empty] | 96.33 | SOLAR-V1 | SOLAR-V1 | SOLAR-V1 | SOLAR-V1 | SOLAR-V1
ARG | Argentina | CENTRAL TERMICA LA BANDA |  | ARG0000330 | 32 | -27.7528 | -64.2655 | Gas |  |  |  |  | GENERACION LA BANDA S.A. (GRUPO ALBANESI ) | Ministerio de EnergÃ­a y MinerÃ­a | http://energia3.mecon.gov.ar/contenidos/archivos/Reorganizacion/informacion_del_mercado/publicaciones/mercado_electrico/estadisticosectorelectrico/2015/A1.POT_GEN_COMB_POR_CENTRAL_2015.xlsx | Ministerio de EnergÃ­a y MinerÃ­a | 1009874 | 2015 | [12 empty] | 179.23 | SOLAR-V1 | SOLAR-V1 | SOLAR-V1 | SOLAR-V1 | SOLAR-V1
ARG | Argentina | GENERACION FRIAS SA |  | ARG0000329 | 60 | -28.6072 | -65.1228 | Gas |  |  |  | 2015.0 | GENERACIÃ“N FRÃAS SA | Ministerio de EnergÃ­a y MinerÃ­a | http://energia3.mecon.gov.ar/contenidos/archivos/Reorganizacion/informacion_del_mercado/publicaciones/mercado_electrico/estadisticosectorelectrico/2015/A1.POT_GEN_COMB_POR_CENTRAL_2015.xlsx | Ministerio de EnergÃ­a y MinerÃ­a | 1009869 | 2015 | [12 empty] | 336.06 | NO-ESTIMATION | NO-ESTIMATION | NO-ESTIMATION | NO-ESTIMATION | CAPACITY-FACTOR-V1
ARG | Argentina | GOYA (ELECTROPATAGONIA SA) |  | ARG0000137 | 17.3 | -29.1388 | -59.2277 | Gas |  |  |  |  | ELECTROPATAGONIA SA | Ministerio de EnergÃ­a y MinerÃ­a | http://energia3.mecon.gov.ar/contenidos/archivos/Reorganizacion/informacion_del_mercado/publicaciones/mercado_electrico/estadisticosectorelectrico/2015/A1.POT_GEN_COMB_POR_CENTRAL_2015.xlsx | Ministerio de EnergÃ­a y MinerÃ­a | 1009872 | 2015 | [12 empty] | 96.89 | NO-ESTIMATION | NO-ESTIMATION | NO-ESTIMATION | NO-ESTIMATION | NO-ESTIMATION
ARG | Argentina | DEAN FUNES |  | ARG0000088 | 70.12 | -31.3934 | -64.2059 | Gas | Coal | Oil |  | 1967.0 | EPEC | Ministerio de EnergÃ­a y MinerÃ­a | http://energia3.mecon.gov.ar/contenidos/archivos/Reorganizacion/informacion_del_mercado/publicaciones/mercado_electrico/estadisticosectorelectrico/2015/A1.POT_GEN_COMB_POR_CENTRAL_2015.xlsx | Ministerio de EnergÃ­a y MinerÃ­a | 1015803 | 2015 | [12 empty] | 392.74 | NO-ESTIMATION | NO-ESTIMATION | NO-ESTIMATION | SOLAR-V1 | SOLAR-V1
ARG | Argentina | SAN FRANCISCO |  | ARG0000105 | 40 | -31.4391 | -62.1119 | Gas |  |  |  | 1978.5 | EPEC | Ministerio de EnergÃ­a y MinerÃ­a | http://energia3.mecon.gov.ar/contenidos/archivos/Reorganizacion/informacion_del_mercado/publicaciones/mercado_electrico/estadisticosectorelectrico/2015/A1.POT_GEN_COMB_POR_CENTRAL_2015.xlsx | Ministerio de EnergÃ­a y MinerÃ­a | 1048466 | 2015 | [12 empty] | 224.04 | NO-ESTIMATION | NO-ESTIMATION | NO-ESTIMATION | NO-ESTIMATION | CAPACITY-FACTOR-V1
ARG | Argentina | SUDOESTE |  | ARG0000108 | 140 | -31.4630 | -64.2388 | Gas |  |  |  | 1981.0 | EPEC | Ministerio de EnergÃ­a y MinerÃ­a | http://energia3.mecon.gov.ar/contenidos/archivos/Reorganizacion/informacion_del_mercado/publicaciones/mercado_electrico/estadisticosectorelectrico/2015/A1.POT_GEN_COMB_POR_CENTRAL_2015.xlsx | Ministerio de EnergÃ­a y MinerÃ­a |  | 2015 | [12 empty] | 784.14 | NO-ESTIMATION | NO-ESTIMATION | NO-ESTIMATION | NO-ESTIMATION | CAPACITY-FACTOR-V1
ARG | Argentina | PRESIDENTE SARMIENTO |  | ARG0000289 | 31.5 | -31.5129 | -68.5399 | Gas |  |  |  |  | AES ARGENTINA GENERACION S.A. | Ministerio de EnergÃ­a y MinerÃ­a | http://energia3.mecon.gov.ar/contenidos/archivos/Reorganizacion/informacion_del_mercado/publicaciones/mercado_electrico/estadisticosectorelectrico/2015/A1.POT_GEN_COMB_POR_CENTRAL_2015.xlsx | Ministerio de EnergÃ­a y MinerÃ­a | 1009775 | 2015 | [12 empty] | 176.43 | NO-ESTIMATION | NO-ESTIMATION | NO-ESTIMATION | NO-ESTIMATION | CAPACITY-FACTOR-V1
ARG | Argentina | PILAR BICENTENARIO |  | ARG0000100 | 467 | -31.6651 | -63.8314 | Gas | Other |  |  | 2010.3 | EPEC | Ministerio de EnergÃ­a y MinerÃ­a | http://energia3.mecon.gov.ar/contenidos/archivos/Reorganizacion/informacion_del_mercado/publicaciones/mercado_electrico/estadisticosectorelectrico/2015/A1.POT_GEN_COMB_POR_CENTRAL_2015.xlsx | Ministerio de EnergÃ­a y MinerÃ­a |  | 2015 | [12 empty] | 2615.67 | NO-ESTIMATION | NO-ESTIMATION | SOLAR-V1 | SOLAR-V1 | SOLAR-V1
ARG | Argentina | CENTRAL TERMICA BRIGADIER LOPEZ (ENARSA) |  | ARG0000311 | 280 | -31.7112 | -60.7811 | Gas |  |  |  | 2013.0 | ENARSA | Ministerio de EnergÃ­a y MinerÃ­a | http://energia3.mecon.gov.ar/contenidos/archivos/Reorganizacion/informacion_del_mercado/publicaciones/mercado_electrico/estadisticosectorelectrico/2015/A1.POT_GEN_COMB_POR_CENTRAL_2015.xlsx | Ministerio de EnergÃ­a y MinerÃ­a | 1071002 | 2015 | [12 empty] | 1568.28 | NO-ESTIMATION | NO-ESTIMATION | NO-ESTIMATION | NO-ESTIMATION | CAPACITY-FACTOR-V1
ARG | Argentina | CT PARANA |  | ARG0000148 | 40 | -31.7764 | -60.4553 | Gas |  |  |  |  | GENNEIA SA | Ministerio de EnergÃ­a y MinerÃ­a | http://energia3.mecon.gov.ar/contenidos/archivos/Reorganizacion/informacion_del_mercado/publicaciones/mercado_electrico/estadisticosectorelectrico/2015/A1.POT_GEN_COMB_POR_CENTRAL_2015.xlsx | Ministerio de EnergÃ­a y MinerÃ­a | 1086329 | 2015 | [12 empty] | 224.04 | NO-ESTIMATION | NO-ESTIMATION | NO-ESTIMATION | NO-ESTIMATION | CAPACITY-FACTOR-V1
ARG | Argentina | CT ROCA |  | ARG0000262 | 130 | -31.8919 | -60.0106 | Gas |  |  |  | 1995.0 | CENTRAL TERMICA ROCA S.A.- ALBANESI S.A | Ministerio de EnergÃ­a y MinerÃ­a | http://energia3.mecon.gov.ar/contenidos/archivos/Reorganizacion/informacion_del_mercado/publicaciones/mercado_electrico/estadisticosectorelectrico/2015/A1.POT_GEN_COMB_POR_CENTRAL_2015.xlsx | Ministerio de EnergÃ­a y MinerÃ­a |  | 2015 | [12 empty] | 728.13 | NO-ESTIMATION | NO-ESTIMATION | NO-ESTIMATION | NO-ESTIMATION | CAPACITY-FACTOR-V1
ARG | Argentina | CT 13 DE JULIO |  | ARG0000110 | 26 | -32.1613 | -64.1537 | Gas |  |  |  |  | GECOR (GENERADORA CORDOBA SA) | Ministerio de EnergÃ­a y MinerÃ­a | http://energia3.mecon.gov.ar/contenidos/archivos/Reorganizacion/informacion_del_mercado/publicaciones/mercado_electrico/estadisticosectorelectrico/2015/A1.POT_GEN_COMB_POR_CENTRAL_2015.xlsx | Ministerio de EnergÃ­a y MinerÃ­a | 1098609 | 2015 | [12 empty] | 145.62 | NO-ESTIMATION | NO-ESTIMATION | NO-ESTIMATION | NO-ESTIMATION | CAPACITY-FACTOR-V1
ARG | Argentina | CT CONCEPCION DEL URUGUAY |  | ARG0000147 | 41.78 | -32.4767 | -58.2672 | Gas |  |  |  |  | GENNEIA SA | Ministerio de EnergÃ­a y MinerÃ­a | http://energia3.mecon.gov.ar/contenidos/archivos/Reorganizacion/informacion_del_mercado/publicaciones/mercado_electrico/estadisticosectorelectrico/2015/A1.POT_GEN_COMB_POR_CENTRAL_2015.xlsx | Ministerio de EnergÃ­a y MinerÃ­a | 1086330 | 2015 | [12 empty] | 234.01 | NO-ESTIMATION | NO-ESTIMATION | NO-ESTIMATION | NO-ESTIMATION | CAPACITY-FACTOR-V1
ARG | Argentina | CENTRAL TERMOELECTRICA TIMBUES |  | ARG0000307 | 865.14 | -32.5778 | -60.7910 | Gas | Other |  |  | 2008.7 | CENTRAL TERMOELECTRICA JOSE DE SAN MARTIN (TSM) | Ministerio de EnergÃ­a y MinerÃ­a | http://energia3.mecon.gov.ar/contenidos/archivos/Reorganizacion/informacion_del_mercado/publicaciones/mercado_electrico/estadisticosectorelectrico/2015/A1.POT_GEN_COMB_POR_CENTRAL_2015.xlsx | Ministerio de EnergÃ­a y MinerÃ­a |  | 2015 | [12 empty] | 4845.66 | HYDRO-V1 | HYDRO-V1 | HYDRO-V1 | HYDRO-V1 | HYDRO-V1
ARG | Argentina | VUELTA DE OBLIGADO |  | ARG0000308 | 560 | -32.5807 | -60.7903 | Gas | Coal |  |  |  | CENTRAL VUELTA DE OBLIGADO SA | Ministerio de EnergÃ­a y MinerÃ­a | http://energia3.mecon.gov.ar/contenidos/archivos/Reorganizacion/informacion_del_mercado/publicaciones/mercado_electrico/estadisticosectorelectrico/2015/A1.POT_GEN_COMB_POR_CENTRAL_2015.xlsx | Ministerio de EnergÃ­a y MinerÃ­a | 1093945 | 2015 | [12 empty] | 3136.56 | HYDRO-V1 | HYDRO-V1 | HYDRO-V1 | HYDRO-V1 | HYDRO-V1
ARG | Argentina | CRUZ DE PIEDRA |  | ARG0000197 | 17.94 | -33.0349 | -68.7971 | Gas |  |  |  | 1969.0 | CT MENDOZA SA | Ministerio de EnergÃ­a y MinerÃ­a | http://energia3.mecon.gov.ar/contenidos/archivos/Reorganizacion/informacion_del_mercado/publicaciones/mercado_electrico/estadisticosectorelectrico/2015/A1.POT_GEN_COMB_POR_CENTRAL_2015.xlsx | Ministerio de EnergÃ­a y MinerÃ­a | 1009866 | 2015 | [12 empty] | 100.48 | HYDRO-V1 | HYDRO-V1 | HYDRO-V1 | HYDRO-V1 | HYDRO-V1
ARG | Argentina | LUJAN DE CUYO |  | ARG0000198 | 549.76 | -33.0551 | -68.9810 | Gas | Coal | Other |  | 1988.1 | CT MENDOZA SA | Ministerio de EnergÃ­a y MinerÃ­a | http://energia3.mecon.gov.ar/contenidos/archivos/Reorganizacion/informacion_del_mercado/publicaciones/mercado_electrico/estadisticosectorelectrico/2015/A1.POT_GEN_COMB_POR_CENTRAL_2015.xlsx | Ministerio de EnergÃ­a y MinerÃ­a |  | 2015 | [12 empty] | 3079.21 | HYDRO-V1 | HYDRO-V1 | HYDRO-V1 | HYDRO-V1 | HYDRO-V1
ARG | Argentina | MODESTO MARANZANA |  | ARG0000111 | 250 | -33.1608 | -64.3656 | Gas | Other |  |  | 2003.2 | GENERACION MEDITERRANEA SA | Ministerio de EnergÃ­a y MinerÃ­a | http://energia3.mecon.gov.ar/contenidos/archivos/Reorganizacion/informacion_del_mercado/publicaciones/mercado_electrico/estadisticosectorelectrico/2015/A1.POT_GEN_COMB_POR_CENTRAL_2015.xlsx | Ministerio de EnergÃ­a y MinerÃ­a | 1050708 | 2015 | [12 empty] | 1400.25 | HYDRO-V1 | HYDRO-V1 | HYDRO-V1 | HYDRO-V1 | HYDRO-V1
ARG | Argentina | RIO CUARTO |  | ARG0000103 | 35.57 | -33.1614 | -64.3649 | Gas | Oil |  |  | 1974.5 | EPEC | Ministerio de EnergÃ­a y MinerÃ­a | http://energia3.mecon.gov.ar/contenidos/archivos/Reorganizacion/informacion_del_mercado/publicaciones/mercado_electrico/estadisticosectorelectrico/2015/A1.POT_GEN_COMB_POR_CENTRAL_2015.xlsx | Ministerio de EnergÃ­a y MinerÃ­a | 1015810 | 2015 | [12 empty] | 199.22 | HYDRO-V1 | HYDRO-V1 | HYDRO-V1 | HYDRO-V1 | HYDRO-V1
ARG | Argentina | TENARIS SIDERCA CETE II |  | ARG0000034 | 163.2 | -33.3655 | -60.1435 | Gas |  |  |  | 1998.0 | SIDERCA SAIC | Ministerio de EnergÃ­a y MinerÃ­a | http://energia3.mecon.gov.ar/contenidos/archivos/Reorganizacion/informacion_del_mercado/publicaciones/mercado_electrico/estadisticosectorelectrico/2015/A1.POT_GEN_COMB_POR_CENTRAL_2015.xlsx | Ministerio de EnergÃ­a y MinerÃ­a |  | 2015 | [12 empty] | 914.08 | HYDRO-V1 | HYDRO-V1 | HYDRO-V1 | HYDRO-V1 | HYDRO-V1
ARG | Argentina | GENERAL LEVALLE |  | ARG0000090 | 72.78 | -34.0364 | -63.9217 | Gas | Oil |  |  |  | EPEC | Ministerio de EnergÃ­a y MinerÃ­a | http://energia3.mecon.gov.ar/contenidos/archivos/Reorganizacion/informacion_del_mercado/publicaciones/mercado_electrico/estadisticosectorelectrico/2015/A1.POT_GEN_COMB_POR_CENTRAL_2015.xlsx | Ministerio de EnergÃ­a y MinerÃ­a | 1015804 | 2015 | [12 empty] | 407.64 | HYDRO-V1 | HYDRO-V1 | HYDRO-V1 | HYDRO-V1 | HYDRO-V1
ARG | Argentina | CT MATHEU |  | ARG0000163 | 41 | -34.3931 | -58.8372 | Gas |  |  |  |  | GENNEIA SA | Ministerio de EnergÃ­a y MinerÃ­a | http://energia3.mecon.gov.ar/contenidos/archivos/Reorganizacion/informacion_del_mercado/publicaciones/mercado_electrico/estadisticosectorelectrico/2015/A1.POT_GEN_COMB_POR_CENTRAL_2015.xlsx | Ministerio de EnergÃ­a y MinerÃ­a | 1086326 | 2015 | [12 empty] | 229.64 | HYDRO-V1 | HYDRO-V1 | HYDRO-V1 | HYDRO-V1 | HYDRO-V1
ARG | Argentina | NUEVO PUERTO |  | ARG0000044 | 1217.7 | -34.5721 | -58.3835 | Gas | Coal | Other |  | 1988.0 | CT PUERTO SA | Ministerio de EnergÃ­a y MinerÃ­a | http://energia3.mecon.gov.ar/contenidos/archivos/Reorganizacion/informacion_del_mercado/publicaciones/mercado_electrico/estadisticosectorelectrico/2015/A1.POT_GEN_COMB_POR_CENTRAL_2015.xlsx | Ministerio de EnergÃ­a y MinerÃ­a |  | 2015 | [12 empty] | 6820.35 | HYDRO-V1 | HYDRO-V1 | HYDRO-V1 | HYDRO-V1 | HYDRO-V1
ARG | Argentina | CENTRAL TERMOELECTRICA GUILLERMO BROWN |  | ARG0000042 | 524 | -34.6268 | -58.5438 | Gas |  |  |  |  | TERMOELECTRICA GUILLERMO BROWN | Ministerio de EnergÃ­a y MinerÃ­a | http://energia3.mecon.gov.ar/contenidos/archivos/Reorganizacion/informacion_del_mercado/publicaciones/mercado_electrico/estadisticosectorelectrico/2015/A1.POT_GEN_COMB_POR_CENTRAL_2015.xlsx | Ministerio de EnergÃ­a y MinerÃ­a | 1093946 | 2015 | [12 empty] | 2934.93 | NO-ESTIMATION | NO-ESTIMATION | NO-ESTIMATION | NO-ESTIMATION | CAPACITY-FACTOR-V1
ARG | Argentina | EX CENTRAL BUENOS AIRES |  | ARG0000047 | 321 | -34.6270 | -58.3382 | Gas | Other |  |  |  | ENDESA COSTANERA | Ministerio de EnergÃ­a y MinerÃ­a | http://energia3.mecon.gov.ar/contenidos/archivos/Reorganizacion/informacion_del_mercado/publicaciones/mercado_electrico/estadisticosectorelectrico/2015/A1.POT_GEN_COMB_POR_CENTRAL_2015.xlsx | Ministerio de EnergÃ­a y MinerÃ­a |  | 2015 | [12 empty] | 1797.92 | HYDRO-V1 | HYDRO-V1 | HYDRO-V1 | HYDRO-V1 | HYDRO-V1
ARG | Argentina | DOCK SUD |  | ARG0000158 | 872.3 | -34.6533 | -58.3420 | Gas | Other |  |  | 1999.1 | CT DOCK SUD SA | Ministerio de EnergÃ­a y MinerÃ­a | http://energia3.mecon.gov.ar/contenidos/archivos/Reorganizacion/informacion_del_mercado/publicaciones/mercado_electrico/estadisticosectorelectrico/2015/A1.POT_GEN_COMB_POR_CENTRAL_2015.xlsx | Ministerio de EnergÃ­a y MinerÃ­a | 1011872 | 2015 | [12 empty] | 4885.76 | NO-ESTIMATION | NO-ESTIMATION | NO-ESTIMATION | NO-ESTIMATION | CAPACITY-FACTOR-V1
ARG | Argentina | CT ENSENADA DE BARRAGAN |  | ARG0000160 | 567 | -34.8597 | -57.9557 | Gas |  |  |  |  | ENARSA | Ministerio de EnergÃ­a y MinerÃ­a | http://energia3.mecon.gov.ar/contenidos/archivos/Reorganizacion/informacion_del_mercado/publicaciones/mercado_electrico/estadisticosectorelectrico/2015/A1.POT_GEN_COMB_POR_CENTRAL_2015.xlsx | Ministerio de EnergÃ­a y MinerÃ­a | 1071001 | 2015 | [12 empty] | 3175.77 | WIND-V1 | WIND-V1 | WIND-V1 | WIND-V1 | WIND-V1
ARG | Argentina | LA PLATA COGENERACION |  | ARG0000164 | 128 | -34.8890 | -57.9206 | Gas |  |  |  | 1997.0 | LA PLATA COGENERACION | Ministerio de EnergÃ­a y MinerÃ­a | http://energia3.mecon.gov.ar/contenidos/archivos/Reorganizacion/informacion_del_mercado/publicaciones/mercado_electrico/estadisticosectorelectrico/2015/A1.POT_GEN_COMB_POR_CENTRAL_2015.xlsx | Ministerio de EnergÃ­a y MinerÃ­a | 1012901 | 2015 | [12 empty] | 716.92 | NO-ESTIMATION | NO-ESTIMATION | NO-ESTIMATION | NO-ESTIMATION | CAPACITY-FACTOR-V1
ARG | Argentina | DIQUE |  | ARG0000157 | 68.44 | -34.8902 | -57.9330 | Gas | Oil |  |  | 1969.0 | CENTRAL DIQUE SA | Ministerio de EnergÃ­a y MinerÃ­a | http://energia3.mecon.gov.ar/contenidos/archivos/Reorganizacion/informacion_del_mercado/publicaciones/mercado_electrico/estadisticosectorelectrico/2015/A1.POT_GEN_COMB_POR_CENTRAL_2015.xlsx | Ministerio de EnergÃ­a y MinerÃ­a | 1028467 | 2015 | [12 empty] | 383.33 | HYDRO-V1 | HYDRO-V1 | HYDRO-V1 | HYDRO-V1 | HYDRO-V1
ARG | Argentina | CENTRAL T.GENELBA |  | ARG0000165 | 673.6 | -34.9027 | -58.7334 | Gas | Other |  |  | 1997.7 | PETROBRAS ENERGIA | Ministerio de EnergÃ­a y MinerÃ­a | http://energia3.mecon.gov.ar/contenidos/archivos/Reorganizacion/informacion_del_mercado/publicaciones/mercado_electrico/estadisticosectorelectrico/2015/A1.POT_GEN_COMB_POR_CENTRAL_2015.xlsx | Ministerio de EnergÃ­a y MinerÃ­a | 1012655 | 2015 | [12 empty] | 3772.84 | NO-ESTIMATION | NO-ESTIMATION | NO-ESTIMATION | NO-ESTIMATION | CAPACITY-FACTOR-V1
ARG | Argentina | CENTRAL T.GENELBA PLUS |  | ARG0000166 | 164.55 | -34.9027 | -58.7334 | Gas |  |  |  |  | PETROBRAS ENERGIA | Ministerio de EnergÃ­a y MinerÃ­a | http://energia3.mecon.gov.ar/contenidos/archivos/Reorganizacion/informacion_del_mercado/publicaciones/mercado_electrico/estadisticosectorelectrico/2015/A1.POT_GEN_COMB_POR_CENTRAL_2015.xlsx | Ministerio de EnergÃ­a y MinerÃ­a | 1012655 | 2015 | [12 empty] | 921.64 | NO-ESTIMATION | NO-ESTIMATION | NO-ESTIMATION | NO-ESTIMATION | CAPACITY-FACTOR-V1
ARG | Argentina | CT BRAGADO |  | ARG0000023 | 49.8 | -35.1364 | -60.4311 | Gas |  |  |  |  | GENNEIA SA | Ministerio de EnergÃ­a y MinerÃ­a | http://energia3.mecon.gov.ar/contenidos/archivos/Reorganizacion/informacion_del_mercado/publicaciones/mercado_electrico/estadisticosectorelectrico/2015/A1.POT_GEN_COMB_POR_CENTRAL_2015.xlsx | Ministerio de EnergÃ­a y MinerÃ­a | 1082826 | 2015 | [12 empty] | 278.93 | NO-ESTIMATION | NO-ESTIMATION | NO-ESTIMATION | SOLAR-V1 | SOLAR-V1
ARG | Argentina | MAR DE AJO |  | ARG0000006 | 34 | -36.7208 | -63.1977 | Gas |  |  |  |  | CENTRALES DE LA COSTA ATLANTICA SA | Ministerio de EnergÃ­a y MinerÃ­a | http://energia3.mecon.gov.ar/contenidos/archivos/Reorganizacion/informacion_del_mercado/publicaciones/mercado_electrico/estadisticosectorelectrico/2015/A1.POT_GEN_COMB_POR_CENTRAL_2015.xlsx | Ministerio de EnergÃ­a y MinerÃ­a | 1011951 | 2015 | [12 empty] | 190.43 | NO-ESTIMATION | NO-ESTIMATION | NO-ESTIMATION | NO-ESTIMATION | CAPACITY-FACTOR-V1
ARG | Argentina | CT OLAVARRIA |  | ARG0000026 | 38.8 | -36.9439 | -60.2361 | Gas |  |  |  |  | GENNEIA SA | Ministerio de EnergÃ­a y MinerÃ­a | http://energia3.mecon.gov.ar/contenidos/archivos/Reorganizacion/informacion_del_mercado/publicaciones/mercado_electrico/estadisticosectorelectrico/2015/A1.POT_GEN_COMB_POR_CENTRAL_2015.xlsx | Ministerio de EnergÃ­a y MinerÃ­a | 1086327 | 2015 | [12 empty] | 217.31 | NO-ESTIMATION | NO-ESTIMATION | NO-ESTIMATION | NO-ESTIMATION | CAPACITY-FACTOR-V1
ARG | Argentina | CT LAS ARMAS |  | ARG0000024 | 10.4 | -37.0781 | -57.8181 | Gas |  |  |  |  | GENNEIA SA | Ministerio de EnergÃ­a y MinerÃ­a | http://energia3.mecon.gov.ar/contenidos/archivos/Reorganizacion/informacion_del_mercado/publicaciones/mercado_electrico/estadisticosectorelectrico/2015/A1.POT_GEN_COMB_POR_CENTRAL_2015.xlsx | Ministerio de EnergÃ­a y MinerÃ­a | 1086328 | 2015 | [12 empty] | 58.25 | NO-ESTIMATION | NO-ESTIMATION | NO-ESTIMATION | NO-ESTIMATION | CAPACITY-FACTOR-V1
ARG | Argentina | CT LAS ARMAS II |  | ARG0000025 | 23.37 | -37.0781 | -57.8181 | Gas |  |  |  |  | GENNEIA SA | Ministerio de EnergÃ­a y MinerÃ­a | http://energia3.mecon.gov.ar/contenidos/archivos/Reorganizacion/informacion_del_mercado/publicaciones/mercado_electrico/estadisticosectorelectrico/2015/A1.POT_GEN_COMB_POR_CENTRAL_2015.xlsx | Ministerio de EnergÃ­a y MinerÃ­a |  | 2015 | [12 empty] | 130.89 | NO-ESTIMATION | NO-ESTIMATION | NO-ESTIMATION | NO-ESTIMATION | CAPACITY-FACTOR-V1
ARG | Argentina | CT PINAMAR |  | ARG0000027 | 21 | -37.0953 | -56.8789 | Gas |  |  |  |  | GENNEIA SA | Ministerio de EnergÃ­a y MinerÃ­a | http://energia3.mecon.gov.ar/contenidos/archivos/Reorganizacion/informacion_del_mercado/publicaciones/mercado_electrico/estadisticosectorelectrico/2015/A1.POT_GEN_COMB_POR_CENTRAL_2015.xlsx | Ministerio de EnergÃ­a y MinerÃ­a | 1086325 | 2015 | [12 empty] | 117.62 | NO-ESTIMATION | NO-ESTIMATION | NO-ESTIMATION | SOLAR-V1 | SOLAR-V1
ARG | Argentina | VILLA GESELL |  | ARG0000009 | 130 | -37.2487 | -56.9973 | Gas |  |  |  |  | CENTRALES DE LA COSTA ATLANTICA SA | Ministerio de EnergÃ­a y MinerÃ­a | http://energia3.mecon.gov.ar/contenidos/archivos/Reorganizacion/informacion_del_mercado/publicaciones/mercado_electrico/estadisticosectorelectrico/2015/A1.POT_GEN_COMB_POR_CENTRAL_2015.xlsx | Ministerio de EnergÃ­a y MinerÃ­a |  | 2015 | [12 empty] | 728.13 | NO-ESTIMATION | NO-ESTIMATION | SOLAR-V1 | SOLAR-V1 | SOLAR-V1
ARG | Argentina | FILO MORADO |  | ARG0000240 | 67.5 | -37.2742 | -69.6520 | Gas |  |  |  |  | CT FILO MORADO | Ministerio de EnergÃ­a y MinerÃ­a | http://energia3.mecon.gov.ar/contenidos/archivos/Reorganizacion/informacion_del_mercado/publicaciones/mercado_electrico/estadisticosectorelectrico/2015/A1.POT_GEN_COMB_POR_CENTRAL_2015.xlsx | Ministerio de EnergÃ­a y MinerÃ­a | 1048486 | 2015 | [12 empty] | 378.06 | NO-ESTIMATION | NO-ESTIMATION | SOLAR-V1 | SOLAR-V1 | SOLAR-V1
ARG | Argentina | MAR DEL PLATA (9 DE JULIO) |  | ARG0000007 | 201.3 | -38.0495 | -57.5460 | Gas | Coal |  |  |  | CENTRALES DE LA COSTA ATLANTICA SA | Ministerio de EnergÃ­a y MinerÃ­a | http://energia3.mecon.gov.ar/contenidos/archivos/Reorganizacion/informacion_del_mercado/publicaciones/mercado_electrico/estadisticosectorelectrico/2015/A1.POT_GEN_COMB_POR_CENTRAL_2015.xlsx | Ministerio de EnergÃ­a y MinerÃ­a | 1011950 | 2015 | [12 empty] | 1127.48 | NO-ESTIMATION | NO-ESTIMATION | NO-ESTIMATION | NO-ESTIMATION | CAPACITY-FACTOR-V1
ARG | Argentina | CENTRAL LOMA DE LA LATA SA |  | ARG0000259 | 540 | -38.5127 | -68.6048 | Gas | Other |  |  | 1999.5 | PAMPA ENERGIA | Ministerio de EnergÃ­a y MinerÃ­a | http://energia3.mecon.gov.ar/contenidos/archivos/Reorganizacion/informacion_del_mercado/publicaciones/mercado_electrico/estadisticosectorelectrico/2015/A1.POT_GEN_COMB_POR_CENTRAL_2015.xlsx | Ministerio de EnergÃ­a y MinerÃ­a | 1011927 | 2015 | [12 empty] | 3024.54 | NO-ESTIMATION | NO-ESTIMATION | NO-ESTIMATION | NO-ESTIMATION | SOLAR-V1
ARG | Argentina | AGUA DEL CAJON (GENERADOR DEL MEM) |  | ARG0000232 | 192 | -38.9368 | -68.3556 | Gas |  |  |  | 1993.5 | CAPEX SA | Ministerio de EnergÃ­a y MinerÃ­a | http://energia3.mecon.gov.ar/contenidos/archivos/Reorganizacion/informacion_del_mercado/publicaciones/mercado_electrico/estadisticosectorelectrico/2015/A1.POT_GEN_COMB_POR_CENTRAL_2015.xlsx | Ministerio de EnergÃ­a y MinerÃ­a | 1011582 | 2015 | [12 empty] | 1075.39 | NO-ESTIMATION | NO-ESTIMATION | NO-ESTIMATION | NO-ESTIMATION | CAPACITY-FACTOR-V1
ARG | Argentina | ALTO VALLE |  | ARG0000235 | 97.5 | -38.9524 | -68.0218 | Gas | Other |  |  | 1969.0 | CT ALTO VALLE SA | Ministerio de EnergÃ­a y MinerÃ­a | http://energia3.mecon.gov.ar/contenidos/archivos/Reorganizacion/informacion_del_mercado/publicaciones/mercado_electrico/estadisticosectorelectrico/2015/A1.POT_GEN_COMB_POR_CENTRAL_2015.xlsx | Ministerio de EnergÃ­a y MinerÃ­a | 1013744 | 2015 | [12 empty] | 546.09 | NO-ESTIMATION | NO-ESTIMATION | NO-ESTIMATION | NO-ESTIMATION | CAPACITY-FACTOR-V1
ARG | Argentina | VILLA MARIA (LAS PLAYAS) |  | ARG0000109 | 48 | -39.0872 | -67.0881 | Gas |  |  |  | 1971.0 | EPEC | Ministerio de EnergÃ­a y MinerÃ­a | http://energia3.mecon.gov.ar/contenidos/archivos/Reorganizacion/informacion_del_mercado/publicaciones/mercado_electrico/estadisticosectorelectrico/2015/A1.POT_GEN_COMB_POR_CENTRAL_2015.xlsx | Ministerio de EnergÃ­a y MinerÃ­a | 1015807 | 2015 | [12 empty] | 268.84 | NO-ESTIMATION | NO-ESTIMATION | NO-ESTIMATION | NO-ESTIMATION | CAPACITY-FACTOR-V1
ARG | Argentina | PUERTO MADRYN |  | ARG0000073 | 42 | -42.7069 | -65.1048 | Gas |  |  |  |  | CT PATAGONICAS SA | Ministerio de EnergÃ­a y MinerÃ­a | http://energia3.mecon.gov.ar/contenidos/archivos/Reorganizacion/informacion_del_mercado/publicaciones/mercado_electrico/estadisticosectorelectrico/2015/A1.POT_GEN_COMB_POR_CENTRAL_2015.xlsx | Ministerio de EnergÃ­a y MinerÃ­a | 1009884 | 2015 | [12 empty] | 235.24 | WIND-V1 | WIND-V1 | WIND-V1 | WIND-V1 | WIND-V1
ARG | Argentina | PATAGONIA |  | ARG0000078 | 123.7 | -45.7934 | -67.5145 | Gas | Other |  |  | 2001.1 | ENERGIA DEL SUR SA | Ministerio de EnergÃ­a y MinerÃ­a | http://energia3.mecon.gov.ar/contenidos/archivos/Reorganizacion/informacion_del_mercado/publicaciones/mercado_electrico/estadisticosectorelectrico/2015/A1.POT_GEN_COMB_POR_CENTRAL_2015.xlsx | Ministerio de EnergÃ­a y MinerÃ­a | 1016239 | 2015 | [12 empty] | 692.84 | HYDRO-V1 | HYDRO-V1 | HYDRO-V1 | HYDRO-V1 | HYDRO-V1
ARG | Argentina | PICO TRUNCADO I |  | ARG0000304 | 45.6 | -46.7842 | -67.9498 | Gas |  |  |  |  | CT PATAGONICAS SA | Ministerio de EnergÃ­a y MinerÃ­a | http://energia3.mecon.gov.ar/contenidos/archivos/Reorganizacion/informacion_del_mercado/publicaciones/mercado_electrico/estadisticosectorelectrico/2015/A1.POT_GEN_COMB_POR_CENTRAL_2015.xlsx | Ministerio de EnergÃ­a y MinerÃ­a | 1033686 | 2015 | [12 empty] | 255.4 | NO-ESTIMATION | SOLAR-V1 | SOLAR-V1 | SOLAR-V1 | SOLAR-V1
ARM | Armenia | Yerevan |  | WRI1019025 | 550 | 40.1138 | 44.5038 | Gas |  |  |  |  | Yerevan TPP | Armenia Ministry of Energy and Natural Resources | http://www.minenergy.am/en/page/531 | WRI | [14 empty] | 3326.17 | HYDRO-V1 | HYDRO-V1 | HYDRO-V1 | HYDRO-V1 | HYDRO-V1
ARM | Armenia | New Yerevan |  | WRI1019026 | 271 | 40.1152 | 44.4973 | Gas |  |  |  | 2010.0 | Yerevan TPP | Armenia Ministry of Energy and Natural Resources | http://www.minenergy.am/en/page/531 | WRI | [14 empty] | 1638.89 | NO-ESTIMATION | NO-ESTIMATION | SOLAR-V1 | SOLAR-V1 | SOLAR-V1
ARM | Armenia | Hrazadan |  | WRI1019027 | 1110 | 40.5640 | 44.7479 | Gas |  |  |  |  | Hrazdan Energy Company | Armenia Ministry of Energy and Natural Resources | http://www.minenergy.am/en/page/532 | GEODB | 1010329 | [13 empty] | 6712.82 | NO-ESTIMATION | NO-ESTIMATION | SOLAR-V1 | SOLAR-V1 | SOLAR-V1
AUS | Australia | Berrimah |  | AUS0000251 | 10 | -12.4262 | 130.9195 | Gas |  |  |  |  | NT Government | Australian Renewable Energy Mapping Infrastructure | https://www.nationalmap.gov.au/ | Australian Renewable Energy Mapping Infrastructure | 1024437 | [13 empty] | 27.73 | NO-ESTIMATION | NO-ESTIMATION | NO-ESTIMATION | NO-ESTIMATION | CAPACITY-FACTOR-V1
AUS | Australia | Channel Island |  | AUS0000261 | 310 | -12.5550 | 130.8666 | Gas |  |  |  |  | NT Government | Australian Renewable Energy Mapping Infrastructure | https://www.nationalmap.gov.au/ | Australian Renewable Energy Mapping Infrastructure | 1024439 |  | 1040.7402777777777 | 1068.0919444444444 | 978.0472222222222 | 1068.4391666666668 | 1039.4716666666666 | 1062.7872222222222 |  | Australia Clean Energy Regulator |  |  |  |  | 859.76 | NO-ESTIMATION | NO-ESTIMATION | NO-ESTIMATION | NO-ESTIMATION | CAPACITY-FACTOR-V1
AUS | Australia | Weddell |  | AUS0000260 | 86 | -12.5771 | 130.9502 | Gas |  |  |  |  | NT Power and Water | Australian Renewable Energy Mapping Infrastructure | https://www.nationalmap.gov.au/ | Australian Renewable Energy Mapping Infrastructure | 1079369 |  | 325.4352777777778 | 345.68305555555554 | 437.93111111111114 | 430.55805555555554 | 380.06305555555554 | 364.02416666666664 |  | Australia Clean Energy Regulator |  |  |  |  | 238.51 | NO-ESTIMATION | NO-ESTIMATION | NO-ESTIMATION | NO-ESTIMATION | NO-ESTIMATION
AUS | Australia | Pine Creek |  | AUS0000258 | 34.76 | -13.7856 | 131.8624 | Gas |  |  |  |  | NGD (NT) / Cosmo Power | Australian Renewable Energy Mapping Infrastructure | https://www.nationalmap.gov.au/ | Australian Renewable Energy Mapping Infrastructure | 1024450 |  | 158.79777777777778 | 173.06722222222223 | 181.08166666666668 | 191.08055555555555 | 181.01638888888888 | 165.10805555555555 |  | Australia Clean Energy Regulator |  |  |  |  | 96.4 | NO-ESTIMATION | NO-ESTIMATION | NO-ESTIMATION | NO-ESTIMATION | SOLAR-V1
AUS | Australia | Wadeye |  | AUS0000480 | 6.8 | -14.2602 | 129.5368 | Gas |  |  |  |  | NT Government | Australian Renewable Energy Mapping Infrastructure | https://www.nationalmap.gov.au/ | Australian Renewable Energy Mapping Infrastructure | [5 empty] | 9.546111111111111 | 9.42 | 9.449166666666667 |  | Australia Clean Energy Regulator |  |  |  |  | 18.85 | HYDRO-V1 | HYDRO-V1 | HYDRO-V1 | HYDRO-V1 | HYDRO-V1
AUS | Australia | Katherine |  | AUS0000259 | 34.7 | -14.4587 | 132.2445 | Gas |  |  |  |  | NT Government | Australian Renewable Energy Mapping Infrastructure | https://www.nationalmap.gov.au/ | Australian Renewable Energy Mapping Infrastructure | 1024443 |  | 33.314166666666665 | 18.738055555555555 | 15.546111111111111 | 11.247222222222222 | 24.293333333333333 | 19.893055555555556 |  | Australia Clean Energy Regulator |  |  |  |  | 96.23 | HYDRO-V1 | HYDRO-V1 | HYDRO-V1 | HYDRO-V1 | HYDRO-V1
AUS | Australia | McArthur River Mine |  | AUS0000424 | 78 | -16.4335 | 136.0935 | Gas |  |  |  |  | Energy Developments Ltd | Australian Renewable Energy Mapping Infrastructure | https://www.nationalmap.gov.au/ | Australian Renewable Energy Mapping Infrastructure | 1016477 |  | 159.93333333333334 | 179.60444444444445 | 285.7841666666667 | 260.9147222222222 | 247.70388888888888 | 279.81944444444446 |  | Australia Clean Energy Regulator |  |  |  |  | 216.32 | NO-ESTIMATION | NO-ESTIMATION | NO-ESTIMATION | NO-ESTIMATION | CAPACITY-FACTOR-V1
AUS | Australia | Derby |  | AUS0000366 | 12.53 | -17.3141 | 123.6441 | Gas |  |  |  |  | Energy Developments Ltd | Australian Renewable Energy Mapping Infrastructure | https://www.nationalmap.gov.au/ | Australian Renewable Energy Mapping Infrastructure | 1058766 |  | 38.385555555555555 | 38.07388888888889 | 35.76083333333333 | 37.454166666666666 | 34.239444444444445 | 33.727777777777774 |  | Australia Clean Energy Regulator |  |  |  |  | 34.75 | WIND-V1 | WIND-V1 | WIND-V1 | WIND-V1 | WIND-V1
AUS | Australia | Broome |  | AUS0000180 | 39.6 | -17.9810 | 122.2046 | Gas |  |  |  |  | Energy Developments Ltd | Australian Renewable Energy Mapping Infrastructure | https://www.nationalmap.gov.au/ | Australian Renewable Energy Mapping Infrastructure | 1030180 |  | 143.76388888888889 | 140.37555555555556 | 134.91611111111112 | 145.06416666666667 | 138.54722222222222 | 138.95555555555555 |  | Australia Clean Energy Regulator |  |  |  |  | 109.82 | WIND-V1 | WIND-V1 | WIND-V1 | WIND-V1 | WIND-V1
AUS | Australia | Camballin |  | AUS0000414 | 1.04 | -18.0278 | 124.1621 | Gas |  |  |  |  | Energy Developments Ltd | Australian Renewable Energy Mapping Infrastructure | https://www.nationalmap.gov.au/ | Australian Renewable Energy Mapping Infrastructure | 1030182 | [13 empty] | 2.88 | NO-ESTIMATION | NO-ESTIMATION | NO-ESTIMATION | NO-ESTIMATION | CAPACITY-FACTOR-V1
AUS | Australia | Fitzroy Crossing |  | AUS0000367 | 4.06 | -18.1956 | 125.5597 | Gas |  |  |  |  | Energy Developments Ltd | Australian Renewable Energy Mapping Infrastructure | https://www.nationalmap.gov.au/ | Australian Renewable Energy Mapping Infrastructure | 1030195 |  | 15.048333333333334 | 14.546944444444444 | 14.462777777777777 | 14.801944444444445 | 14.17361111111111 | 14.825833333333334 |  | Australia Clean Energy Regulator |  |  |  |  | 11.26 | HYDRO-V1 | HYDRO-V1 | HYDRO-V1 | HYDRO-V1 | HYDRO-V1
AUS | Australia | Halls Creek |  | AUS0000368 | 3.69 | -18.2328 | 127.6619 | Gas |  |  |  |  | Energy Developments Ltd | Australian Renewable Energy Mapping Infrastructure | https://www.nationalmap.gov.au/ | Australian Renewable Energy Mapping Infrastructure | 1030198 |  | 12.089166666666667 | 11.525277777777777 | 11.454722222222221 | 11.9675 | 11.465277777777779 | 11.470277777777778 |  | Australia Clean Energy Regulator |  |  |  |  | 10.23 | HYDRO-V1 | HYDRO-V1 | HYDRO-V1 | HYDRO-V1 | HYDRO-V1
AUS | Australia | Townsville |  | AUS0000172 | 220 | -19.2011 | 146.6187 | Gas |  |  |  |  | RATCH Australia | Australian Renewable Energy Mapping Infrastructure | https://www.nationalmap.gov.au/ | Australian Renewable Energy Mapping Infrastructure | 1031996 |  | 605.6180555555555 | 271.47083333333336 | 80.77194444444444 | 174.80805555555557 | 524.5472222222222 | 243.7161111111111 |  | Australia Clean Energy Regulator |  |  |  |  | 610.15 | NO-ESTIMATION | NO-ESTIMATION | NO-ESTIMATION | NO-ESTIMATION | CAPACITY-FACTOR-V1
AUS | Australia | Warrego |  | AUS0000262 | 19 | -19.4434 | 133.8236 | Gas | [5 empty] | Australian Renewable Energy Mapping Infrastructure | https://www.nationalmap.gov.au/ | Australian Renewable Energy Mapping Infrastructure | 1025368 | [13 empty] | 52.69 | NO-ESTIMATION | NO-ESTIMATION | NO-ESTIMATION | NO-ESTIMATION | CAPACITY-FACTOR-V1
AUS | Australia | Tennant Creek |  | AUS0000253 | 16.7 | -19.6549 | 134.1753 | Gas |  |  |  |  | NT Government | Australian Renewable Energy Mapping Infrastructure | https://www.nationalmap.gov.au/ | Australian Renewable Energy Mapping Infrastructure | 1024454 |  | 31.775277777777777 | 32.055 | 30.32888888888889 | 30.66888888888889 | 29.4025 | 29.155 |  | Australia Clean Energy Regulator |  |  |  |  | 46.31 | NO-ESTIMATION | NO-ESTIMATION | NO-ESTIMATION | NO-ESTIMATION | CAPACITY-FACTOR-V1
AUS | Australia | Port Hedland (Smaller) |  | AUS0000325 | 84 | -20.3782 | 118.5384 | Gas |  |  |  |  | Alinta Energy | Australian Renewable Energy Mapping Infrastructure | https://www.nationalmap.gov.au/ | Australian Renewable Energy Mapping Infrastructure | 1025538 | [13 empty] | 232.96 | NO-ESTIMATION | NO-ESTIMATION | NO-ESTIMATION | NO-ESTIMATION | CAPACITY-FACTOR-V1
AUS | Australia | Port Hedland |  | AUS0000206 | 126 | -20.4283 | 118.5498 | Gas |  |  |  |  | Alinta Energy | Australian Renewable Energy Mapping Infrastructure | https://www.nationalmap.gov.au/ | Australian Renewable Energy Mapping Infrastructure | 1104569 | [13 empty] | 349.45 | NO-ESTIMATION | NO-ESTIMATION | NO-ESTIMATION | NO-ESTIMATION | CAPACITY-FACTOR-V1
AUS | Australia | Burrup Peninsula (Pluto Phase 1) |  | AUS0000182 | 160 | -20.5937 | 116.7802 | Gas |  |  |  |  | Woodside Pty Ltd | Australian Renewable Energy Mapping Infrastructure | https://www.nationalmap.gov.au/ | Australian Renewable Energy Mapping Infrastructure | [14 empty] | 443.74 | NO-ESTIMATION | NO-ESTIMATION | NO-ESTIMATION | NO-ESTIMATION | CAPACITY-FACTOR-V1
AUS | Australia | Burrup Peninsula (Karratha Gas Plant) |  | AUS0000181 | 240 | -20.6286 | 116.7821 | Gas |  |  |  |  | Woodside Pty Ltd | Australian Renewable Energy Mapping Infrastructure | https://www.nationalmap.gov.au/ | Australian Renewable Energy Mapping Infrastructure | 1020937 | [13 empty] | 665.62 | NO-ESTIMATION | NO-ESTIMATION | NO-ESTIMATION | NO-ESTIMATION | CAPACITY-FACTOR-V1
AUS | Australia | Dampier |  | AUS0000185 | 120 | -20.6480 | 116.7219 | Gas |  |  |  |  | Rio Tinto Australia Pty Ltd | Australian Renewable Energy Mapping Infrastructure | https://www.nationalmap.gov.au/ | Australian Renewable Energy Mapping Infrastructure | 1018123 | [13 empty] | 332.81 | NO-ESTIMATION | NO-ESTIMATION | NO-ESTIMATION | NO-ESTIMATION | CAPACITY-FACTOR-V1
AUS | Australia | Cape Lambert |  | AUS0000462 | 105 | -20.6488 | 117.1407 | Gas |  |  |  |  | Rio Tinto Australia Pty Ltd | Australian Renewable Energy Mapping Infrastructure | https://www.nationalmap.gov.au/ | Australian Renewable Energy Mapping Infrastructure | 1027524 | [6 empty] | 155.88111111111112 |  | Australia Clean Energy Regulator |  |  |  |  | 291.2 | HYDRO-V1 | HYDRO-V1 | HYDRO-V1 | HYDRO-V1 | HYDRO-V1
AUS | Australia | Xstata X41 |  | AUS0000624 | 30 | -20.7437 | 139.4803 | Gas |  |  |  |  | APA Group | Australian Renewable Energy Mapping Infrastructure | https://www.nationalmap.gov.au/ | Australian Renewable Energy Mapping Infrastructure | [14 empty] | 83.2 | NO-ESTIMATION | NO-ESTIMATION | NO-ESTIMATION | NO-ESTIMATION | CAPACITY-FACTOR-V1
AUS | Australia | Yurralyi Maya (Karratha Seven Mile) |  | AUS0000218 | 180 | -20.7620 | 116.7420 | Gas |  |  |  |  | Rio Tinto Australia Pty Ltd | Australian Renewable Energy Mapping Infrastructure | https://www.nationalmap.gov.au/ | Australian Renewable Energy Mapping Infrastructure | 1074516 |  |  |  | 977.2269444444445 | 945.5577777777778 | 756.2191666666666 | 597.4116666666666 |  | Australia Clean Energy Regulator |  |  |  |  | 499.21 | NO-ESTIMATION | NO-ESTIMATION | SOLAR-V1 | SOLAR-V1 | SOLAR-V1
AUS | Australia | Karratha |  | AUS0000189 | 86 | -20.7626 | 116.8375 | Gas |  |  |  |  | ATCO Power | Australian Renewable Energy Mapping Infrastructure | https://www.nationalmap.gov.au/ | Australian Renewable Energy Mapping Infrastructure | 1075751 |  | 493.5102777777778 | 446.5397222222222 | 474.165 | 452.0519444444444 | 345.47055555555556 | 78.92444444444445 |  | Australia Clean Energy Regulator |  |  |  |  | 238.51 | NO-ESTIMATION | NO-ESTIMATION | NO-ESTIMATION | NO-ESTIMATION | SOLAR-V1
AUS | Australia | Mica Creek |  | AUS0000446 | 325 | -20.7776 | 139.4906 | Gas |  |  |  |  | Stanwell Corporation | Australian Renewable Energy Mapping Infrastructure | https://www.nationalmap.gov.au/ | Australian Renewable Energy Mapping Infrastructure | 1023156 |  | 1776.2222222222222 | 1570.7702777777777 | 643.4019444444444 | 197.22666666666666 | 5.021944444444444 | 121.08583333333333 |  | Australia Clean Energy Regulator |  |  |  |  | 901.36 | NO-ESTIMATION | NO-ESTIMATION | NO-ESTIMATION | NO-ESTIMATION | CAPACITY-FACTOR-V1
AUS | Australia | Leichhardt |  | AUS0000460 | 60 | -20.7835 | 139.4864 | Gas |  |  |  |  | APA Group and AGL Energy Ltd | Australian Renewable Energy Mapping Infrastructure | https://www.nationalmap.gov.au/ | Australian Renewable Energy Mapping Infrastructure | 1095884 | [13 empty] | 166.4 | NO-ESTIMATION | NO-ESTIMATION | NO-ESTIMATION | NO-ESTIMATION | CAPACITY-FACTOR-V1
AUS | Australia | Diamantina |  | AUS0000459 | 242 | -20.7837 | 139.4833 | Gas |  |  |  |  | APA Group and AGL Energy Ltd | Australian Renewable Energy Mapping Infrastructure | https://www.nationalmap.gov.au/ | Australian Renewable Energy Mapping Infrastructure | 1088740 |  |  | 252.57666666666665 | 1502.9666666666667 | 1716.8830555555555 | 1649.3 | 1601.4577777777777 |  | Australia Clean Energy Regulator |  |  |  |  | 671.16 | SOLAR-V1 | SOLAR-V1 | SOLAR-V1 | SOLAR-V1 | SOLAR-V1
AUS | Australia | Cape Preston |  | AUS0000457 | 450 | -21.0767 | 116.1590 | Gas |  |  |  |  | Citic Pacific Mining | Australian Renewable Energy Mapping Infrastructure | https://www.nationalmap.gov.au/ | Australian Renewable Energy Mapping Infrastructure | [14 empty] | 1248.04 | SOLAR-V1 | SOLAR-V1 | SOLAR-V1 | SOLAR-V1 | SOLAR-V1
AUS | Australia | Mackay |  | AUS0000146 | 30 | -21.1446 | 149.1591 | Gas |  |  |  |  | Stanwell Corporation Ltd | Australian Renewable Energy Mapping Infrastructure | https://www.nationalmap.gov.au/ | Australian Renewable Energy Mapping Infrastructure | 1010517 |  | 0.005833333333333334 | 0.011944444444444445 | 0.29138888888888886 | 0.32222222222222224 | 0.39 | 0.1897222222222222 |  | Australia Clean Energy Regulator |  |  |  |  | 83.2 | NO-ESTIMATION | SOLAR-V1 | SOLAR-V1 | SOLAR-V1 | SOLAR-V1
AUS | Australia | Wodgina |  | AUS0000406 | 13.7 | -21.1739 | 118.6747 | Gas |  |  |  |  | Energy Developments Ltd | Australian Renewable Energy Mapping Infrastructure | https://www.nationalmap.gov.au/ | Australian Renewable Energy Mapping Infrastructure | 1067479 | [13 empty] | 37.99 | NO-ESTIMATION | NO-ESTIMATION | NO-ESTIMATION | NO-ESTIMATION | CAPACITY-FACTOR-V1
AUS | Australia | Onslow |  | AUS0000411 | 3.6 | -21.6582 | 115.0990 | Gas | [5 empty] | Australian Renewable Energy Mapping Infrastructure | https://www.nationalmap.gov.au/ | Australian Renewable Energy Mapping Infrastructure | 1030213 |  |  |  |  | 14.885277777777778 | 13.282222222222222 | 14.453055555555556 |  | Australia Clean Energy Regulator |  |  |  |  | 9.98 | NO-ESTIMATION | NO-ESTIMATION | SOLAR-V1 | SOLAR-V1 | SOLAR-V1
AUS | Australia | Telfer Gold Mine |  | AUS0000230 | 159 | -21.7129 | 122.2091 | Gas |  |  |  |  | Newcrest Mining Ltd | Australian Renewable Energy Mapping Infrastructure | https://www.nationalmap.gov.au/ | Australian Renewable Energy Mapping Infrastructure | 1060613 | [13 empty] | 440.97 | WIND-V1 | WIND-V1 | WIND-V1 | WIND-V1 | WIND-V1
AUS | Australia | Cannington Mine |  | AUS0000452 | 40 | -21.8601 | 140.9158 | Gas |  |  |  |  | BHP Billiton | Australian Renewable Energy Mapping Infrastructure | https://www.nationalmap.gov.au/ | Australian Renewable Energy Mapping Infrastructure | 1047647 | [13 empty] | 110.93 | NO-ESTIMATION | NO-ESTIMATION | NO-ESTIMATION | NO-ESTIMATION | CAPACITY-FACTOR-V1
AUS | Australia | Moranbah North |  | AUS0000054 | 45.7 | -21.8967 | 147.9507 | Gas |  |  |  |  | Energy Development Projects (Australia) Pty Ltd | Australian Renewable Energy Mapping Infrastructure | https://www.nationalmap.gov.au/ | Australian Renewable Energy Mapping Infrastructure | 1071497 |  | 321.8525 | 317.6022222222222 | 439.4063888888889 | 466.2394444444444 | 490.2294444444444 | 507.84472222222223 |  | Australia Clean Energy Regulator |  |  |  |  | 126.74 | NO-ESTIMATION | NO-ESTIMATION | NO-ESTIMATION | NO-ESTIMATION | CAPACITY-FACTOR-V1
AUS | Australia | Exmouth |  | AUS0000372 | 8 | -21.9465 | 114.1250 | Gas |  |  |  |  | Burns and Roe Worley | Australian Renewable Energy Mapping Infrastructure | https://www.nationalmap.gov.au/ | Australian Renewable Energy Mapping Infrastructure | 1030194 |  | 25.103055555555557 | 24.860277777777778 | 22.73611111111111 | 23.81138888888889 | 23.79111111111111 | 25.158055555555556 |  | Australia Clean Energy Regulator |  |  |  |  | 22.18 | NO-ESTIMATION | NO-ESTIMATION | NO-ESTIMATION | NO-ESTIMATION | CAPACITY-FACTOR-V1
AUS | Australia | Moranbah |  | AUS0000164 | 12.56 | -21.9851 | 148.0246 | Gas |  |  |  |  | Energy Developments Ltd | Australian Renewable Energy Mapping Infrastructure | https://www.nationalmap.gov.au/ | Australian Renewable Energy Mapping Infrastructure | 1065304 |  | 67.695 | 66.63305555555556 | 23.031111111111112 | 36.30361111111111 | 83.45416666666667 | 54.91777777777778 |  | Australia Clean Energy Regulator |  |  |  |  | 34.83 | HYDRO-V1 | HYDRO-V1 | HYDRO-V1 | HYDRO-V1 | HYDRO-V1
AUS | Australia | Solomon Iron Ore Mine |  | AUS0000458 | 125 | -22.1581 | 117.9849 | Gas | [5 empty] | Australian Renewable Energy Mapping Infrastructure | https://www.nationalmap.gov.au/ | Australian Renewable Energy Mapping Infrastructure |  |  |  | 143.2263888888889 | 240.18527777777777 | 263.75166666666667 | 273.5775 | 277.89694444444444 |  | Australia Clean Energy Regulator |  |  |  |  | 346.67 | NO-ESTIMATION | NO-ESTIMATION | NO-ESTIMATION | NO-ESTIMATION | CAPACITY-FACTOR-V1
AUS | Australia | German Creek |  | AUS0000157 | 45.2 | -22.9281 | 148.5515 | Gas |  |  |  |  | Energy Developments CSM (Qld) Pty Ltd | Australian Renewable Energy Mapping Infrastructure | https://www.nationalmap.gov.au/ | Australian Renewable Energy Mapping Infrastructure | 1053501 |  | 248.355 | 305.60777777777776 | 305.96305555555557 | 323.0588888888889 | 319.78555555555556 | 303.19194444444446 |  | Australia Clean Energy Regulator |  |  |  |  | 125.35 | SOLAR-V1 | SOLAR-V1 | SOLAR-V1 | SOLAR-V1 | SOLAR-V1
AUS | Australia | Oaky Creek |  | AUS0000167 | 20 | -22.9878 | 148.5817 | Gas |  |  |  |  | EnvironGen (Oaky) Pty Ltd | Australian Renewable Energy Mapping Infrastructure | https://www.nationalmap.gov.au/ | Australian Renewable Energy Mapping Infrastructure | 1053495 |  | 107.60666666666667 | 90.25694444444444 | 133.6536111111111 | 129.62027777777777 |  |  |  | Australia Clean Energy Regulator |  |  |  |  | 55.46 | NO-ESTIMATION | NO-ESTIMATION | NO-ESTIMATION | NO-ESTIMATION | CAPACITY-FACTOR-V1
AUS | Australia | West Angelas Mine |  | AUS0000451 | 86 | -23.1546 | 118.7245 | Gas |  |  |  |  | Rio Tinto | Australian Renewable Energy Mapping Infrastructure | https://www.nationalmap.gov.au/ | Australian Renewable Energy Mapping Infrastructure | 1100981 |  |  |  | 0.6241666666666666 | 179.95 | 380.22083333333336 | 457.1091666666667 |  | Australia Clean Energy Regulator |  |  |  |  | 238.51 | NO-ESTIMATION | NO-ESTIMATION | NO-ESTIMATION | NO-ESTIMATION | CAPACITY-FACTOR-V1
AUS | Australia | Paraburdoo |  | AUS0000229 | 155 | -23.2233 | 117.6133 | Gas |  |  |  |  | Rio Tinto Australia Pty Ltd | Australian Renewable Energy Mapping Infrastructure | https://www.nationalmap.gov.au/ | Australian Renewable Energy Mapping Infrastructure | 1034635 |  |  |  | 569.9175 | 572.2866666666666 | 545.5266666666666 | 524.895 |  | Australia Clean Energy Regulator |  |  |  |  | 429.88 | NO-ESTIMATION | NO-ESTIMATION | NO-ESTIMATION | NO-ESTIMATION | CAPACITY-FACTOR-V1
AUS | Australia | Paraburdoo (Standby) |  | AUS0000228 | 20 | -23.2238 | 117.6137 | Gas |  |  |  |  | Rio Tinto Australia Pty Ltd | Australian Renewable Energy Mapping Infrastructure | https://www.nationalmap.gov.au/ | Australian Renewable Energy Mapping Infrastructure | [14 empty] | 55.46 | NO-ESTIMATION | NO-ESTIMATION | NO-ESTIMATION | NO-ESTIMATION | CAPACITY-FACTOR-V1
AUS | Australia | Newman Iron Ore Mine |  | AUS0000199 | 170 | -23.3443 | 119.7086 | Gas |  |  |  |  | Alinta Energy | Australian Renewable Energy Mapping Infrastructure | https://www.nationalmap.gov.au/ | Australian Renewable Energy Mapping Infrastructure |  |  | 567.7341666666666 | 555.4222222222222 | 231.335 | 121.98944444444444 | 187.1486111111111 | 244.33805555555554 |  | Australia Clean Energy Regulator |  |  |  |  | 471.48 | NO-ESTIMATION | NO-ESTIMATION | NO-ESTIMATION | NO-ESTIMATION | CAPACITY-FACTOR-V1
AUS | Australia | Barcaldine (Len Wishaw) |  | AUS0000008 | 37 | -23.5525 | 145.3142 | Gas |  |  |  |  | Ergon Energy Qld Pty Ltd | Australian Renewable Energy Mapping Infrastructure | https://www.nationalmap.gov.au/ | Australian Renewable Energy Mapping Infrastructure | [6 empty] | 3.941666666666667 | 0.8447222222222223 |  | Australia Clean Energy Regulator |  |  |  |  | 102.61 | NO-ESTIMATION | NO-ESTIMATION | NO-ESTIMATION | NO-ESTIMATION | CAPACITY-FACTOR-V1
AUS | Australia | Ron Goodin |  | AUS0000254 | 44.6 | -23.7091 | 133.8912 | Gas |  |  |  |  | NT Government | Australian Renewable Energy Mapping Infrastructure | https://www.nationalmap.gov.au/ | Australian Renewable Energy Mapping Infrastructure | 1024451 |  | 123.045 | 123.08305555555556 | 93.04805555555555 | 88.70611111111111 | 113.87805555555556 | 126.02805555555555 |  | Australia Clean Energy Regulator |  |  |  |  | 123.69 | NO-ESTIMATION | NO-ESTIMATION | NO-ESTIMATION | NO-ESTIMATION | CAPACITY-FACTOR-V1
AUS | Australia | Yarwun |  | AUS0000173 | 154 | -23.8306 | 151.1519 | Gas |  |  |  |  | Rio Tinto Australia - Yarwun Pty Ltd | Australian Renewable Energy Mapping Infrastructure | https://www.nationalmap.gov.au/ | Australian Renewable Energy Mapping Infrastructure | [14 empty] | 427.1 | NO-ESTIMATION | NO-ESTIMATION | NO-ESTIMATION | NO-ESTIMATION | CAPACITY-FACTOR-V1
AUS | Australia | Owen Springs |  | AUS0000255 | 36 | -23.8636 | 133.8255 | Gas |  |  |  |  | NT Government | Australian Renewable Energy Mapping Infrastructure | https://www.nationalmap.gov.au/ | Australian Renewable Energy Mapping Infrastructure | 1075622 |  | 62.74722222222222 | 53.36611111111111 | 79.60305555555556 | 92.04416666666667 | 85.23277777777778 | 74.67611111111111 |  | Australia Clean Energy Regulator |  |  |  |  | 99.84 | NO-ESTIMATION | NO-ESTIMATION | NO-ESTIMATION | SOLAR-V1 | SOLAR-V1
AUS | Australia | Brewer |  | AUS0000256 | 8.5 | -23.8817 | 133.8281 | Gas |  |  |  |  | Central Energy Power | Australian Renewable Energy Mapping Infrastructure | https://www.nationalmap.gov.au/ | Australian Renewable Energy Mapping Infrastructure |  |  |  | 43.76083333333333 | 47.18361111111111 | 30.475 |  |  |  | Australia Clean Energy Regulator |  |  |  |  | 23.57 | NO-ESTIMATION | NO-ESTIMATION | NO-ESTIMATION | SOLAR-V1 | SOLAR-V1
AUS | Australia | Carnarvon |  | AUS0000386 | 15 | -24.8692 | 113.6754 | Gas | [5 empty] | Australian Renewable Energy Mapping Infrastructure | https://www.nationalmap.gov.au/ | Australian Renewable Energy Mapping Infrastructure | 1030183 |  | 49.04416666666667 | 47.908055555555556 | 46.08027777777778 | 44.690555555555555 | 41.24111111111111 | 43.19583333333333 |  | Australia Clean Energy Regulator |  |  |  |  | 41.6 | NO-ESTIMATION | NO-ESTIMATION | NO-ESTIMATION | NO-ESTIMATION | NO-ESTIMATION
AUS | Australia | Mungullah |  | AUS0000387 | 18 | -24.8911 | 113.7095 | Gas |  |  |  |  | Horizon Power | Australian Renewable Energy Mapping Infrastructure | https://www.nationalmap.gov.au/ | Australian Renewable Energy Mapping Infrastructure | 1066238 | [13 empty] | 49.92 | SOLAR-V1 | SOLAR-V1 | SOLAR-V1 | SOLAR-V1 | SOLAR-V1
AUS | Australia | Yulara |  | AUS0000257 | 10.95 | -25.2323 | 130.9912 | Gas |  |  |  |  | NT Government | Australian Renewable Energy Mapping Infrastructure | https://www.nationalmap.gov.au/ | Australian Renewable Energy Mapping Infrastructure | 1024458 |  | 21.9475 | 22.775 | 24.086111111111112 | 23.04388888888889 | 19.885 | 19.558055555555555 |  | Australia Clean Energy Regulator |  |  |  |  | 30.36 | NO-ESTIMATION | NO-ESTIMATION | NO-ESTIMATION | NO-ESTIMATION | NO-ESTIMATION
AUS | Australia | Plutonic Gold Mine |  | AUS0000225 | 28 | -25.3110 | 119.4508 | Gas |  |  |  |  | Barrick Gold of Australia | Australian Renewable Energy Mapping Infrastructure | https://www.nationalmap.gov.au/ | Australian Renewable Energy Mapping Infrastructure | 1039606 | [13 empty] | 77.65 | HYDRO-V1 | HYDRO-V1 | HYDRO-V1 | HYDRO-V1 | HYDRO-V1
AUS | Australia | Jundee Gold Mine |  | AUS0000222 | 21 | -26.3712 | 120.5776 | Gas |  |  |  |  | Newmount Australia | Australian Renewable Energy Mapping Infrastructure | https://www.nationalmap.gov.au/ | Australian Renewable Energy Mapping Infrastructure | 1061933 | [13 empty] | 58.24 | NO-ESTIMATION | NO-ESTIMATION | NO-ESTIMATION | NO-ESTIMATION | CAPACITY-FACTOR-V1
AUS | Australia | Roma |  | AUS0000147 | 80 | -26.5772 | 148.8402 | Gas |  |  |  |  | Origin Energy | Australian Renewable Energy Mapping Infrastructure | https://www.nationalmap.gov.au/ | Australian Renewable Energy Mapping Infrastructure | 1029598 |  | 38.221666666666664 | 66.63166666666666 | 207.27444444444444 | 109.24361111111111 | 41.73916666666667 | 31.63111111111111 |  | Australia Clean Energy Regulator |  |  |  |  | 221.87 | HYDRO-V1 | HYDRO-V1 | HYDRO-V1 | HYDRO-V1 | HYDRO-V1
AUS | Australia | Wiluna Gold Mine |  | AUS0000227 | 21 | -26.6316 | 120.2519 | Gas |  |  |  |  | Apex Minerals | Australian Renewable Energy Mapping Infrastructure | https://www.nationalmap.gov.au/ | Australian Renewable Energy Mapping Infrastructure | 1061934 | [13 empty] | 58.24 | HYDRO-V1 | HYDRO-V1 | HYDRO-V1 | HYDRO-V1 | HYDRO-V1
AUS | Australia | Condamine A |  | AUS0000154 | 144 | -26.6682 | 150.2700 | Gas |  |  |  |  | Queensland Gas Company | Australian Renewable Energy Mapping Infrastructure | https://www.nationalmap.gov.au/ | Australian Renewable Energy Mapping Infrastructure |  |  | 573.1630555555555 | 617.9230555555556 | 765.1002777777778 | 723.5783333333334 | 960.7911111111111 | 849.4619444444445 |  | Australia Clean Energy Regulator |  |  |  |  | 399.37 | NO-ESTIMATION | NO-ESTIMATION | NO-ESTIMATION | NO-ESTIMATION | CAPACITY-FACTOR-V1
AUS | Australia | Daandine |  | AUS0000155 | 33 | -27.0863 | 150.9430 | Gas |  |  |  |  | Energy Infrastructure Investments Pty Ltd | Australian Renewable Energy Mapping Infrastructure | https://www.nationalmap.gov.au/ | Australian Renewable Energy Mapping Infrastructure | 1064609 |  | 212.01 | 239.54 | 0.0 | 259.28583333333336 | 249.25472222222223 | 437.4427777777778 |  | Australia Clean Energy Regulator |  |  |  |  | 91.52 | NO-ESTIMATION | NO-ESTIMATION | NO-ESTIMATION | NO-ESTIMATION | CAPACITY-FACTOR-V1
AUS | Australia | Braemar 1 |  | AUS0000152 | 504 | -27.1109 | 150.9053 | Gas |  |  |  |  | Alinta Energy | Australian Renewable Energy Mapping Infrastructure | https://www.nationalmap.gov.au/ | Australian Renewable Energy Mapping Infrastructure | 1087315 |  | 1549.1319444444443 | 1631.3680555555557 | 2196.6580555555556 | 1264.0997222222222 | 649.7466666666667 | 424.4166666666667 |  | Australia Clean Energy Regulator |  |  |  |  | 1397.8 | NO-ESTIMATION | SOLAR-V1 | SOLAR-V1 | SOLAR-V1 | SOLAR-V1
AUS | Australia | Braemar 2 |  | AUS0000153 | 519 | -27.1128 | 150.9049 | Gas |  |  |  |  | Arrow Energy | Australian Renewable Energy Mapping Infrastructure | https://www.nationalmap.gov.au/ | Australian Renewable Energy Mapping Infrastructure | 1087314 |  | 1003.6286111111111 | 1236.1830555555555 | 2602.9819444444443 | 1161.2019444444445 | 460.4822222222222 | 257.19916666666666 |  | Australia Clean Energy Regulator |  |  |  |  | 1439.4 | NO-ESTIMATION | NO-ESTIMATION | NO-ESTIMATION | NO-ESTIMATION | CAPACITY-FACTOR-V1
AUS | Australia | Darling Downs |  | AUS0000156 | 644 | -27.1169 | 150.8942 | Gas |  |  |  |  | Origin Energy | Australian Renewable Energy Mapping Infrastructure | https://www.nationalmap.gov.au/ | Australian Renewable Energy Mapping Infrastructure | 1062112 |  | 2881.4080555555556 | 3322.8125 | 4337.818611111111 | 3674.545 | 3342.9466666666667 | 2245.3141666666666 |  | Australia Clean Energy Regulator |  |  |  |  | 1786.08 | NO-ESTIMATION | NO-ESTIMATION | NO-ESTIMATION | NO-ESTIMATION | CAPACITY-FACTOR-V1
AUS | Australia | Mount Keith Nickel Mine |  | AUS0000213 | 112 | -27.2146 | 120.5480 | Gas |  |  |  |  | Southern Cross Energy | Australian Renewable Energy Mapping Infrastructure | https://www.nationalmap.gov.au/ | Australian Renewable Energy Mapping Infrastructure | 1033315 |  | 386.9952777777778 | 355.73805555555555 | 307.24055555555555 | 338.9313888888889 | 378.0163888888889 | 428.65555555555557 |  | Australia Clean Energy Regulator |  |  |  |  | 310.62 | NO-ESTIMATION | NO-ESTIMATION | NO-ESTIMATION | NO-ESTIMATION | CAPACITY-FACTOR-V1
AUS | Australia | Bulwer Island |  | AUS0000461 | 33 | -27.4036 | 153.1363 | Gas |  |  |  |  | ATCO and Origin Energy | Australian Renewable Energy Mapping Infrastructure | https://www.nationalmap.gov.au/ | Australian Renewable Energy Mapping Infrastructure | 1044067 |  | 182.1888888888889 | 200.59305555555557 | 0.0 |  |  |  |  | Australia Clean Energy Regulator |  |  |  |  | 91.52 | NO-ESTIMATION | NO-ESTIMATION | NO-ESTIMATION | NO-ESTIMATION | CAPACITY-FACTOR-V1
AUS | Australia | Oakey |  | AUS0000166 | 282 | -27.4183 | 151.6797 | Gas |  |  |  |  | Oakey Power Pty Ltd | Australian Renewable Energy Mapping Infrastructure | https://www.nationalmap.gov.au/ | Australian Renewable Energy Mapping Infrastructure | 1024617 |  | 27.4475 | 57.74055555555555 | 499.1413888888889 | 520.2791666666667 | 133.205 | 74.58194444444445 |  | Australia Clean Energy Regulator |  |  |  |  | 782.1 | NO-ESTIMATION | NO-ESTIMATION | NO-ESTIMATION | NO-ESTIMATION | CAPACITY-FACTOR-V1
AUS | Australia | KRC Cogeneration Plant |  | AUS0000332 | 4.2 | -27.4453 | 153.1185 | Gas |  |  |  |  | AGL | Australian Renewable Energy Mapping Infrastructure | https://www.nationalmap.gov.au/ | Australian Renewable Energy Mapping Infrastructure | [14 empty] | 11.64 | NO-ESTIMATION | NO-ESTIMATION | NO-ESTIMATION | NO-ESTIMATION | CAPACITY-FACTOR-V1
AUS | Australia | Swanbank E |  | AUS0000149 | 385 | -27.6554 | 152.8179 | Gas |  |  |  |  | CS Energy | Australian Renewable Energy Mapping Infrastructure | https://www.nationalmap.gov.au/ | Australian Renewable Energy Mapping Infrastructure | 1010526 |  | 1408.2130555555555 | 2314.5169444444446 | 952.8858333333334 |  |  | 671.1580555555555 |  | Australia Clean Energy Regulator |  |  |  |  | 1067.76 | NO-ESTIMATION | NO-ESTIMATION | NO-ESTIMATION | NO-ESTIMATION | CAPACITY-FACTOR-V1
AUS | Australia | Leinster Nickel Mine |  | AUS0000212 | 59 | -27.8141 | 120.6990 | Gas |  |  |  |  | Southern Cross Energy | Australian Renewable Energy Mapping Infrastructure | https://www.nationalmap.gov.au/ | Australian Renewable Energy Mapping Infrastructure | 1033314 |  | 316.80444444444447 | 302.5083333333333 | 280.8511111111111 | 295.87111111111113 | 313.84277777777777 | 250.02694444444444 |  | Australia Clean Energy Regulator |  |  |  |  | 163.63 | NO-ESTIMATION | NO-ESTIMATION | NO-ESTIMATION | NO-ESTIMATION | CAPACITY-FACTOR-V1
AUS | Australia | Darlot Gold Mine |  | AUS0000321 | 11.7 | -27.8972 | 121.2698 | Gas |  |  |  |  | Barrick Gold | Australian Renewable Energy Mapping Infrastructure | https://www.nationalmap.gov.au/ | Australian Renewable Energy Mapping Infrastructure | 1085198 | [13 empty] | 32.44 | NO-ESTIMATION | NO-ESTIMATION | NO-ESTIMATION | NO-ESTIMATION | SOLAR-V1
AUS | Australia | Mount Magnet |  | AUS0000207 | 1.9 | -28.0871 | 117.8327 | Gas | [5 empty] | Australian Renewable Energy Mapping Infrastructure | https://www.nationalmap.gov.au/ | Australian Renewable Energy Mapping Infrastructure | 1030209 |  | 4.6883333333333335 | 4.490833333333334 | 3.4497222222222224 | 4.084722222222222 | 3.8783333333333334 | 3.816388888888889 |  | Australia Clean Energy Regulator |  |  |  |  | 5.26 | HYDRO-V1 | HYDRO-V1 | HYDRO-V1 | HYDRO-V1 | HYDRO-V1
AUS | Australia | Windimurra Vanadium Mine |  | AUS0000322 | 23.7 | -28.2933 | 118.5371 | Gas |  |  |  |  | Atlantic Ltd | Australian Renewable Energy Mapping Infrastructure | https://www.nationalmap.gov.au/ | Australian Renewable Energy Mapping Infrastructure | 1067476 | [13 empty] | 65.73 | NO-ESTIMATION | NO-ESTIMATION | NO-ESTIMATION | NO-ESTIMATION | CAPACITY-FACTOR-V1
AUS | Australia | Geraldton |  | AUS0000187 | 21 | -28.7701 | 114.6485 | Gas |  |  |  |  | Verve Energy | Australian Renewable Energy Mapping Infrastructure | https://www.nationalmap.gov.au/ | Australian Renewable Energy Mapping Infrastructure | 1030197 |  | 0.15305555555555556 | 0.08416666666666667 | 0.022222222222222223 |  |  |  |  | Australia Clean Energy Regulator |  |  |  |  | 58.24 | NO-ESTIMATION | NO-ESTIMATION | NO-ESTIMATION | NO-ESTIMATION | CAPACITY-FACTOR-V1
AUS | Australia | Leonora |  | AUS0000409 | 4.43 | -28.8811 | 121.3213 | Gas |  |  |  |  | Energy Developments | Australian Renewable Energy Mapping Infrastructure | https://www.nationalmap.gov.au/ | Australian Renewable Energy Mapping Infrastructure | 1100968 |  | 11.7175 | 9.833055555555555 | 8.88888888888889 | 8.509722222222223 | 8.414166666666667 | 8.228333333333333 |  | Australia Clean Energy Regulator |  |  |  |  | 12.28 | NO-ESTIMATION | NO-ESTIMATION | NO-ESTIMATION | NO-ESTIMATION | CAPACITY-FACTOR-V1
AUS | Australia | Mungarra |  | AUS0000216 | 112 | -28.8893 | 115.1177 | Gas |  |  |  |  | Verve Energy | Australian Renewable Energy Mapping Infrastructure | https://www.nationalmap.gov.au/ | Australian Renewable Energy Mapping Infrastructure | 1030211 |  | 133.91166666666666 | 98.00055555555555 | 96.89 | 18.198333333333334 | 13.261944444444444 | 19.28361111111111 |  | Australia Clean Energy Regulator |  |  |  |  | 310.62 | NO-ESTIMATION | NO-ESTIMATION | NO-ESTIMATION | NO-ESTIMATION | CAPACITY-FACTOR-V1
AUS | Australia | Murrin Murrin (Nickel Mine) |  | AUS0000223 | 78 | -28.9238 | 121.3293 | Gas |  |  |  |  | Minara Resources | Australian Renewable Energy Mapping Infrastructure | https://www.nationalmap.gov.au/ | Australian Renewable Energy Mapping Infrastructure | 1041831 | [13 empty] | 216.32 | NO-ESTIMATION | SOLAR-V1 | SOLAR-V1 | SOLAR-V1 | SOLAR-V1
AUS | Australia | Sunrise Dam |  | AUS0000226 | 28.4 | -29.0927 | 122.4393 | Gas |  |  |  |  | Energy Generation / AngloGold Ashanti | Australian Renewable Energy Mapping Infrastructure | https://www.nationalmap.gov.au/ | Australian Renewable Energy Mapping Infrastructure | 1100966 | [13 empty] | 78.76 | NO-ESTIMATION | NO-ESTIMATION | NO-ESTIMATION | NO-ESTIMATION | CAPACITY-FACTOR-V1
AUS | Australia | Wilga Park |  | AUS0000302 | 16 | -30.3634 | 149.6772 | Gas |  |  |  |  | Santos | Australian Renewable Energy Mapping Infrastructure | https://www.nationalmap.gov.au/ | Australian Renewable Energy Mapping Infrastructure | 1058845 |  |  | 1.5077777777777779 | 54.018055555555556 | 88.78305555555555 | 89.63083333333333 | 84.47111111111111 |  | Australia Clean Energy Regulator |  |  |  |  | 44.37 | NO-ESTIMATION | NO-ESTIMATION | NO-ESTIMATION | NO-ESTIMATION | NO-ESTIMATION
AUS | Australia | Cawse Nickel Mine |  | AUS0000415 | 21 | -30.3808 | 121.1635 | Gas | [5 empty] | Australian Renewable Energy Mapping Infrastructure | https://www.nationalmap.gov.au/ | Australian Renewable Energy Mapping Infrastructure | [14 empty] | 58.24 | HYDRO-V1 | HYDRO-V1 | HYDRO-V1 | HYDRO-V1 | HYDRO-V1
AUS | Australia | Kalgoorlie (Parkeston) |  | AUS0000188 | 110 | -30.7378 | 121.5065 | Gas |  |  |  |  | Newmount Australia / Transalta | Australian Renewable Energy Mapping Infrastructure | https://www.nationalmap.gov.au/ | Australian Renewable Energy Mapping Infrastructure | 1024263 |  | 265.2 | 214.4413888888889 | 161.66055555555556 | 216.7913888888889 | 255.81861111111112 | 259.80833333333334 |  | Australia Clean Energy Regulator |  |  |  |  | 305.07 | NO-ESTIMATION | NO-ESTIMATION | NO-ESTIMATION | NO-ESTIMATION | NO-ESTIMATION
AUS | Australia | Kalgoorlie Nickel Smelter |  | AUS0000209 | 42 | -30.8737 | 121.4842 | Gas |  |  |  |  | Southern Cross Energy | Australian Renewable Energy Mapping Infrastructure | https://www.nationalmap.gov.au/ | Australian Renewable Energy Mapping Infrastructure | 1033312 |  | 3.965 | 1.5686111111111112 | 1.8719444444444444 | 1.7669444444444444 | 0.34305555555555556 | 1.4113888888888888 |  | Australia Clean Energy Regulator |  |  |  |  | 116.48 | NO-ESTIMATION | NO-ESTIMATION | NO-ESTIMATION | NO-ESTIMATION | CAPACITY-FACTOR-V1
AUS | Australia | Kambalda |  | AUS0000210 | 42 | -31.1919 | 121.6741 | Gas |  |  |  |  | Southern Cross Energy | Australian Renewable Energy Mapping Infrastructure | https://www.nationalmap.gov.au/ | Australian Renewable Energy Mapping Infrastructure | 1033313 |  | 276.9975 | 217.9963888888889 | 181.0197222222222 | 232.45277777777778 | 259.55611111111114 | 268.59222222222223 |  | Australia Clean Energy Regulator |  |  |  |  | 116.48 | HYDRO-V1 | HYDRO-V1 | HYDRO-V1 | HYDRO-V1 | HYDRO-V1
AUS | Australia | Merredin |  | AUS0000450 | 82 | -31.5423 | 118.2270 | Gas | [5 empty] | Australian Renewable Energy Mapping Infrastructure | https://www.nationalmap.gov.au/ | Australian Renewable Energy Mapping Infrastructure | [6 empty] | 0.4419444444444444 |  |  | Australia Clean Energy Regulator |  |  |  |  | 227.42 | NO-ESTIMATION | NO-ESTIMATION | NO-ESTIMATION | SOLAR-V1 | SOLAR-V1
AUS | Australia | Pinjar |  | AUS0000200 | 576 | -31.5568 | 115.8204 | Gas |  |  |  |  | Verve Energy | Australian Renewable Energy Mapping Infrastructure | https://www.nationalmap.gov.au/ | Australian Renewable Energy Mapping Infrastructure | 1030214 |  | 627.3311111111111 | 447.62888888888887 | 464.0411111111111 | 610.4527777777778 | 511.1247222222222 | 570.2186111111112 |  | Australia Clean Energy Regulator |  |  |  |  | 1597.49 | NO-ESTIMATION | NO-ESTIMATION | NO-ESTIMATION | NO-ESTIMATION | CAPACITY-FACTOR-V1
AUS | Australia | Neerabup |  | AUS0000198 | 330 | -31.6712 | 115.8021 | Gas |  |  |  |  | Newgen Neerabup Partnership | Australian Renewable Energy Mapping Infrastructure | https://www.nationalmap.gov.au/ | Australian Renewable Energy Mapping Infrastructure | 1072791 |  | 36.310833333333335 | 78.47916666666667 | 124.81138888888889 | 112.79555555555555 | 166.24055555555555 | 254.55083333333334 |  | Australia Clean Energy Regulator |  |  |  |  | 915.23 | HYDRO-V1 | HYDRO-V1 | HYDRO-V1 | HYDRO-V1 | HYDRO-V1
AUS | Australia | Broken Hill |  | AUS0000305 | 50 | -31.9863 | 141.4203 | Gas |  |  |  |  | Essential Energy | Australian Renewable Energy Mapping Infrastructure | https://www.nationalmap.gov.au/ | Australian Renewable Energy Mapping Infrastructure | 1014200 | [13 empty] | 138.67 | NO-ESTIMATION | NO-ESTIMATION | NO-ESTIMATION | NO-ESTIMATION | NO-ESTIMATION
AUS | Australia | Kwinana (Alcoa Refinery) |  | AUS0000190 | 74.5 | -32.1946 | 115.7797 | Gas |  |  |  |  | Alcoa of Australia Ltd | Australian Renewable Energy Mapping Infrastructure | https://www.nationalmap.gov.au/ | Australian Renewable Energy Mapping Infrastructure | 1014018 | [13 empty] | 206.62 | NO-ESTIMATION | NO-ESTIMATION | NO-ESTIMATION | NO-ESTIMATION | CAPACITY-FACTOR-V1
AUS | Australia | Kwinana |  | AUS0000194 | 21 | -32.1970 | 115.7759 | Gas |  |  |  |  | Verve Energy | Australian Renewable Energy Mapping Infrastructure | https://www.nationalmap.gov.au/ | Australian Renewable Energy Mapping Infrastructure | 1033283 | [13 empty] | 58.24 | HYDRO-V1 | HYDRO-V1 | HYDRO-V1 | HYDRO-V1 | HYDRO-V1
AUS | Australia | Kwinana High Efficiency Gas Turbine Plant |  | AUS0000195 | 200 | -32.1973 | 115.7754 | Gas |  |  |  |  | Verve Energy | Australian Renewable Energy Mapping Infrastructure | https://www.nationalmap.gov.au/ | Australian Renewable Energy Mapping Infrastructure | [14 empty] | 554.68 | NO-ESTIMATION | NO-ESTIMATION | NO-ESTIMATION | NO-ESTIMATION | CAPACITY-FACTOR-V1
AUS | Australia | Cockburn |  | AUS0000183 | 240 | -32.2001 | 115.7737 | Gas |  |  |  |  | Verve Energy | Australian Renewable Energy Mapping Infrastructure | https://www.nationalmap.gov.au/ | Australian Renewable Energy Mapping Infrastructure | 1055737 |  | 496.62416666666667 | 1122.4647222222222 | 658.15 | 638.1805555555555 | 363.93055555555554 | 118.035 |  | Australia Clean Energy Regulator |  |  |  |  | 665.62 | NO-ESTIMATION | NO-ESTIMATION | SOLAR-V1 | SOLAR-V1 | SOLAR-V1
AUS | Australia | Kwinana NewGen |  | AUS0000196 | 320 | -32.2020 | 115.7728 | Gas |  |  |  |  | Newgen Power Kwinana Partnership | Australian Renewable Energy Mapping Infrastructure | https://www.nationalmap.gov.au/ | Australian Renewable Energy Mapping Infrastructure | 1067030 |  | 1791.0088888888888 | 1997.0055555555555 | 2152.8866666666668 | 1932.0355555555554 | 2159.6969444444444 | 2074.119166666667 |  | Australia Clean Energy Regulator |  |  |  |  | 887.49 | WIND-V1 | WIND-V1 | WIND-V1 | WIND-V1 | WIND-V1
AUS | Australia | Kwinana Cogeneration |  | AUS0000193 | 123 | -32.2225 | 115.7661 | Gas |  |  |  |  | International Power Plc & Mitsui & Co Ltd & Transfield | Australian Renewable Energy Mapping Infrastructure | https://www.nationalmap.gov.au/ | Australian Renewable Energy Mapping Infrastructure |  |  | 811.845 | 884.2316666666667 | 892.2663888888889 | 878.0797222222222 | 854.565 | 859.2527777777777 |  | Australia Clean Energy Regulator |  |  |  |  | 341.13 | NO-ESTIMATION | NO-ESTIMATION | NO-ESTIMATION | NO-ESTIMATION | CAPACITY-FACTOR-V1
AUS | Australia | Kwinana Swift |  | AUS0000197 | 120 | -32.2243 | 115.7783 | Gas |  |  |  |  | Western Energy Pty Ltd | Australian Renewable Energy Mapping Infrastructure | https://www.nationalmap.gov.au/ | Australian Renewable Energy Mapping Infrastructure | 1085202 |  |  |  |  | 13.875833333333333 | 57.687777777777775 | 130.38611111111112 |  | Australia Clean Energy Regulator |  |  |  |  | 332.81 | NO-ESTIMATION | NO-ESTIMATION | NO-ESTIMATION | NO-ESTIMATION | CAPACITY-FACTOR-V1
AUS | Australia | Hunter Valley |  | AUS0000278 | 50 | -32.3893 | 150.9664 | Gas |  |  |  |  | Macquarie Generation | Australian Renewable Energy Mapping Infrastructure | https://www.nationalmap.gov.au/ | Australian Renewable Energy Mapping Infrastructure | 1014206 |  | 0.3647222222222222 | 0.18777777777777777 | 0.3163888888888889 | 1.1327777777777779 | 0.6419444444444444 | 0.8536111111111111 |  | Australia Clean Energy Regulator |  |  |  |  | 138.67 | NO-ESTIMATION | NO-ESTIMATION | NO-ESTIMATION | NO-ESTIMATION | SOLAR-V1
AUS | Australia | Glennies Creek |  | AUS0000276 | 13 | -32.4598 | 151.1286 | Gas |  |  |  |  | EnviroGen Pty Ltd | Australian Renewable Energy Mapping Infrastructure | https://www.nationalmap.gov.au/ | Australian Renewable Energy Mapping Infrastructure | 1071134 |  | 81.30916666666667 | 83.12416666666667 | 90.71888888888888 | 93.78305555555555 | 78.62416666666667 | 77.30527777777777 |  | Australia Clean Energy Regulator |  |  |  |  | 36.05 | NO-ESTIMATION | NO-ESTIMATION | NO-ESTIMATION | NO-ESTIMATION | CAPACITY-FACTOR-V1
AUS | Australia | Pinjarra Bauxite Mine and Alumina Refinery |  | AUS0000201 | 280 | -32.6473 | 115.9469 | Gas |  |  |  |  | Alinta Energy | Australian Renewable Energy Mapping Infrastructure | https://www.nationalmap.gov.au/ | Australian Renewable Energy Mapping Infrastructure |  |  | 1354.5655555555556 | 1277.3963888888889 | 1639.0922222222223 | 2057.255833333333 | 2271.889166666667 | 2155.606111111111 |  | Australia Clean Energy Regulator |  |  |  |  | 776.55 | NO-ESTIMATION | NO-ESTIMATION | NO-ESTIMATION | NO-ESTIMATION | CAPACITY-FACTOR-V1
AUS | Australia | Capral (Aluminium Smelter) |  | AUS0000270 | 300 | -32.7897 | 151.4813 | Gas |  |  |  |  | Capral Ltd | Australian Renewable Energy Mapping Infrastructure | https://www.nationalmap.gov.au/ | Australian Renewable Energy Mapping Infrastructure | [14 empty] | 832.02 | NO-ESTIMATION | NO-ESTIMATION | NO-ESTIMATION | NO-ESTIMATION | SOLAR-V1
AUS | Australia | Tomago Aluminium Smelter |  | AUS0000290 | 810 | -32.8217 | 151.7178 | Gas |  |  |  |  | Tomago Aluminium | Australian Renewable Energy Mapping Infrastructure | https://www.nationalmap.gov.au/ | Australian Renewable Energy Mapping Infrastructure | 1053973 | [13 empty] | 2246.47 | SOLAR-V1 | SOLAR-V1 | SOLAR-V1 | SOLAR-V1 | SOLAR-V1
AUS | Australia | Wagerup Bauxite Mine and Alumina Refinery |  | AUS0000203 | 98 | -32.9145 | 115.9170 | Gas |  |  |  |  | Alcoa of Australia Ltd | Australian Renewable Energy Mapping Infrastructure | https://www.nationalmap.gov.au/ | Australian Renewable Energy Mapping Infrastructure | [14 empty] | 271.79 | NO-ESTIMATION | NO-ESTIMATION | NO-ESTIMATION | NO-ESTIMATION | CAPACITY-FACTOR-V1
AUS | Australia | Wagerup |  | AUS0000204 | 380 | -32.9160 | 115.9186 | Gas |  |  |  |  | Alinta Energy | Australian Renewable Energy Mapping Infrastructure | https://www.nationalmap.gov.au/ | Australian Renewable Energy Mapping Infrastructure | 1010021 | [13 empty] | 1053.9 | HYDRO-V1 | HYDRO-V1 | HYDRO-V1 | HYDRO-V1 | HYDRO-V1
AUS | Australia | Teralba |  | AUS0000289 | 3 | -32.9455 | 151.6119 | Gas |  |  |  |  | EnviroGen Pty Ltd | Australian Renewable Energy Mapping Infrastructure | https://www.nationalmap.gov.au/ | Australian Renewable Energy Mapping Infrastructure | 1024647 | [13 empty] | 8.32 | NO-ESTIMATION | NO-ESTIMATION | NO-ESTIMATION | NO-ESTIMATION | CAPACITY-FACTOR-V1
AUS | Australia | Charlestown Square |  | AUS0000401 | 2.8 | -32.9643 | 151.6936 | Gas |  |  |  |  | GPT RE Limited | Australian Renewable Energy Mapping Infrastructure | https://www.nationalmap.gov.au/ | Australian Renewable Energy Mapping Infrastructure | [14 empty] | 7.76 | NO-ESTIMATION | NO-ESTIMATION | NO-ESTIMATION | NO-ESTIMATION | CAPACITY-FACTOR-V1
AUS | Australia | Kemerton |  | AUS0000211 | 260.9 | -33.1633 | 115.7805 | Gas |  |  |  |  | Transfield Services Infrastructure Fund | Australian Renewable Energy Mapping Infrastructure | https://www.nationalmap.gov.au/ | Australian Renewable Energy Mapping Infrastructure | 1058552 |  |  | 79.17305555555555 | 83.96583333333334 | 119.78666666666666 | 107.76916666666666 | 69.45694444444445 |  | Australia Clean Energy Regulator |  |  |  |  | 723.58 | NO-ESTIMATION | SOLAR-V1 | SOLAR-V1 | SOLAR-V1 | SOLAR-V1
AUS | Australia | Colongra |  | AUS0000271 | 724 | -33.2099 | 151.5448 | Gas |  |  |  |  | Delta Electricity | Australian Renewable Energy Mapping Infrastructure | https://www.nationalmap.gov.au/ | Australian Renewable Energy Mapping Infrastructure | 1064734 |  | 19.173055555555557 | 13.840555555555556 | 71.79638888888888 | 28.942222222222224 | 14.008333333333333 | 15.12111111111111 |  | Australia Clean Energy Regulator |  |  |  |  | 2007.96 | NO-ESTIMATION | NO-ESTIMATION | SOLAR-V1 | SOLAR-V1 | SOLAR-V1
AUS | Australia | Worsley Cogeneration |  | AUS0000217 | 106 | -33.2365 | 116.0637 | Gas |  |  |  |  | Worsley Alumina Pty Ltd | Australian Renewable Energy Mapping Infrastructure | https://www.nationalmap.gov.au/ | Australian Renewable Energy Mapping Infrastructure | [14 empty] | 293.98 | WIND-V1 | WIND-V1 | WIND-V1 | WIND-V1 | WIND-V1
AUS | Australia | Hallett |  | AUS0000250 | 228.3 | -33.3487 | 138.7517 | Gas |  |  |  |  | TRUenergy | Australian Renewable Energy Mapping Infrastructure | https://www.nationalmap.gov.au/ | Australian Renewable Energy Mapping Infrastructure | 1055702 |  | 58.81916666666667 | 33.94694444444445 | 22.2875 | 33.32944444444445 | 46.25333333333333 | 19.823333333333334 |  | Australia Clean Energy Regulator |  |  |  |  | 633.17 | NO-ESTIMATION | NO-ESTIMATION | NO-ESTIMATION | NO-ESTIMATION | CAPACITY-FACTOR-V1
AUS | Australia | North Sydney |  | AUS0000314 | 2.4 | -33.8398 | 151.2069 | Gas |  |  |  |  | Cogent Energy | Australian Renewable Energy Mapping Infrastructure | https://www.nationalmap.gov.au/ | Australian Renewable Energy Mapping Infrastructure | [14 empty] | 6.65 | NO-ESTIMATION | NO-ESTIMATION | NO-ESTIMATION | NO-ESTIMATION | CAPACITY-FACTOR-V1
AUS | Australia | Smithfield Energy |  | AUS0000286 | 170.9 | -33.8500 | 150.9495 | Gas |  |  |  |  | Marubeni Australia Power Services | Australian Renewable Energy Mapping Infrastructure | https://www.nationalmap.gov.au/ | Australian Renewable Energy Mapping Infrastructure | 1028917 |  | 1001.0275 | 989.0983333333334 | 968.5383333333333 | 970.9952777777778 | 979.3944444444444 | 71.99416666666667 |  | Australia Clean Energy Regulator |  |  |  |  | 473.97 | NO-ESTIMATION | NO-ESTIMATION | NO-ESTIMATION | NO-ESTIMATION | CAPACITY-FACTOR-V1
AUS | Australia | Esperance |  | AUS0000186 | 33 | -33.8762 | 121.8998 | Gas |  |  |  |  | Infrastructure Capital Group | Australian Renewable Energy Mapping Infrastructure | https://www.nationalmap.gov.au/ | Australian Renewable Energy Mapping Infrastructure | 1030191 |  | 76.72583333333333 | 76.345 | 75.50944444444444 | 76.81388888888888 | 77.05583333333334 | 69.35 |  | Australia Clean Energy Regulator |  |  |  |  | 91.52 | HYDRO-V1 | HYDRO-V1 | HYDRO-V1 | HYDRO-V1 | HYDRO-V1
AUS | Australia | Mintaro |  | AUS0000249 | 90 | -33.9031 | 138.7383 | Gas |  |  |  |  | Synergen Power | Australian Renewable Energy Mapping Infrastructure | https://www.nationalmap.gov.au/ | Australian Renewable Energy Mapping Infrastructure | 1014353 |  | 12.274444444444445 | 7.968055555555556 | 7.133611111111111 | 13.053333333333333 | 29.628611111111113 | 42.283055555555556 |  | Australia Clean Energy Regulator |  |  |  |  | 249.6 | NO-ESTIMATION | NO-ESTIMATION | NO-ESTIMATION | WIND-V1 | WIND-V1
AUS | Australia | Appin (Mine) |  | AUS0000264 | 55.6 | -34.2082 | 150.7722 | Gas |  |  |  |  | Energy Developments CSM (NSW) Pty Ltd | Australian Renewable Energy Mapping Infrastructure | https://www.nationalmap.gov.au/ | Australian Renewable Energy Mapping Infrastructure | 1011059 |  | 204.80444444444444 | 238.29444444444445 | 163.5836111111111 | 158.93305555555557 | 64.53472222222223 | 99.47 |  | Australia Clean Energy Regulator |  |  |  |  | 154.2 | NO-ESTIMATION | NO-ESTIMATION | NO-ESTIMATION | NO-ESTIMATION | CAPACITY-FACTOR-V1
AUS | Australia | Tower Mine |  | AUS0000291 | 41.2 | -34.2207 | 150.7179 | Gas |  |  |  |  | Energy Developments Ltd | Australian Renewable Energy Mapping Infrastructure | https://www.nationalmap.gov.au/ | Australian Renewable Energy Mapping Infrastructure |  |  | 209.52083333333334 | 245.06222222222223 | 202.03527777777776 | 235.03027777777777 | 269.09027777777777 | 187.70833333333334 |  | Australia Clean Energy Regulator |  |  |  |  | 114.26 | WIND-V1 | WIND-V1 | WIND-V1 | WIND-V1 | WIND-V1
AUS | Australia | Tahmoor |  | AUS0000287 | 7 | -34.2482 | 150.5808 | Gas |  |  |  |  | EnviroGen Pty Ltd | Australian Renewable Energy Mapping Infrastructure | https://www.nationalmap.gov.au/ | Australian Renewable Energy Mapping Infrastructure | 1061458 |  | 29.754722222222224 | 34.265277777777776 | 46.45583333333333 | 38.91555555555556 | 28.237222222222222 | 32.95861111111111 |  | Australia Clean Energy Regulator |  |  |  |  | 19.41 | NO-ESTIMATION | NO-ESTIMATION | NO-ESTIMATION | NO-ESTIMATION | CAPACITY-FACTOR-V1
AUS | Australia | Tallawarra |  | AUS0000288 | 460 | -34.5228 | 150.8081 | Gas |  |  |  |  | TRUenergy | Australian Renewable Energy Mapping Infrastructure | https://www.nationalmap.gov.au/ | Australian Renewable Energy Mapping Infrastructure | 1014217 |  | 2840.058611111111 | 3283.508611111111 | 2082.391666666667 | 1866.0408333333332 | 803.0308333333334 | 1468.6027777777779 |  | Australia Clean Energy Regulator |  |  |  |  | 1275.77 | WIND-V1 | WIND-V1 | WIND-V1 | WIND-V1 | WIND-V1
AUS | Australia | Pelican Point |  | AUS0000237 | 478 | -34.7650 | 138.5053 | Gas |  |  |  |  | International Power - GDF Suez Australia | Australian Renewable Energy Mapping Infrastructure | https://www.nationalmap.gov.au/ | Australian Renewable Energy Mapping Infrastructure | 1044465 |  | 2989.9266666666667 | 1867.9583333333333 | 1030.1158333333333 | 304.40166666666664 | 1209.6244444444444 | 2732.4211111111113 |  | Australia Clean Energy Regulator |  |  |  |  | 1325.69 | NO-ESTIMATION | NO-ESTIMATION | NO-ESTIMATION | NO-ESTIMATION | CAPACITY-FACTOR-V1
AUS | Australia | Quarantine |  | AUS0000239 | 224 | -34.7793 | 138.5224 | Gas |  |  |  |  | Origin Energy | Australian Renewable Energy Mapping Infrastructure | https://www.nationalmap.gov.au/ | Australian Renewable Energy Mapping Infrastructure | 1051507 |  | 150.19333333333333 | 230.51055555555556 | 215.24666666666667 | 135.15694444444443 | 264.02805555555557 | 190.82833333333335 |  | Australia Clean Energy Regulator |  |  |  |  | 621.24 | NO-ESTIMATION | NO-ESTIMATION | NO-ESTIMATION | NO-ESTIMATION | CAPACITY-FACTOR-V1
AUS | Australia | Osborne |  | AUS0000235 | 180 | -34.7980 | 138.5079 | Gas |  |  |  |  | Origin Energy | Australian Renewable Energy Mapping Infrastructure | https://www.nationalmap.gov.au/ | Australian Renewable Energy Mapping Infrastructure | 1080968 |  | 1350.6038888888888 | 1455.608611111111 | 0.0 | 1184.0425 | 966.9333333333333 | 1319.6225 |  | Australia Clean Energy Regulator |  |  |  |  | 499.21 | NO-ESTIMATION | NO-ESTIMATION | NO-ESTIMATION | NO-ESTIMATION | CAPACITY-FACTOR-V1
AUS | Australia | Torrens Island B |  | AUS0000241 | 800 | -34.8052 | 138.5226 | Gas |  |  |  |  | AGL Energy Pty Ltd | Australian Renewable Energy Mapping Infrastructure | https://www.nationalmap.gov.au/ | Australian Renewable Energy Mapping Infrastructure | 1014361 | [13 empty] | 2218.74 | NO-ESTIMATION | NO-ESTIMATION | NO-ESTIMATION | NO-ESTIMATION | SOLAR-V1
AUS | Australia | Torrens Island A |  | AUS0000240 | 480 | -34.8068 | 138.5213 | Gas |  |  |  |  | AGL Energy Pty Ltd | Australian Renewable Energy Mapping Infrastructure | https://www.nationalmap.gov.au/ | Australian Renewable Energy Mapping Infrastructure | 1014361 | [13 empty] | 1331.24 | NO-ESTIMATION | NO-ESTIMATION | NO-ESTIMATION | NO-ESTIMATION | CAPACITY-FACTOR-V1
AUS | Australia | Dry Creek |  | AUS0000233 | 156 | -34.8475 | 138.5818 | Gas |  |  |  |  | Synergen Power | Australian Renewable Energy Mapping Infrastructure | https://www.nationalmap.gov.au/ | Australian Renewable Energy Mapping Infrastructure | 1014351 |  | 6.722222222222222 | 2.9233333333333333 | 4.886388888888889 | 6.196944444444444 | 9.695 | 10.726111111111111 |  | Australia Clean Energy Regulator |  |  |  |  | 432.65 | NO-ESTIMATION | NO-ESTIMATION | NO-ESTIMATION | NO-ESTIMATION | CAPACITY-FACTOR-V1
AUS | Australia | Uranquinty |  | AUS0000294 | 664 | -35.1794 | 147.2157 | Gas |  |  |  |  | Origin Energy | Australian Renewable Energy Mapping Infrastructure | https://www.nationalmap.gov.au/ | Australian Renewable Energy Mapping Infrastructure | 1063281 |  |  |  | 427.1616666666667 | 783.0105555555556 | 636.3991666666667 | 556.1280555555555 |  | Australia Clean Energy Regulator |  |  |  |  | 1841.55 | HYDRO-V1 | HYDRO-V1 | HYDRO-V1 | HYDRO-V1 | HYDRO-V1
AUS | Australia | Ladbroke Grove |  | AUS0000244 | 80 | -37.4567 | 140.7827 | Gas |  |  |  |  | Origin Energy | Australian Renewable Energy Mapping Infrastructure | https://www.nationalmap.gov.au/ | Australian Renewable Energy Mapping Infrastructure | 1045441 |  | 91.68388888888889 | 231.32194444444445 | 184.4061111111111 | 204.39083333333335 | 211.14666666666668 | 183.30666666666667 |  | Australia Clean Energy Regulator |  |  |  |  | 221.87 | NO-ESTIMATION | NO-ESTIMATION | NO-ESTIMATION | NO-ESTIMATION | CAPACITY-FACTOR-V1
AUS | Australia | Ballarat Base Hospital |  | AUS0000113 | 3 | -37.5596 | 143.8469 | Gas |  |  |  |  | Ballarat Base Hospital | Australian Renewable Energy Mapping Infrastructure | https://www.nationalmap.gov.au/ | Australian Renewable Energy Mapping Infrastructure | 1010684 |  | 4.194444444444445 | 4.213055555555556 | 5.079444444444444 | 6.831388888888889 | 6.663333333333333 | 6.903611111111111 |  | Australia Clean Energy Regulator |  |  |  |  | 8.32 | NO-ESTIMATION | NO-ESTIMATION | NO-ESTIMATION | NO-ESTIMATION | CAPACITY-FACTOR-V1
AUS | Australia | Somerton |  | AUS0000096 | 160 | -37.6318 | 144.9531 | Gas |  |  |  |  | AGL Energy Pty Ltd | Australian Renewable Energy Mapping Infrastructure | https://www.nationalmap.gov.au/ | Australian Renewable Energy Mapping Infrastructure | 1055703 |  | 16.20916666666667 | 11.363055555555556 | 10.463611111111112 | 11.646666666666667 | 29.14388888888889 | 85.41833333333334 |  | Australia Clean Energy Regulator |  |  |  |  | 443.74 | NO-ESTIMATION | NO-ESTIMATION | NO-ESTIMATION | NO-ESTIMATION | CAPACITY-FACTOR-V1
AUS | Australia | Snuggery |  | AUS0000245 | 63 | -37.6646 | 140.4156 | Gas |  |  |  |  | International Power - GDF Suez Australia | Australian Renewable Energy Mapping Infrastructure | https://www.nationalmap.gov.au/ | Australian Renewable Energy Mapping Infrastructure | 1014359 |  | 0.30972222222222223 | 0.0875 | 0.375 | 0.9858333333333333 | 3.1969444444444446 | 0.7438888888888889 |  | Australia Clean Energy Regulator |  |  |  |  | 174.72 | NO-ESTIMATION | NO-ESTIMATION | NO-ESTIMATION | NO-ESTIMATION | CAPACITY-FACTOR-V1
AUS | Australia | Melbourne |  | AUS0000333 | 1.2 | -37.8086 | 144.9685 | Gas |  |  |  |  | Cogent Energy | Australian Renewable Energy Mapping Infrastructure | https://www.nationalmap.gov.au/ | Australian Renewable Energy Mapping Infrastructure | 1024609 | [13 empty] | 3.32 | HYDRO-V1 | HYDRO-V1 | HYDRO-V1 | HYDRO-V1 | HYDRO-V1
AUS | Australia | Symex Port Melbourne |  | AUS0000097 | 5.9 | -37.8298 | 144.9444 | Gas |  |  |  |  | Symex Holding Ltd | Australian Renewable Energy Mapping Infrastructure | https://www.nationalmap.gov.au/ | Australian Renewable Energy Mapping Infrastructure | 1032356 |  | 17.278333333333332 | [6 empty] | Australia Clean Energy Regulator |  |  |  |  | 16.36 | NO-ESTIMATION | NO-ESTIMATION | NO-ESTIMATION | NO-ESTIMATION | CAPACITY-FACTOR-V1
AUS | Australia | Newport |  | AUS0000094 | 500 | -37.8415 | 144.8942 | Gas |  |  |  |  | Industry Funds Management | Australian Renewable Energy Mapping Infrastructure | https://www.nationalmap.gov.au/ | Australian Renewable Energy Mapping Infrastructure | 1030172 |  | 185.345 | 219.15694444444443 | 95.24805555555555 | 332.32194444444445 | 322.2108333333333 | 1018.5566666666666 |  | Australia Clean Energy Regulator |  |  |  |  | 1386.71 | WIND-V1 | WIND-V1 | WIND-V1 | WIND-V1 | WIND-V1
AUS | Australia | Laverton North |  | AUS0000090 | 312 | -37.8416 | 144.7887 | Gas |  |  |  |  | Snowy Hydro Ltd | Australian Renewable Energy Mapping Infrastructure | https://www.nationalmap.gov.au/ | Australian Renewable Energy Mapping Infrastructure | 1053207 |  | 14.818888888888889 | 15.807777777777778 | 1.1441666666666668 | 22.43138888888889 | 79.52083333333333 | 179.00583333333333 |  | Australia Clean Energy Regulator |  |  |  |  | 865.3 | HYDRO-V1 | HYDRO-V1 | HYDRO-V1 | HYDRO-V1 | HYDRO-V1
AUS | Australia | Bairnsdale |  | AUS0000081 | 94 | -37.8429 | 147.5639 | Gas |  |  |  |  | Alinta DEBO | Australian Renewable Energy Mapping Infrastructure | https://www.nationalmap.gov.au/ | Australian Renewable Energy Mapping Infrastructure | 1049309 |  | 132.45666666666668 | 154.88555555555556 | 149.82111111111112 | 197.54055555555556 | 168.52444444444444 | 260.5825 |  | Australia Clean Energy Regulator |  |  |  |  | 260.7 | NO-ESTIMATION | NO-ESTIMATION | NO-ESTIMATION | NO-ESTIMATION | CAPACITY-FACTOR-V1
AUS | Australia | Mortlake |  | AUS0000108 | 566 | -38.0632 | 142.6675 | Gas |  |  |  |  | Origin Energy | Australian Renewable Energy Mapping Infrastructure | https://www.nationalmap.gov.au/ | Australian Renewable Energy Mapping Infrastructure | 1061737 |  | 1709.266111111111 | 1673.4494444444445 | 1163.4769444444444 | 487.0838888888889 | 1102.9175 | 1278.8608333333334 |  | Australia Clean Energy Regulator |  |  |  |  | 1569.75 | SOLAR-V1 | SOLAR-V1 | SOLAR-V1 | SOLAR-V1 | SOLAR-V1
AUS | Australia | Longford |  | AUS0000091 | 31 | -38.2236 | 147.1657 | Gas |  |  |  |  | TRUenergy | Australian Renewable Energy Mapping Infrastructure | https://www.nationalmap.gov.au/ | Australian Renewable Energy Mapping Infrastructure | 1016695 | [13 empty] | 85.97 | NO-ESTIMATION | NO-ESTIMATION | NO-ESTIMATION | NO-ESTIMATION | CAPACITY-FACTOR-V1
AUS | Australia | Valley (Peaking Facility) |  | AUS0000098 | 300 | -38.2536 | 146.5892 | Gas |  |  |  |  | Snowy Hydro Ltd | Australian Renewable Energy Mapping Infrastructure | https://www.nationalmap.gov.au/ | Australian Renewable Energy Mapping Infrastructure |  |  | 11.844722222222222 | 8.896666666666667 | 5.198611111111111 | 10.677777777777777 | 4.109444444444445 | 22.880277777777778 |  | Australia Clean Energy Regulator |  |  |  |  | 832.02 | NO-ESTIMATION | NO-ESTIMATION | NO-ESTIMATION | NO-ESTIMATION | CAPACITY-FACTOR-V1
AUS | Australia | Jeeralang B |  | AUS0000089 | 228 | -38.2746 | 146.4249 | Gas |  |  |  |  | Industry Funds Management Nominees Ltd | Australian Renewable Energy Mapping Infrastructure | https://www.nationalmap.gov.au/ | Australian Renewable Energy Mapping Infrastructure | 1030167 | [13 empty] | 632.34 | HYDRO-V1 | HYDRO-V1 | HYDRO-V1 | HYDRO-V1 | HYDRO-V1
AUS | Australia | Jeeralang A |  | AUS0000088 | 204 | -38.2753 | 146.4263 | Gas |  |  |  |  | Industry Funds Management Nominees Ltd Ecogen Holdings | Australian Renewable Energy Mapping Infrastructure | https://www.nationalmap.gov.au/ | Australian Renewable Energy Mapping Infrastructure | 1030167 | [13 empty] | 565.77 | NO-ESTIMATION | NO-ESTIMATION | NO-ESTIMATION | NO-ESTIMATION | CAPACITY-FACTOR-V1
AUS | Australia | Tamar Valley |  | AUS0000138 | 390 | -41.1401 | 146.9036 | Gas |  |  |  |  | Aurora Energy (Tamar Valley) | Australian Renewable Energy Mapping Infrastructure | https://www.nationalmap.gov.au/ | Australian Renewable Energy Mapping Infrastructure | 1067600 |  | 1686.3722222222223 | 871.6247222222222 | 17.671944444444446 | 780.8641666666666 | 793.8358333333333 | 846.5272222222222 |  | Australia Clean Energy Regulator |  |  |  |  | 1081.63 | HYDRO-V1 | HYDRO-V1 | HYDRO-V1 | HYDRO-V1 | HYDRO-V1
AUS | Australia | Bell Bay (Bell Bay Three) |  | AUS0000139 | 115 | -41.1429 | 146.9030 | Gas |  |  |  |  | Aurora Energy Tamar Valley Pty Ltd | Australian Renewable Energy Mapping Infrastructure | https://www.nationalmap.gov.au/ | Australian Renewable Energy Mapping Infrastructure | 1019007 | [13 empty] | 318.94 | NO-ESTIMATION | NO-ESTIMATION | NO-ESTIMATION | NO-ESTIMATION | CAPACITY-FACTOR-V1
AUT | Austria | Timelkam |  | WRI1019163 | 400 | 48.0122 | 13.5895 | Gas |  |  |  | 2008.0 | Energie AG OberÃ¶sterreich | Energie AG | http://www.energieag.at/eag_at/resources/595372694787137362_954827377953737077_8fJ7tSkK.pdf | GEODB | 1024642 |  |  |  | 452.0 |  |  |  |  | ENTSOE |  |  |  |  | 1198.89 | NO-ESTIMATION | NO-ESTIMATION | NO-ESTIMATION | NO-ESTIMATION | CAPACITY-FACTOR-V1
AUT | Austria | Simmering |  | WRI1019147 | 1272 | 48.1815 | 16.4334 | Gas |  |  |  | 2009.0 | Wien Energie | Wien Energie | http://www.wienenergie.at/eportal3/ep/channelView.do/channelId/-51719 | WRI | 1033346 |  |  |  | 2429.57 |  |  |  |  | ENTSOE |  |  |  |  | 3812.47 | NO-ESTIMATION | NO-ESTIMATION | NO-ESTIMATION | NO-ESTIMATION | CAPACITY-FACTOR-V1
AUT | Austria | Donaustadt |  | WRI1019146 | 395 | 48.2000 | 16.4633 | Gas |  |  |  | 2001.0 | Wien Energie | Wien Energie | http://www.wienenergie.at/eportal3/ep/channelView.do/channelId/-51721 | WRI | 1033341 |  |  |  | 1076.373 | 1317.244 | 995.326 |  |  | JRC-PPDB-OPEN |  |  |  |  | 1183.9 | NO-ESTIMATION | NO-ESTIMATION | NO-ESTIMATION | NO-ESTIMATION | CAPACITY-FACTOR-V1
AZE | Azerbaijan | Astara ES |  | WRI1002178 | 87 | 38.4560 | 48.8750 | Gas |  |  |  | 2006.0 | AzerEnerji | AzerEnerji | http://www.azerenerji.gov.az/index.php?option=com_content&view=article&id=91&Itemid=112&lang=az | CARMA | 1064189 | [13 empty] | 665.51 | NO-ESTIMATION | NO-ESTIMATION | NO-ESTIMATION | NO-ESTIMATION | CAPACITY-FACTOR-V1
AZE | Azerbaijan | Janub |  | WRI1002188 | 780 | 39.8943 | 48.9173 | Gas | Oil |  |  | 2013.0 | AzerEnerji | AzerEnerji | http://www.azerenerji.gov.az/index.php?option=com_content&view=article&id=91&Itemid=112&lang=az | WRI | 1076738 | [13 empty] | 5966.72 | HYDRO-V1 | HYDRO-V1 | HYDRO-V1 | HYDRO-V1 | HYDRO-V1
AZE | Azerbaijan | Sangachal ES |  | WRI1002192 | 299 | 40.1794 | 49.4700 | Gas |  |  |  | 2008.0 | AzerEnerji | AzerEnerji | http://www.azerenerji.gov.az/index.php?option=com_content&view=article&id=91&Itemid=112&lang=az | WRI | 1067438 | [13 empty] | 2287.24 | NO-ESTIMATION | NO-ESTIMATION | NO-ESTIMATION | NO-ESTIMATION | CAPACITY-FACTOR-V1
AZE | Azerbaijan | Baku ES |  | WRI1002181 | 105 | 40.3734 | 49.9192 | Gas |  |  |  | 2007.0 | AzerEnerji | AzerEnerji | http://www.azerenerji.gov.az/index.php?option=com_content&view=article&id=91&Itemid=112&lang=az | GEODB | 1064193 | [13 empty] | 803.21 | NO-ESTIMATION | NO-ESTIMATION | NO-ESTIMATION | NO-ESTIMATION | CAPACITY-FACTOR-V1
AZE | Azerbaijan | Baku TEC |  | WRI1002182 | 107 | 40.3734 | 49.9192 | Gas |  |  |  | 2000.0 | AzerEnerji | AzerEnerji | http://www.azerenerji.gov.az/index.php?option=com_content&view=article&id=91&Itemid=112&lang=az | GEODB | 1010569 | [13 empty] | 818.51 | NO-ESTIMATION | NO-ESTIMATION | NO-ESTIMATION | NO-ESTIMATION | NO-ESTIMATION
AZE | Azerbaijan | Shimal |  | WRI1002198 | 400 | 40.4995 | 50.2077 | Gas |  |  |  | 2002.0 | AzerEnerji | AzerEnerji | http://www.azerenerji.gov.az/index.php?option=com_content&view=article&id=91&Itemid=112&lang=az | WRI | 1010576 | [13 empty] | 3059.85 | NO-ESTIMATION | NO-ESTIMATION | NO-ESTIMATION | NO-ESTIMATION | CAPACITY-FACTOR-V1
AZE | Azerbaijan | Sumqayit |  | WRI1002199 | 525 | 40.6036 | 49.6332 | Gas |  |  |  | 2009.0 | AzerEnerji | AzerEnerji | http://www.azerenerji.gov.az/index.php?option=com_content&view=article&id=91&Itemid=112&lang=az | GEODB | 1063119 | [13 empty] | 4016.06 | HYDRO-V1 | HYDRO-V1 | HYDRO-V1 | HYDRO-V1 | HYDRO-V1
AZE | Azerbaijan | Khachmaz ES |  | WRI1002189 | 87 | 41.4635 | 48.8060 | Gas |  |  |  | 2006.0 | AzerEnerji | AzerEnerji | http://www.azerenerji.gov.az/index.php?option=com_content&view=article&id=91&Itemid=112&lang=az | CARMA | 1064191 | [13 empty] | 665.51 | HYDRO-V1 | HYDRO-V1 | HYDRO-V1 | HYDRO-V1 | HYDRO-V1
BEL | Belgium | Marcinelle Energie (Carsid) |  | WRI1002258 | 405 | 50.4138 | 4.4067 | Gas |  |  |  | 2011.0 |  | ELIA Belgian Grid Operator | http://publications.elia.be/upload/ProductionParkOverview.html?TS=20120416193815 | GEODB | 1068823 |  |  |  | 1150.504 | 920.751 | 1588.378 |  |  | JRC-PPDB-OPEN |  |  |  |  | 1688.04 | NO-ESTIMATION | NO-ESTIMATION | NO-ESTIMATION | NO-ESTIMATION | CAPACITY-FACTOR-V1
BEL | Belgium | Amercoeur 1 R TGV |  | WRI1002207 | 451 | 50.4304 | 4.3955 | Gas |  |  |  | 1994.0 |  | ELIA Belgian Grid Operator | http://publications.elia.be/upload/ProductionParkOverview.html?TS=20120416193815 | GEODB | 1014399 |  |  |  | 2408.023 | 2524.644 | 2292.402 |  |  | JRC-PPDB-OPEN |  |  |  |  | 1879.76 | NO-ESTIMATION | NO-ESTIMATION | NO-ESTIMATION | NO-ESTIMATION | CAPACITY-FACTOR-V1
BEL | Belgium | SAINT-GHISLAIN STEG |  | WRI1002267 | 350 | 50.4719 | 3.8248 | Gas |  |  |  | 2000.0 |  | ELIA Belgian Grid Operator | http://publications.elia.be/upload/ProductionParkOverview.html?TS=20120416193815 | GEODB | 1050465 |  |  |  | 1333.092 | 1218.091 | 1059.506 |  |  | JRC-PPDB-OPEN |  |  |  |  | 1458.8 | NO-ESTIMATION | NO-ESTIMATION | NO-ESTIMATION | NO-ESTIMATION | CAPACITY-FACTOR-V1
BEL | Belgium | ANGLEUR TG 41 |  | WRI1002208 | 128 | 50.6177 | 5.5837 | Gas | [5 empty] | ELIA Belgian Grid Operator | http://publications.elia.be/upload/ProductionParkOverview.html?TS=20120416193815 | GEODB | 1029386 | [13 empty] | 533.5 | NO-ESTIMATION | NO-ESTIMATION | NO-ESTIMATION | NO-ESTIMATION | CAPACITY-FACTOR-V1
BEL | Belgium | DROGENBOS DM 51 |  | WRI1002224 | 5 | 50.8023 | 4.2990 | Gas | [5 empty] | ELIA Belgian Grid Operator | http://publications.elia.be/upload/ProductionParkOverview.html?TS=20120416193815 | GEODB | [14 empty] | 20.84 | NO-ESTIMATION | NO-ESTIMATION | NO-ESTIMATION | NO-ESTIMATION | CAPACITY-FACTOR-V1
BEL | Belgium | DROGENBOS GT0 |  | WRI1002225 | 48 | 50.8023 | 4.2990 | Gas | [5 empty] | ELIA Belgian Grid Operator | http://publications.elia.be/upload/ProductionParkOverview.html?TS=20120416193815 | GEODB |  |  |  |  | 791.058 |  |  |  |  | JRC-PPDB-OPEN |  |  |  |  | 200.06 | HYDRO-V1 | HYDRO-V1 | HYDRO-V1 | HYDRO-V1 | HYDRO-V1
BEL | Belgium | DROGENBOS TGV |  | WRI1002226 | 465 | 50.8023 | 4.2990 | Gas | [5 empty] | ELIA Belgian Grid Operator | http://publications.elia.be/upload/ProductionParkOverview.html?TS=20120416193815 | GEODB | 1014414 |  |  |  | 790.253 |  |  |  |  | ENTSOE |  |  |  |  | 1938.12 | NO-ESTIMATION | NO-ESTIMATION | NO-ESTIMATION | NO-ESTIMATION | CAPACITY-FACTOR-V1
BEL | Belgium | LANGERLO 4 REPOWERING |  | WRI1002255 | 86 | 50.9340 | 5.4784 | Gas | [5 empty] | ELIA Belgian Grid Operator | http://publications.elia.be/upload/ProductionParkOverview.html?TS=20120416193815 | CARMA | [14 empty] | 358.44 | WIND-V1 | WIND-V1 | WIND-V1 | WIND-V1 | WIND-V1
BEL | Belgium | Aalst Syral GT |  | WRI1002204 | 43 | 50.9360 | 4.0355 | Gas | [5 empty] | ELIA Belgian Grid Operator | http://publications.elia.be/upload/ProductionParkOverview.html?TS=20120416193815 | CARMA | 1039909 | [13 empty] | 179.22 | HYDRO-V1 | HYDRO-V1 | HYDRO-V1 | HYDRO-V1 | HYDRO-V1
BEL | Belgium | Aalst Syral ST |  | WRI1002205 | 5 | 50.9360 | 4.0355 | Gas | [5 empty] | ELIA Belgian Grid Operator | http://publications.elia.be/upload/ProductionParkOverview.html?TS=20120416193815 | CARMA | [14 empty] | 20.84 | NO-ESTIMATION | NO-ESTIMATION | NO-ESTIMATION | NO-ESTIMATION | WIND-V1
BEL | Belgium | HAM-GENT WKK |  | WRI1002231 | 52 | 51.0500 | 3.7167 | Gas |  |  |  | 2006.0 |  | ELIA Belgian Grid Operator | http://publications.elia.be/upload/ProductionParkOverview.html?TS=20120416193815 | CARMA | [14 empty] | 216.73 | NO-ESTIMATION | NO-ESTIMATION | NO-ESTIMATION | NO-ESTIMATION | CAPACITY-FACTOR-V1
BEL | Belgium | T-power Beringen |  | WRI1002271 | 422 | 51.0586 | 5.1056 | Gas |  |  |  | 2011.0 |  | ELIA Belgian Grid Operator | http://publications.elia.be/upload/ProductionParkOverview.html?TS=20120416193815 | WRI |  |  |  |  | 2203.613 | 2562.254 | 2534.047 |  |  | JRC-PPDB-OPEN |  |  |  |  | 1758.89 | NO-ESTIMATION | NO-ESTIMATION | NO-ESTIMATION | NO-ESTIMATION | CAPACITY-FACTOR-V1
BEL | Belgium | RINGVAART STEG |  | WRI1002264 | 357 | 51.1049 | 3.7257 | Gas |  |  |  | 1998.0 |  | ELIA Belgian Grid Operator | http://publications.elia.be/upload/ProductionParkOverview.html?TS=20120416193815 | GEODB | 1029634 |  |  |  | 1591.659 | 1374.487 | 2025.134 |  |  | JRC-PPDB-OPEN |  |  |  |  | 1487.97 | HYDRO-V1 | HYDRO-V1 | HYDRO-V1 | HYDRO-V1 | HYDRO-V1
BEL | Belgium | Zelzate 2 Knippegroen |  | WRI1002288 | 315 | 51.1587 | 3.8068 | Gas |  |  |  | 2010.0 |  | ELIA Belgian Grid Operator | http://publications.elia.be/upload/ProductionParkOverview.html?TS=20120416193815 | GEODB | 1061812 |  |  |  | 2084.467 |  |  |  |  | JRC-PPDB-OPEN |  |  |  |  | 1312.92 | HYDRO-V1 | HYDRO-V1 | HYDRO-V1 | HYDRO-V1 | HYDRO-V1
BEL | Belgium | Beveren Ineos Phenolchemie |  | WRI1002214 | 22.8 | 51.2119 | 4.2563 | Gas | [5 empty] | ELIA Belgian Grid Operator | http://publications.elia.be/upload/ProductionParkOverview.html?TS=20120416193815 | CARMA | 1014405 | [13 empty] | 95.03 | NO-ESTIMATION | NO-ESTIMATION | NO-ESTIMATION | NO-ESTIMATION | CAPACITY-FACTOR-V1
BEL | Belgium | INESCO WKK |  | WRI1002244 | 138 | 51.2198 | 4.3266 | Gas | [5 empty] | ELIA Belgian Grid Operator | http://publications.elia.be/upload/ProductionParkOverview.html?TS=20120416193815 | CARMA | 1056631 |  |  |  | 695.149 | 728.437 | 778.164 |  |  | JRC-PPDB-OPEN |  |  |  |  | 575.18 | NO-ESTIMATION | NO-ESTIMATION | NO-ESTIMATION | NO-ESTIMATION | CAPACITY-FACTOR-V1
BEL | Belgium | Zwijndrecht Lanxess GT |  | WRI1002290 | 43 | 51.2382 | 4.3408 | Gas | [5 empty] | ELIA Belgian Grid Operator | http://publications.elia.be/upload/ProductionParkOverview.html?TS=20120416193815 | CARMA | 1066845 | [13 empty] | 179.22 | NO-ESTIMATION | NO-ESTIMATION | NO-ESTIMATION | NO-ESTIMATION | CAPACITY-FACTOR-V1
BEL | Belgium | Zwijndrecht Lanxess ST |  | WRI1002291 | 15 | 51.2382 | 4.3408 | Gas | [5 empty] | ELIA Belgian Grid Operator | http://publications.elia.be/upload/ProductionParkOverview.html?TS=20120416193815 | CARMA | 1066845 | [13 empty] | 62.52 | NO-ESTIMATION | NO-ESTIMATION | NO-ESTIMATION | NO-ESTIMATION | CAPACITY-FACTOR-V1
BEL | Belgium | HERDERSBRUG STEG |  | WRI1002234 | 465 | 51.2629 | 3.2112 | Gas |  |  |  | 1998.0 |  | ELIA Belgian Grid Operator | http://publications.elia.be/upload/ProductionParkOverview.html?TS=20120416193815 | GEODB |  |  |  |  | 928.989 | 1312.938 | 1083.131 |  |  | JRC-PPDB-OPEN |  |  |  |  | 1938.12 | NO-ESTIMATION | NO-ESTIMATION | NO-ESTIMATION | NO-ESTIMATION | CAPACITY-FACTOR-V1
BEL | Belgium | Zeebrugge 2 Fluxys |  | WRI1002285 | 40 | 51.3290 | 3.1819 | Gas | [5 empty] | ELIA Belgian Grid Operator | http://publications.elia.be/upload/ProductionParkOverview.html?TS=20120416193815 | CARMA | 1014449 | [13 empty] | 166.72 | NO-ESTIMATION | NO-ESTIMATION | NO-ESTIMATION | NO-ESTIMATION | SOLAR-V1
BEN | Benin | Akpakpa |  | WRI1023015 | 40.5 | 6.3506 | 2.4295 | Gas | [5 empty] | African Development Bank Group | http://powerafrica.opendataforafrica.org | Power Africa | 1057216 | [13 empty] | 70.87 | NO-ESTIMATION | NO-ESTIMATION | NO-ESTIMATION | NO-ESTIMATION | CAPACITY-FACTOR-V1
BGD | Bangladesh | Chittagong Roazan |  | WRI1029213 | 553 | 22.4570 | 91.9784 | Gas | [5 empty] | Bangladesh Power Development Board | http://www.bpdb.gov.bd/bpdb/index.php?option=com_content&view=article&id=151&Itemid=166 | WRI | [14 empty] | 3653.2 | WIND-V1 | WIND-V1 | WIND-V1 | WIND-V1 | WIND-V1
BGD | Bangladesh | Bhola CCPP GT-1 2 ST |  | WRI1029209 | 227 | 22.4786 | 90.7101 | Gas |  |  |  | 2009.0 |  | Bangladesh Power Development Board | http://www.bpdb.gov.bd/bpdb/index.php?option=com_content&view=article&id=151&Itemid=220 | WRI | [14 empty] | 1499.59 | NO-ESTIMATION | NO-ESTIMATION | NO-ESTIMATION | NO-ESTIMATION | CAPACITY-FACTOR-V1
BGD | Bangladesh | Barishal GT-unit-1 2 |  | WRI1029205 | 40 | 22.6588 | 90.3373 | Gas |  |  |  | 1987.0 |  | Bangladesh Power Development Board | http://www.bpdb.gov.bd/bpdb/index.php?option=com_content&view=article&id=151&Itemid=217 | WRI | 1010713 | [13 empty] | 264.24 | NO-ESTIMATION | NO-ESTIMATION | NO-ESTIMATION | NO-ESTIMATION | CAPACITY-FACTOR-V1
BGD | Bangladesh | Summit Barisal 110MW |  | WRI1029253 | 110 | 22.6590 | 90.3364 | Gas |  |  |  |  | Summit Corporation Limited | Bangladesh Power Development Board | http://www.bpdb.gov.bd/bpdb/index.php?option=com_content&view=article&id=151&Itemid=218 | WRI | 1117350 | [13 empty] | 726.67 | NO-ESTIMATION | NO-ESTIMATION | NO-ESTIMATION | NO-ESTIMATION | CAPACITY-FACTOR-V1
BGD | Bangladesh | Khulna (KPCL-2) |  | WRI1029232 | 510 | 22.8646 | 89.5357 | Gas |  |  |  |  | Summit Corporation Limited | Bangladesh Power Development Board | http://www.bpdb.gov.bd/bpdb/index.php?option=com_content&view=article&id=151&Itemid=213 | WRI | [14 empty] | 3369.13 | NO-ESTIMATION | NO-ESTIMATION | NO-ESTIMATION | NO-ESTIMATION | CAPACITY-FACTOR-V1
BGD | Bangladesh | Jangalia (Summit) |  | WRI1029226 | 85 | 23.4289 | 91.1700 | Gas |  |  |  | 2009.0 | Summit Corporation Limited | Bangladesh Power Development Board | http://www.bpdb.gov.bd/bpdb/index.php?option=com_content&view=article&id=151&Itemid=184 | WRI | 1071651 | [13 empty] | 561.52 | NO-ESTIMATION | NO-ESTIMATION | NO-ESTIMATION | NO-ESTIMATION | CAPACITY-FACTOR-V1
BGD | Bangladesh | Summit Power Comilla |  | WRI1029257 | 25 | 23.4400 | 91.1869 | Gas |  |  |  |  | Summit Corporation Limited | Bangladesh Power Development Board | http://www.bpdb.gov.bd/bpdb/index.php?option=com_content&view=article&id=151&Itemid=188 | WRI | [14 empty] | 165.15 | NO-ESTIMATION | NO-ESTIMATION | NO-ESTIMATION | NO-ESTIMATION | CAPACITY-FACTOR-V1
BGD | Bangladesh | Meghnaghat CCPP |  | WRI1029236 | 855 | 23.6112 | 90.6007 | Gas | Oil |  |  | 2002.0 | Summit Corporation Limited | Bangladesh Power Development Board | http://www.bpdb.gov.bd/bpdb/index.php?option=com_content&view=article&id=151&Itemid=130 | WRI | 1010729 | [13 empty] | 5648.26 | WIND-V1 | WIND-V1 | WIND-V1 | WIND-V1 | WIND-V1
BGD | Bangladesh | Horippur Power CCPP |  | WRI1029224 | 946 | 23.6839 | 90.5314 | Gas | Oil |  |  | 2008.0 |  | Bangladesh Power Development Board | http://www.bpdb.gov.bd/bpdb/index.php?option=com_content&view=article&id=151&Itemid=129 | WRI | [14 empty] | 6249.42 | NO-ESTIMATION | NO-ESTIMATION | NO-ESTIMATION | NO-ESTIMATION | CAPACITY-FACTOR-V1
BGD | Bangladesh | Shiddirganj ST |  | WRI1029248 | 210 | 23.6846 | 90.5170 | Gas |  |  |  | 2012.0 |  | Bangladesh Power Development Board | http://www.bpdb.gov.bd/bpdb/index.php?option=com_content&view=article&id=151&Itemid=131 | WRI | 1063758 | [13 empty] | 1387.29 | WIND-V1 | WIND-V1 | WIND-V1 | WIND-V1 | WIND-V1
BGD | Bangladesh | Summit Power Rupgonj |  | WRI1029256 | 33 | 23.7550 | 90.5496 | Gas |  |  |  |  | Summit Corporation Limited | Bangladesh Power Development Board | http://www.bpdb.gov.bd/bpdb/index.php?option=com_content&view=article&id=151&Itemid=146 | WRI | [14 empty] | 218 | HYDRO-V1 | HYDRO-V1 | HYDRO-V1 | HYDRO-V1 | HYDRO-V1
BGD | Bangladesh | Summit Power (Madhabdi+Ashulia) |  | WRI1029255 | 80 | 23.8901 | 90.0323 | Gas |  |  |  |  | Summit Corporation Limited | Bangladesh Power Development Board | http://www.bpdb.gov.bd/bpdb/index.php?option=com_content&view=article&id=151&Itemid=144 | WRI | [14 empty] | 528.49 | WIND-V1 | WIND-V1 | WIND-V1 | WIND-V1 | WIND-V1
BGD | Bangladesh | Tongi GT |  | WRI1029264 | 105 | 23.8970 | 90.4123 | Gas | [5 empty] | Bangladesh Power Development Board | http://www.bpdb.gov.bd/bpdb/index.php?option=com_content&view=article&id=151&Itemid=125 | WRI | 1010721 | [13 empty] | 693.64 | WIND-V1 | WIND-V1 | WIND-V1 | WIND-V1 | WIND-V1
BGD | Bangladesh | Feni (Doreen) |  | WRI1029267 | 33 | 23.9186 | 90.6926 | Gas |  |  |  | 2009.0 | Doreen Power Company | Bangladesh Power Development Board | http://www.bpdb.gov.bd/bpdb/index.php?option=com_content&view=article&id=151&Itemid=182 | WRI | 1071631 | [13 empty] | 218 | NO-ESTIMATION | NO-ESTIMATION | NO-ESTIMATION | NO-ESTIMATION | CAPACITY-FACTOR-V1
BGD | Bangladesh | Ghorasal ST :Unit-3 |  | WRI1029220 | 861 | 23.9797 | 90.6370 | Gas |  |  |  | 1986.0 |  | Bangladesh Power Development Board | http://www.bpdb.gov.bd/bpdb/index.php?option=com_content&view=article&id=151&Itemid=120 | GEODB | 1010724 | [13 empty] | 5687.89 | NO-ESTIMATION | NO-ESTIMATION | NO-ESTIMATION | NO-ESTIMATION | CAPACITY-FACTOR-V1
BGD | Bangladesh | Ashuganj (Aggreko) |  | WRI1029202 | 1649 | 24.0426 | 91.0158 | Gas |  |  |  |  | Aggreko | Bangladesh Power Development Board | http://www.bpdb.gov.bd/bpdb/index.php?option=com_content&view=article&id=151&Itemid=179 | WRI | 1010709 | [13 empty] | 10893.54 | NO-ESTIMATION | NO-ESTIMATION | NO-ESTIMATION | NO-ESTIMATION | SOLAR-V1
BGD | Bangladesh | Baghabari GT 1 |  | WRI1029203 | 223 | 24.1361 | 89.5933 | Gas | Oil |  |  | 1999.0 |  | Bangladesh Power Development Board | http://www.bpdb.gov.bd/bpdb/index.php?option=com_content&view=article&id=151&Itemid=221 | WRI | 1010710 | [13 empty] | 1473.17 | NO-ESTIMATION | NO-ESTIMATION | SOLAR-V1 | SOLAR-V1 | SOLAR-V1
BGD | Bangladesh | Summit Power Maona |  | WRI1029258 | 33 | 24.2276 | 90.4201 | Gas |  |  |  |  | Summit Corporation Limited | Bangladesh Power Development Board | http://www.bpdb.gov.bd/bpdb/index.php?option=com_content&view=article&id=151&Itemid=145 | WRI | [14 empty] | 218 | NO-ESTIMATION | NO-ESTIMATION | NO-ESTIMATION | NO-ESTIMATION | SOLAR-V1
BGD | Bangladesh | Shahjibazar 330 MW |  | WRI1029247 | 536 | 24.2532 | 91.3751 | Gas | [5 empty] | Bangladesh Power Development Board | http://www.bpdb.gov.bd/bpdb/index.php?option=com_content&view=article&id=151&Itemid=199 | WRI | 1010731 | [13 empty] | 3540.89 | NO-ESTIMATION | NO-ESTIMATION | NO-ESTIMATION | SOLAR-V1 | SOLAR-V1
BGD | Bangladesh | Hobiganj (Confidence-EP) |  | WRI1029223 | 11 | 24.2639 | 91.3790 | Gas |  |  |  |  | Confidence EP | Bangladesh Power Development Board | http://www.bpdb.gov.bd/bpdb/index.php?option=com_content&view=article&id=151&Itemid=197 | WRI | [14 empty] | 72.66 | NO-ESTIMATION | NO-ESTIMATION | NO-ESTIMATION | NO-ESTIMATION | CAPACITY-FACTOR-V1
BGD | Bangladesh | Ullapara (Summit) |  | WRI1029265 | 11 | 24.3071 | 89.5512 | Gas |  |  |  | 2009.0 | Summit Corporation Limited | Bangladesh Power Development Board | http://www.bpdb.gov.bd/bpdb/index.php?option=com_content&view=article&id=151&Itemid=232 | WRI | 1071397 | [13 empty] | 72.66 | HYDRO-V1 | HYDRO-V1 | HYDRO-V1 | HYDRO-V1 | HYDRO-V1
BGD | Bangladesh | Siddhirganj (Dutch Bangla) |  | WRI1029250 | 520 | 24.3884 | 89.7436 | Gas |  |  |  |  | Dutch Bangala | Bangladesh Power Development Board | http://www.bpdb.gov.bd/bpdb/index.php?option=com_content&view=article&id=151&Itemid=135 | GEODB | 1010732 | [13 empty] | 3435.2 | NO-ESTIMATION | NO-ESTIMATION | NO-ESTIMATION | NO-ESTIMATION | CAPACITY-FACTOR-V1
BGD | Bangladesh | Summit Bibiana-2 |  | WRI1029254 | 341 | 24.6358 | 91.6587 | Gas |  |  |  |  | Summit Corporation Limited | Bangladesh Power Development Board | http://www.bpdb.gov.bd/bpdb/index.php?option=com_content&view=article&id=151&Itemid=207 | WRI | [14 empty] | 2252.69 | HYDRO-V1 | HYDRO-V1 | HYDRO-V1 | HYDRO-V1 | HYDRO-V1
BGD | Bangladesh | Fenchuganj (Barakatullah) |  | WRI1029217 | 296 | 24.6863 | 91.9189 | Gas | [5 empty] | Bangladesh Power Development Board | http://www.bpdb.gov.bd/bpdb/index.php?option=com_content&view=article&id=151&Itemid=195 | GEODB | 1010722 | [13 empty] | 1955.42 | NO-ESTIMATION | NO-ESTIMATION | NO-ESTIMATION | NO-ESTIMATION | CAPACITY-FACTOR-V1
BGD | Bangladesh | Mymensingh |  | WRI1029244 | 210 | 24.7611 | 90.4193 | Gas | [5 empty] | Bangladesh Power Development Board | http://www.bpdb.gov.bd/bpdb/index.php?option=com_content&view=article&id=151&Itemid=190 | WRI | 1027617 | [13 empty] | 1387.29 | NO-ESTIMATION | NO-ESTIMATION | NO-ESTIMATION | NO-ESTIMATION | CAPACITY-FACTOR-V1
BGD | Bangladesh | Bogra GBB |  | WRI1029210 | 42 | 24.8408 | 89.3506 | Gas |  |  |  | 2009.0 |  | Bangladesh Power Development Board | http://www.bpdb.gov.bd/bpdb/index.php?option=com_content&view=article&id=151&Itemid=230 | WRI | [14 empty] | 277.45 | NO-ESTIMATION | NO-ESTIMATION | NO-ESTIMATION | NO-ESTIMATION | SOLAR-V1
BGD | Bangladesh | Sylhet (Energyprima) |  | WRI1029260 | 222 | 24.9096 | 91.8300 | Gas |  |  |  |  | EnergyPrima | Bangladesh Power Development Board | http://www.bpdb.gov.bd/bpdb/index.php?option=com_content&view=article&id=151&Itemid=204 | WRI | 1046638 | [13 empty] | 1466.56 | WIND-V1 | WIND-V1 | WIND-V1 | WIND-V1 | WIND-V1
BHR | Bahrain | Al Dur Power and Water |  | WRI1023714 | 1540 | 25.9714 | 50.6076 | Gas |  |  |  | 2012.0 | Al Dur Power & Water Company | Arab Union of Electricity | http://www.auptde.org/NewsDetails.aspx?lang=en&NID=283 | WRI | 1071420 | [13 empty] | 9961.79 | WIND-V1 | WIND-V1 | WIND-V1 | WIND-V1 | WIND-V1
BHR | Bahrain | Alba Power Station |  | WRI1023718 | 2204 | 26.0945 | 50.6008 | Gas |  |  |  |  | Aluminum Bahrain | Aluminum Bahrain | http://www.albasmelter.com/Range/OProducts/Pages/Power.aspx | WRI | [14 empty] | 14257.01 | NO-ESTIMATION | NO-ESTIMATION | NO-ESTIMATION | NO-ESTIMATION | CAPACITY-FACTOR-V1
BHR | Bahrain | Rifa'a Power Station |  | WRI1023715 | 700 | 26.1199 | 50.5889 | Gas | [5 empty] | Arab Union of Electricity | http://www.auptde.org/NewsDetails.aspx?lang=en&NID=283 | WRI | 1022802 | [13 empty] | 4528.09 | NO-ESTIMATION | NO-ESTIMATION | NO-ESTIMATION | NO-ESTIMATION | SOLAR-V1
BHR | Bahrain | Sitra Power an Water Station |  | WRI1023717 | 1205 | 26.1833 | 50.6237 | Gas | [5 empty] | Arab Union of Electricity | http://www.auptde.org/NewsDetails.aspx?lang=en&NID=283 | WRI | [14 empty] | 7794.78 | NO-ESTIMATION | NO-ESTIMATION | NO-ESTIMATION | NO-ESTIMATION | CAPACITY-FACTOR-V1
BHR | Bahrain | Al Ezzel Power Station |  | WRI1023713 | 962 | 26.2175 | 50.6595 | Gas |  |  |  | 2007.0 | Gulf Investment Corporation Suez Tractebel Pension Fund of Bahrain | Arab Union of Electricity | http://www.auptde.org/NewsDetails.aspx?lang=en&NID=283 | WRI | 1059017 | [13 empty] | 6222.88 | HYDRO-V1 | HYDRO-V1 | HYDRO-V1 | HYDRO-V1 | HYDRO-V1
BHR | Bahrain | Hidd Power and Water station 1 |  | WRI1023712 | 963 | 26.2223 | 50.6621 | Gas |  |  |  | 1999.0 | International Power PLC Sumitomo Corporation Suez Tractebel | Arab Union of Electricity | http://www.auptde.org/NewsDetails.aspx?lang=en&NID=283 | GEODB | 1022798 | [13 empty] | 6229.35 | NO-ESTIMATION | NO-ESTIMATION | NO-ESTIMATION | NO-ESTIMATION | CAPACITY-FACTOR-V1
BLR | Belarus | Mozyr Thermal Power Plant Belarus |  | GEODB0043052 | 195 | 51.9049 | 29.3136 | Gas | [5 empty] | GEODB | http://globalenergyobservatory.org | GEODB | 1010902 | 2017 | [12 empty] | 789.66 | NO-ESTIMATION | NO-ESTIMATION | NO-ESTIMATION | NO-ESTIMATION | CAPACITY-FACTOR-V1
BLR | Belarus | Gomel-1 CHP Power Plant Belarus |  | GEODB0043034 | 6 | 52.4141 | 31.0031 | Gas | [5 empty] | GEODB | http://globalenergyobservatory.org | GEODB | 1069448 | 2017 | [12 empty] | 24.29 | NO-ESTIMATION | NO-ESTIMATION | NO-ESTIMATION | NO-ESTIMATION | CAPACITY-FACTOR-V1
BLR | Belarus | Gomel-2 CHP Power Plant Belarus |  | GEODB0043035 | 544 | 52.4492 | 30.8167 | Gas | [5 empty] | GEODB | http://globalenergyobservatory.org | GEODB | 1010896 | 2017 | [12 empty] | 2202.97 | NO-ESTIMATION | NO-ESTIMATION | NO-ESTIMATION | NO-ESTIMATION | CAPACITY-FACTOR-V1
BLR | Belarus | Bereza SDPP Thermal Power Plant Belarus |  | GEODB0043047 | 1130 | 52.4538 | 25.1926 | Gas | [5 empty] | GEODB | http://globalenergyobservatory.org | GEODB | 1010892 | 2017 | [12 empty] | 4576.02 | NO-ESTIMATION | NO-ESTIMATION | NO-ESTIMATION | NO-ESTIMATION | CAPACITY-FACTOR-V1
BLR | Belarus | Svetlogorsk CHP Power Plant Belarus |  | GEODB0043043 | 155 | 52.6274 | 29.7708 | Gas | [5 empty] | GEODB | http://globalenergyobservatory.org | GEODB | 1010910 | 2017 | [12 empty] | 627.68 | HYDRO-V1 | HYDRO-V1 | HYDRO-V1 | HYDRO-V1 | HYDRO-V1
BLR | Belarus | Bobruisk CHP-2 Power Plant Belarus |  | GEODB0043046 | 180 | 53.1895 | 29.2055 | Gas | [5 empty] | GEODB | http://globalenergyobservatory.org | GEODB |  | 2017 | [12 empty] | 728.92 | NO-ESTIMATION | NO-ESTIMATION | NO-ESTIMATION | NO-ESTIMATION | CAPACITY-FACTOR-V1
BLR | Belarus | Minsk-5 CHP CCGT Power Plant |  | GEODB0043039 | 780 | 53.6120 | 27.9540 | Gas | [5 empty] | GEODB | http://globalenergyobservatory.org | GEODB | 1047030 | 2017 | [12 empty] | 3158.67 | NO-ESTIMATION | NO-ESTIMATION | NO-ESTIMATION | NO-ESTIMATION | NO-ESTIMATION
BLR | Belarus | Grodno CHP-2 Power Plant Belarus |  | GEODB0043044 | 180 | 53.6675 | 23.9272 | Gas | [5 empty] | GEODB | http://globalenergyobservatory.org | GEODB | 1010897 | 2017 | [12 empty] | 728.92 | NO-ESTIMATION | NO-ESTIMATION | NO-ESTIMATION | NO-ESTIMATION | CAPACITY-FACTOR-V1
BLR | Belarus | Mogilev CHP-2 Thermal Power Plant Ukraine |  | GEODB0043045 | 345 | 53.8128 | 30.3421 | Gas | [5 empty] | GEODB | http://globalenergyobservatory.org | GEODB | 1010901 | 2017 | [12 empty] | 1397.1 | NO-ESTIMATION | NO-ESTIMATION | NO-ESTIMATION | NO-ESTIMATION | CAPACITY-FACTOR-V1
BLR | Belarus | Minsk-4 CHP CCGT Power Plant |  | GEODB0043040 | 1035 | 53.8720 | 27.4022 | Gas | [5 empty] | GEODB | http://globalenergyobservatory.org | GEODB | 1022842 | 2017 | [12 empty] | 4191.31 | NO-ESTIMATION | NO-ESTIMATION | SOLAR-V1 | SOLAR-V1 | SOLAR-V1
BLR | Belarus | Minsk-3 CHP CCGT Power Plant |  | GEODB0043037 | 542 | 53.8799 | 27.6476 | Gas | [5 empty] | GEODB | http://globalenergyobservatory.org | GEODB | 1022841 | 2017 | [12 empty] | 2194.87 | NO-ESTIMATION | NO-ESTIMATION | NO-ESTIMATION | NO-ESTIMATION | CAPACITY-FACTOR-V1
BLR | Belarus | Lida Power Plant Belarus |  | GEODB0043051 | 43 | 53.9011 | 25.2910 | Gas | [5 empty] | GEODB | http://globalenergyobservatory.org | GEODB | 1010898 | 2017 | [12 empty] | 174.13 | NO-ESTIMATION | NO-ESTIMATION | NO-ESTIMATION | NO-ESTIMATION | CAPACITY-FACTOR-V1
BLR | Belarus | Zhodino CHP CCGT Power Plant |  | GEODB0043041 | 54 | 54.0941 | 28.3505 | Gas | [5 empty] | GEODB | http://globalenergyobservatory.org | GEODB | 1047031 | 2017 | [12 empty] | 218.67 | NO-ESTIMATION | NO-ESTIMATION | NO-ESTIMATION | NO-ESTIMATION | CAPACITY-FACTOR-V1
BLR | Belarus | Orsha Cogeneration CCGT Power Plant Belarus |  | GEODB0043049 | 73 | 54.4809 | 30.3926 | Gas | [5 empty] | GEODB | http://globalenergyobservatory.org | GEODB | 1010904 | 2017 | [12 empty] | 295.61 | NO-ESTIMATION | NO-ESTIMATION | NO-ESTIMATION | NO-ESTIMATION | CAPACITY-FACTOR-V1
BLR | Belarus | Lukoml Thermal Power Plant Belarus |  | GEODB0043036 | 2460 | 54.6803 | 29.1341 | Gas | [5 empty] | GEODB | http://globalenergyobservatory.org | GEODB | 1010899 | 2017 | [12 empty] | 9961.97 | NO-ESTIMATION | NO-ESTIMATION | NO-ESTIMATION | NO-ESTIMATION | CAPACITY-FACTOR-V1
BLR | Belarus | Vitebsk Thermal Power Plant Belarus |  | GEODB0043048 | 75 | 55.1689 | 30.1355 | Gas | [5 empty] | GEODB | http://globalenergyobservatory.org | GEODB | 1010911 | 2017 | [12 empty] | 303.71 | NO-ESTIMATION | NO-ESTIMATION | NO-ESTIMATION | NO-ESTIMATION | CAPACITY-FACTOR-V1
BLR | Belarus | Novopolotsk Thermal Power Plant Belarus |  | GEODB0043050 | 505 | 55.5265 | 28.5490 | Gas | [5 empty] | GEODB | http://globalenergyobservatory.org | GEODB | 1010908 | 2017 | [12 empty] | 2045.03 | NO-ESTIMATION | NO-ESTIMATION | NO-ESTIMATION | NO-ESTIMATION | CAPACITY-FACTOR-V1
BOL | Bolivia | El Alto (El Kenko) Power Plant Bolivia |  | GEODB0044735 | 80.42 | -16.5653 | -68.1811 | Gas | [5 empty] | GEODB | http://globalenergyobservatory.org | GEODB | 1012483 | 2017 | [12 empty] | 418.87 | HYDRO-V1 | HYDRO-V1 | HYDRO-V1 | HYDRO-V1 | HYDRO-V1
BOL | Bolivia | Carrasco OCGT Power Plant Bolivia |  | GEODB0044736 | 152.6 | -17.2125 | -64.5275 | Gas | [5 empty] | GEODB | http://globalenergyobservatory.org | GEODB | 1015894 | 2017 | [12 empty] | 794.83 | NO-ESTIMATION | NO-ESTIMATION | NO-ESTIMATION | NO-ESTIMATION | CAPACITY-FACTOR-V1
BOL | Bolivia | Bulo Bulo OCGT Power Plant Bolivia |  | GEODB0041946 | 90 | -17.2424 | -64.5409 | Gas | [5 empty] | GEODB | http://globalenergyobservatory.org | GEODB | 1047025 | 2017 | [12 empty] | 468.77 | NO-ESTIMATION | NO-ESTIMATION | NO-ESTIMATION | NO-ESTIMATION | NO-ESTIMATION
BOL | Bolivia | Valle Hermoso Power Plant Bolivia |  | GEODB0044734 | 167 | -17.4302 | -66.1169 | Gas | [5 empty] | GEODB | http://globalenergyobservatory.org | GEODB | 1015895 | 2017 | [12 empty] | 869.83 | NO-ESTIMATION | NO-ESTIMATION | NO-ESTIMATION | NO-ESTIMATION | CAPACITY-FACTOR-V1
BOL | Bolivia | Santa Cruz Power Plant Bolivia |  | GEODB0044755 | 42.3 | -17.7549 | -63.1398 | Gas | [5 empty] | GEODB | http://globalenergyobservatory.org | GEODB | 1090378 | 2017 | [12 empty] | 220.32 | NO-ESTIMATION | NO-ESTIMATION | NO-ESTIMATION | NO-ESTIMATION | CAPACITY-FACTOR-V1
BOL | Bolivia | Guaracachi CCGT Power Plant Bolivia |  | GEODB0042663 | 350 | -17.7875 | -63.1521 | Gas | [5 empty] | GEODB | http://globalenergyobservatory.org | GEODB | 1015891 | 2017 | [12 empty] | 1823.01 | NO-ESTIMATION | NO-ESTIMATION | NO-ESTIMATION | NO-ESTIMATION | CAPACITY-FACTOR-V1
BOL | Bolivia | Aranjuez Power Plant Bolivia |  | GEODB0044762 | 36.7 | -19.0394 | -65.2697 | Gas | [5 empty] | GEODB | http://globalenergyobservatory.org | GEODB | 1015890 | 2017 | [12 empty] | 191.15 | NO-ESTIMATION | NO-ESTIMATION | NO-ESTIMATION | NO-ESTIMATION | CAPACITY-FACTOR-V1
BOL | Bolivia | Karachipampa Power Plant Bolivia |  | GEODB0044756 | 14.4 | -19.5510 | -65.7220 | Gas | [5 empty] | GEODB | http://globalenergyobservatory.org | GEODB | 1015892 | 2017 | [12 empty] | 75 | NO-ESTIMATION | NO-ESTIMATION | NO-ESTIMATION | NO-ESTIMATION | CAPACITY-FACTOR-V1
BOL | Bolivia | Entre Rios Power Plant Bolivia |  | GEODB0044720 | 120 | -21.5200 | -64.1714 | Gas | [5 empty] | GEODB | http://globalenergyobservatory.org | GEODB |  | 2017 | [12 empty] | 625.03 | NO-ESTIMATION | NO-ESTIMATION | SOLAR-V1 | SOLAR-V1 | SOLAR-V1
BRA | Brazil | Atalaia |  | BRA0028586 | 4.6 | -10.9070 | -37.0625 | Gas | [5 empty] | AgÃªncia Nacional de Energia ElÃ©trica (Brazil) | http://www2.aneel.gov.br/aplicacoes/capacidadebrasil/capacidadebrasil.cfm | AgÃªncia Nacional de Energia ElÃ©trica (Brazil) |  | 2017 | [12 empty] | 30.32 | NO-ESTIMATION | NO-ESTIMATION | NO-ESTIMATION | NO-ESTIMATION | SOLAR-V1
BRA | Brazil | PetrorecÃ´ncavo |  | BRA0030630 | 1 | -12.4032 | -38.4969 | Gas | [5 empty] | AgÃªncia Nacional de Energia ElÃ©trica (Brazil) | http://www2.aneel.gov.br/aplicacoes/capacidadebrasil/capacidadebrasil.cfm | AgÃªncia Nacional de Energia ElÃ©trica (Brazil) |  | 2017 | [12 empty] | 6.59 | NO-ESTIMATION | NO-ESTIMATION | NO-ESTIMATION | NO-ESTIMATION | CAPACITY-FACTOR-V1
BRA | Brazil | CamaÃ§ari |  | BRA0027933 | 346.803 | -12.5975 | -38.2732 | Gas |  |  |  | 2003 |  | AgÃªncia Nacional de Energia ElÃ©trica (Brazil) | http://www2.aneel.gov.br/aplicacoes/capacidadebrasil/capacidadebrasil.cfm | AgÃªncia Nacional de Energia ElÃ©trica (Brazil) | 1012616 | 2017 | [12 empty] | 2286.12 | NO-ESTIMATION | SOLAR-V1 | SOLAR-V1 | SOLAR-V1 | SOLAR-V1
BRA | Brazil | RÃ´mulo Almeida Unidade I (Antiga Usina de CogeraÃ§Ã£o CamaÃ§ari - FAFEN Energia) |  | BRA0028206 | 138.02 | -12.6619 | -38.1969 | Gas |  |  |  | 2003 |  | AgÃªncia Nacional de Energia ElÃ©trica (Brazil) | http://www2.aneel.gov.br/aplicacoes/capacidadebrasil/capacidadebrasil.cfm | AgÃªncia Nacional de Energia ElÃ©trica (Brazil) |  | 2017 | [12 empty] | 909.82 | NO-ESTIMATION | NO-ESTIMATION | NO-ESTIMATION | NO-ESTIMATION | CAPACITY-FACTOR-V1
BRA | Brazil | CamaÃ§ari |  | BRA0000602 | 130.71 | -12.6940 | -38.3145 | Gas |  |  |  | 1996 |  | AgÃªncia Nacional de Energia ElÃ©trica (Brazil) | http://www2.aneel.gov.br/aplicacoes/capacidadebrasil/capacidadebrasil.cfm | AgÃªncia Nacional de Energia ElÃ©trica (Brazil) | 1012616 | 2017 | [12 empty] | 861.63 | NO-ESTIMATION | NO-ESTIMATION | NO-ESTIMATION | NO-ESTIMATION | CAPACITY-FACTOR-V1
BRA | Brazil | Millennium |  | BRA0028588 | 4.781 | -12.6940 | -38.3145 | Gas | [5 empty] | AgÃªncia Nacional de Energia ElÃ©trica (Brazil) | http://www2.aneel.gov.br/aplicacoes/capacidadebrasil/capacidadebrasil.cfm | AgÃªncia Nacional de Energia ElÃ©trica (Brazil) |  | 2017 | [12 empty] | 31.51 | NO-ESTIMATION | NO-ESTIMATION | NO-ESTIMATION | NO-ESTIMATION | CAPACITY-FACTOR-V1
BRA | Brazil | Celso Furtado (Antiga Termobahia Fase I) |  | BRA0027263 | 185.891 | -12.7038 | -38.5669 | Gas |  |  |  | 2004 |  | AgÃªncia Nacional de Energia ElÃ©trica (Brazil) | http://www2.aneel.gov.br/aplicacoes/capacidadebrasil/capacidadebrasil.cfm | AgÃªncia Nacional de Energia ElÃ©trica (Brazil) | 1044083 | 2017 | [12 empty] | 1225.39 | NO-ESTIMATION | NO-ESTIMATION | NO-ESTIMATION | NO-ESTIMATION | CAPACITY-FACTOR-V1
BRA | Brazil | O BoticÃ¡rio CamaÃ§ari |  | BRA0033214 | 3.9 | -12.7388 | -38.3008 | Gas |  |  |  | 2014 |  | AgÃªncia Nacional de Energia ElÃ©trica (Brazil) | http://www2.aneel.gov.br/aplicacoes/capacidadebrasil/capacidadebrasil.cfm | AgÃªncia Nacional de Energia ElÃ©trica (Brazil) |  | 2017 | [12 empty] | 25.7 | NO-ESTIMATION | NO-ESTIMATION | NO-ESTIMATION | NO-ESTIMATION | CAPACITY-FACTOR-V1
BRA | Brazil | Iguatemi Bahia |  | BRA0028067 | 8.316 | -12.8960 | -38.2905 | Gas |  |  |  | 2004 |  | AgÃªncia Nacional de Energia ElÃ©trica (Brazil) | http://www2.aneel.gov.br/aplicacoes/capacidadebrasil/capacidadebrasil.cfm | AgÃªncia Nacional de Energia ElÃ©trica (Brazil) |  | 2017 | [12 empty] | 54.81 | NO-ESTIMATION | NO-ESTIMATION | NO-ESTIMATION | NO-ESTIMATION | CAPACITY-FACTOR-V1
BRA | Brazil | CuiabÃ¡ (Antga MÃ¡rio Covas) |  | BRA0027003 | 529.2 | -15.5960 | -56.0970 | Gas |  |  |  | 2001 |  | AgÃªncia Nacional de Energia ElÃ©trica (Brazil) | http://www2.aneel.gov.br/aplicacoes/capacidadebrasil/capacidadebrasil.cfm | AgÃªncia Nacional de Energia ElÃ©trica (Brazil) |  | 2017 | [12 empty] | 3488.48 | WIND-V1 | WIND-V1 | WIND-V1 | WIND-V1 | WIND-V1
BRA | Brazil | Ipatinga |  | BRA0001137 | 40 | -19.4640 | -42.5275 | Gas |  |  |  | 1986 |  | AgÃªncia Nacional de Energia ElÃ©trica (Brazil) | http://www2.aneel.gov.br/aplicacoes/capacidadebrasil/capacidadebrasil.cfm | AgÃªncia Nacional de Energia ElÃ©trica (Brazil) | 1086251 | 2017 | [12 empty] | 263.67 | NO-ESTIMATION | NO-ESTIMATION | NO-ESTIMATION | NO-ESTIMATION | CAPACITY-FACTOR-V1
BRA | Brazil | Luiz Oscar Rodrigues de Melo (Antiga Linhares) |  | BRA0030054 | 204 | -19.5323 | -39.7992 | Gas |  |  |  | 2010 |  | AgÃªncia Nacional de Energia ElÃ©trica (Brazil) | http://www2.aneel.gov.br/aplicacoes/capacidadebrasil/capacidadebrasil.cfm | AgÃªncia Nacional de Energia ElÃ©trica (Brazil) | 1079784 | 2017 | [12 empty] | 1344.76 | NO-ESTIMATION | NO-ESTIMATION | NO-ESTIMATION | NO-ESTIMATION | CAPACITY-FACTOR-V1
BRA | Brazil | MaranhÃ£o V (Antiga MC2 JoÃ£o Neiva) |  | BRA0030203 | 337.6 | -19.7540 | -40.3765 | Gas |  |  |  | 2013 |  | AgÃªncia Nacional de Energia ElÃ©trica (Brazil) | http://www2.aneel.gov.br/aplicacoes/capacidadebrasil/capacidadebrasil.cfm | AgÃªncia Nacional de Energia ElÃ©trica (Brazil) |  | 2017 | [12 empty] | 2225.45 | NO-ESTIMATION | NO-ESTIMATION | NO-ESTIMATION | NO-ESTIMATION | SOLAR-V1
BRA | Brazil | Hospital Mater Dei - Contorno I |  | BRA0033395 | 2.4 | -19.9226 | -43.9484 | Gas |  |  |  | 2014 |  | AgÃªncia Nacional de Energia ElÃ©trica (Brazil) | http://www2.aneel.gov.br/aplicacoes/capacidadebrasil/capacidadebrasil.cfm | AgÃªncia Nacional de Energia ElÃ©trica (Brazil) |  | 2017 | [12 empty] | 15.82 | NO-ESTIMATION | NO-ESTIMATION | NO-ESTIMATION | NO-ESTIMATION | CAPACITY-FACTOR-V1
BRA | Brazil | Contagem |  | BRA0028666 | 19.299 | -19.9432 | -44.0061 | Gas |  |  |  | 2006 |  | AgÃªncia Nacional de Energia ElÃ©trica (Brazil) | http://www2.aneel.gov.br/aplicacoes/capacidadebrasil/capacidadebrasil.cfm | AgÃªncia Nacional de Energia ElÃ©trica (Brazil) |  | 2017 | [12 empty] | 127.21 | WIND-V1 | WIND-V1 | WIND-V1 | WIND-V1 | WIND-V1
BRA | Brazil | Aureliano Chaves (Antiga IbiritÃ©) |  | BRA0001096 | 226 | -19.9866 | -44.0889 | Gas |  |  |  | 2002 |  | AgÃªncia Nacional de Energia ElÃ©trica (Brazil) | http://www2.aneel.gov.br/aplicacoes/capacidadebrasil/capacidadebrasil.cfm | AgÃªncia Nacional de Energia ElÃ©trica (Brazil) |  | 2017 | [12 empty] | 1489.79 | HYDRO-V1 | HYDRO-V1 | HYDRO-V1 | HYDRO-V1 | HYDRO-V1
BRA | Brazil | ESPIGÃƒO I |  | BRA0032203 | 3.5872 | -2.5896 | -43.1995 | Gas |  |  |  | 2015 |  | AgÃªncia Nacional de Energia ElÃ©trica (Brazil) | http://www2.aneel.gov.br/aplicacoes/capacidadebrasil/capacidadebrasil.cfm | AgÃªncia Nacional de Energia ElÃ©trica (Brazil) |  | 2017 | [12 empty] | 23.64 | NO-ESTIMATION | NO-ESTIMATION | NO-ESTIMATION | NO-ESTIMATION | CAPACITY-FACTOR-V1
BRA | Brazil | OESTE CANOAS I |  | BRA0032177 | 3.5872 | -2.7732 | -43.0825 | Gas |  |  |  | 2015 |  | AgÃªncia Nacional de Energia ElÃ©trica (Brazil) | http://www2.aneel.gov.br/aplicacoes/capacidadebrasil/capacidadebrasil.cfm | AgÃªncia Nacional de Energia ElÃ©trica (Brazil) |  | 2017 | [12 empty] | 23.64 | NO-ESTIMATION | NO-ESTIMATION | NO-ESTIMATION | NO-ESTIMATION | CAPACITY-FACTOR-V1
BRA | Brazil | Jaraqui |  | BRA0029272 | 75.477 | -2.9816 | -60.0178 | Gas |  |  |  | 2006 |  | AgÃªncia Nacional de Energia ElÃ©trica (Brazil) | http://www2.aneel.gov.br/aplicacoes/capacidadebrasil/capacidadebrasil.cfm | AgÃªncia Nacional de Energia ElÃ©trica (Brazil) | 1053336 | 2017 | [12 empty] | 497.54 | NO-ESTIMATION | NO-ESTIMATION | NO-ESTIMATION | NO-ESTIMATION | CAPACITY-FACTOR-V1
BRA | Brazil | BiancogrÃªs |  | BRA0029586 | 5.11 | -20.1250 | -40.2985 | Gas |  |  |  | 2014 |  | AgÃªncia Nacional de Energia ElÃ©trica (Brazil) | http://www2.aneel.gov.br/aplicacoes/capacidadebrasil/capacidadebrasil.cfm | AgÃªncia Nacional de Energia ElÃ©trica (Brazil) |  | 2017 | [12 empty] | 33.68 | NO-ESTIMATION | NO-ESTIMATION | NO-ESTIMATION | NO-ESTIMATION | CAPACITY-FACTOR-V1
BRA | Brazil | VitÃ³ria Apart Hospital |  | BRA0027995 | 2.1 | -20.1250 | -40.2985 | Gas | [5 empty] | AgÃªncia Nacional de Energia ElÃ©trica (Brazil) | http://www2.aneel.gov.br/aplicacoes/capacidadebrasil/capacidadebrasil.cfm | AgÃªncia Nacional de Energia ElÃ©trica (Brazil) |  | 2017 | [12 empty] | 13.84 | NO-ESTIMATION | NO-ESTIMATION | NO-ESTIMATION | NO-ESTIMATION | CAPACITY-FACTOR-V1
BRA | Brazil | UT UGPU Itabirito |  | BRA0032658 | 4.9512 | -20.2274 | -43.9564 | Gas |  |  |  | 2013 |  | AgÃªncia Nacional de Energia ElÃ©trica (Brazil) | http://www2.aneel.gov.br/aplicacoes/capacidadebrasil/capacidadebrasil.cfm | AgÃªncia Nacional de Energia ElÃ©trica (Brazil) |  | 2017 | [12 empty] | 32.63 | NO-ESTIMATION | NO-ESTIMATION | NO-ESTIMATION | NO-ESTIMATION | CAPACITY-FACTOR-V1
BRA | Brazil | Modular de Campo Grande (Willian Arjona) |  | BRA0027075 | 206.35 | -20.4390 | -54.6365 | Gas |  |  |  | 1999 |  | AgÃªncia Nacional de Energia ElÃ©trica (Brazil) | http://www2.aneel.gov.br/aplicacoes/capacidadebrasil/capacidadebrasil.cfm | AgÃªncia Nacional de Energia ElÃ©trica (Brazil) |  | 2017 | [12 empty] | 1360.25 | NO-ESTIMATION | NO-ESTIMATION | NO-ESTIMATION | NO-ESTIMATION | CAPACITY-FACTOR-V1
BRA | Brazil | Luiz Carlos Prestes (Antiga TrÃªs Lagoas) |  | BRA0027975 | 385.819 | -20.7410 | -51.6541 | Gas |  |  |  | 2004 |  | AgÃªncia Nacional de Energia ElÃ©trica (Brazil) | http://www2.aneel.gov.br/aplicacoes/capacidadebrasil/capacidadebrasil.cfm | AgÃªncia Nacional de Energia ElÃ©trica (Brazil) | 1050803 | 2017 | [12 empty] | 2543.31 | NO-ESTIMATION | NO-ESTIMATION | NO-ESTIMATION | NO-ESTIMATION | CAPACITY-FACTOR-V1
BRA | Brazil | Shopping Campo Grande |  | BRA0030198 | 4.655 | -20.9092 | -54.2402 | Gas |  |  |  | 2008 |  | AgÃªncia Nacional de Energia ElÃ©trica (Brazil) | http://www2.aneel.gov.br/aplicacoes/capacidadebrasil/capacidadebrasil.cfm | AgÃªncia Nacional de Energia ElÃ©trica (Brazil) |  | 2017 | [12 empty] | 30.68 | NO-ESTIMATION | WIND-V1 | WIND-V1 | WIND-V1 | WIND-V1
BRA | Brazil | Sistema backup de geraÃ§Ã£o da EstaÃ§Ã£o de CompressÃ£o de Campo Grande/MS |  | BRA0032589 | 1.2 | -20.9092 | -54.2402 | Gas |  |  |  | 2012 |  | AgÃªncia Nacional de Energia ElÃ©trica (Brazil) | http://www2.aneel.gov.br/aplicacoes/capacidadebrasil/capacidadebrasil.cfm | AgÃªncia Nacional de Energia ElÃ©trica (Brazil) |  | 2017 | [12 empty] | 7.91 | NO-ESTIMATION | NO-ESTIMATION | NO-ESTIMATION | NO-ESTIMATION | CAPACITY-FACTOR-V1
BRA | Brazil | Sistema backup de geraÃ§Ã£o da EstaÃ§Ã£o de CompressÃ£o de MirandÃ³polis/SP |  | BRA0032592 | 2 | -21.1807 | -51.1428 | Gas |  |  |  | 2012 |  | AgÃªncia Nacional de Energia ElÃ©trica (Brazil) | http://www2.aneel.gov.br/aplicacoes/capacidadebrasil/capacidadebrasil.cfm | AgÃªncia Nacional de Energia ElÃ©trica (Brazil) |  | 2017 | [12 empty] | 13.18 | NO-ESTIMATION | NO-ESTIMATION | NO-ESTIMATION | NO-ESTIMATION | CAPACITY-FACTOR-V1
BRA | Brazil | Sistema backup de geraÃ§Ã£o da EstaÃ§Ã£o de CompressÃ£o de PenÃ¡polis/SP |  | BRA0032621 | 1.2 | -21.4999 | -50.0916 | Gas |  |  |  | 2012 |  | AgÃªncia Nacional de Energia ElÃ©trica (Brazil) | http://www2.aneel.gov.br/aplicacoes/capacidadebrasil/capacidadebrasil.cfm | AgÃªncia Nacional de Energia ElÃ©trica (Brazil) |  | 2017 | [12 empty] | 7.91 | NO-ESTIMATION | NO-ESTIMATION | NO-ESTIMATION | NO-ESTIMATION | CAPACITY-FACTOR-V1
BRA | Brazil | Juiz de Fora |  | BRA0001276 | 87.048 | -21.6855 | -43.4475 | Gas |  |  |  | 2002 |  | AgÃªncia Nacional de Energia ElÃ©trica (Brazil) | http://www2.aneel.gov.br/aplicacoes/capacidadebrasil/capacidadebrasil.cfm | AgÃªncia Nacional de Energia ElÃ©trica (Brazil) | 1050808 | 2017 | [12 empty] | 573.81 | NO-ESTIMATION | NO-ESTIMATION | NO-ESTIMATION | NO-ESTIMATION | CAPACITY-FACTOR-V1
BRA | Brazil | Campos (Antiga Roberto Silveira) |  | BRA0027935 | 30 | -21.7155 | -41.3285 | Gas |  |  |  | 1968 |  | AgÃªncia Nacional de Energia ElÃ©trica (Brazil) | http://www2.aneel.gov.br/aplicacoes/capacidadebrasil/capacidadebrasil.cfm | AgÃªncia Nacional de Energia ElÃ©trica (Brazil) | 1017326 | 2017 | [12 empty] | 197.75 | NO-ESTIMATION | NO-ESTIMATION | NO-ESTIMATION | NO-ESTIMATION | CAPACITY-FACTOR-V1
BRA | Brazil | Paraibuna |  | BRA0028866 | 2 | -21.7600 | -43.3405 | Gas | [5 empty] | AgÃªncia Nacional de Energia ElÃ©trica (Brazil) | http://www2.aneel.gov.br/aplicacoes/capacidadebrasil/capacidadebrasil.cfm | AgÃªncia Nacional de Energia ElÃ©trica (Brazil) |  | 2017 | [12 empty] | 13.18 | NO-ESTIMATION | NO-ESTIMATION | NO-ESTIMATION | NO-ESTIMATION | CAPACITY-FACTOR-V1
BRA | Brazil | Policam |  | BRA0029746 | 4 | -21.7989 | -41.3338 | Gas | [5 empty] | AgÃªncia Nacional de Energia ElÃ©trica (Brazil) | http://www2.aneel.gov.br/aplicacoes/capacidadebrasil/capacidadebrasil.cfm | AgÃªncia Nacional de Energia ElÃ©trica (Brazil) |  | 2017 | [12 empty] | 26.36 | NO-ESTIMATION | NO-ESTIMATION | NO-ESTIMATION | NO-ESTIMATION | CAPACITY-FACTOR-V1
BRA | Brazil | Sistema backup de geraÃ§Ã£o da EstaÃ§Ã£o de CompressÃ£o de Iacanga/SP |  | BRA0032650 | 2 | -21.8118 | -49.0083 | Gas |  |  |  | 2012 |  | AgÃªncia Nacional de Energia ElÃ©trica (Brazil) | http://www2.aneel.gov.br/aplicacoes/capacidadebrasil/capacidadebrasil.cfm | AgÃªncia Nacional de Energia ElÃ©trica (Brazil) |  | 2017 | [12 empty] | 13.18 | HYDRO-V1 | HYDRO-V1 | HYDRO-V1 | HYDRO-V1 | HYDRO-V1
BRA | Brazil | Sistema backup de geraÃ§Ã£o da EstaÃ§Ã£o de CompressÃ£o de SÃ£o Carlos/SP |  | BRA0032657 | 1.355 | -22.0466 | -47.9355 | Gas |  |  |  | 2012 |  | AgÃªncia Nacional de Energia ElÃ©trica (Brazil) | http://www2.aneel.gov.br/aplicacoes/capacidadebrasil/capacidadebrasil.cfm | AgÃªncia Nacional de Energia ElÃ©trica (Brazil) |  | 2017 | [12 empty] | 8.93 | NO-ESTIMATION | NO-ESTIMATION | NO-ESTIMATION | NO-ESTIMATION | CAPACITY-FACTOR-V1
BRA | Brazil | Norte Fluminense |  | BRA0001544 | 868.925 | -22.2988 | -41.8730 | Gas |  |  |  | 2004 |  | AgÃªncia Nacional de Energia ElÃ©trica (Brazil) | http://www2.aneel.gov.br/aplicacoes/capacidadebrasil/capacidadebrasil.cfm | AgÃªncia Nacional de Energia ElÃ©trica (Brazil) | 1049945 | 2017 | [12 empty] | 5727.94 | NO-ESTIMATION | NO-ESTIMATION | SOLAR-V1 | SOLAR-V1 | SOLAR-V1
BRA | Brazil | EnergyWorks Corn Products Mogi |  | BRA0028076 | 30.775 | -22.3680 | -46.9325 | Gas |  |  |  | 2003 |  | AgÃªncia Nacional de Energia ElÃ©trica (Brazil) | http://www2.aneel.gov.br/aplicacoes/capacidadebrasil/capacidadebrasil.cfm | AgÃªncia Nacional de Energia ElÃ©trica (Brazil) | 1081089 | 2017 | [12 empty] | 202.86 | NO-ESTIMATION | NO-ESTIMATION | NO-ESTIMATION | NO-ESTIMATION | CAPACITY-FACTOR-V1
BRA | Brazil | GE Celma |  | BRA0029544 | 1.063 | -22.5010 | -43.1695 | Gas |  |  |  | 2007 |  | AgÃªncia Nacional de Energia ElÃ©trica (Brazil) | http://www2.aneel.gov.br/aplicacoes/capacidadebrasil/capacidadebrasil.cfm | AgÃªncia Nacional de Energia ElÃ©trica (Brazil) |  | 2017 | [12 empty] | 7 | NO-ESTIMATION | NO-ESTIMATION | NO-ESTIMATION | NO-ESTIMATION | SOLAR-V1
BRA | Brazil | CTE Fibra |  | BRA0028016 | 8.812 | -22.6960 | -47.3422 | Gas |  |  |  | 1954 |  | AgÃªncia Nacional de Energia ElÃ©trica (Brazil) | http://www2.aneel.gov.br/aplicacoes/capacidadebrasil/capacidadebrasil.cfm | AgÃªncia Nacional de Energia ElÃ©trica (Brazil) |  | 2017 | [12 empty] | 58.08 | NO-ESTIMATION | NO-ESTIMATION | NO-ESTIMATION | NO-ESTIMATION | SOLAR-V1
BRA | Brazil | Governador Leonel Brizola (Antiga TermoRio) |  | BRA0027888 | 1058.3 | -22.7096 | -43.2458 | Gas |  |  |  | 2004 |  | AgÃªncia Nacional de Energia ElÃ©trica (Brazil) | http://www2.aneel.gov.br/aplicacoes/capacidadebrasil/capacidadebrasil.cfm | AgÃªncia Nacional de Energia ElÃ©trica (Brazil) | 1044078 | 2017 | [12 empty] | 6976.3 | NO-ESTIMATION | NO-ESTIMATION | NO-ESTIMATION | NO-ESTIMATION | SOLAR-V1
BRA | Brazil | Refinaria Duque de Caxias - REDUC |  | BRA0027354 | 63.3 | -22.7105 | -43.2586 | Gas |  |  |  | 1976 |  | AgÃªncia Nacional de Energia ElÃ©trica (Brazil) | http://www2.aneel.gov.br/aplicacoes/capacidadebrasil/capacidadebrasil.cfm | AgÃªncia Nacional de Energia ElÃ©trica (Brazil) |  | 2017 | [12 empty] | 417.27 | NO-ESTIMATION | NO-ESTIMATION | NO-ESTIMATION | NO-ESTIMATION | NO-ESTIMATION
BRA | Brazil | Barbosa Lima Sobrinho (Antiga Eletrobolt) |  | BRA0027952 | 375.12 | -22.7155 | -43.6378 | Gas |  |  |  | 2001 |  | AgÃªncia Nacional de Energia ElÃ©trica (Brazil) | http://www2.aneel.gov.br/aplicacoes/capacidadebrasil/capacidadebrasil.cfm | AgÃªncia Nacional de Energia ElÃ©trica (Brazil) | 1049892 | 2017 | [12 empty] | 2472.78 | NO-ESTIMATION | NO-ESTIMATION | NO-ESTIMATION | NO-ESTIMATION | CAPACITY-FACTOR-V1
BRA | Brazil | Sistema backup de geraÃ§Ã£o da EstaÃ§Ã£o de CompressÃ£o de GÃ¡s Natural de PaulÃ­nia/SP |  | BRA0032217 | 1.15 | -22.7164 | -47.1192 | Gas |  |  |  | 2012 |  | AgÃªncia Nacional de Energia ElÃ©trica (Brazil) | http://www2.aneel.gov.br/aplicacoes/capacidadebrasil/capacidadebrasil.cfm | AgÃªncia Nacional de Energia ElÃ©trica (Brazil) |  | 2017 | [12 empty] | 7.58 | NO-ESTIMATION | NO-ESTIMATION | NO-ESTIMATION | NO-ESTIMATION | NO-ESTIMATION
BRA | Brazil | Baixada Fluminense |  | BRA0030769 | 530 | -22.7183 | -43.6335 | Gas |  |  |  | 2014 |  | AgÃªncia Nacional de Energia ElÃ©trica (Brazil) | http://www2.aneel.gov.br/aplicacoes/capacidadebrasil/capacidadebrasil.cfm | AgÃªncia Nacional de Energia ElÃ©trica (Brazil) | 1089210 | 2017 | [12 empty] | 3493.75 | NO-ESTIMATION | NO-ESTIMATION | NO-ESTIMATION | NO-ESTIMATION | CAPACITY-FACTOR-V1
BRA | Brazil | Central de CogeraÃ§Ã£o Shopping Caxias |  | BRA0030100 | 1.3 | -22.7818 | -43.3025 | Gas |  |  |  | 2008 |  | AgÃªncia Nacional de Energia ElÃ©trica (Brazil) | http://www2.aneel.gov.br/aplicacoes/capacidadebrasil/capacidadebrasil.cfm | AgÃªncia Nacional de Energia ElÃ©trica (Brazil) |  | 2017 | [12 empty] | 8.56 | NO-ESTIMATION | NO-ESTIMATION | NO-ESTIMATION | NO-ESTIMATION | CAPACITY-FACTOR-V1
BRA | Brazil | Globo |  | BRA0001033 | 5.16 | -22.7820 | -43.3025 | Gas |  |  |  | 1998 |  | AgÃªncia Nacional de Energia ElÃ©trica (Brazil) | http://www2.aneel.gov.br/aplicacoes/capacidadebrasil/capacidadebrasil.cfm | AgÃªncia Nacional de Energia ElÃ©trica (Brazil) |  | 2017 | [12 empty] | 34.01 | NO-ESTIMATION | NO-ESTIMATION | NO-ESTIMATION | NO-ESTIMATION | CAPACITY-FACTOR-V1
BRA | Brazil | Petroflex |  | BRA0028169 | 15 | -22.7820 | -43.3025 | Gas | [5 empty] | AgÃªncia Nacional de Energia ElÃ©trica (Brazil) | http://www2.aneel.gov.br/aplicacoes/capacidadebrasil/capacidadebrasil.cfm | AgÃªncia Nacional de Energia ElÃ©trica (Brazil) |  | 2017 | [12 empty] | 98.87 | NO-ESTIMATION | NO-ESTIMATION | NO-ESTIMATION | NO-ESTIMATION | CAPACITY-FACTOR-V1
BRA | Brazil | Bangu Shopping 2 |  | BRA0033962 | 2.0544 | -22.8749 | -43.4578 | Gas |  |  |  | 2011 |  | AgÃªncia Nacional de Energia ElÃ©trica (Brazil) | http://www2.aneel.gov.br/aplicacoes/capacidadebrasil/capacidadebrasil.cfm | AgÃªncia Nacional de Energia ElÃ©trica (Brazil) |  | 2017 | [12 empty] | 13.54 | NO-ESTIMATION | NO-ESTIMATION | NO-ESTIMATION | NO-ESTIMATION | CAPACITY-FACTOR-V1
BRA | Brazil | Ponta do Costa |  | BRA0028199 | 4 | -22.8750 | -42.0095 | Gas | [5 empty] | AgÃªncia Nacional de Energia ElÃ©trica (Brazil) | http://www2.aneel.gov.br/aplicacoes/capacidadebrasil/capacidadebrasil.cfm | AgÃªncia Nacional de Energia ElÃ©trica (Brazil) |  | 2017 | [12 empty] | 26.36 | NO-ESTIMATION | NO-ESTIMATION | NO-ESTIMATION | NO-ESTIMATION | CAPACITY-FACTOR-V1
BRA | Brazil | CENPES - PetrobrÃ¡s |  | BRA0028773 | 16.065 | -22.8990 | -43.1985 | Gas |  |  |  | 2011 |  | AgÃªncia Nacional de Energia ElÃ©trica (Brazil) | http://www2.aneel.gov.br/aplicacoes/capacidadebrasil/capacidadebrasil.cfm | AgÃªncia Nacional de Energia ElÃ©trica (Brazil) |  | 2017 | [12 empty] | 105.9 | NO-ESTIMATION | NO-ESTIMATION | NO-ESTIMATION | NO-ESTIMATION | CAPACITY-FACTOR-V1
BRA | Brazil | Carioca Shopping |  | BRA0028241 | 3.2 | -22.8990 | -43.1985 | Gas | [5 empty] | AgÃªncia Nacional de Energia ElÃ©trica (Brazil) | http://www2.aneel.gov.br/aplicacoes/capacidadebrasil/capacidadebrasil.cfm | AgÃªncia Nacional de Energia ElÃ©trica (Brazil) |  | 2017 | [12 empty] | 21.09 | HYDRO-V1 | HYDRO-V1 | HYDRO-V1 | HYDRO-V1 | HYDRO-V1
BRA | Brazil | Norte Shopping |  | BRA0029687 | 3 | -22.8990 | -43.1985 | Gas |  |  |  | 2007 |  | AgÃªncia Nacional de Energia ElÃ©trica (Brazil) | http://www2.aneel.gov.br/aplicacoes/capacidadebrasil/capacidadebrasil.cfm | AgÃªncia Nacional de Energia ElÃ©trica (Brazil) |  | 2017 | [12 empty] | 19.77 | NO-ESTIMATION | NO-ESTIMATION | NO-ESTIMATION | NO-ESTIMATION | CAPACITY-FACTOR-V1
BRA | Brazil | PROJAC Central Globo de ProduÃ§Ã£o |  | BRA0027875 | 4.95 | -22.8990 | -43.1985 | Gas | [5 empty] | AgÃªncia Nacional de Energia ElÃ©trica (Brazil) | http://www2.aneel.gov.br/aplicacoes/capacidadebrasil/capacidadebrasil.cfm | AgÃªncia Nacional de Energia ElÃ©trica (Brazil) |  | 2017 | [12 empty] | 32.63 | NO-ESTIMATION | NO-ESTIMATION | NO-ESTIMATION | NO-ESTIMATION | CAPACITY-FACTOR-V1
BRA | Brazil | Brahma |  | BRA0027352 | 13.08 | -22.9192 | -43.4408 | Gas | [5 empty] | AgÃªncia Nacional de Energia ElÃ©trica (Brazil) | http://www2.aneel.gov.br/aplicacoes/capacidadebrasil/capacidadebrasil.cfm | AgÃªncia Nacional de Energia ElÃ©trica (Brazil) |  | 2017 | [12 empty] | 86.22 | NO-ESTIMATION | NO-ESTIMATION | NO-ESTIMATION | NO-ESTIMATION | CAPACITY-FACTOR-V1
BRA | Brazil | CogeraÃ§Ã£o De Millus Av. Brasil |  | BRA0031675 | 3.6993 | -22.9192 | -43.4408 | Gas |  |  |  | 2013 |  | AgÃªncia Nacional de Energia ElÃ©trica (Brazil) | http://www2.aneel.gov.br/aplicacoes/capacidadebrasil/capacidadebrasil.cfm | AgÃªncia Nacional de Energia ElÃ©trica (Brazil) |  | 2017 | [12 empty] | 24.38 | NO-ESTIMATION | NO-ESTIMATION | NO-ESTIMATION | NO-ESTIMATION | CAPACITY-FACTOR-V1
BRA | Brazil | GeraÃ§Ã£o PrÃ³pria de Energia ElÃ©trica - GPEE |  | BRA0029437 | 6 | -22.9192 | -43.4408 | Gas | [5 empty] | AgÃªncia Nacional de Energia ElÃ©trica (Brazil) | http://www2.aneel.gov.br/aplicacoes/capacidadebrasil/capacidadebrasil.cfm | AgÃªncia Nacional de Energia ElÃ©trica (Brazil) |  | 2017 | [12 empty] | 39.55 | HYDRO-V1 | HYDRO-V1 | HYDRO-V1 | HYDRO-V1 | HYDRO-V1
BRA | Brazil | RJR |  | BRA0031153 | 12.03 | -22.9326 | -43.3656 | Gas |  |  |  | 2014 |  | AgÃªncia Nacional de Energia ElÃ©trica (Brazil) | http://www2.aneel.gov.br/aplicacoes/capacidadebrasil/capacidadebrasil.cfm | AgÃªncia Nacional de Energia ElÃ©trica (Brazil) |  | 2017 | [12 empty] | 79.3 | NO-ESTIMATION | SOLAR-V1 | SOLAR-V1 | SOLAR-V1 | SOLAR-V1
BRA | Brazil | Ahlstrom |  | BRA0029706 | 1.3 | -23.0820 | -46.9415 | Gas |  |  |  | 2007 |  | AgÃªncia Nacional de Energia ElÃ©trica (Brazil) | http://www2.aneel.gov.br/aplicacoes/capacidadebrasil/capacidadebrasil.cfm | AgÃªncia Nacional de Energia ElÃ©trica (Brazil) |  | 2017 | [12 empty] | 8.56 | WIND-V1 | WIND-V1 | WIND-V1 | WIND-V1 | WIND-V1
BRA | Brazil | Casa de Geradores de Energia ElÃ©trica F-242 |  | BRA0028378 | 9 | -23.0951 | -45.8220 | Gas |  |  |  | 2003 |  | AgÃªncia Nacional de Energia ElÃ©trica (Brazil) | http://www2.aneel.gov.br/aplicacoes/capacidadebrasil/capacidadebrasil.cfm | AgÃªncia Nacional de Energia ElÃ©trica (Brazil) |  | 2017 | [12 empty] | 59.32 | HYDRO-V1 | HYDRO-V1 | HYDRO-V1 | HYDRO-V1 | HYDRO-V1
BRA | Brazil | UGPU |  | BRA0027391 | 7.7 | -23.1820 | -46.8745 | Gas |  |  |  | 2000 |  | AgÃªncia Nacional de Energia ElÃ©trica (Brazil) | http://www2.aneel.gov.br/aplicacoes/capacidadebrasil/capacidadebrasil.cfm | AgÃªncia Nacional de Energia ElÃ©trica (Brazil) |  | 2017 | [12 empty] | 50.75 | WIND-V1 | WIND-V1 | WIND-V1 | WIND-V1 | WIND-V1
BRA | Brazil | Salto (Antiga Eucatex) |  | BRA0028373 | 9.8 | -23.1960 | -47.2572 | Gas |  |  |  | 2001 |  | AgÃªncia Nacional de Energia ElÃ©trica (Brazil) | http://www2.aneel.gov.br/aplicacoes/capacidadebrasil/capacidadebrasil.cfm | AgÃªncia Nacional de Energia ElÃ©trica (Brazil) |  | 2017 | [12 empty] | 64.6 | NO-ESTIMATION | WIND-V1 | WIND-V1 | WIND-V1 | WIND-V1
BRA | Brazil | Celpav IV |  | BRA0002904 | 139.424 | -23.2949 | -45.9810 | Gas |  |  |  | 2003 |  | AgÃªncia Nacional de Energia ElÃ©trica (Brazil) | http://www2.aneel.gov.br/aplicacoes/capacidadebrasil/capacidadebrasil.cfm | AgÃªncia Nacional de Energia ElÃ©trica (Brazil) |  | 2017 | [12 empty] | 919.08 | NO-ESTIMATION | NO-ESTIMATION | NO-ESTIMATION | NO-ESTIMATION | CAPACITY-FACTOR-V1
BRA | Brazil | JacareÃ­ |  | BRA0028374 | 10.5 | -23.3010 | -45.9565 | Gas |  |  |  | 2011 |  | AgÃªncia Nacional de Energia ElÃ©trica (Brazil) | http://www2.aneel.gov.br/aplicacoes/capacidadebrasil/capacidadebrasil.cfm | AgÃªncia Nacional de Energia ElÃ©trica (Brazil) | 1098916 | 2017 | [12 empty] | 69.21 | NO-ESTIMATION | NO-ESTIMATION | NO-ESTIMATION | NO-ESTIMATION | CAPACITY-FACTOR-V1
BRA | Brazil | Cesar Park Business Hotel/Globenergy |  | BRA0027996 | 2.1 | -23.4590 | -46.5235 | Gas | [5 empty] | AgÃªncia Nacional de Energia ElÃ©trica (Brazil) | http://www2.aneel.gov.br/aplicacoes/capacidadebrasil/capacidadebrasil.cfm | AgÃªncia Nacional de Energia ElÃ©trica (Brazil) |  | 2017 | [12 empty] | 13.84 | NO-ESTIMATION | NO-ESTIMATION | NO-ESTIMATION | NO-ESTIMATION | CAPACITY-FACTOR-V1
BRA | Brazil | Levorin |  | BRA0030197 | 4.11 | -23.4590 | -46.5235 | Gas |  |  |  | 2008 |  | AgÃªncia Nacional de Energia ElÃ©trica (Brazil) | http://www2.aneel.gov.br/aplicacoes/capacidadebrasil/capacidadebrasil.cfm | AgÃªncia Nacional de Energia ElÃ©trica (Brazil) |  | 2017 | [12 empty] | 27.09 | NO-ESTIMATION | NO-ESTIMATION | NO-ESTIMATION | SOLAR-V1 | SOLAR-V1
BRA | Brazil | Supershopping Osasco |  | BRA0029866 | 1.3 | -23.5316 | -46.7619 | Gas | [5 empty] | AgÃªncia Nacional de Energia ElÃ©trica (Brazil) | http://www2.aneel.gov.br/aplicacoes/capacidadebrasil/capacidadebrasil.cfm | AgÃªncia Nacional de Energia ElÃ©trica (Brazil) |  | 2017 | [12 empty] | 8.56 | NO-ESTIMATION | NO-ESTIMATION | NO-ESTIMATION | NO-ESTIMATION | CAPACITY-FACTOR-V1
BRA | Brazil | Blanver CogeraÃ§Ã£o |  | BRA0033072 | 2 | -23.5316 | -46.9603 | Gas |  |  |  | 2015 |  | AgÃªncia Nacional de Energia ElÃ©trica (Brazil) | http://www2.aneel.gov.br/aplicacoes/capacidadebrasil/capacidadebrasil.cfm | AgÃªncia Nacional de Energia ElÃ©trica (Brazil) |  | 2017 | [12 empty] | 13.18 | NO-ESTIMATION | NO-ESTIMATION | NO-ESTIMATION | NO-ESTIMATION | CAPACITY-FACTOR-V1
BRA | Brazil | Suzano |  | BRA0002787 | 38.4 | -23.5390 | -46.3015 | Gas |  |  |  | 1973 |  | AgÃªncia Nacional de Energia ElÃ©trica (Brazil) | http://www2.aneel.gov.br/aplicacoes/capacidadebrasil/capacidadebrasil.cfm | AgÃªncia Nacional de Energia ElÃ©trica (Brazil) |  | 2017 | [12 empty] | 253.13 | HYDRO-V1 | HYDRO-V1 | HYDRO-V1 | HYDRO-V1 | HYDRO-V1
BRA | Brazil | Bayer |  | BRA0028004 | 3.84 | -23.5440 | -46.6265 | Gas | [5 empty] | AgÃªncia Nacional de Energia ElÃ©trica (Brazil) | http://www2.aneel.gov.br/aplicacoes/capacidadebrasil/capacidadebrasil.cfm | AgÃªncia Nacional de Energia ElÃ©trica (Brazil) |  | 2017 | [12 empty] | 25.31 | NO-ESTIMATION | NO-ESTIMATION | NO-ESTIMATION | NO-ESTIMATION | CAPACITY-FACTOR-V1
BRA | Brazil | IGW/Service Energy |  | BRA0028339 | 2.825 | -23.5440 | -46.6265 | Gas |  |  |  | 2002 |  | AgÃªncia Nacional de Energia ElÃ©trica (Brazil) | http://www2.aneel.gov.br/aplicacoes/capacidadebrasil/capacidadebrasil.cfm | AgÃªncia Nacional de Energia ElÃ©trica (Brazil) |  | 2017 | [12 empty] | 18.62 | NO-ESTIMATION | NO-ESTIMATION | NO-ESTIMATION | NO-ESTIMATION | CAPACITY-FACTOR-V1
BRA | Brazil | Operadora SÃ£o Paulo Renaissance |  | BRA0028990 | 1.72 | -23.5440 | -46.6265 | Gas | [5 empty] | AgÃªncia Nacional de Energia ElÃ©trica (Brazil) | http://www2.aneel.gov.br/aplicacoes/capacidadebrasil/capacidadebrasil.cfm | AgÃªncia Nacional de Energia ElÃ©trica (Brazil) |  | 2017 | [12 empty] | 11.33 | NO-ESTIMATION | NO-ESTIMATION | NO-ESTIMATION | NO-ESTIMATION | CAPACITY-FACTOR-V1
BRA | Brazil | Torre Eldorado |  | BRA0030258 | 4.206 | -23.5691 | -46.6880 | Gas | [5 empty] | AgÃªncia Nacional de Energia ElÃ©trica (Brazil) | http://www2.aneel.gov.br/aplicacoes/capacidadebrasil/capacidadebrasil.cfm | AgÃªncia Nacional de Energia ElÃ©trica (Brazil) |  | 2017 | [12 empty] | 27.72 | SOLAR-V1 | SOLAR-V1 | SOLAR-V1 | SOLAR-V1 | SOLAR-V1
BRA | Brazil | Yuni GTIS Leopoldo Green |  | BRA0030865 | 2.055 | -23.5838 | -46.6705 | Gas | [5 empty] | AgÃªncia Nacional de Energia ElÃ©trica (Brazil) | http://www2.aneel.gov.br/aplicacoes/capacidadebrasil/capacidadebrasil.cfm | AgÃªncia Nacional de Energia ElÃ©trica (Brazil) |  | 2017 | [12 empty] | 13.54 | NO-ESTIMATION | NO-ESTIMATION | NO-ESTIMATION | NO-ESTIMATION | CAPACITY-FACTOR-V1
BRA | Brazil | Shopping TaboÃ£o |  | BRA0028177 | 3.355 | -23.5980 | -46.7435 | Gas |  |  |  | 2004 |  | AgÃªncia Nacional de Energia ElÃ©trica (Brazil) | http://www2.aneel.gov.br/aplicacoes/capacidadebrasil/capacidadebrasil.cfm | AgÃªncia Nacional de Energia ElÃ©trica (Brazil) |  | 2017 | [12 empty] | 22.11 | NO-ESTIMATION | NO-ESTIMATION | NO-ESTIMATION | NO-ESTIMATION | CAPACITY-FACTOR-V1
BRA | Brazil | CondomÃ­nio World Trade Center |  | BRA0029675 | 5.25 | -23.6032 | -46.6874 | Gas | [5 empty] | AgÃªncia Nacional de Energia ElÃ©trica (Brazil) | http://www2.aneel.gov.br/aplicacoes/capacidadebrasil/capacidadebrasil.cfm | AgÃªncia Nacional de Energia ElÃ©trica (Brazil) |  | 2017 | [12 empty] | 34.6 | NO-ESTIMATION | NO-ESTIMATION | SOLAR-V1 | SOLAR-V1 | SOLAR-V1
BRA | Brazil | EdifÃ­cio Sky |  | BRA0031063 | 1.3 | -23.6461 | -46.6386 | Gas |  |  |  | 2013 |  | AgÃªncia Nacional de Energia ElÃ©trica (Brazil) | http://www2.aneel.gov.br/aplicacoes/capacidadebrasil/capacidadebrasil.cfm | AgÃªncia Nacional de Energia ElÃ©trica (Brazil) |  | 2017 | [12 empty] | 8.56 | NO-ESTIMATION | NO-ESTIMATION | NO-ESTIMATION | NO-ESTIMATION | CAPACITY-FACTOR-V1
BRA | Brazil | Shopping Center Vale |  | BRA0031078 | 2.055 | -23.6461 | -46.6386 | Gas |  |  |  | 2013 |  | AgÃªncia Nacional de Energia ElÃ©trica (Brazil) | http://www2.aneel.gov.br/aplicacoes/capacidadebrasil/capacidadebrasil.cfm | AgÃªncia Nacional de Energia ElÃ©trica (Brazil) |  | 2017 | [12 empty] | 13.54 | NO-ESTIMATION | NO-ESTIMATION | NO-ESTIMATION | NO-ESTIMATION | CAPACITY-FACTOR-V1
BRA | Brazil | TS5 Tower 4 |  | BRA0031083 | 4.92 | -23.6461 | -46.6386 | Gas |  |  |  | 2013 |  | AgÃªncia Nacional de Energia ElÃ©trica (Brazil) | http://www2.aneel.gov.br/aplicacoes/capacidadebrasil/capacidadebrasil.cfm | AgÃªncia Nacional de Energia ElÃ©trica (Brazil) |  | 2017 | [12 empty] | 32.43 | NO-ESTIMATION | NO-ESTIMATION | SOLAR-V1 | SOLAR-V1 | SOLAR-V1
BRA | Brazil | PQU |  | BRA0029362 | 8.76 | -23.6600 | -46.5285 | Gas |  |  |  | 2005 |  | AgÃªncia Nacional de Energia ElÃ©trica (Brazil) | http://www2.aneel.gov.br/aplicacoes/capacidadebrasil/capacidadebrasil.cfm | AgÃªncia Nacional de Energia ElÃ©trica (Brazil) |  | 2017 | [12 empty] | 57.74 | NO-ESTIMATION | NO-ESTIMATION | SOLAR-V1 | SOLAR-V1 | SOLAR-V1
BRA | Brazil | Shopping Interlagos |  | BRA0029761 | 1.75 | -23.6627 | -46.6575 | Gas | [5 empty] | AgÃªncia Nacional de Energia ElÃ©trica (Brazil) | http://www2.aneel.gov.br/aplicacoes/capacidadebrasil/capacidadebrasil.cfm | AgÃªncia Nacional de Energia ElÃ©trica (Brazil) |  | 2017 | [12 empty] | 11.53 | NO-ESTIMATION | NO-ESTIMATION | SOLAR-V1 | SOLAR-V1 | SOLAR-V1
BRA | Brazil | Fernando Gasparian (Antiga Nova Piratininga) |  | BRA0028191 | 386.08 | -23.6949 | -46.6691 | Gas |  |  |  | 2004 |  | AgÃªncia Nacional de Energia ElÃ©trica (Brazil) | http://www2.aneel.gov.br/aplicacoes/capacidadebrasil/capacidadebrasil.cfm | AgÃªncia Nacional de Energia ElÃ©trica (Brazil) |  | 2017 | [12 empty] | 2545.03 | NO-ESTIMATION | NO-ESTIMATION | NO-ESTIMATION | NO-ESTIMATION | CAPACITY-FACTOR-V1
BRA | Brazil | EuzÃ©bio Rocha (Antiga CubatÃ£o - CCBS) |  | BRA0028014 | 249.9 | -23.9293 | -46.4239 | Gas |  |  |  | 2009 |  | AgÃªncia Nacional de Energia ElÃ©trica (Brazil) | http://www2.aneel.gov.br/aplicacoes/capacidadebrasil/capacidadebrasil.cfm | AgÃªncia Nacional de Energia ElÃ©trica (Brazil) |  | 2017 | [12 empty] | 1647.33 | NO-ESTIMATION | NO-ESTIMATION | NO-ESTIMATION | NO-ESTIMATION | CAPACITY-FACTOR-V1
BRA | Brazil | Sistema backup de geraÃ§Ã£o da EstaÃ§Ã£o de CompressÃ£o de CapÃ£o Bonito/SP |  | BRA0032771 | 1.1984 | -23.9475 | -48.4856 | Gas |  |  |  | 2012 |  | AgÃªncia Nacional de Energia ElÃ©trica (Brazil) | http://www2.aneel.gov.br/aplicacoes/capacidadebrasil/capacidadebrasil.cfm | AgÃªncia Nacional de Energia ElÃ©trica (Brazil) |  | 2017 | [12 empty] | 7.89 | NO-ESTIMATION | NO-ESTIMATION | NO-ESTIMATION | NO-ESTIMATION | CAPACITY-FACTOR-V1
BRA | Brazil | O BoticÃ¡rio - FÃ¡brica SÃ£o JosÃ© dos Pinhais |  | BRA0033370 | 3.9 | -25.4968 | -49.1603 | Gas |  |  |  | 2011 |  | AgÃªncia Nacional de Energia ElÃ©trica (Brazil) | http://www2.aneel.gov.br/aplicacoes/capacidadebrasil/capacidadebrasil.cfm | AgÃªncia Nacional de Energia ElÃ©trica (Brazil) |  | 2017 | [12 empty] | 25.7 | NO-ESTIMATION | NO-ESTIMATION | NO-ESTIMATION | NO-ESTIMATION | CAPACITY-FACTOR-V1
BRA | Brazil | Imcopa |  | BRA0029242 | 7 | -25.5628 | -49.3473 | Gas |  |  |  | 2008 |  | AgÃªncia Nacional de Energia ElÃ©trica (Brazil) | http://www2.aneel.gov.br/aplicacoes/capacidadebrasil/capacidadebrasil.cfm | AgÃªncia Nacional de Energia ElÃ©trica (Brazil) |  | 2017 | [12 empty] | 46.14 | NO-ESTIMATION | NO-ESTIMATION | NO-ESTIMATION | NO-ESTIMATION | CAPACITY-FACTOR-V1
BRA | Brazil | EnergyWorks Corn Products Balsa |  | BRA0028077 | 9.199 | -25.5800 | -49.6265 | Gas |  |  |  | 2002 |  | AgÃªncia Nacional de Energia ElÃ©trica (Brazil) | http://www2.aneel.gov.br/aplicacoes/capacidadebrasil/capacidadebrasil.cfm | AgÃªncia Nacional de Energia ElÃ©trica (Brazil) | 1081090 | 2017 | [12 empty] | 60.63 | NO-ESTIMATION | NO-ESTIMATION | NO-ESTIMATION | NO-ESTIMATION | CAPACITY-FACTOR-V1
BRA | Brazil | AraucÃ¡ria |  | BRA0027733 | 484.15 | -25.5843 | -49.3464 | Gas |  |  |  | 2002 |  | AgÃªncia Nacional de Energia ElÃ©trica (Brazil) | http://www2.aneel.gov.br/aplicacoes/capacidadebrasil/capacidadebrasil.cfm | AgÃªncia Nacional de Energia ElÃ©trica (Brazil) | 1041431 | 2017 | [12 empty] | 3191.51 | NO-ESTIMATION | NO-ESTIMATION | NO-ESTIMATION | NO-ESTIMATION | CAPACITY-FACTOR-V1
BRA | Brazil | MaranhÃ£o IV (Antiga MC2 Joinville) |  | BRA0030202 | 337.6 | -26.2875 | -48.8785 | Gas |  |  |  | 2013 |  | AgÃªncia Nacional de Energia ElÃ©trica (Brazil) | http://www2.aneel.gov.br/aplicacoes/capacidadebrasil/capacidadebrasil.cfm | AgÃªncia Nacional de Energia ElÃ©trica (Brazil) |  | 2017 | [12 empty] | 2225.45 | NO-ESTIMATION | NO-ESTIMATION | NO-ESTIMATION | NO-ESTIMATION | CAPACITY-FACTOR-V1
BRA | Brazil | Uruguaiana |  | BRA0002913 | 639.9 | -29.7599 | -56.9905 | Gas |  |  |  | 2000 |  | AgÃªncia Nacional de Energia ElÃ©trica (Brazil) | http://www2.aneel.gov.br/aplicacoes/capacidadebrasil/capacidadebrasil.cfm | AgÃªncia Nacional de Energia ElÃ©trica (Brazil) | 1009780 | 2017 | [12 empty] | 4218.21 | NO-ESTIMATION | NO-ESTIMATION | NO-ESTIMATION | NO-ESTIMATION | CAPACITY-FACTOR-V1
BRA | Brazil | SepÃ© Tiaraju (Antiga Canoas) |  | BRA0028038 | 248.5726 | -29.8724 | -51.1374 | Gas |  |  |  | 2001 |  | AgÃªncia Nacional de Energia ElÃ©trica (Brazil) | http://www2.aneel.gov.br/aplicacoes/capacidadebrasil/capacidadebrasil.cfm | AgÃªncia Nacional de Energia ElÃ©trica (Brazil) |  | 2017 | [12 empty] | 1638.58 | NO-ESTIMATION | NO-ESTIMATION | NO-ESTIMATION | NO-ESTIMATION | CAPACITY-FACTOR-V1
BRA | Brazil | Stepie Ulb |  | BRA0028350 | 3.3 | -29.9140 | -51.1745 | Gas | [5 empty] | AgÃªncia Nacional de Energia ElÃ©trica (Brazil) | http://www2.aneel.gov.br/aplicacoes/capacidadebrasil/capacidadebrasil.cfm | AgÃªncia Nacional de Energia ElÃ©trica (Brazil) |  | 2017 | [12 empty] | 21.75 | NO-ESTIMATION | NO-ESTIMATION | NO-ESTIMATION | NO-ESTIMATION | NO-ESTIMATION
BRA | Brazil | Souza Cruz Cachoeirinha |  | BRA0028872 | 2.952 | -29.9470 | -51.0845 | Gas |  |  |  | 2003 |  | AgÃªncia Nacional de Energia ElÃ©trica (Brazil) | http://www2.aneel.gov.br/aplicacoes/capacidadebrasil/capacidadebrasil.cfm | AgÃªncia Nacional de Energia ElÃ©trica (Brazil) |  | 2017 | [12 empty] | 19.45 | NO-ESTIMATION | NO-ESTIMATION | NO-ESTIMATION | NO-ESTIMATION | CAPACITY-FACTOR-V1
BRA | Brazil | GÃ¡s Caapiranga |  | BRA0029940 | 2.2 | -3.3243 | -61.2000 | Gas | [5 empty] | AgÃªncia Nacional de Energia ElÃ©trica (Brazil) | http://www2.aneel.gov.br/aplicacoes/capacidadebrasil/capacidadebrasil.cfm | AgÃªncia Nacional de Energia ElÃ©trica (Brazil) |  | 2017 | [12 empty] | 14.5 | NO-ESTIMATION | NO-ESTIMATION | NO-ESTIMATION | NO-ESTIMATION | CAPACITY-FACTOR-V1
BRA | Brazil | Caapiranga |  | BRA0000340 | 1.299 | -3.3255 | -61.2016 | Gas |  |  |  | 1985 |  | AgÃªncia Nacional de Energia ElÃ©trica (Brazil) | http://www2.aneel.gov.br/aplicacoes/capacidadebrasil/capacidadebrasil.cfm | AgÃªncia Nacional de Energia ElÃ©trica (Brazil) |  | 2017 | [12 empty] | 8.56 | NO-ESTIMATION | SOLAR-V1 | SOLAR-V1 | SOLAR-V1 | SOLAR-V1
BRA | Brazil | AnamÃ£ |  | BRA0000092 | 1.299 | -3.5514 | -61.4128 | Gas |  |  |  | 1985 |  | AgÃªncia Nacional de Energia ElÃ©trica (Brazil) | http://www2.aneel.gov.br/aplicacoes/capacidadebrasil/capacidadebrasil.cfm | AgÃªncia Nacional de Energia ElÃ©trica (Brazil) |  | 2017 | [12 empty] | 8.56 | NO-ESTIMATION | NO-ESTIMATION | NO-ESTIMATION | NO-ESTIMATION | NO-ESTIMATION
BRA | Brazil | GÃ¡s AnamÃ£ |  | BRA0029942 | 3.3 | -3.5761 | -61.3950 | Gas | [5 empty] | AgÃªncia Nacional de Energia ElÃ©trica (Brazil) | http://www2.aneel.gov.br/aplicacoes/capacidadebrasil/capacidadebrasil.cfm | AgÃªncia Nacional de Energia ElÃ©trica (Brazil) |  | 2017 | [12 empty] | 21.75 | NO-ESTIMATION | NO-ESTIMATION | NO-ESTIMATION | NO-ESTIMATION | CAPACITY-FACTOR-V1
BRA | Brazil | Fortaleza |  | BRA0028357 | 326.601 | -3.6771 | -38.8566 | Gas |  |  |  | 2003 |  | AgÃªncia Nacional de Energia ElÃ©trica (Brazil) | http://www2.aneel.gov.br/aplicacoes/capacidadebrasil/capacidadebrasil.cfm | AgÃªncia Nacional de Energia ElÃ©trica (Brazil) |  | 2017 | [12 empty] | 2152.95 | NO-ESTIMATION | NO-ESTIMATION | NO-ESTIMATION | NO-ESTIMATION | SOLAR-V1
BRA | Brazil | TermocearÃ¡ |  | BRA0028358 | 219.077 | -3.6885 | -38.8622 | Gas |  |  |  | 2002 |  | AgÃªncia Nacional de Energia ElÃ©trica (Brazil) | http://www2.aneel.gov.br/aplicacoes/capacidadebrasil/capacidadebrasil.cfm | AgÃªncia Nacional de Energia ElÃ©trica (Brazil) | 1058137 | 2017 | [12 empty] | 1444.15 | NO-ESTIMATION | NO-ESTIMATION | NO-ESTIMATION | NO-ESTIMATION | CAPACITY-FACTOR-V1
BRA | Brazil | Anori |  | BRA0000105 | 2.742 | -3.7068 | -61.6518 | Gas |  |  |  | 1985 |  | AgÃªncia Nacional de Energia ElÃ©trica (Brazil) | http://www2.aneel.gov.br/aplicacoes/capacidadebrasil/capacidadebrasil.cfm | AgÃªncia Nacional de Energia ElÃ©trica (Brazil) |  | 2017 | [12 empty] | 18.07 | NO-ESTIMATION | NO-ESTIMATION | NO-ESTIMATION | NO-ESTIMATION | CAPACITY-FACTOR-V1
BRA | Brazil | Iguatemi Fortaleza |  | BRA0027993 | 4.794 | -3.7130 | -38.5335 | Gas | [5 empty] | AgÃªncia Nacional de Energia ElÃ©trica (Brazil) | http://www2.aneel.gov.br/aplicacoes/capacidadebrasil/capacidadebrasil.cfm | AgÃªncia Nacional de Energia ElÃ©trica (Brazil) |  | 2017 | [12 empty] | 31.6 | NO-ESTIMATION | NO-ESTIMATION | SOLAR-V1 | SOLAR-V1 | SOLAR-V1
BRA | Brazil | Asfor |  | BRA0000162 | 3.35 | -3.7817 | -38.5182 | Gas |  |  |  | 1996 |  | AgÃªncia Nacional de Energia ElÃ©trica (Brazil) | http://www2.aneel.gov.br/aplicacoes/capacidadebrasil/capacidadebrasil.cfm | AgÃªncia Nacional de Energia ElÃ©trica (Brazil) |  | 2017 | [12 empty] | 22.08 | NO-ESTIMATION | SOLAR-V1 | SOLAR-V1 | SOLAR-V1 | SOLAR-V1
BRA | Brazil | CodajÃ¡s |  | BRA0000788 | 3.656 | -3.8366 | -62.0530 | Gas |  |  |  | 1985 |  | AgÃªncia Nacional de Energia ElÃ©trica (Brazil) | http://www2.aneel.gov.br/aplicacoes/capacidadebrasil/capacidadebrasil.cfm | AgÃªncia Nacional de Energia ElÃ©trica (Brazil) |  | 2017 | [12 empty] | 24.1 | NO-ESTIMATION | NO-ESTIMATION | NO-ESTIMATION | SOLAR-V1 | SOLAR-V1
BRA | Brazil | Energy Works Kaiser Pacatuba |  | BRA0000806 | 5.552 | -3.9800 | -38.6105 | Gas | [5 empty] | AgÃªncia Nacional de Energia ElÃ©trica (Brazil) | http://www2.aneel.gov.br/aplicacoes/capacidadebrasil/capacidadebrasil.cfm | AgÃªncia Nacional de Energia ElÃ©trica (Brazil) |  | 2017 | [12 empty] | 36.59 | WIND-V1 | WIND-V1 | WIND-V1 | WIND-V1 | WIND-V1
BRA | Brazil | MOINHOS SHOPPING |  | BRA0034066 | 1.6 | -30.0188 | -51.1916 | Gas |  |  |  | 2008 |  | AgÃªncia Nacional de Energia ElÃ©trica (Brazil) | http://www2.aneel.gov.br/aplicacoes/capacidadebrasil/capacidadebrasil.cfm | AgÃªncia Nacional de Energia ElÃ©trica (Brazil) |  | 2017 | [12 empty] | 10.54 | WIND-V1 | WIND-V1 | WIND-V1 | WIND-V1 | WIND-V1
BRA | Brazil | VulcabrÃ¡s |  | BRA0028377 | 4.98 | -4.0950 | -38.4865 | Gas | [5 empty] | AgÃªncia Nacional de Energia ElÃ©trica (Brazil) | http://www2.aneel.gov.br/aplicacoes/capacidadebrasil/capacidadebrasil.cfm | AgÃªncia Nacional de Energia ElÃ©trica (Brazil) |  | 2017 | [12 empty] | 32.82 | WIND-V1 | WIND-V1 | WIND-V1 | WIND-V1 | WIND-V1
BRA | Brazil | ParnaÃ­ba IV |  | BRA0031193 | 56.277 | -4.8141 | -44.3436 | Gas |  |  |  | 2013 |  | AgÃªncia Nacional de Energia ElÃ©trica (Brazil) | http://www2.aneel.gov.br/aplicacoes/capacidadebrasil/capacidadebrasil.cfm | AgÃªncia Nacional de Energia ElÃ©trica (Brazil) |  | 2017 | [12 empty] | 370.97 | WIND-V1 | WIND-V1 | WIND-V1 | WIND-V1 | WIND-V1
BRA | Brazil | MaranhÃ£o III |  | BRA0030800 | 518.8 | -4.8221 | -44.3550 | Gas |  |  |  | 2016 |  | AgÃªncia Nacional de Energia ElÃ©trica (Brazil) | http://www2.aneel.gov.br/aplicacoes/capacidadebrasil/capacidadebrasil.cfm | AgÃªncia Nacional de Energia ElÃ©trica (Brazil) |  | 2017 | [12 empty] | 3419.92 | WIND-V1 | WIND-V1 | WIND-V1 | WIND-V1 | WIND-V1
BRA | Brazil | MC2 Nova VenÃ©cia 2 |  | BRA0030196 | 176.2 | -4.8650 | -44.3506 | Gas |  |  |  | 2013 |  | AgÃªncia Nacional de Energia ElÃ©trica (Brazil) | http://www2.aneel.gov.br/aplicacoes/capacidadebrasil/capacidadebrasil.cfm | AgÃªncia Nacional de Energia ElÃ©trica (Brazil) |  | 2017 | [12 empty] | 1161.5 | WIND-V1 | WIND-V1 | WIND-V1 | WIND-V1 | WIND-V1
BRA | Brazil | Jesus Soares Pereira (Antiga Vale do AÃ§Ãº) |  | BRA0028225 | 322.967 | -5.3785 | -36.8091 | Gas |  |  |  | 2008 |  | AgÃªncia Nacional de Energia ElÃ©trica (Brazil) | http://www2.aneel.gov.br/aplicacoes/capacidadebrasil/capacidadebrasil.cfm | AgÃªncia Nacional de Energia ElÃ©trica (Brazil) | 1049338 | 2017 | [12 empty] | 2128.99 | WIND-V1 | WIND-V1 | WIND-V1 | WIND-V1 | WIND-V1
BRA | Brazil | MacaÃ­ba (Antiga Termo Toalia) |  | BRA0028324 | 5.68 | -5.8540 | -35.3445 | Gas |  |  |  | 2008 |  | AgÃªncia Nacional de Energia ElÃ©trica (Brazil) | http://www2.aneel.gov.br/aplicacoes/capacidadebrasil/capacidadebrasil.cfm | AgÃªncia Nacional de Energia ElÃ©trica (Brazil) |  | 2017 | [12 empty] | 37.44 | WIND-V1 | WIND-V1 | WIND-V1 | WIND-V1 | WIND-V1
BRA | Brazil | Shopping Tacaruna |  | BRA0030529 | 2.6 | -8.0352 | -34.9237 | Gas |  |  |  | 2009 |  | AgÃªncia Nacional de Energia ElÃ©trica (Brazil) | http://www2.aneel.gov.br/aplicacoes/capacidadebrasil/capacidadebrasil.cfm | AgÃªncia Nacional de Energia ElÃ©trica (Brazil) |  | 2017 | [12 empty] | 17.13 | WIND-V1 | WIND-V1 | WIND-V1 | WIND-V1 | WIND-V1
BRA | Brazil | Pamesa |  | BRA0029189 | 4.072 | -8.2830 | -35.0255 | Gas |  |  |  | 2005 |  | AgÃªncia Nacional de Energia ElÃ©trica (Brazil) | http://www2.aneel.gov.br/aplicacoes/capacidadebrasil/capacidadebrasil.cfm | AgÃªncia Nacional de Energia ElÃ©trica (Brazil) | 1059755 | 2017 | [12 empty] | 26.84 | WIND-V1 | WIND-V1 | WIND-V1 | WIND-V1 | WIND-V1
BRA | Brazil | Suape CGDe Koblitz Energia Ltda. |  | BRA0002780 | 4 | -8.2830 | -35.0255 | Gas | [5 empty] | AgÃªncia Nacional de Energia ElÃ©trica (Brazil) | http://www2.aneel.gov.br/aplicacoes/capacidadebrasil/capacidadebrasil.cfm | AgÃªncia Nacional de Energia ElÃ©trica (Brazil) |  | 2017 | [12 empty] | 26.36 | WIND-V1 | WIND-V1 | WIND-V1 | WIND-V1 | WIND-V1
BRA | Brazil | Termocabo |  | BRA0028326 | 49.5 | -8.2835 | -35.0239 | Gas |  |  |  | 2002 |  | AgÃªncia Nacional de Energia ElÃ©trica (Brazil) | http://www2.aneel.gov.br/aplicacoes/capacidadebrasil/capacidadebrasil.cfm | AgÃªncia Nacional de Energia ElÃ©trica (Brazil) | 1042239 | 2017 | [12 empty] | 326.3 | WIND-V1 | WIND-V1 | WIND-V1 | WIND-V1 | WIND-V1
BRA | Brazil | GÃ¡s Anori |  | BRA0029941 | 3.3 | -8.3377 | -67.3088 | Gas | [5 empty] | AgÃªncia Nacional de Energia ElÃ©trica (Brazil) | http://www2.aneel.gov.br/aplicacoes/capacidadebrasil/capacidadebrasil.cfm | AgÃªncia Nacional de Energia ElÃ©trica (Brazil) |  | 2017 | [12 empty] | 21.75 | SOLAR-V1 | SOLAR-V1 | SOLAR-V1 | SOLAR-V1 | SOLAR-V1
BRA | Brazil | Termopernambuco |  | BRA0028031 | 532.7557 | -8.3991 | -34.9569 | Gas |  |  |  | 2004 |  | AgÃªncia Nacional de Energia ElÃ©trica (Brazil) | http://www2.aneel.gov.br/aplicacoes/capacidadebrasil/capacidadebrasil.cfm | AgÃªncia Nacional de Energia ElÃ©trica (Brazil) | 1046137 | 2017 | [12 empty] | 3511.92 | NO-ESTIMATION | NO-ESTIMATION | NO-ESTIMATION | NO-ESTIMATION | CAPACITY-FACTOR-V1
BRA | Brazil | Termo Norte II |  | BRA0028033 | 349.95 | -8.7905 | -63.8061 | Gas |  |  |  | 2001 |  | AgÃªncia Nacional de Energia ElÃ©trica (Brazil) | http://www2.aneel.gov.br/aplicacoes/capacidadebrasil/capacidadebrasil.cfm | AgÃªncia Nacional de Energia ElÃ©trica (Brazil) | 1046733 | 2017 | [12 empty] | 2306.86 | NO-ESTIMATION | NO-ESTIMATION | NO-ESTIMATION | NO-ESTIMATION | CAPACITY-FACTOR-V1
BRA | Brazil | Braskem PVC-AL |  | BRA0030673 | 2.9 | -9.6746 | -35.9565 | Gas |  |  |  | 1990 |  | AgÃªncia Nacional de Energia ElÃ©trica (Brazil) | http://www2.aneel.gov.br/aplicacoes/capacidadebrasil/capacidadebrasil.cfm | AgÃªncia Nacional de Energia ElÃ©trica (Brazil) |  | 2017 | [12 empty] | 19.11 | NO-ESTIMATION | NO-ESTIMATION | NO-ESTIMATION | NO-ESTIMATION | CAPACITY-FACTOR-V1
BRA | Brazil | CINAL/TRIKEM |  | BRA0028230 | 3.1875 | -9.7060 | -35.8855 | Gas | [5 empty] | AgÃªncia Nacional de Energia ElÃ©trica (Brazil) | http://www2.aneel.gov.br/aplicacoes/capacidadebrasil/capacidadebrasil.cfm | AgÃªncia Nacional de Energia ElÃ©trica (Brazil) |  | 2017 | [12 empty] | 21.01 | NO-ESTIMATION | NO-ESTIMATION | NO-ESTIMATION | SOLAR-V1 | SOLAR-V1
BRN | Brunei Darussalam | Lumut Cogen Power Station Brunei |  | GEODB0045546 | 246 | 4.6654 | 114.4646 | Gas | [5 empty] | GEODB | http://globalenergyobservatory.org | GEODB |  | 2017 | [12 empty] | 1091.5 | NO-ESTIMATION | NO-ESTIMATION | NO-ESTIMATION | NO-ESTIMATION | CAPACITY-FACTOR-V1
BRN | Brunei Darussalam | Bukit Panggal CCGT Power Station Brunei |  | GEODB0045547 | 110 | 4.8282 | 114.7461 | Gas | [5 empty] | GEODB | http://globalenergyobservatory.org | GEODB | 1053218 | 2017 | [12 empty] | 488.07 | NO-ESTIMATION | NO-ESTIMATION | NO-ESTIMATION | WIND-V1 | WIND-V1
BRN | Brunei Darussalam | Gadong 2 Power Plant Brunei Darussalam |  | GEODB0045543 | 128 | 4.9111 | 114.9103 | Gas | [5 empty] | GEODB | http://globalenergyobservatory.org | GEODB | 1011368 | 2017 | [12 empty] | 567.93 | NO-ESTIMATION | NO-ESTIMATION | NO-ESTIMATION | NO-ESTIMATION | CAPACITY-FACTOR-V1
BRN | Brunei Darussalam | Berakas CCGT Power Plant Brunei |  | GEODB0045545 | 102 | 4.9707 | 114.9303 | Gas | [5 empty] | GEODB | http://globalenergyobservatory.org | GEODB | 1010103 | 2017 | [12 empty] | 452.57 | NO-ESTIMATION | NO-ESTIMATION | NO-ESTIMATION | NO-ESTIMATION | CAPACITY-FACTOR-V1
CAN | Canada | Brighton Beach |  | CAN0002029 | 541.3 | 42.2798 | -83.0946 | Gas |  |  |  |  | Shell Energy North America (Canada) Inc | Natural Resources Canada | http://ftp.maps.canada.ca/pub/nacei_cnaie/energy_infrastructure/PowerPlantsAllGE100MW_NorthAmerica_201708.xlsx | Natural Resources Canada | 45426 | 2017 | [12 empty] | 1890.15 | NO-ESTIMATION | NO-ESTIMATION | NO-ESTIMATION | NO-ESTIMATION | CAPACITY-FACTOR-V1
CAN | Canada | West Windsor |  | CAN0002093 | 122.8 | 42.2807 | -83.0876 | Gas |  |  |  |  | West Windsor Power | Natural Resources Canada | http://ftp.maps.canada.ca/pub/nacei_cnaie/energy_infrastructure/PowerPlantsAllGE100MW_NorthAmerica_201708.xlsx | Natural Resources Canada | 36641 | 2017 | [12 empty] | 428.8 | HYDRO-V1 | HYDRO-V1 | HYDRO-V1 | HYDRO-V1 | HYDRO-V1
CAN | Canada | Windsor Cogeneration |  | CAN1031080 | 68 | 42.2876 | -82.9803 | Gas |  |  |  | 1996.0 | Capital Power | Canadian Power Plant Database | http://www.cbc.ca/news2/interactives/database-cdnpowerplants/?appSession=37157089528396396394056638291117802843348425060575648208153793135366829336033758248443548607051384464831349653596564231536607108 | GEODB | [14 empty] | 237.44 | NO-ESTIMATION | NO-ESTIMATION | NO-ESTIMATION | NO-ESTIMATION | CAPACITY-FACTOR-V1
CAN | Canada | East Windsor Cogeneration |  | CAN1060264 | 92 | 42.3258 | -83.0005 | Gas |  |  |  | 2009.0 | SaskPower | Canadian Power Plant Database | http://www.cbc.ca/news2/interactives/database-cdnpowerplants/?appSession=37157089528396396394056638291117802843348425060575648208153793135366829336033758248443548607051384464831349653596564231536607108 | WRI | [14 empty] | 321.25 | HYDRO-V1 | HYDRO-V1 | HYDRO-V1 | HYDRO-V1 | HYDRO-V1
CAN | Canada | Greenfield Energy Centre |  | CAN0002051 | 1005 | 42.7701 | -82.4528 | Gas |  |  |  |  | Greenfield Energy Centre LP | Natural Resources Canada | http://ftp.maps.canada.ca/pub/nacei_cnaie/energy_infrastructure/PowerPlantsAllGE100MW_NorthAmerica_201708.xlsx | Natural Resources Canada | 54244 | 2017 | [12 empty] | 3509.34 | NO-ESTIMATION | NO-ESTIMATION | NO-ESTIMATION | NO-ESTIMATION | CAPACITY-FACTOR-V1
CAN | Canada | St. Clair |  | CAN0002087 | 577 | 42.8973 | -82.3984 | Gas |  |  |  |  | St. Clair Power LP | Natural Resources Canada | http://ftp.maps.canada.ca/pub/nacei_cnaie/energy_infrastructure/PowerPlantsAllGE100MW_NorthAmerica_201708.xlsx | Natural Resources Canada |  | 2017 | [12 empty] | 2014.82 | NO-ESTIMATION | NO-ESTIMATION | WIND-V1 | WIND-V1 | WIND-V1
CAN | Canada | TransAlta Sarnia Cogeneration |  | CAN0002090 | 444 | 42.9346 | -82.4381 | Gas |  |  |  |  | TransAlta Generation Partnership An Alberta General Partnership of TransAlta Generation Ltd and TransAlta Corp | Natural Resources Canada | http://ftp.maps.canada.ca/pub/nacei_cnaie/energy_infrastructure/PowerPlantsAllGE100MW_NorthAmerica_201708.xlsx | Natural Resources Canada |  | 2017 | [12 empty] | 1550.39 | NO-ESTIMATION | NO-ESTIMATION | NO-ESTIMATION | NO-ESTIMATION | CAPACITY-FACTOR-V1
CAN | Canada | Thorold CGS |  | CAN0002089 | 285 | 43.1071 | -79.1983 | Gas |  |  |  |  | Thorold Cogen LP | Natural Resources Canada | http://ftp.maps.canada.ca/pub/nacei_cnaie/energy_infrastructure/PowerPlantsAllGE100MW_NorthAmerica_201708.xlsx | Natural Resources Canada | 56838 | 2017 | [12 empty] | 995.18 | NO-ESTIMATION | NO-ESTIMATION | NO-ESTIMATION | NO-ESTIMATION | CAPACITY-FACTOR-V1
CAN | Canada | Halton Hills |  | CAN0002053 | 712 | 43.5613 | -79.8447 | Gas |  |  |  |  | TransCanada Corp | Natural Resources Canada | http://ftp.maps.canada.ca/pub/nacei_cnaie/energy_infrastructure/PowerPlantsAllGE100MW_NorthAmerica_201708.xlsx | Natural Resources Canada | 56598 | 2017 | [12 empty] | 2486.22 | NO-ESTIMATION | NO-ESTIMATION | NO-ESTIMATION | NO-ESTIMATION | CAPACITY-FACTOR-V1
CAN | Canada | Portlands |  | CAN0002080 | 624 | 43.6495 | -79.3311 | Gas |  |  |  |  | Portlands Energy Centre LP | Natural Resources Canada | http://ftp.maps.canada.ca/pub/nacei_cnaie/energy_infrastructure/PowerPlantsAllGE100MW_NorthAmerica_201708.xlsx | Natural Resources Canada | 50656 | 2017 | [12 empty] | 2178.93 | WIND-V1 | WIND-V1 | WIND-V1 | WIND-V1 | WIND-V1
CAN | Canada | GTAA Cogeneration |  | CAN1060359 | 90 | 43.6911 | -79.6105 | Gas |  |  |  | 2006.0 | Cartier Ã‰nergie | Canadian Power Plant Database | http://www.cbc.ca/news2/interactives/database-cdnpowerplants/?appSession=37157089528396396394056638291117802843348425060575648208153793135366829336033758248443548607051384464831349653596564231536607108 | WRI | [14 empty] | 314.27 | NO-ESTIMATION | NO-ESTIMATION | NO-ESTIMATION | NO-ESTIMATION | CAPACITY-FACTOR-V1
CAN | Canada | Mississauga |  | CAN0002069 | 122 | 43.6987 | -79.6434 | Gas |  |  |  |  | TransAlta (50%) | Natural Resources Canada | http://ftp.maps.canada.ca/pub/nacei_cnaie/energy_infrastructure/PowerPlantsAllGE100MW_NorthAmerica_201708.xlsx | Natural Resources Canada |  | 2017 | [12 empty] | 426.01 | NO-ESTIMATION | NO-ESTIMATION | NO-ESTIMATION | NO-ESTIMATION | CAPACITY-FACTOR-V1
CAN | Canada | Goreway |  | CAN0002050 | 875 | 43.7465 | -79.6799 | Gas |  |  |  |  | Goreway Station Partnership | Natural Resources Canada | http://ftp.maps.canada.ca/pub/nacei_cnaie/energy_infrastructure/PowerPlantsAllGE100MW_NorthAmerica_201708.xlsx | Natural Resources Canada | 46190 | 2017 | [12 empty] | 3055.4 | NO-ESTIMATION | NO-ESTIMATION | NO-ESTIMATION | NO-ESTIMATION | CAPACITY-FACTOR-V1
CAN | Canada | Whitby |  | CAN1031067 | 50 | 43.8594 | -78.9033 | Gas |  |  |  | 1998.0 | BC Hydro | Canadian Power Plant Database | http://www.cbc.ca/news2/interactives/database-cdnpowerplants/?appSession=37157089528396396394056638291117802843348425060575648208153793135366829336033758248443548607051384464831349653596564231536607108 | GEODB | [14 empty] | 174.59 | WIND-V1 | WIND-V1 | WIND-V1 | WIND-V1 | WIND-V1
CAN | Canada | York Energy Centre |  | CAN0002095 | 393 | 44.0757 | -79.5309 | Gas |  |  |  |  | York Energy Centre LP | Natural Resources Canada | http://ftp.maps.canada.ca/pub/nacei_cnaie/energy_infrastructure/PowerPlantsAllGE100MW_NorthAmerica_201708.xlsx | Natural Resources Canada |  | 2017 | [12 empty] | 1372.31 | NO-ESTIMATION | NO-ESTIMATION | SOLAR-V1 | SOLAR-V1 | SOLAR-V1
CAN | Canada | Lennox |  | CAN0002062 | 2000 | 44.1442 | -76.8480 | Gas |  |  |  |  | Ontario Power Generation Inc | Natural Resources Canada | http://ftp.maps.canada.ca/pub/nacei_cnaie/energy_infrastructure/PowerPlantsAllGE100MW_NorthAmerica_201708.xlsx | Natural Resources Canada | 28998 | 2017 | [12 empty] | 6983.77 | NO-ESTIMATION | NO-ESTIMATION | SOLAR-V1 | SOLAR-V1 | SOLAR-V1
CAN | Canada | Destec - Kingston |  | CAN0002044 | 140 | 44.2098 | -76.7247 | Gas |  |  |  |  | Northland Power | Natural Resources Canada | http://ftp.maps.canada.ca/pub/nacei_cnaie/energy_infrastructure/PowerPlantsAllGE100MW_NorthAmerica_201708.xlsx | Natural Resources Canada |  | 2017 | [12 empty] | 488.86 | NO-ESTIMATION | NO-ESTIMATION | NO-ESTIMATION | SOLAR-V1 | SOLAR-V1
CAN | Canada | Dupont Maitland |  | CAN1060255 | 50 | 44.6334 | -75.6160 | Gas |  |  |  | 1992.0 | TransAlta | Canadian Power Plant Database | http://www.cbc.ca/news2/interactives/database-cdnpowerplants/?appSession=37157089528396396394056638291117802843348425060575648208153793135366829336033758248443548607051384464831349653596564231536607108 | WRI | 18788 | [13 empty] | 174.59 | HYDRO-V1 | HYDRO-V1 | HYDRO-V1 | HYDRO-V1 | HYDRO-V1
CAN | Canada | Tufts Cove |  | CAN0002092 | 500 | 44.6782 | -63.5946 | Gas | [5 empty] | Natural Resources Canada | http://ftp.maps.canada.ca/pub/nacei_cnaie/energy_infrastructure/PowerPlantsAllGE100MW_NorthAmerica_201708.xlsx | Natural Resources Canada | 28517 | 2017 | [12 empty] | 1745.94 | HYDRO-V1 | HYDRO-V1 | HYDRO-V1 | HYDRO-V1 | HYDRO-V1
CAN | Canada | Cardinal |  | CAN0002035 | 156.3 | 44.7846 | -75.3779 | Gas |  |  |  |  | Cardinal Power LP | Natural Resources Canada | http://ftp.maps.canada.ca/pub/nacei_cnaie/energy_infrastructure/PowerPlantsAllGE100MW_NorthAmerica_201708.xlsx | Natural Resources Canada | 32747 | 2017 | [12 empty] | 545.78 | NO-ESTIMATION | SOLAR-V1 | SOLAR-V1 | SOLAR-V1 | SOLAR-V1
CAN | Canada | Grandview |  | CAN1060348 | 90 | 45.2727 | -66.0677 | Gas |  |  |  | 2004.0 | Hydro Quebec | Canadian Power Plant Database | http://www.cbc.ca/news2/interactives/database-cdnpowerplants/?appSession=37157089528396396394056638291117802843348425060575648208153793135366829336033758248443548607051384464831349653596564231536607108 | WRI | 51978 | [13 empty] | 314.27 | NO-ESTIMATION | NO-ESTIMATION | NO-ESTIMATION | NO-ESTIMATION | CAPACITY-FACTOR-V1
CAN | Canada | Bayside Power |  | CAN0002023 | 290 | 45.2753 | -66.0263 | Gas |  |  |  |  | Emera Energy | Natural Resources Canada | http://ftp.maps.canada.ca/pub/nacei_cnaie/energy_infrastructure/PowerPlantsAllGE100MW_NorthAmerica_201708.xlsx | Natural Resources Canada | 45966 | 2017 | [12 empty] | 1012.64 | NO-ESTIMATION | NO-ESTIMATION | NO-ESTIMATION | NO-ESTIMATION | CAPACITY-FACTOR-V1
CAN | Canada | Ottawa Health Sciences Centre |  | CAN1060669 | 68 | 45.4019 | -75.6557 | Gas |  |  |  | 1992.0 | Enbridge | Canadian Power Plant Database | http://www.cbc.ca/news2/interactives/database-cdnpowerplants/?appSession=37157089528396396394056638291117802843348425060575648208153793135366829336033758248443548607051384464831349653596564231536607108 | GEODB | 34850 | [13 empty] | 237.44 | NO-ESTIMATION | NO-ESTIMATION | NO-ESTIMATION | NO-ESTIMATION | CAPACITY-FACTOR-V1
CAN | Canada | Suncor Utility Plant |  | CAN1060928 | 70 | 45.4019 | -75.6557 | Gas |  |  |  | 1967.0 | TransAlta | Canadian Power Plant Database | http://www.cbc.ca/news2/interactives/database-cdnpowerplants/?appSession=37157089528396396394056638291117802843348425060575648208153793135366829336033758248443548607051384464831349653596564231536607108 | GEODB | [14 empty] | 244.43 | HYDRO-V1 | HYDRO-V1 | HYDRO-V1 | HYDRO-V1 | HYDRO-V1
CAN | Canada | BÃ©cancour |  | CAN0002024 | 507 | 46.3675 | -72.4037 | Gas |  |  |  |  | TransCanada Energy Ltd | Natural Resources Canada | http://ftp.maps.canada.ca/pub/nacei_cnaie/energy_infrastructure/PowerPlantsAllGE100MW_NorthAmerica_201708.xlsx | Natural Resources Canada | 22597 | 2017 | [12 empty] | 1770.38 | HYDRO-V1 | HYDRO-V1 | HYDRO-V1 | HYDRO-V1 | HYDRO-V1
CAN | Canada | BÃ©cancour (HQ) |  | CAN0002025 | 411 | 46.3919 | -72.3523 | Gas |  |  |  |  | Hydro-QuÃ©bec | Natural Resources Canada | http://ftp.maps.canada.ca/pub/nacei_cnaie/energy_infrastructure/PowerPlantsAllGE100MW_NorthAmerica_201708.xlsx | Natural Resources Canada |  | 2017 | [12 empty] | 1435.16 | HYDRO-V1 | HYDRO-V1 | HYDRO-V1 | HYDRO-V1 | HYDRO-V1
CAN | Canada | Lake Superior |  | CAN0002061 | 110 | 46.5158 | -84.3689 | Gas | [5 empty] | Natural Resources Canada | http://ftp.maps.canada.ca/pub/nacei_cnaie/energy_infrastructure/PowerPlantsAllGE100MW_NorthAmerica_201708.xlsx | Natural Resources Canada | 36656 | 2017 | [12 empty] | 384.1 | HYDRO-V1 | HYDRO-V1 | HYDRO-V1 | HYDRO-V1 | HYDRO-V1
CAN | Canada | Hardwoods |  | CAN1060368 | 54 | 47.4166 | -53.5314 | Gas |  |  |  | 1977.0 | TransCanada | Canadian Power Plant Database | http://www.cbc.ca/news2/interactives/database-cdnpowerplants/?appSession=37157089528396396394056638291117802843348425060575648208153793135366829336033758248443548607051384464831349653596564231536607108 | WRI | 27651 | [13 empty] | 188.56 | NO-ESTIMATION | NO-ESTIMATION | NO-ESTIMATION | NO-ESTIMATION | CAPACITY-FACTOR-V1
CAN | Canada | Kirkland G1-G5 |  | CAN0002060 | 122 | 48.1350 | -80.0405 | Gas | [5 empty] | Natural Resources Canada | http://ftp.maps.canada.ca/pub/nacei_cnaie/energy_infrastructure/PowerPlantsAllGE100MW_NorthAmerica_201708.xlsx | Natural Resources Canada | 28332 | 2017 | [12 empty] | 426.01 | NO-ESTIMATION | NO-ESTIMATION | NO-ESTIMATION | NO-ESTIMATION | CAPACITY-FACTOR-V1
CAN | Canada | Stephenville |  | CAN1060914 | 54 | 48.5500 | -58.5818 | Gas |  |  |  | 1948.0 | NB Power | Canadian Power Plant Database | http://www.cbc.ca/news2/interactives/database-cdnpowerplants/?appSession=37157089528396396394056638291117802843348425060575648208153793135366829336033758248443548607051384464831349653596564231536607108 | WRI | 27689 | [13 empty] | 188.56 | HYDRO-V1 | HYDRO-V1 | HYDRO-V1 | HYDRO-V1 | HYDRO-V1
CAN | Canada | Iroquois Falls |  | CAN0002056 | 131 | 48.7692 | -80.6666 | Gas | [5 empty] | Natural Resources Canada | http://ftp.maps.canada.ca/pub/nacei_cnaie/energy_infrastructure/PowerPlantsAllGE100MW_NorthAmerica_201708.xlsx | Natural Resources Canada | 28331 | 2017 | [12 empty] | 457.43 | HYDRO-V1 | HYDRO-V1 | HYDRO-V1 | HYDRO-V1 | HYDRO-V1
CAN | Canada | Burrard |  | CAN0002033 | 950 | 49.2988 | -122.8906 | Gas |  |  |  |  | BC Hydro | Natural Resources Canada | http://ftp.maps.canada.ca/pub/nacei_cnaie/energy_infrastructure/PowerPlantsAllGE100MW_NorthAmerica_201708.xlsx | Natural Resources Canada | 14149 | 2017 | [12 empty] | 3317.29 | NO-ESTIMATION | NO-ESTIMATION | NO-ESTIMATION | NO-ESTIMATION | CAPACITY-FACTOR-V1
CAN | Canada | Algoma Cogeneration |  | CAN1060003 | 63 | 49.5244 | -84.3712 | Gas |  |  |  | 2009.0 | Essar Steel Algoma | Canadian Power Plant Database | http://www.cbc.ca/news2/interactives/database-cdnpowerplants/?appSession=37157089528396396394056638291117802843348425060575648208153793135366829336033758248443548607051384464831349653596564231536607108 | WRI | [14 empty] | 219.98 | NO-ESTIMATION | NO-ESTIMATION | NO-ESTIMATION | NO-ESTIMATION | CAPACITY-FACTOR-V1
CAN | Canada | Brandon |  | CAN0002028 | 385 | 49.8449 | -99.8902 | Gas | [5 empty] | Natural Resources Canada | http://ftp.maps.canada.ca/pub/nacei_cnaie/energy_infrastructure/PowerPlantsAllGE100MW_NorthAmerica_201708.xlsx | Natural Resources Canada | 25495 | 2017 | [12 empty] | 1344.37 | NO-ESTIMATION | NO-ESTIMATION | NO-ESTIMATION | NO-ESTIMATION | CAPACITY-FACTOR-V1
CAN | Canada | Island Generation |  | CAN0002057 | 275 | 50.0694 | -125.2815 | Gas |  |  |  |  | Capital Power | Natural Resources Canada | http://ftp.maps.canada.ca/pub/nacei_cnaie/energy_infrastructure/PowerPlantsAllGE100MW_NorthAmerica_201708.xlsx | Natural Resources Canada | 36653 | 2017 | [12 empty] | 960.26 | NO-ESTIMATION | NO-ESTIMATION | NO-ESTIMATION | NO-ESTIMATION | CAPACITY-FACTOR-V1
CAN | Canada | Selkirk |  | CAN0002083 | 125 | 50.1344 | -96.8518 | Gas | [5 empty] | Natural Resources Canada | http://ftp.maps.canada.ca/pub/nacei_cnaie/energy_infrastructure/PowerPlantsAllGE100MW_NorthAmerica_201708.xlsx | Natural Resources Canada | 25521 | 2017 | [12 empty] | 436.48 | WIND-V1 | WIND-V1 | WIND-V1 | WIND-V1 | WIND-V1
CAN | Canada | Aurora |  | CAN1060031 | 85 | 50.6500 | -102.0843 | Gas |  |  |  | 1999.0 | Syncrude | Canadian Power Plant Database | http://www.cbc.ca/news2/interactives/database-cdnpowerplants/?appSession=37157089528396396394056638291117802843348425060575648208153793135366829336033758248443548607051384464831349653596564231536607108 | WRI | [14 empty] | 296.81 | NO-ESTIMATION | NO-ESTIMATION | NO-ESTIMATION | NO-ESTIMATION | CAPACITY-FACTOR-V1
CAN | Canada | Kearl |  | CAN1060438 | 100 | 50.6897 | -120.0878 | Gas |  |  |  | 2014.0 | Domtar | Canadian Power Plant Database | http://www.cbc.ca/news2/interactives/database-cdnpowerplants/?appSession=37157089528396396394056638291117802843348425060575648208153793135366829336033758248443548607051384464831349653596564231536607108 | WRI | [14 empty] | 349.18 | NO-ESTIMATION | NO-ESTIMATION | SOLAR-V1 | SOLAR-V1 | SOLAR-V1
CAN | Canada | Carseland |  | CAN1060145 | 80 | 50.8466 | -113.5816 | Gas |  |  |  | 2001.0 | TransCanada | Canadian Power Plant Database | http://www.cbc.ca/news2/interactives/database-cdnpowerplants/?appSession=37157089528396396394056638291117802843348425060575648208153793135366829336033758248443548607051384464831349653596564231536607108 | GEODB | 46878 | [13 empty] | 279.35 | NO-ESTIMATION | NO-ESTIMATION | NO-ESTIMATION | NO-ESTIMATION | CAPACITY-FACTOR-V1
CAN | Canada | Shepard |  | CAN0002086 | 873 | 50.9713 | -113.8858 | Gas |  |  |  |  | Enmax | Natural Resources Canada | http://ftp.maps.canada.ca/pub/nacei_cnaie/energy_infrastructure/PowerPlantsAllGE100MW_NorthAmerica_201708.xlsx | Natural Resources Canada | 57089 | 2017 | [12 empty] | 3048.41 | NO-ESTIMATION | NO-ESTIMATION | NO-ESTIMATION | NO-ESTIMATION | CAPACITY-FACTOR-V1
CAN | Canada | Cavalier |  | CAN0002036 | 120 | 51.0056 | -113.1716 | Gas |  |  |  |  | Encana | Natural Resources Canada | http://ftp.maps.canada.ca/pub/nacei_cnaie/energy_infrastructure/PowerPlantsAllGE100MW_NorthAmerica_201708.xlsx | Natural Resources Canada | 46885 | 2017 | [12 empty] | 419.02 | SOLAR-V1 | SOLAR-V1 | SOLAR-V1 | SOLAR-V1 | SOLAR-V1
CAN | Canada | Calgary Energy Centre |  | CAN0002034 | 300 | 51.1805 | -113.9373 | Gas |  |  |  |  | Calpine | Natural Resources Canada | http://ftp.maps.canada.ca/pub/nacei_cnaie/energy_infrastructure/PowerPlantsAllGE100MW_NorthAmerica_201708.xlsx | Natural Resources Canada |  | 2017 | [12 empty] | 1047.56 | NO-ESTIMATION | NO-ESTIMATION | NO-ESTIMATION | NO-ESTIMATION | CAPACITY-FACTOR-V1
CAN | Canada | Balzac |  | CAN0002021 | 120 | 51.1912 | -113.9424 | Gas |  |  |  |  | Encana/Nexen | Natural Resources Canada | http://ftp.maps.canada.ca/pub/nacei_cnaie/energy_infrastructure/PowerPlantsAllGE100MW_NorthAmerica_201708.xlsx | Natural Resources Canada | 46886 | 2017 | [12 empty] | 419.02 | NO-ESTIMATION | NO-ESTIMATION | NO-ESTIMATION | NO-ESTIMATION | CAPACITY-FACTOR-V1
CAN | Canada | Crossfield Energy Centre |  | CAN0002042 | 120 | 51.3972 | -114.0147 | Gas |  |  |  |  | Enmax Energy Corp | Natural Resources Canada | http://ftp.maps.canada.ca/pub/nacei_cnaie/energy_infrastructure/PowerPlantsAllGE100MW_NorthAmerica_201708.xlsx | Natural Resources Canada | 50434 | 2017 | [12 empty] | 419.02 | NO-ESTIMATION | NO-ESTIMATION | NO-ESTIMATION | NO-ESTIMATION | CAPACITY-FACTOR-V1
CAN | Canada | Ermine |  | CAN1060281 | 92 | 51.8730 | -109.0399 | Gas |  |  |  | 2009.0 | Macquarie Power & Infrastructure Income Fund | Canadian Power Plant Database | http://www.cbc.ca/news2/interactives/database-cdnpowerplants/?appSession=37157089528396396394056638291117802843348425060575648208153793135366829336033758248443548607051384464831349653596564231536607108 | GEODB | 32143 | [13 empty] | 321.25 | NO-ESTIMATION | NO-ESTIMATION | NO-ESTIMATION | NO-ESTIMATION | CAPACITY-FACTOR-V1
CAN | Canada | Cory Cogeneration |  | CAN0002041 | 260 | 52.0927 | -106.8533 | Gas |  |  |  |  | Saskpower (50%) / ATCO Power (50%) | Natural Resources Canada | http://ftp.maps.canada.ca/pub/nacei_cnaie/energy_infrastructure/PowerPlantsAllGE100MW_NorthAmerica_201708.xlsx | Natural Resources Canada |  | 2017 | [12 empty] | 907.89 | NO-ESTIMATION | NO-ESTIMATION | NO-ESTIMATION | NO-ESTIMATION | CAPACITY-FACTOR-V1
CAN | Canada | Queen Elizabeth |  | CAN0002081 | 634 | 52.0944 | -106.7050 | Gas |  |  |  |  | Saskatchewan Power Corp | Natural Resources Canada | http://ftp.maps.canada.ca/pub/nacei_cnaie/energy_infrastructure/PowerPlantsAllGE100MW_NorthAmerica_201708.xlsx | Natural Resources Canada | 32152 | 2016 | [12 empty] | 2213.85 | NO-ESTIMATION | NO-ESTIMATION | NO-ESTIMATION | NO-ESTIMATION | CAPACITY-FACTOR-V1
CAN | Canada | Landis |  | CAN1060487 | 79 | 52.1988 | -108.4509 | Gas |  |  |  | 1975.0 | Ontario Power Generation | Canadian Power Plant Database | http://www.cbc.ca/news2/interactives/database-cdnpowerplants/?appSession=37157089528396396394056638291117802843348425060575648208153793135366829336033758248443548607051384464831349653596564231536607108 | GEODB | 32149 | [13 empty] | 275.85 | NO-ESTIMATION | NO-ESTIMATION | NO-ESTIMATION | NO-ESTIMATION | CAPACITY-FACTOR-V1
CAN | Canada | Joffre |  | CAN0002058 | 480 | 52.3078 | -113.5468 | Gas |  |  |  |  | ATCO / Nova / Capital Power | Natural Resources Canada | http://ftp.maps.canada.ca/pub/nacei_cnaie/energy_infrastructure/PowerPlantsAllGE100MW_NorthAmerica_201708.xlsx | Natural Resources Canada | 45200 | 2017 | [12 empty] | 1676.1 | NO-ESTIMATION | NO-ESTIMATION | NO-ESTIMATION | NO-ESTIMATION | CAPACITY-FACTOR-V1
CAN | Canada | North Battleford |  | CAN0002072 | 260 | 52.6832 | -108.1715 | Gas |  |  |  |  | Saskatchewan Power Corp | Natural Resources Canada | http://ftp.maps.canada.ca/pub/nacei_cnaie/energy_infrastructure/PowerPlantsAllGE100MW_NorthAmerica_201708.xlsx | Natural Resources Canada | 60083 | 2016 | [12 empty] | 907.89 | NO-ESTIMATION | NO-ESTIMATION | NO-ESTIMATION | NO-ESTIMATION | CAPACITY-FACTOR-V1
CAN | Canada | Yellowhead |  | CAN0002094 | 138 | 52.7234 | -108.2318 | Gas |  |  |  |  | Saskatchewan Power Corp | Natural Resources Canada | http://ftp.maps.canada.ca/pub/nacei_cnaie/energy_infrastructure/PowerPlantsAllGE100MW_NorthAmerica_201708.xlsx | Natural Resources Canada | 62825 | 2016 | [12 empty] | 481.88 | NO-ESTIMATION | NO-ESTIMATION | NO-ESTIMATION | NO-ESTIMATION | CAPACITY-FACTOR-V1
CAN | Canada | Meridian Cogeneration |  | CAN0002067 | 210 | 53.2593 | -109.9512 | Gas |  |  |  |  | TransAlta Ltd / Husky Oil Ltd | Natural Resources Canada | http://ftp.maps.canada.ca/pub/nacei_cnaie/energy_infrastructure/PowerPlantsAllGE100MW_NorthAmerica_201708.xlsx | Natural Resources Canada | 39871 | 2016 | [12 empty] | 733.29 | NO-ESTIMATION | NO-ESTIMATION | NO-ESTIMATION | NO-ESTIMATION | CAPACITY-FACTOR-V1
CAN | Canada | Clover Bar |  | CAN0002039 | 250 | 53.5871 | -113.3652 | Gas |  |  |  |  | Capital Power | Natural Resources Canada | http://ftp.maps.canada.ca/pub/nacei_cnaie/energy_infrastructure/PowerPlantsAllGE100MW_NorthAmerica_201708.xlsx | Natural Resources Canada | 19073 | 2017 | [12 empty] | 872.97 | SOLAR-V1 | SOLAR-V1 | SOLAR-V1 | SOLAR-V1 | SOLAR-V1
CAN | Canada | Fort Saskatchewan (TransAlta) |  | CAN0002048 | 118 | 53.7360 | -113.1734 | Gas |  |  |  |  | TransAlta (30%) / Strongwater Energy Ltd (70%) | Natural Resources Canada | http://ftp.maps.canada.ca/pub/nacei_cnaie/energy_infrastructure/PowerPlantsAllGE100MW_NorthAmerica_201708.xlsx | Natural Resources Canada |  | 2017 | [12 empty] | 412.04 | SOLAR-V1 | SOLAR-V1 | SOLAR-V1 | SOLAR-V1 | SOLAR-V1
CAN | Canada | Scotford (Shell) |  | CAN0002082 | 170 | 53.7985 | -113.0943 | Gas |  |  |  |  | ATCO Power | Natural Resources Canada | http://ftp.maps.canada.ca/pub/nacei_cnaie/energy_infrastructure/PowerPlantsAllGE100MW_NorthAmerica_201708.xlsx | Natural Resources Canada | 46791 | 2017 | [12 empty] | 593.62 | NO-ESTIMATION | NO-ESTIMATION | NO-ESTIMATION | NO-ESTIMATION | SOLAR-V1
CAN | Canada | Scotford Air Liquide |  | CAN1060819 | 80 | 53.7987 | -113.0848 | Gas |  |  |  | 2000.0 | ATCO | Canadian Power Plant Database | http://www.cbc.ca/news2/interactives/database-cdnpowerplants/?appSession=37157089528396396394056638291117802843348425060575648208153793135366829336033758248443548607051384464831349653596564231536607108 | GEODB | 49364 | [13 empty] | 279.35 | HYDRO-V1 | HYDRO-V1 | HYDRO-V1 | HYDRO-V1 | HYDRO-V1
CAN | Canada | Mahkeses |  | CAN0002065 | 168 | 54.5838 | -110.3934 | Gas |  |  |  |  | Imperial Oil | Natural Resources Canada | http://ftp.maps.canada.ca/pub/nacei_cnaie/energy_infrastructure/PowerPlantsAllGE100MW_NorthAmerica_201708.xlsx | Natural Resources Canada |  | 2017 | [12 empty] | 586.63 | HYDRO-V1 | HYDRO-V1 | HYDRO-V1 | HYDRO-V1 | HYDRO-V1
CAN | Canada | Primrose |  | CAN1060725 | 85 | 54.6963 | -110.7238 | Gas |  |  |  | 1998.0 | Hydro Quebec | Canadian Power Plant Database | http://www.cbc.ca/news2/interactives/database-cdnpowerplants/?appSession=37157089528396396394056638291117802843348425060575648208153793135366829336033758248443548607051384464831349653596564231536607108 | WRI | 40047 | [13 empty] | 296.81 | NO-ESTIMATION | NO-ESTIMATION | NO-ESTIMATION | NO-ESTIMATION | CAPACITY-FACTOR-V1
CAN | Canada | Nabiye |  | CAN0002071 | 170 | 54.7265 | -110.3441 | Gas |  |  |  |  | Imperial Oil | Natural Resources Canada | http://ftp.maps.canada.ca/pub/nacei_cnaie/energy_infrastructure/PowerPlantsAllGE100MW_NorthAmerica_201708.xlsx | Natural Resources Canada | 65131 | 2017 | [12 empty] | 593.62 | WIND-V1 | WIND-V1 | WIND-V1 | WIND-V1 | WIND-V1
CAN | Canada | Valleyview |  | CAN1061002 | 90 | 54.9400 | -117.2370 | Gas |  |  |  | 2001.0 | GE & Plutonic Power | Canadian Power Plant Database | http://www.cbc.ca/news2/interactives/database-cdnpowerplants/?appSession=37157089528396396394056638291117802843348425060575648208153793135366829336033758248443548607051384464831349653596564231536607108 | GEODB | 49339 | [13 empty] | 314.27 | NO-ESTIMATION | NO-ESTIMATION | NO-ESTIMATION | NO-ESTIMATION | CAPACITY-FACTOR-V1
CAN | Canada | Foster Creek |  | CAN1060303 | 80 | 55.0674 | -110.5360 | Gas |  |  |  | 2003.0 | AbitibiBowater | Canadian Power Plant Database | http://www.cbc.ca/news2/interactives/database-cdnpowerplants/?appSession=37157089528396396394056638291117802843348425060575648208153793135366829336033758248443548607051384464831349653596564231536607108 | GEODB | 49053 | [13 empty] | 279.35 | NO-ESTIMATION | NO-ESTIMATION | NO-ESTIMATION | NO-ESTIMATION | CAPACITY-FACTOR-V1
CAN | Canada | Christina Lake |  | CAN0002038 | 179 | 55.6650 | -110.7185 | Gas |  |  |  |  | MEG Energy | Natural Resources Canada | http://ftp.maps.canada.ca/pub/nacei_cnaie/energy_infrastructure/PowerPlantsAllGE100MW_NorthAmerica_201708.xlsx | Natural Resources Canada | 67727 | 2017 | [12 empty] | 625.04 | WIND-V1 | WIND-V1 | WIND-V1 | WIND-V1 | WIND-V1
CAN | Canada | McMahon Cogeneration |  | CAN0002066 | 120 | 56.1447 | -120.6686 | Gas |  |  |  |  | Spectra Energy (50%) / ATCO Pwer (50%) | Natural Resources Canada | http://ftp.maps.canada.ca/pub/nacei_cnaie/energy_infrastructure/PowerPlantsAllGE100MW_NorthAmerica_201708.xlsx | Natural Resources Canada | 36654 | 2017 | [12 empty] | 419.02 | NO-ESTIMATION | NO-ESTIMATION | NO-ESTIMATION | NO-ESTIMATION | CAPACITY-FACTOR-V1
CAN | Canada | Poplar Creek |  | CAN0002078 | 360 | 57.0080 | -111.4868 | Gas |  |  |  |  | TransAlta | Natural Resources Canada | http://ftp.maps.canada.ca/pub/nacei_cnaie/energy_infrastructure/PowerPlantsAllGE100MW_NorthAmerica_201708.xlsx | Natural Resources Canada | 33928 | 2017 | [12 empty] | 1257.08 | NO-ESTIMATION | NO-ESTIMATION | NO-ESTIMATION | NO-ESTIMATION | CAPACITY-FACTOR-V1
CAN | Canada | Northern Prairie |  | CAN1060644 | 85 | 57.0335 | -111.6019 | Gas |  |  |  | 2008.0 | Northland Power | Canadian Power Plant Database | http://www.cbc.ca/news2/interactives/database-cdnpowerplants/?appSession=37157089528396396394056638291117802843348425060575648208153793135366829336033758248443548607051384464831349653596564231536607108 | WRI | [14 empty] | 296.81 | NO-ESTIMATION | NO-ESTIMATION | NO-ESTIMATION | NO-ESTIMATION | NO-ESTIMATION
CAN | Canada | Spy Hill |  | CAN1060891 | 86 | 57.0335 | -111.6019 | Gas |  |  |  | 2011.0 | TransAlta | Canadian Power Plant Database | http://www.cbc.ca/news2/interactives/database-cdnpowerplants/?appSession=37157089528396396394056638291117802843348425060575648208153793135366829336033758248443548607051384464831349653596564231536607108 | WRI | 60678 | [13 empty] | 300.3 | NO-ESTIMATION | NO-ESTIMATION | NO-ESTIMATION | NO-ESTIMATION | CAPACITY-FACTOR-V1
CAN | Canada | MacKay River |  | CAN0002064 | 165 | 57.0413 | -111.9055 | Gas |  |  |  |  | TransCanada | Natural Resources Canada | http://ftp.maps.canada.ca/pub/nacei_cnaie/energy_infrastructure/PowerPlantsAllGE100MW_NorthAmerica_201708.xlsx | Natural Resources Canada | 48266 | 2017 | [12 empty] | 576.16 | NO-ESTIMATION | NO-ESTIMATION | NO-ESTIMATION | NO-ESTIMATION | CAPACITY-FACTOR-V1
CAN | Canada | Firebag |  | CAN0002045 | 104 | 57.2356 | -110.8500 | Gas |  |  |  |  | Suncor | Natural Resources Canada | http://ftp.maps.canada.ca/pub/nacei_cnaie/energy_infrastructure/PowerPlantsAllGE100MW_NorthAmerica_201708.xlsx | Natural Resources Canada | 57228 | 2017 | [12 empty] | 363.15 | WIND-V1 | WIND-V1 | WIND-V1 | WIND-V1 | WIND-V1
CAN | Canada | Firebag 3 |  | CAN0002046 | 170 | 57.2417 | -110.8547 | Gas |  |  |  |  | Suncor | Natural Resources Canada | http://ftp.maps.canada.ca/pub/nacei_cnaie/energy_infrastructure/PowerPlantsAllGE100MW_NorthAmerica_201708.xlsx | Natural Resources Canada | 57228 | 2017 | [12 empty] | 593.62 | NO-ESTIMATION | NO-ESTIMATION | NO-ESTIMATION | NO-ESTIMATION | CAPACITY-FACTOR-V1
CAN | Canada | Firebag 4 |  | CAN0002047 | 160 | 57.2417 | -110.8569 | Gas |  |  |  |  | Suncor | Natural Resources Canada | http://ftp.maps.canada.ca/pub/nacei_cnaie/energy_infrastructure/PowerPlantsAllGE100MW_NorthAmerica_201708.xlsx | Natural Resources Canada | 57228 | 2017 | [12 empty] | 558.7 | NO-ESTIMATION | NO-ESTIMATION | NO-ESTIMATION | SOLAR-V1 | SOLAR-V1
CAN | Canada | Muskeg River |  | CAN0002070 | 202 | 57.2537 | -111.5064 | Gas |  |  |  |  | ATCO Power | Natural Resources Canada | http://ftp.maps.canada.ca/pub/nacei_cnaie/energy_infrastructure/PowerPlantsAllGE100MW_NorthAmerica_201708.xlsx | Natural Resources Canada | 45559 | 2017 | [12 empty] | 705.36 | NO-ESTIMATION | NO-ESTIMATION | NO-ESTIMATION | SOLAR-V1 | SOLAR-V1
CAN | Canada | Aurora |  | CAN0002020 | 160 | 57.2980 | -111.5060 | Gas |  |  |  |  | Syncrude | Natural Resources Canada | http://ftp.maps.canada.ca/pub/nacei_cnaie/energy_infrastructure/PowerPlantsAllGE100MW_NorthAmerica_201708.xlsx | Natural Resources Canada | 45397 | 2017 | [12 empty] | 558.7 | NO-ESTIMATION | NO-ESTIMATION | NO-ESTIMATION | NO-ESTIMATION | SOLAR-V1
CAN | Canada | Horizon (CNRL) |  | CAN0002055 | 103 | 57.3393 | -111.7578 | Gas |  |  |  |  | CNRL Horizon | Natural Resources Canada | http://ftp.maps.canada.ca/pub/nacei_cnaie/energy_infrastructure/PowerPlantsAllGE100MW_NorthAmerica_201708.xlsx | Natural Resources Canada | 53849 | 2017 | [12 empty] | 359.66 | NO-ESTIMATION | NO-ESTIMATION | NO-ESTIMATION | NO-ESTIMATION | CAPACITY-FACTOR-V1
CAN | Canada | Rainbow Lake A |  | CAN1060737 | 88 | 58.4471 | -119.2383 | Gas |  |  |  | 1961.0 | SaskPower | Canadian Power Plant Database | http://www.cbc.ca/news2/interactives/database-cdnpowerplants/?appSession=37157089528396396394056638291117802843348425060575648208153793135366829336033758248443548607051384464831349653596564231536607108 | GEODB | 46790 | [13 empty] | 307.28 | HYDRO-V1 | HYDRO-V1 | HYDRO-V1 | HYDRO-V1 | HYDRO-V1
CAN | Canada | Rainbow Lake B |  | CAN1060738 | 90 | 58.4471 | -119.2383 | Gas |  |  |  | 1999.0 | ATCO | Canadian Power Plant Database | http://www.cbc.ca/news2/interactives/database-cdnpowerplants/?appSession=37157089528396396394056638291117802843348425060575648208153793135366829336033758248443548607051384464831349653596564231536607108 | GEODB | 56051 | [13 empty] | 314.27 | NO-ESTIMATION | NO-ESTIMATION | NO-ESTIMATION | NO-ESTIMATION | CAPACITY-FACTOR-V1
CHL | Chile | ATACAMA (CC1-CC2) |  | CHL0000002 | 767.8 | -23.0898 | -70.4168 | Gas |  |  |  |  | GASATACAMA | EnergÃ­a Abierta | http://energiaabierta.cl/electricidad/ | EnergÃ­a Abierta |  | 2016 | [12 empty] | 3062.98 | WIND-V1 | WIND-V1 | WIND-V1 | WIND-V1 | WIND-V1
CHL | Chile | TALTAL |  | CHL0000042 | 244.4 | -24.9888 | -70.4660 | Gas |  |  |  |  | ENDESA | EnergÃ­a Abierta | http://energiaabierta.cl/electricidad/ | EnergÃ­a Abierta | 1037070 | 2016 | [12 empty] | 974.98 | NO-ESTIMATION | NO-ESTIMATION | NO-ESTIMATION | NO-ESTIMATION | CAPACITY-FACTOR-V1
CHL | Chile | BIO CRUZ |  | CHL0000107 | 2.8 | -32.8489 | -71.2267 | Gas | Oil |  |  |  | BIO CRUZ GENERACION | EnergÃ­a Abierta | http://energiaabierta.cl/electricidad/ | EnergÃ­a Abierta |  | 2016 | [12 empty] | 11.17 | NO-ESTIMATION | NO-ESTIMATION | NO-ESTIMATION | NO-ESTIMATION | WIND-V1
CHL | Chile | TOMAVAL 2 |  | CHL0000124 | 1.6 | -32.8489 | -71.2267 | Gas |  |  |  |  | TOMAVAL GENERACION | EnergÃ­a Abierta | http://energiaabierta.cl/electricidad/ | EnergÃ­a Abierta | 1091344 | 2016 | [12 empty] | 6.38 | NO-ESTIMATION | NO-ESTIMATION | NO-ESTIMATION | NO-ESTIMATION | SOLAR-V1
CHL | Chile | NEHUENCO |  | CHL0000117 | 874.7 | -32.9366 | -71.3231 | Gas |  |  |  |  | COLBUN S.A. | EnergÃ­a Abierta | http://energiaabierta.cl/electricidad/ | EnergÃ­a Abierta | 1012964 | 2016 | [12 empty] | 3489.44 | NO-ESTIMATION | NO-ESTIMATION | NO-ESTIMATION | NO-ESTIMATION | CAPACITY-FACTOR-V1
CHL | Chile | SAN ISIDRO I |  | CHL0000132 | 379 | -32.9460 | -71.3388 | Gas |  |  |  |  | ENDESA | EnergÃ­a Abierta | http://energiaabierta.cl/electricidad/ | EnergÃ­a Abierta | 1015752 | 2016 | [12 empty] | 1511.94 | WIND-V1 | WIND-V1 | WIND-V1 | WIND-V1 | WIND-V1
CHL | Chile | SAN ISIDRO II |  | CHL0000122 | 406.35 | -32.9460 | -71.3388 | Gas |  |  |  |  | EMPRESA NACIONAL DE ELECTRICIDAD S.A. | EnergÃ­a Abierta | http://energiaabierta.cl/electricidad/ | EnergÃ­a Abierta | 1015752 | 2016 | [12 empty] | 1621.05 | NO-ESTIMATION | NO-ESTIMATION | NO-ESTIMATION | NO-ESTIMATION | CAPACITY-FACTOR-V1
CHL | Chile | TAPIHUE |  | CHL0000123 | 6.4 | -33.3327 | -71.3899 | Gas |  |  |  |  | TECNORED | EnergÃ­a Abierta | http://energiaabierta.cl/electricidad/ | EnergÃ­a Abierta | 1091343 | 2016 | [12 empty] | 25.53 | NO-ESTIMATION | NO-ESTIMATION | NO-ESTIMATION | NO-ESTIMATION | NO-ESTIMATION
CHL | Chile | CANDELARIA |  | CHL0000104 | 253.9 | -34.0339 | -70.6138 | Gas |  |  |  |  | COLBUN S.A. | EnergÃ­a Abierta | http://energiaabierta.cl/electricidad/ | EnergÃ­a Abierta |  | 2016 | [12 empty] | 1012.88 | NO-ESTIMATION | NO-ESTIMATION | NO-ESTIMATION | NO-ESTIMATION | CAPACITY-FACTOR-V1
CHL | Chile | NEWEN |  | CHL0000067 | 14.3477 | -36.7755 | -73.1127 | Gas |  |  |  |  | GAS SUR S.A. | EnergÃ­a Abierta | http://energiaabierta.cl/electricidad/ | EnergÃ­a Abierta | 1091272 | 2016 | [12 empty] | 57.23 | NO-ESTIMATION | NO-ESTIMATION | NO-ESTIMATION | NO-ESTIMATION | CAPACITY-FACTOR-V1
CHL | Chile | CORONEL |  | CHL0000060 | 46.81 | -36.9676 | -73.1686 | Gas |  |  |  |  | SAGESA | EnergÃ­a Abierta | http://energiaabierta.cl/electricidad/ | EnergÃ­a Abierta | 1059069 | 2016 | [12 empty] | 186.73 | NO-ESTIMATION | NO-ESTIMATION | NO-ESTIMATION | NO-ESTIMATION | CAPACITY-FACTOR-V1
CHN | China | Nanshan Gas |  | WRI1029827 | 132 | 18.3200 | 109.1600 | Gas | [5 empty] | China Huaneng Group Corporation (CHNG) | http://www.chng.com.cn |  | 1018086 | [13 empty] | 400.04 | NO-ESTIMATION | NO-ESTIMATION | NO-ESTIMATION | NO-ESTIMATION | CAPACITY-FACTOR-V1
CHN | China | Yangpu Gas |  | WRI1029836 | 444 | 19.7200 | 109.1800 | Gas | [5 empty] | China National Offshore Oil Corporation (CNOOC) | http://www.cnooc.com.cn |  | 1033608 | [13 empty] | 1345.59 | NO-ESTIMATION | NO-ESTIMATION | NO-ESTIMATION | NO-ESTIMATION | CAPACITY-FACTOR-V1
CHN | China | Coloane B |  | WRI1061061 | 136.4 | 22.1400 | 113.5800 | Gas |  |  |  | 2003.0 | Companhia de Electricidade de Macau | Companhia de Electricidade de Macau | http://www.cem-macau.com/Generation |  | 1012507 | [13 empty] | 413.37 | HYDRO-V1 | HYDRO-V1 | HYDRO-V1 | HYDRO-V1 | HYDRO-V1
CHN | China | Macau Power Station |  | WRI1061062 | 64.2 | 22.2000 | 113.5500 | Gas |  |  |  | 1973.0 | Companhia de Electricidade de Macau | Companhia de Electricidade de Macau | http://www.cem-macau.com/Generation |  | 1012508 | [13 empty] | 194.56 | NO-ESTIMATION | NO-ESTIMATION | NO-ESTIMATION | SOLAR-V1 | SOLAR-V1
CHN | China | Lamma Extension Gas |  | WRI1029824 | 335 | 22.2100 | 114.1100 | Gas | [5 empty] | Hongkong Electric Company (HKC) | https://www.hkelectric.com |  | 1018728 | [13 empty] | 1015.25 | NO-ESTIMATION | NO-ESTIMATION | NO-ESTIMATION | SOLAR-V1 | SOLAR-V1
CHN | China | Lamma Gas |  | WRI1029825 | 920 | 22.2200 | 114.1000 | Gas | [5 empty] | Hongkong Electric Company (HKC) | https://www.hkelectric.com |  | 1018728 | [13 empty] | 2788.15 | NO-ESTIMATION | NO-ESTIMATION | NO-ESTIMATION | NO-ESTIMATION | CAPACITY-FACTOR-V1
CHN | China | Black Point Power Station |  | WRI1061052 | 2500 | 22.4100 | 113.9100 | Gas |  |  |  |  | Caste Peak Power Company Limited | CLP Group | https://www.clpgroup.com/en/our-business/assets-services |  | 1011681 | [13 empty] | 7576.52 | HYDRO-V1 | HYDRO-V1 | HYDRO-V1 | HYDRO-V1 | HYDRO-V1
CHN | China | Shenzhen Xiaping Landfill |  | WRI1070968 | 8 | 22.4833 | 113.4833 | Gas | [5 empty] | UNFCCC CDM Registry | https://cdm.unfccc.int/Projects/redirector?ref=887 | UNFCCC CDM Registry | 1090791 | [13 empty] | 24.24 | NO-ESTIMATION | NO-ESTIMATION | NO-ESTIMATION | NO-ESTIMATION | CAPACITY-FACTOR-V1
CHN | China | Guangdong Shenzhen Qianwan |  | WRI1061035 | 1083 | 22.5100 | 113.8500 | Gas |  |  |  |  | Shenzhen Guangqian Electric Power Co. Ltd | UNFCCC CDM | http://cdm.unfccc.int/UserManagement/FileStorage/LQDBGC09XVOKJS1UT8IY6RM5ENZW2H |  | 1028631 | [13 empty] | 3282.14 | NO-ESTIMATION | NO-ESTIMATION | NO-ESTIMATION | NO-ESTIMATION | CAPACITY-FACTOR-V1
CHN | China | Qianwan Gas |  | WRI1029829 | 1170 | 22.5100 | 113.8500 | Gas | [5 empty] | Shenzhen Guangqian Electric Power Co Ltd | http://www.gdyd.com |  | 1028631 | [13 empty] | 3545.81 | NO-ESTIMATION | NO-ESTIMATION | NO-ESTIMATION | NO-ESTIMATION | CAPACITY-FACTOR-V1
CHN | China | Shenzhen Qianwan |  | WRI1061057 | 1170 | 22.5100 | 113.8500 | Gas | [5 empty] | China National Technical Import and Export Corporation | http://www.cntic.com.cn/tabid/450/Default.aspx |  | 1028631 | [13 empty] | 3545.81 | HYDRO-V1 | HYDRO-V1 | HYDRO-V1 | HYDRO-V1 | HYDRO-V1
CHN | China | Hengmen Expansion Gas |  | WRI1029821 | 1170 | 22.5700 | 113.5700 | Gas | [5 empty] | Zhongshan Jiaming Electric Power Co Ltd | http://www.zs.gov.cn/english/news/view/index.action?id=77466 | [15 empty] | 3545.81 | HYDRO-V1 | HYDRO-V1 | HYDRO-V1 | HYDRO-V1 | HYDRO-V1
CHN | China | Hengmen Gas |  | WRI1029822 | 1030 | 22.5700 | 113.5700 | Gas | [5 empty] | China National Offshore Oil Corporation (CNOOC) | http://www.cnooc.com.cn | [15 empty] | 3121.52 | NO-ESTIMATION | NO-ESTIMATION | NO-ESTIMATION | NO-ESTIMATION | CAPACITY-FACTOR-V1
CHN | China | Zhongshan Jiaming Plant |  | WRI1061051 | 1350 | 22.5700 | 113.5700 | Gas | [5 empty] | UNFCCC CDM | http://cdm.unfccc.int/filestorage/x/_/WQM91YP56ZLIHDO08RN3JBTUVK427G.pdf/PDD_Zhongshan_Jiaming_Power_Co.%2C_Ltd._Natural_Gas_Cogeneration_Project_GSP?t=aFV8b2Jud2JpfDBEX2FOgazzj8llbgA5Q4MY |  | 1111307 | [13 empty] | 4091.32 | NO-ESTIMATION | NO-ESTIMATION | NO-ESTIMATION | NO-ESTIMATION | CAPACITY-FACTOR-V1
CHN | China | Shenzhen Dongbu |  | WRI1061034 | 1116 | 22.5700 | 114.4400 | Gas |  |  |  |  | Shenzhen Energy Group Co. Ltd | UNFCCC CDM | http://cdm.unfccc.int/UserManagement/FileStorage/20T1SKXAC7RGQ46JWLY385NDPZIHMV |  | 1013256 | [13 empty] | 3382.15 | NO-ESTIMATION | NO-ESTIMATION | NO-ESTIMATION | NO-ESTIMATION | SOLAR-V1
CHN | China | Shenzhen East |  | WRI1061056 | 1050 | 22.5700 | 114.4400 | Gas | [5 empty] | China National Technical Import and Export Corporation | http://www.cntic.com.cn/tabid/450/Default.aspx |  | 1013256 | [13 empty] | 3182.13 | SOLAR-V1 | SOLAR-V1 | SOLAR-V1 | SOLAR-V1 | SOLAR-V1
CHN | China | Guangdong Huizhou |  | WRI1061033 | 1080 | 22.7600 | 114.6100 | Gas |  |  |  |  | Guangdong Huizhou LNG Power Co. Ltd. | UNFCCC CDM | http://cdm.unfccc.int/UserManagement/FileStorage/5FXW3VD2OKY97Z0JAGR1UIEBQM4TNH |  | 1055700 | [13 empty] | 3273.05 | HYDRO-V1 | HYDRO-V1 | HYDRO-V1 | HYDRO-V1 | HYDRO-V1
CHN | China | Huizhou LNG Gas |  | WRI1029823 | 1080 | 22.7600 | 114.6100 | Gas | [5 empty] | Guangdong Huizhou LNG Power Co Ltd | http://www.gdyd.com |  | 1055700 | [13 empty] | 3273.05 | HYDRO-V1 | HYDRO-V1 | HYDRO-V1 | HYDRO-V1 | HYDRO-V1
CHN | China | Guangzhou Zhujiang |  | WRI1061036 | 700 | 22.8100 | 113.5700 | Gas |  |  |  |  | Guangzhou Zhujiang LNG Power Generation Co. Ltd | UNFCCC CDM | http://cdm.unfccc.int/UserManagement/FileStorage/OVXFWSHLZ78N3QPA1M452IGR6YKJUB |  | 1029587 | [13 empty] | 2121.42 | HYDRO-V1 | HYDRO-V1 | HYDRO-V1 | HYDRO-V1 | HYDRO-V1
CHN | China | Guangdong Shenzhen Laohukeng Landfill |  | WRI1071639 | 3 | 22.8314 | 113.8412 | Gas | [5 empty] | UNFCCC CDM Registry | https://cdm.unfccc.int/Projects/redirector?ref=4696 | UNFCCC CDM Registry | 1090796 | [13 empty] | 9.09 | NO-ESTIMATION | NO-ESTIMATION | NO-ESTIMATION | NO-ESTIMATION | CAPACITY-FACTOR-V1
CHN | China | Shenzhen Baoan Laohukeng Stage 2 |  | WRI1072350 | 60 | 22.8386 | 113.8547 | Gas | [5 empty] | UNFCCC CDM Registry | https://cdm.unfccc.int/Projects/redirector?ref=6945 | UNFCCC CDM Registry | 1085090 | [13 empty] | 181.83 | NO-ESTIMATION | NO-ESTIMATION | NO-ESTIMATION | NO-ESTIMATION | CAPACITY-FACTOR-V1
CHN | China | Guangzhou Nansha |  | WRI1061037 | 360 | 22.8600 | 113.5100 | Gas |  |  |  |  | China Resources Power Holdings Co Ltd | Ghangzhou China Resources Thermal power Company | https://web.archive.org/web/20101122160710/http://www.cr-power.com/scripts/en/03manage/index_01_19.htm |  | 1079710 | [13 empty] | 1091.01 | HYDRO-V1 | HYDRO-V1 | HYDRO-V1 | HYDRO-V1 | HYDRO-V1
CHN | China | Fengda Gas |  | WRI1029819 | 360 | 22.9800 | 114.4900 | Gas | [5 empty] | UNFCCC CDM | https://cdm.unfccc.int/Projects/DB/CEC1352708837.44/view |  | 1086942 | [13 empty] | 1091.01 | NO-ESTIMATION | NO-ESTIMATION | NO-ESTIMATION | SOLAR-V1 | SOLAR-V1
CHN | China | Guangzhou Xingfeng Landfill |  | WRI1070993 | 19 | 23.1052 | 113.1940 | Gas | [5 empty] | UNFCCC CDM Registry | https://cdm.unfccc.int/Projects/redirector?ref=1075 | UNFCCC CDM Registry | 1077391 | [13 empty] | 57.58 | WIND-V1 | WIND-V1 | WIND-V1 | WIND-V1 | WIND-V1
CHN | China | Huizhou Landfill |  | WRI1071245 | 3 | 23.1091 | 114.3479 | Gas | [5 empty] | UNFCCC CDM Registry | https://cdm.unfccc.int/Projects/redirector?ref=3201 | UNFCCC CDM Registry | [14 empty] | 9.09 | NO-ESTIMATION | NO-ESTIMATION | NO-ESTIMATION | NO-ESTIMATION | CAPACITY-FACTOR-V1
CHN | China | Meizhou Landfill Gas |  | WRI1070923 | 2 | 23.1167 | 113.2500 | Gas | [5 empty] | UNFCCC CDM Registry | https://cdm.unfccc.int/Projects/redirector?ref=176 | UNFCCC CDM Registry | [14 empty] | 6.06 | WIND-V1 | WIND-V1 | WIND-V1 | WIND-V1 | WIND-V1
CHN | China | Nanhai Waste Incineration 2 |  | WRI1071828 | 30 | 23.1575 | 113.0328 | Gas | [5 empty] | UNFCCC CDM Registry | https://cdm.unfccc.int/Projects/redirector?ref=5297 | UNFCCC CDM Registry | [14 empty] | 90.91 | WIND-V1 | WIND-V1 | WIND-V1 | WIND-V1 | WIND-V1
CHN | China | Shantou Chenghai Jieyuan Municipal Solid Waste |  | WRI1072384 | 15 | 23.5460 | 116.8190 | Gas | [5 empty] | UNFCCC CDM Registry | https://cdm.unfccc.int/Projects/redirector?ref=7037 | UNFCCC CDM Registry | [14 empty] | 45.45 | WIND-V1 | WIND-V1 | WIND-V1 | WIND-V1 | WIND-V1
CHN | China | Xiamen Western |  | WRI1072273 | 12 | 24.5040 | 117.9830 | Gas | [5 empty] | UNFCCC CDM Registry | https://cdm.unfccc.int/Projects/redirector?ref=6727 | UNFCCC CDM Registry | [14 empty] | 36.36 | HYDRO-V1 | HYDRO-V1 | HYDRO-V1 | HYDRO-V1 | HYDRO-V1
CHN | China | Fujian Xiamen Dongbu |  | WRI1061032 | 764 | 24.5500 | 118.2300 | Gas |  |  |  | 2006.0 | East Asia Power (Xiamen) Co. Ltd | UNFCCC CDM | http://cdm.unfccc.int/UserManagement/FileStorage/2O9IGH4JM765U3RCBWLSEKQNY1DTFZ |  | 1068098 | [13 empty] | 2315.38 | NO-ESTIMATION | NO-ESTIMATION | NO-ESTIMATION | NO-ESTIMATION | CAPACITY-FACTOR-V1
CHN | China | Xiamen Dongfu Landfill |  | WRI1071090 | 3 | 24.5540 | 117.9320 | Gas | [5 empty] | UNFCCC CDM Registry | https://cdm.unfccc.int/Projects/redirector?ref=2278 | UNFCCC CDM Registry | [14 empty] | 9.09 | WIND-V1 | WIND-V1 | WIND-V1 | WIND-V1 | WIND-V1
CHN | China | Fujian Jinjiang LNG |  | WRI1061031 | 1516 | 24.5600 | 118.6400 | Gas |  |  |  |  | Fujian Jinjiang Gas Power Co. Ltd | UNFCCC CDM | http://cdm.unfccc.int/UserManagement/FileStorage/KMCGA908XHQLBDE23Z1UVISY47WOPN |  | 1065094 | [13 empty] | 4594.4 | HYDRO-V1 | HYDRO-V1 | HYDRO-V1 | HYDRO-V1 | HYDRO-V1
CHN | China | Xiamen Eastern |  | WRI1071970 | 12 | 24.7220 | 118.2810 | Gas | [5 empty] | UNFCCC CDM Registry | https://cdm.unfccc.int/Projects/redirector?ref=5822 | UNFCCC CDM Registry | [14 empty] | 36.36 | HYDRO-V1 | HYDRO-V1 | HYDRO-V1 | HYDRO-V1 | HYDRO-V1
CHN | China | Huian Waste Incineration |  | WRI1071971 | 24 | 24.9469 | 118.8506 | Gas | [5 empty] | UNFCCC CDM Registry | https://cdm.unfccc.int/Projects/redirector?ref=5828 | UNFCCC CDM Registry | [14 empty] | 72.73 | SOLAR-V1 | SOLAR-V1 | SOLAR-V1 | SOLAR-V1 | SOLAR-V1
CHN | China | Guilin Chongkou Landfill |  | WRI1072173 | 1 | 25.2047 | 110.1780 | Gas | [5 empty] | UNFCCC CDM Registry | https://cdm.unfccc.int/Projects/redirector?ref=6402 | UNFCCC CDM Registry | 1069919 | [13 empty] | 3.03 | NO-ESTIMATION | NO-ESTIMATION | NO-ESTIMATION | SOLAR-V1 | SOLAR-V1
CHN | China | Fujian Putian |  | WRI1061030 | 1528 | 25.2200 | 119.0000 | Gas |  |  |  | 2006.0 | CNOOC Fujian Gas Power Company Ltd | UNFCCC CDM | http://cdm.unfccc.int/UserManagement/FileStorage/FW9ZS2ABG7V30OXIC184NJQPKLD6M5 |  | 1058395 | [13 empty] | 4630.76 | NO-ESTIMATION | NO-ESTIMATION | NO-ESTIMATION | NO-ESTIMATION | CAPACITY-FACTOR-V1
CHN | China | Jiada Coal Mine Cmm And Vam |  | WRI1072015 | 3 | 25.3320 | 104.1858 | Gas | [5 empty] | UNFCCC CDM Registry | https://cdm.unfccc.int/Projects/redirector?ref=5944 | UNFCCC CDM Registry | [14 empty] | 9.09 | HYDRO-V1 | HYDRO-V1 | HYDRO-V1 | HYDRO-V1 | HYDRO-V1
CHN | China | Guizhou Hongguo Coal Mine Methane |  | WRI1072113 | 6 | 25.8011 | 104.4617 | Gas | [5 empty] | UNFCCC CDM Registry | https://cdm.unfccc.int/Projects/redirector?ref=6217 | UNFCCC CDM Registry | [14 empty] | 18.18 | NO-ESTIMATION | NO-ESTIMATION | NO-ESTIMATION | NO-ESTIMATION | SOLAR-V1
CHN | China | Wantian Coal Mine Coal Mine Methane |  | WRI1072014 | 3 | 25.9550 | 104.7881 | Gas | [5 empty] | UNFCCC CDM Registry | https://cdm.unfccc.int/Projects/redirector?ref=5943 | UNFCCC CDM Registry | [14 empty] | 9.09 | HYDRO-V1 | HYDRO-V1 | HYDRO-V1 | HYDRO-V1 | HYDRO-V1
CHN | China | Nanjing Tianjingwa Landfill Gas |  | WRI1070921 | 6 | 27.1100 | 110.5900 | Gas | [5 empty] | UNFCCC CDM Registry | https://cdm.unfccc.int/Projects/redirector?ref=71 | UNFCCC CDM Registry | [14 empty] | 18.18 | NO-ESTIMATION | NO-ESTIMATION | NO-ESTIMATION | NO-ESTIMATION | NO-ESTIMATION
CHN | China | Guizhou Jinqiao Coal Mine Methane |  | WRI1071853 | 3 | 27.2832 | 106.4218 | Gas | [5 empty] | UNFCCC CDM Registry | https://cdm.unfccc.int/Projects/redirector?ref=5422 | UNFCCC CDM Registry | [14 empty] | 9.09 | NO-ESTIMATION | NO-ESTIMATION | NO-ESTIMATION | NO-ESTIMATION | CAPACITY-FACTOR-V1
CHN | China | Jiangxi Fengcheng Mining Administration Coal Mine Methane |  | WRI1071006 | 7 | 27.4200 | 115.2500 | Gas | [5 empty] | UNFCCC CDM Registry | https://cdm.unfccc.int/Projects/redirector?ref=1135 | UNFCCC CDM Registry | [14 empty] | 21.21 | NO-ESTIMATION | NO-ESTIMATION | NO-ESTIMATION | NO-ESTIMATION | CAPACITY-FACTOR-V1
CHN | China | Hunan Loudi Miaopu Landfill Gas |  | WRI1071146 | 1 | 27.7089 | 111.9908 | Gas | [5 empty] | UNFCCC CDM Registry | https://cdm.unfccc.int/Projects/redirector?ref=2816 | UNFCCC CDM Registry | [14 empty] | 3.03 | NO-ESTIMATION | NO-ESTIMATION | NO-ESTIMATION | NO-ESTIMATION | CAPACITY-FACTOR-V1
CHN | China | Guizhou Zunyi Landfill |  | WRI1072176 | 1 | 27.7203 | 106.8776 | Gas | [5 empty] | UNFCCC CDM Registry | https://cdm.unfccc.int/Projects/redirector?ref=6408 | UNFCCC CDM Registry | [14 empty] | 3.03 | WIND-V1 | WIND-V1 | WIND-V1 | WIND-V1 | WIND-V1
CHN | China | Zhuzhou Landfill |  | WRI1071884 | 3 | 27.8392 | 113.2178 | Gas | [5 empty] | UNFCCC CDM Registry | https://cdm.unfccc.int/Projects/redirector?ref=5557 | UNFCCC CDM Registry | [14 empty] | 9.09 | NO-ESTIMATION | NO-ESTIMATION | NO-ESTIMATION | NO-ESTIMATION | CAPACITY-FACTOR-V1
CHN | China | Linhai Msw Incineration |  | WRI1072241 | 12 | 28.0167 | 120.2833 | Gas | [5 empty] | UNFCCC CDM Registry | https://cdm.unfccc.int/Projects/redirector?ref=6627 | UNFCCC CDM Registry | [14 empty] | 36.36 | NO-ESTIMATION | NO-ESTIMATION | NO-ESTIMATION | NO-ESTIMATION | CAPACITY-FACTOR-V1
CHN | China | Lubanshan North And South Coal Mine Methane |  | WRI1071242 | 8 | 28.1200 | 104.6100 | Gas | [5 empty] | UNFCCC CDM Registry | https://cdm.unfccc.int/Projects/redirector?ref=3196 | UNFCCC CDM Registry | [14 empty] | 24.24 | NO-ESTIMATION | NO-ESTIMATION | NO-ESTIMATION | NO-ESTIMATION | CAPACITY-FACTOR-V1
CHN | China | Yuhuan Waste Incineration |  | WRI1071893 | 15 | 28.1553 | 121.1903 | Gas | [5 empty] | UNFCCC CDM Registry | https://cdm.unfccc.int/Projects/redirector?ref=5592 | UNFCCC CDM Registry | [14 empty] | 45.45 | NO-ESTIMATION | NO-ESTIMATION | NO-ESTIMATION | NO-ESTIMATION | CAPACITY-FACTOR-V1
CHN | China | Hunan Changsha Qiaoyi Landfill |  | WRI1071834 | 6 | 28.4211 | 112.9838 | Gas | [5 empty] | UNFCCC CDM Registry | https://cdm.unfccc.int/Projects/redirector?ref=5326 | UNFCCC CDM Registry | 1090795 | [13 empty] | 18.18 | NO-ESTIMATION | NO-ESTIMATION | NO-ESTIMATION | NO-ESTIMATION | CAPACITY-FACTOR-V1
CHN | China | Chongqing Pingxiang Coal Mine Methane |  | WRI1072137 | 3 | 28.6903 | 106.8542 | Gas | [5 empty] | UNFCCC CDM Registry | https://cdm.unfccc.int/Projects/redirector?ref=6286 | UNFCCC CDM Registry | [14 empty] | 9.09 | NO-ESTIMATION | NO-ESTIMATION | NO-ESTIMATION | NO-ESTIMATION | CAPACITY-FACTOR-V1
CHN | China | Yongkang Waste Incineration |  | WRI1071895 | 15 | 28.7586 | 119.8944 | Gas | [5 empty] | UNFCCC CDM Registry | https://cdm.unfccc.int/Projects/redirector?ref=5604 | UNFCCC CDM Registry | [14 empty] | 45.45 | NO-ESTIMATION | NO-ESTIMATION | NO-ESTIMATION | NO-ESTIMATION | SOLAR-V1
CHN | China | Jiangxi Leping Mining Administration Coal Mine Methane |  | WRI1072026 | 5 | 29.1500 | 117.2900 | Gas | [5 empty] | UNFCCC CDM Registry | https://cdm.unfccc.int/Projects/redirector?ref=5972 | UNFCCC CDM Registry | [14 empty] | 15.15 | NO-ESTIMATION | NO-ESTIMATION | NO-ESTIMATION | NO-ESTIMATION | WIND-V1
CHN | China | Shaoxing City Waste Combustion |  | WRI1071100 | 48 | 29.5150 | 120.0330 | Gas | [5 empty] | UNFCCC CDM Registry | https://cdm.unfccc.int/Projects/redirector?ref=2446 | UNFCCC CDM Registry | [14 empty] | 145.46 | WIND-V1 | WIND-V1 | WIND-V1 | WIND-V1 | WIND-V1
CHN | China | Dongga Power Plant |  | WRI1029818 | 283.5 | 29.6500 | 90.9590 | Gas | Oil |  |  |  |  | Dongga Power Generation Company | http://www.xzxw.com/xw/201509/t20150906_792566.html | [15 empty] | 859.17 | NO-ESTIMATION | NO-ESTIMATION | NO-ESTIMATION | NO-ESTIMATION | NO-ESTIMATION
CHN | China | Ningbo Yinzhou Landfill |  | WRI1072059 | 2 | 29.7519 | 121.3896 | Gas | [5 empty] | UNFCCC CDM Registry | https://cdm.unfccc.int/Projects/redirector?ref=6073 | UNFCCC CDM Registry | [14 empty] | 6.06 | NO-ESTIMATION | NO-ESTIMATION | NO-ESTIMATION | NO-ESTIMATION | CAPACITY-FACTOR-V1
CHN | China | Liangjiang |  | WRI1061065 | 934 | 29.7800 | 106.5100 | Gas |  |  |  | 2014.0 |  | Liutl | http://www.liuti.cn/news/173138.html |  | 1089751 | [13 empty] | 2830.58 | HYDRO-V1 | HYDRO-V1 | HYDRO-V1 | HYDRO-V1 | HYDRO-V1
CHN | China | Zhenghai |  | WRI1061059 | 700 | 29.9400 | 121.6900 | Gas | [5 empty] | China National Technical Import and Export Corporation | http://www.cntic.com.cn/tabid/450/Default.aspx | [15 empty] | 2121.42 | NO-ESTIMATION | NO-ESTIMATION | NO-ESTIMATION | NO-ESTIMATION | CAPACITY-FACTOR-V1
CHN | China | Zhoushan Waste Incineration |  | WRI1071841 | 15 | 29.9556 | 122.0850 | Gas | [5 empty] | UNFCCC CDM Registry | https://cdm.unfccc.int/Projects/redirector?ref=5375 | UNFCCC CDM Registry | [14 empty] | 45.45 | HYDRO-V1 | HYDRO-V1 | HYDRO-V1 | HYDRO-V1 | HYDRO-V1
CHN | China | Xiaoshan |  | WRI1061047 | 800 | 30.0500 | 120.2300 | Gas |  |  |  |  | Zhejiang Southeast Electric Power Co. Ltd | UNFCCC CDM | http://cdm.unfccc.int/UserManagement/FileStorage/5XWEYLPX3JA7BNWCLPM6821TQX6VGB |  | 1033838 | [13 empty] | 2424.48 | HYDRO-V1 | HYDRO-V1 | HYDRO-V1 | HYDRO-V1 | HYDRO-V1
CHN | China | Guohuo Yuyao |  | WRI1061048 | 790 | 30.0700 | 121.1000 | Gas |  |  |  |  | Zhejiang Guohua Yuyao Fuel Gas Power Generation Co. Ltd | UNFCCC CDM | http://cdm.unfccc.int/UserManagement/FileStorage/5HKK4F2FS7F3X0BIURTATC65FCF80R |  | 1062290 | [13 empty] | 2394.18 | HYDRO-V1 | HYDRO-V1 | HYDRO-V1 | HYDRO-V1 | HYDRO-V1
CHN | China | Yuyao Gas |  | WRI1029837 | 780 | 30.0700 | 121.1000 | Gas | [5 empty] | China Shenua | http://www.csec.com/shenhuaChinaEn/1382683238822/zcfb.shtml |  | 1062290 | [13 empty] | 2363.87 | WIND-V1 | WIND-V1 | WIND-V1 | WIND-V1 | WIND-V1
CHN | China | Chengdu Jiujiang Municipal Solid Waste Incineration |  | WRI1071840 | 36 | 30.0830 | 102.9000 | Gas | [5 empty] | UNFCCC CDM Registry | https://cdm.unfccc.int/Projects/redirector?ref=5359 | UNFCCC CDM Registry | 1074883 | [13 empty] | 109.1 | HYDRO-V1 | HYDRO-V1 | HYDRO-V1 | HYDRO-V1 | HYDRO-V1
CHN | China | Huangshi Landfill Gas |  | WRI1071680 | 1 | 30.1997 | 114.9900 | Gas | [5 empty] | UNFCCC CDM Registry | https://cdm.unfccc.int/Projects/redirector?ref=4815 | UNFCCC CDM Registry | [14 empty] | 3.03 | HYDRO-V1 | HYDRO-V1 | HYDRO-V1 | HYDRO-V1 | HYDRO-V1
CHN | China | Ezhou Landfill |  | WRI1072266 | 1 | 30.3444 | 114.9436 | Gas | [5 empty] | UNFCCC CDM Registry | https://cdm.unfccc.int/Projects/redirector?ref=6704 | UNFCCC CDM Registry | [14 empty] | 3.03 | WIND-V1 | WIND-V1 | WIND-V1 | WIND-V1 | WIND-V1
CHN | China | Banshan Gas |  | WRI1029811 | 1170 | 30.3600 | 120.1400 | Gas |  |  |  | 2005.0 |  | China Shenua | http://www.csec.com/shenhuaChinaEn/1382683238822/zcfb.shtml | [15 empty] | 3545.81 | WIND-V1 | WIND-V1 | WIND-V1 | WIND-V1 | WIND-V1
CHN | China | Hangzhou 2 Landfill Gas |  | WRI1071877 | 6 | 30.3894 | 120.2019 | Gas | [5 empty] | UNFCCC CDM Registry | https://cdm.unfccc.int/Projects/redirector?ref=5523 | UNFCCC CDM Registry | [14 empty] | 18.18 | WIND-V1 | WIND-V1 | WIND-V1 | WIND-V1 | WIND-V1
CHN | China | Jingzhou City Waste Incineration |  | WRI1072133 | 18 | 30.3997 | 112.1508 | Gas | [5 empty] | UNFCCC CDM Registry | https://cdm.unfccc.int/Projects/redirector?ref=6276 | UNFCCC CDM Registry | [14 empty] | 54.55 | WIND-V1 | WIND-V1 | WIND-V1 | WIND-V1 | WIND-V1
CHN | China | Haining City Municipal Waste |  | WRI1071330 | 7 | 30.4081 | 120.5392 | Gas | [5 empty] | UNFCCC CDM Registry | https://cdm.unfccc.int/Projects/redirector?ref=3480 | UNFCCC CDM Registry | 1085635 | [13 empty] | 21.21 | HYDRO-V1 | HYDRO-V1 | HYDRO-V1 | HYDRO-V1 | HYDRO-V1
CHN | China | Sichuan Guangneng Coal Mine Methane |  | WRI1072127 | 21 | 30.4167 | 106.8733 | Gas | [5 empty] | UNFCCC CDM Registry | https://cdm.unfccc.int/Projects/redirector?ref=6261 | UNFCCC CDM Registry | [14 empty] | 63.64 | HYDRO-V1 | HYDRO-V1 | HYDRO-V1 | HYDRO-V1 | HYDRO-V1
CHN | China | Sichuan Guangan Caishandong Coal Mine Methane |  | WRI1071347 | 15 | 30.4700 | 106.9100 | Gas | [5 empty] | UNFCCC CDM Registry | https://cdm.unfccc.int/Projects/redirector?ref=3542 | UNFCCC CDM Registry | [14 empty] | 45.45 | HYDRO-V1 | HYDRO-V1 | HYDRO-V1 | HYDRO-V1 | HYDRO-V1
CHN | China | Anqing City Landfill |  | WRI1072037 | 24 | 30.5244 | 116.5239 | Gas | [5 empty] | UNFCCC CDM Registry | https://cdm.unfccc.int/Projects/redirector?ref=6025 | UNFCCC CDM Registry | [14 empty] | 72.73 | NO-ESTIMATION | SOLAR-V1 | SOLAR-V1 | SOLAR-V1 | SOLAR-V1
CHN | China | Chengdu Luodai |  | WRI1071424 | 24 | 30.6470 | 104.2830 | Gas | [5 empty] | UNFCCC CDM Registry | https://cdm.unfccc.int/Projects/redirector?ref=3837 | UNFCCC CDM Registry | 1088993 | [13 empty] | 72.73 | NO-ESTIMATION | NO-ESTIMATION | SOLAR-V1 | SOLAR-V1 | SOLAR-V1
CHN | China | Wuhan Jiangbei West Municipal Solid Waste |  | WRI1071925 | 22 | 30.6830 | 113.9670 | Gas | [5 empty] | UNFCCC CDM Registry | https://cdm.unfccc.int/Projects/redirector?ref=5683 | UNFCCC CDM Registry | [14 empty] | 66.67 | HYDRO-V1 | HYDRO-V1 | HYDRO-V1 | HYDRO-V1 | HYDRO-V1
CHN | China | Wuhan Xinzhou Chenjiachong Landfill |  | WRI1071582 | 3 | 30.7353 | 114.5439 | Gas | [5 empty] | UNFCCC CDM Registry | https://cdm.unfccc.int/Projects/redirector?ref=4442 | UNFCCC CDM Registry | [14 empty] | 9.09 | HYDRO-V1 | HYDRO-V1 | HYDRO-V1 | HYDRO-V1 | HYDRO-V1
CHN | China | Yichang Huangjiawan Landfill |  | WRI1072264 | 1 | 30.7567 | 111.3222 | Gas | [5 empty] | UNFCCC CDM Registry | https://cdm.unfccc.int/Projects/redirector?ref=6701 | UNFCCC CDM Registry | [14 empty] | 3.03 | NO-ESTIMATION | NO-ESTIMATION | NO-ESTIMATION | NO-ESTIMATION | CAPACITY-FACTOR-V1
CHN | China | Caojing Gas |  | WRI1029815 | 600 | 30.7600 | 121.4100 | Gas | [5 empty] | Shanghai Power | http://www.shanghaipower.com |  | 1055759 | [13 empty] | 1818.36 | NO-ESTIMATION | NO-ESTIMATION | NO-ESTIMATION | SOLAR-V1 | SOLAR-V1
CHN | China | Shanghai Caojing Jinshan |  | WRI1061045 | 600 | 30.7900 | 121.4500 | Gas |  |  |  |  | Shanghai Caojing Thermal Power Co. Ltd. | UNFCCC CDM | http://cdm.unfccc.int/UserManagement/FileStorage/2008-06-27Jinshan.pdf |  | 1013920 | [13 empty] | 1818.36 | NO-ESTIMATION | NO-ESTIMATION | NO-ESTIMATION | NO-ESTIMATION | CAPACITY-FACTOR-V1
CHN | China | Chengdu Xiangfu Municipal Solid Waste Incineration |  | WRI1072291 | 36 | 30.8220 | 104.2330 | Gas | [5 empty] | UNFCCC CDM Registry | https://cdm.unfccc.int/Projects/redirector?ref=6780 | UNFCCC CDM Registry | 1088995 | [13 empty] | 109.1 | NO-ESTIMATION | NO-ESTIMATION | NO-ESTIMATION | NO-ESTIMATION | CAPACITY-FACTOR-V1
CHN | China | Shanghai Lingang |  | WRI1029826 | 1400 | 30.8500 | 121.7900 | Gas | [5 empty] | UNFCCC CDM | http://cdm.unfccc.int/Projects/Validation/DB/AM0V5LPWQM031X8NJA7JM0KWBFHO9J/view.html |  | 1077779 | [13 empty] | 4242.85 | NO-ESTIMATION | NO-ESTIMATION | NO-ESTIMATION | NO-ESTIMATION | CAPACITY-FACTOR-V1
CHN | China | Shanghai Lingang |  | WRI1061046 | 1560 | 30.8500 | 121.8300 | Gas |  |  |  |  | Shenergy Company Ltd | UNFCCC CDM | http://cdm.unfccc.int/UserManagement/0TXZN53946BAJRCIDVOGU28FES17MH |  | 1077779 | [13 empty] | 4727.74 | NO-ESTIMATION | NO-ESTIMATION | NO-ESTIMATION | NO-ESTIMATION | CAPACITY-FACTOR-V1
CHN | China | Huzhou Municipal Solid Waste Incineration |  | WRI1071340 | 15 | 30.8636 | 120.0964 | Gas | [5 empty] | UNFCCC CDM Registry | https://cdm.unfccc.int/Projects/redirector?ref=3525 | UNFCCC CDM Registry | [14 empty] | 45.45 | NO-ESTIMATION | NO-ESTIMATION | NO-ESTIMATION | NO-ESTIMATION | CAPACITY-FACTOR-V1
CHN | China | Changxing - Zheneng Gas |  | WRI1029816 | 870 | 30.9800 | 119.9200 | Gas | [5 empty] | ZJ Energy | http://www.zjenergy.com.cn | [15 empty] | 2636.62 | WIND-V1 | WIND-V1 | WIND-V1 | WIND-V1 | WIND-V1
CHN | China | Fengxian Gas |  | WRI1029820 | 760 | 30.9800 | 121.5000 | Gas |  |  |  | 2005.0 |  | Sina | http://blog.sina.com.cn/s/blog_400e37920101iizs.html |  | 1080561 | [13 empty] | 2303.26 | NO-ESTIMATION | NO-ESTIMATION | NO-ESTIMATION | NO-ESTIMATION | CAPACITY-FACTOR-V1
CHN | China | Laogang Landfill |  | WRI1072155 | 15 | 31.0636 | 121.8714 | Gas | [5 empty] | UNFCCC CDM Registry | https://cdm.unfccc.int/Projects/redirector?ref=6348 | UNFCCC CDM Registry | 1071441 | [13 empty] | 45.45 | HYDRO-V1 | HYDRO-V1 | HYDRO-V1 | HYDRO-V1 | HYDRO-V1
CHN | China | Dazhou |  | WRI1061053 | 1400 | 31.1100 | 107.4800 | Gas |  |  |  | 2010.0 |  | China National Technical Import and Export Corporation | http://www.cntic.com.cn/tabid/450/Default.aspx |  | 1084537 | [13 empty] | 4242.85 | NO-ESTIMATION | NO-ESTIMATION | NO-ESTIMATION | SOLAR-V1 | SOLAR-V1
CHN | China | Hangzhou Hadian Banshan |  | WRI1061049 | 1170 | 31.2300 | 118.3700 | Gas |  |  |  |  | Hangzhou Hadian Banshan Power Generation Co. Ltd | UNFCCC CDM | http://cdm.unfccc.int/UserManagement/FileStorage/6ISTF71ZWRQHD3JPMGV5EK2N4AL0X9 |  | 1072498 | [13 empty] | 3545.81 | NO-ESTIMATION | NO-ESTIMATION | NO-ESTIMATION | NO-ESTIMATION | CAPACITY-FACTOR-V1
CHN | China | Suzhou - GCL Gas |  | WRI1029833 | 360 | 31.3000 | 120.8000 | Gas | [5 empty] | Suzhou Industrial Park Blue Sky Gas Cogeneration Power Co Ltd | http://www.gcl-power.com | [15 empty] | 1091.01 | HYDRO-V1 | HYDRO-V1 | HYDRO-V1 | HYDRO-V1 | HYDRO-V1
CHN | China | Zhabei Gas |  | WRI1029838 | 454 | 31.3400 | 121.5200 | Gas | [5 empty] | Shanghai Power | http://www.shanghaipower.com |  | 1028563 | [13 empty] | 1375.89 | NO-ESTIMATION | NO-ESTIMATION | NO-ESTIMATION | NO-ESTIMATION | CAPACITY-FACTOR-V1
CHN | China | Wuxi Taohuashan Landfill Gas |  | WRI1070959 | 2 | 31.3429 | 120.1718 | Gas | [5 empty] | UNFCCC CDM Registry | https://cdm.unfccc.int/Projects/redirector?ref=856 | UNFCCC CDM Registry | 1090957 | [13 empty] | 6.06 | NO-ESTIMATION | NO-ESTIMATION | NO-ESTIMATION | NO-ESTIMATION | CAPACITY-FACTOR-V1
CHN | China | Mianyang Landfill Gas |  | WRI1071054 | 2 | 31.4139 | 104.7183 | Gas | [5 empty] | UNFCCC CDM Registry | https://cdm.unfccc.int/Projects/redirector?ref=1664 | UNFCCC CDM Registry | [14 empty] | 6.06 | NO-ESTIMATION | NO-ESTIMATION | NO-ESTIMATION | NO-ESTIMATION | CAPACITY-FACTOR-V1
CHN | China | Jiangsu Huadian Wangting |  | WRI1061041 | 780 | 31.4400 | 120.4400 | Gas |  |  |  |  | Jiangsu Huadian Wangting Natural Gas Power Generation Co. Ltd | UNFCCC CDM | http://cdm.unfccc.int/UserManagement/FileStorage/A4MOV3IPS2UBGHWQC7YLDEXFK8Z901 |  | 1100914 | [13 empty] | 2363.87 | NO-ESTIMATION | NO-ESTIMATION | NO-ESTIMATION | NO-ESTIMATION | SOLAR-V1
CHN | China | Wangting Gas |  | WRI1029834 | 780 | 31.4400 | 120.4400 | Gas | [5 empty] | Huadian Power International Company Limited | http://eng.chd.com.cn |  | 1100914 | [13 empty] | 2363.87 | NO-ESTIMATION | NO-ESTIMATION | NO-ESTIMATION | NO-ESTIMATION | CAPACITY-FACTOR-V1
CHN | China | Huaneng Shanghai Baoshan |  | WRI1061044 | 1200 | 31.4600 | 121.4000 | Gas |  |  |  |  | Huaneng Shanghai Combined Cycle Power Company | UNFCCC CDM | https://cdm.unfccc.int/UserManagement/FileStorage/2NP8VMCI0K4RJGHSLZYABQT916FWD5 |  | 1056881 | [13 empty] | 3636.73 | NO-ESTIMATION | NO-ESTIMATION | NO-ESTIMATION | NO-ESTIMATION | CAPACITY-FACTOR-V1
CHN | China | Shanghai - Huaneng Gas |  | WRI1029831 | 1212 | 31.4600 | 121.4000 | Gas | [5 empty] | China Huaneng Group Corporation (CHNG) | http://www.chng.com.cn |  | 1056881 | [13 empty] | 3673.09 | NO-ESTIMATION | NO-ESTIMATION | NO-ESTIMATION | NO-ESTIMATION | NO-ESTIMATION
CHN | China | Shidongkou |  | WRI1061058 | 1050 | 31.4600 | 121.4000 | Gas |  |  |  | 2004.0 |  | China National Technical Import and Export Corporation | http://www.cntic.com.cn/tabid/450/Default.aspx |  | 1013924 | [13 empty] | 3182.13 | NO-ESTIMATION | NO-ESTIMATION | NO-ESTIMATION | NO-ESTIMATION | CAPACITY-FACTOR-V1
CHN | China | Jiangsu Kunshan Phase 2 Municipal Solid Waste Incineration |  | WRI1072146 | 18 | 31.5110 | 120.8860 | Gas | [5 empty] | UNFCCC CDM Registry | https://cdm.unfccc.int/Projects/redirector?ref=6320 | UNFCCC CDM Registry | [14 empty] | 54.55 | NO-ESTIMATION | NO-ESTIMATION | NO-ESTIMATION | NO-ESTIMATION | SOLAR-V1
CHN | China | Chongming Gas |  | WRI1029817 | 828 | 31.5900 | 121.4700 | Gas | [5 empty] | Shenergy Group | http://www.shenergy.com.cn/en/about.aspx | [15 empty] | 2509.34 | NO-ESTIMATION | NO-ESTIMATION | NO-ESTIMATION | NO-ESTIMATION | CAPACITY-FACTOR-V1
CHN | China | Changshu Landfill |  | WRI1071683 | 12 | 31.5936 | 120.6592 | Gas | [5 empty] | UNFCCC CDM Registry | https://cdm.unfccc.int/Projects/redirector?ref=4824 | UNFCCC CDM Registry | [14 empty] | 36.36 | HYDRO-V1 | HYDRO-V1 | HYDRO-V1 | HYDRO-V1 | HYDRO-V1
CHN | China | Jiangsu Huadian Qishuyan |  | WRI1061042 | 780 | 31.7400 | 120.0400 | Gas |  |  |  |  | Jiangsu Huadian Qishuyan Electric Power Co. Ltd. | UNFCCC CDM | http://cdm.unfccc.int/UserManagement/FileStorage/OWBML7KJ23UA9DFQ0YPZITCX5VERS8 | [15 empty] | 2363.87 | NO-ESTIMATION | NO-ESTIMATION | NO-ESTIMATION | NO-ESTIMATION | SOLAR-V1
CHN | China | Qishuyan Gas |  | WRI1029830 | 1140 | 31.7400 | 120.0400 | Gas | [5 empty] | Huadian Power International Company Limited | http://eng.chd.com.cn | [15 empty] | 3454.89 | NO-ESTIMATION | NO-ESTIMATION | NO-ESTIMATION | NO-ESTIMATION | CAPACITY-FACTOR-V1
CHN | China | Jiangyou |  | WRI1061054 | 700 | 31.8000 | 104.7700 | Gas |  |  |  | 2004.0 |  | China National Technical Import and Export Corporation | http://www.cntic.com.cn/tabid/450/Default.aspx |  | 1058757 | [13 empty] | 2121.42 | NO-ESTIMATION | WIND-V1 | WIND-V1 | WIND-V1 | WIND-V1
CHN | China | Hefei Longquanshan Landfill Gas |  | WRI1071143 | 3 | 31.8050 | 117.5588 | Gas | [5 empty] | UNFCCC CDM Registry | https://cdm.unfccc.int/Projects/redirector?ref=2810 | UNFCCC CDM Registry | [14 empty] | 9.09 | NO-ESTIMATION | NO-ESTIMATION | NO-ESTIMATION | NO-ESTIMATION | CAPACITY-FACTOR-V1
CHN | China | Jiangsu Zhangjiagang Huaxing |  | WRI1061043 | 780 | 31.8900 | 120.6000 | Gas |  |  |  |  | Zhangjiagang Huaxing Power Co. Ltd | UNFCCC CDM | http://cdm.unfccc.int/UserManagement/FileStorage/BO50XQ3C2T9EUF7JRNZWH8A4V1YKMG |  | 1057468 | [13 empty] | 2363.87 | NO-ESTIMATION | NO-ESTIMATION | NO-ESTIMATION | SOLAR-V1 | SOLAR-V1
CHN | China | Zhangjiagang - Huaxing Gas |  | WRI1029839 | 760 | 31.8900 | 120.6000 | Gas | [5 empty] | UNFCCC CDM | https://cdm.unfccc.int/Projects/DB/DNV-CUK1237357899.03/view |  | 1057468 | [13 empty] | 2303.26 | NO-ESTIMATION | NO-ESTIMATION | NO-ESTIMATION | NO-ESTIMATION | CAPACITY-FACTOR-V1
CHN | China | Zhenjiang Waste Incineration |  | WRI1072376 | 24 | 32.1580 | 119.6070 | Gas | [5 empty] | UNFCCC CDM Registry | https://cdm.unfccc.int/Projects/redirector?ref=7009 | UNFCCC CDM Registry | [14 empty] | 72.73 | HYDRO-V1 | HYDRO-V1 | HYDRO-V1 | HYDRO-V1 | HYDRO-V1
CHN | China | Huaneng Nanjing Jinling |  | WRI1061040 | 780 | 32.1700 | 119.0100 | Gas |  |  |  |  | Huaneng Nanjing Jinling Power Generation Co. Ltd | UNFCCC CDM | http://cdm.unfccc.int/UserManagement/FileStorage/KEBNZUL97HRF5438C06QIT2GJDXW1A |  | 1088140 | [13 empty] | 2363.87 | NO-ESTIMATION | NO-ESTIMATION | NO-ESTIMATION | NO-ESTIMATION | CAPACITY-FACTOR-V1
CHN | China | Jinling |  | WRI1061055 | 700 | 32.1700 | 119.0200 | Gas |  |  |  | 2004.0 |  | China National Technical Import and Export Corporation | http://www.cntic.com.cn/tabid/450/Default.aspx |  | 1037265 | [13 empty] | 2121.42 | HYDRO-V1 | HYDRO-V1 | HYDRO-V1 | HYDRO-V1 | HYDRO-V1
CHN | China | Pansan Coal Mine Methane |  | WRI1070955 | 8 | 32.3800 | 116.5900 | Gas | [5 empty] | UNFCCC CDM Registry | https://cdm.unfccc.int/Projects/redirector?ref=840 | UNFCCC CDM Registry | 1068012 | [13 empty] | 24.24 | NO-ESTIMATION | NO-ESTIMATION | NO-ESTIMATION | NO-ESTIMATION | CAPACITY-FACTOR-V1
CHN | China | Zhumadian Zhongyuan |  | WRI1061039 | 754.4 | 32.9600 | 114.0600 | Gas |  |  |  |  | Henan Zhongyuan Gas Power Company Ltd. | UNFCCC CDM | http://cdm.unfccc.int/UserManagement/FileStorage/5UD2N97QYXJGMO0SLZHBCT16RAK8W4 |  | 1061626 | [13 empty] | 2286.29 | HYDRO-V1 | HYDRO-V1 | HYDRO-V1 | HYDRO-V1 | HYDRO-V1
CHN | China | Anhui Huaibei Qinan Coal Mine Methane |  | WRI1071238 | 3 | 33.4200 | 117.0000 | Gas | [5 empty] | UNFCCC CDM Registry | https://cdm.unfccc.int/Projects/redirector?ref=3186 | UNFCCC CDM Registry | 1018899 | [13 empty] | 9.09 | HYDRO-V1 | HYDRO-V1 | HYDRO-V1 | HYDRO-V1 | HYDRO-V1
CHN | China | Luohe Landfill |  | WRI1071803 | 2 | 33.5056 | 113.9997 | Gas | [5 empty] | UNFCCC CDM Registry | https://cdm.unfccc.int/Projects/redirector?ref=5238 | UNFCCC CDM Registry | [14 empty] | 6.06 | HYDRO-V1 | HYDRO-V1 | HYDRO-V1 | HYDRO-V1 | HYDRO-V1
CHN | China | Huaibei Haizi And Luling Coal Mine Methane |  | WRI1070949 | 16 | 33.5635 | 116.4600 | Gas | [5 empty] | UNFCCC CDM Registry | https://cdm.unfccc.int/Projects/redirector?ref=770 | UNFCCC CDM Registry | [14 empty] | 48.48 | NO-ESTIMATION | NO-ESTIMATION | NO-ESTIMATION | NO-ESTIMATION | CAPACITY-FACTOR-V1
CHN | China | Yongcheng Xuehu Coal Mine Methane |  | WRI1072526 | 1 | 34.1236 | 116.4497 | Gas | [5 empty] | UNFCCC CDM Registry | https://cdm.unfccc.int/Projects/redirector?ref=7486 | UNFCCC CDM Registry | [14 empty] | 3.03 | NO-ESTIMATION | NO-ESTIMATION | NO-ESTIMATION | NO-ESTIMATION | CAPACITY-FACTOR-V1
CHN | China | Shangqiu Landfill |  | WRI1072274 | 2 | 34.3843 | 115.5567 | Gas | [5 empty] | UNFCCC CDM Registry | https://cdm.unfccc.int/Projects/redirector?ref=6732 | UNFCCC CDM Registry | [14 empty] | 6.06 | NO-ESTIMATION | NO-ESTIMATION | NO-ESTIMATION | NO-ESTIMATION | SOLAR-V1
CHN | China | Baoji Lingyuan Landfill |  | WRI1071865 | 1 | 34.4253 | 107.1047 | Gas | [5 empty] | UNFCCC CDM Registry | https://cdm.unfccc.int/Projects/redirector?ref=5466 | UNFCCC CDM Registry | [14 empty] | 3.03 | NO-ESTIMATION | NO-ESTIMATION | NO-ESTIMATION | NO-ESTIMATION | CAPACITY-FACTOR-V1
CHN | China | Yangzhou City Waste Incineration |  | WRI1071390 | 18 | 34.4622 | 119.3050 | Gas | [5 empty] | UNFCCC CDM Registry | https://cdm.unfccc.int/Projects/redirector?ref=3694 | UNFCCC CDM Registry | [14 empty] | 54.55 | WIND-V1 | WIND-V1 | WIND-V1 | WIND-V1 | WIND-V1
CHN | China | Luoyang Zhangluoping Landfill |  | WRI1072116 | 1 | 34.6347 | 112.3381 | Gas | [5 empty] | UNFCCC CDM Registry | https://cdm.unfccc.int/Projects/redirector?ref=6229 | UNFCCC CDM Registry | [14 empty] | 3.03 | WIND-V1 | WIND-V1 | WIND-V1 | WIND-V1 | WIND-V1
CHN | China | Henan Zhengzhou |  | WRI1061038 | 780 | 34.8000 | 113.5300 | Gas |  |  |  |  | Zhengzhou Combined Cycle Power Co. Ltd | UNFCCC CDM | http://cdm.unfccc.int/UserManagement/FileStorage/9K6OR9FROC8WJE6IXZNKM5GOHY65HI |  | 1059310 | [13 empty] | 2363.87 | WIND-V1 | WIND-V1 | WIND-V1 | WIND-V1 | WIND-V1
CHN | China | Zhengzhou 2 Gas |  | WRI1029840 | 780 | 34.8000 | 113.5300 | Gas | [5 empty] | UNFCCC CDM | https://cdm.unfccc.int/filestorage/1/a/79 |  | 1059310 | [13 empty] | 2363.87 | HYDRO-V1 | HYDRO-V1 | HYDRO-V1 | HYDRO-V1 | HYDRO-V1
CHN | China | Jiyuan Landfill |  | WRI1071833 | 1 | 35.0014 | 112.5461 | Gas | [5 empty] | UNFCCC CDM Registry | https://cdm.unfccc.int/Projects/redirector?ref=5316 | UNFCCC CDM Registry | [14 empty] | 3.03 | NO-ESTIMATION | NO-ESTIMATION | NO-ESTIMATION | NO-ESTIMATION | CAPACITY-FACTOR-V1
CHN | China | Shanxi Yangcheng Coal Mine Methane |  | WRI1071024 | 16 | 35.1200 | 112.3700 | Gas | [5 empty] | UNFCCC CDM Registry | https://cdm.unfccc.int/Projects/redirector?ref=1250 | UNFCCC CDM Registry | [14 empty] | 48.48 | NO-ESTIMATION | NO-ESTIMATION | NO-ESTIMATION | NO-ESTIMATION | CAPACITY-FACTOR-V1
CHN | China | Jiaozuo Zhouliu Landfill |  | WRI1071913 | 2 | 35.1639 | 113.4358 | Gas | [5 empty] | UNFCCC CDM Registry | https://cdm.unfccc.int/Projects/redirector?ref=5652 | UNFCCC CDM Registry | [14 empty] | 6.06 | WIND-V1 | WIND-V1 | WIND-V1 | WIND-V1 | WIND-V1
CHN | China | Shaanxi Tongchuan Huachen Coal Mine Methane |  | WRI1071377 | 7 | 35.2072 | 108.8025 | Gas | [5 empty] | UNFCCC CDM Registry | https://cdm.unfccc.int/Projects/redirector?ref=3661 | UNFCCC CDM Registry | [14 empty] | 21.21 | NO-ESTIMATION | NO-ESTIMATION | NO-ESTIMATION | NO-ESTIMATION | CAPACITY-FACTOR-V1
CHN | China | Lanhua Daning Coal Mine Methane |  | WRI1071240 | 35 | 35.2250 | 112.2506 | Gas | [5 empty] | UNFCCC CDM Registry | https://cdm.unfccc.int/Projects/redirector?ref=3194 | UNFCCC CDM Registry | [14 empty] | 106.07 | NO-ESTIMATION | NO-ESTIMATION | NO-ESTIMATION | NO-ESTIMATION | CAPACITY-FACTOR-V1
CHN | China | Landfill Linyi Landfill |  | WRI1071597 | 1 | 35.3172 | 118.2975 | Gas | [5 empty] | UNFCCC CDM Registry | https://cdm.unfccc.int/Projects/redirector?ref=4503 | UNFCCC CDM Registry | [14 empty] | 3.03 | NO-ESTIMATION | WIND-V1 | WIND-V1 | WIND-V1 | WIND-V1
CHN | China | Jincheng Chengzhuang Coal Mine Methane |  | WRI1071237 | 18 | 35.5625 | 112.6250 | Gas | [5 empty] | UNFCCC CDM Registry | https://cdm.unfccc.int/Projects/redirector?ref=3179 | UNFCCC CDM Registry | [14 empty] | 54.55 | WIND-V1 | WIND-V1 | WIND-V1 | WIND-V1 | WIND-V1
CHN | China | Shanxi Herui Coal Mine Methane |  | WRI1071489 | 45 | 35.5858 | 112.4878 | Gas | [5 empty] | UNFCCC CDM Registry | https://cdm.unfccc.int/Projects/redirector?ref=4098 | UNFCCC CDM Registry | [14 empty] | 136.37 | NO-ESTIMATION | WIND-V1 | WIND-V1 | WIND-V1 | WIND-V1
CHN | China | Jiaonan City Anaerobic Digestion |  | WRI1072124 | 6 | 35.8519 | 120.0250 | Gas | [5 empty] | UNFCCC CDM Registry | https://cdm.unfccc.int/Projects/redirector?ref=6254 | UNFCCC CDM Registry | [14 empty] | 18.18 | WIND-V1 | WIND-V1 | WIND-V1 | WIND-V1 | WIND-V1
CHN | China | Anyang Tanggou Landfill |  | WRI1071916 | 3 | 36.0328 | 114.2806 | Gas | [5 empty] | UNFCCC CDM Registry | https://cdm.unfccc.int/Projects/redirector?ref=5657 | UNFCCC CDM Registry | [14 empty] | 9.09 | NO-ESTIMATION | NO-ESTIMATION | NO-ESTIMATION | NO-ESTIMATION | CAPACITY-FACTOR-V1
CHN | China | Shandong Qingdao Xiaojianxi Landfill Gas |  | WRI1071415 | 3 | 36.2806 | 120.1517 | Gas | [5 empty] | UNFCCC CDM Registry | https://cdm.unfccc.int/Projects/redirector?ref=3794 | UNFCCC CDM Registry | [14 empty] | 9.09 | NO-ESTIMATION | WIND-V1 | WIND-V1 | WIND-V1 | WIND-V1
CHN | China | Shandong Laiwu Landfill |  | WRI1071773 | 1 | 36.2839 | 117.7278 | Gas | [5 empty] | UNFCCC CDM Registry | https://cdm.unfccc.int/Projects/redirector?ref=5130 | UNFCCC CDM Registry | [14 empty] | 3.03 | NO-ESTIMATION | WIND-V1 | WIND-V1 | WIND-V1 | WIND-V1
CHN | China | Golmud |  | WRI1061069 | 300 | 36.3800 | 94.9700 | Gas |  |  |  | 2004.0 |  | Huaxi | http://www.huaxia.com/qh-tw/2007/00606501.html |  | 1063254 | [13 empty] | 909.18 | WIND-V1 | WIND-V1 | WIND-V1 | WIND-V1 | WIND-V1
CHN | China | Jinan Landfill Gas |  | WRI1070977 | 3 | 36.4011 | 117.0000 | Gas | [5 empty] | UNFCCC CDM Registry | https://cdm.unfccc.int/Projects/redirector?ref=933 | UNFCCC CDM Registry | 1090962 | [13 empty] | 9.09 | NO-ESTIMATION | NO-ESTIMATION | NO-ESTIMATION | NO-ESTIMATION | CAPACITY-FACTOR-V1
CHN | China | Qinxin Coal Mine Methane |  | WRI1071244 | 1 | 36.5700 | 112.2100 | Gas | [5 empty] | UNFCCC CDM Registry | https://cdm.unfccc.int/Projects/redirector?ref=3200 | UNFCCC CDM Registry | [14 empty] | 3.03 | NO-ESTIMATION | NO-ESTIMATION | NO-ESTIMATION | NO-ESTIMATION | CAPACITY-FACTOR-V1
CHN | China | Xining Aiyuan Landfill |  | WRI1072013 | 2 | 36.6041 | 101.7295 | Gas | [5 empty] | UNFCCC CDM Registry | https://cdm.unfccc.int/Projects/redirector?ref=5937 | UNFCCC CDM Registry | [14 empty] | 6.06 | NO-ESTIMATION | WIND-V1 | WIND-V1 | WIND-V1 | WIND-V1
CHN | China | San Yuan Fu Da Coalmine Methane |  | WRI1072038 | 7 | 36.9389 | 113.2944 | Gas | [5 empty] | UNFCCC CDM Registry | https://cdm.unfccc.int/Projects/redirector?ref=6026 | UNFCCC CDM Registry | [14 empty] | 21.21 | WIND-V1 | WIND-V1 | WIND-V1 | WIND-V1 | WIND-V1
CHN | China | Shanxi Liulin Coal Mine Methane |  | WRI1071020 | 12 | 37.0807 | 110.3730 | Gas | [5 empty] | UNFCCC CDM Registry | https://cdm.unfccc.int/Projects/redirector?ref=1230 | UNFCCC CDM Registry | [14 empty] | 36.36 | NO-ESTIMATION | NO-ESTIMATION | NO-ESTIMATION | NO-ESTIMATION | CAPACITY-FACTOR-V1
CHN | China | Sdic Xiyang Baiyangling Coal Mine Methane |  | WRI1071251 | 16 | 37.2423 | 110.5106 | Gas | [5 empty] | UNFCCC CDM Registry | https://cdm.unfccc.int/Projects/redirector?ref=3219 | UNFCCC CDM Registry | [14 empty] | 48.48 | NO-ESTIMATION | NO-ESTIMATION | NO-ESTIMATION | NO-ESTIMATION | CAPACITY-FACTOR-V1
CHN | China | Shanxi Coal Yangquan Coal Mine Methane |  | WRI1071034 | 30 | 37.4000 | 112.5400 | Gas | [5 empty] | UNFCCC CDM Registry | https://cdm.unfccc.int/Projects/redirector?ref=1319 | UNFCCC CDM Registry | [14 empty] | 90.91 | NO-ESTIMATION | NO-ESTIMATION | NO-ESTIMATION | NO-ESTIMATION | CAPACITY-FACTOR-V1
CHN | China | Shaqu Phase 1 Coal Mine Methane |  | WRI1071239 | 14 | 37.4100 | 110.8600 | Gas | [5 empty] | UNFCCC CDM Registry | https://cdm.unfccc.int/Projects/redirector?ref=3190 | UNFCCC CDM Registry | [14 empty] | 42.42 | WIND-V1 | WIND-V1 | WIND-V1 | WIND-V1 | WIND-V1
CHN | China | Shaqu Phase 2 Coal Mine Methane |  | WRI1071241 | 56 | 37.4200 | 110.8500 | Gas | [5 empty] | UNFCCC CDM Registry | https://cdm.unfccc.int/Projects/redirector?ref=3195 | UNFCCC CDM Registry | [14 empty] | 169.71 | WIND-V1 | WIND-V1 | WIND-V1 | WIND-V1 | WIND-V1
CHN | China | Sdic Xiyang Huangyanhui Coal Mine Methane |  | WRI1071158 | 10 | 37.5906 | 113.6661 | Gas | [5 empty] | UNFCCC CDM Registry | https://cdm.unfccc.int/Projects/redirector?ref=2929 | UNFCCC CDM Registry | [14 empty] | 30.3 | HYDRO-V1 | HYDRO-V1 | HYDRO-V1 | HYDRO-V1 | HYDRO-V1
CHN | China | Yangquan Yinying Coal Mine Methane |  | WRI1071262 | 5 | 37.8000 | 113.5000 | Gas | [5 empty] | UNFCCC CDM Registry | https://cdm.unfccc.int/Projects/redirector?ref=3266 | UNFCCC CDM Registry | [14 empty] | 15.15 | NO-ESTIMATION | NO-ESTIMATION | NO-ESTIMATION | NO-ESTIMATION | CAPACITY-FACTOR-V1
CHN | China | Yangquan Nanmei Coalmine Methane |  | WRI1071180 | 12 | 37.8342 | 113.5625 | Gas | [5 empty] | UNFCCC CDM Registry | https://cdm.unfccc.int/Projects/redirector?ref=3016 | UNFCCC CDM Registry | [14 empty] | 36.36 | NO-ESTIMATION | NO-ESTIMATION | NO-ESTIMATION | NO-ESTIMATION | NO-ESTIMATION
CHN | China | Hebei Lingda |  | WRI1072085 | 12 | 37.9008 | 114.5089 | Gas | [5 empty] | UNFCCC CDM Registry | https://cdm.unfccc.int/Projects/redirector?ref=6134 | UNFCCC CDM Registry | 1087929 | [13 empty] | 36.36 | NO-ESTIMATION | NO-ESTIMATION | NO-ESTIMATION | WIND-V1 | WIND-V1
CHN | China | Duanwang Coal Mine Methane |  | WRI1071432 | 4 | 37.9427 | 112.9673 | Gas | [5 empty] | UNFCCC CDM Registry | https://cdm.unfccc.int/Projects/redirector?ref=3876 | UNFCCC CDM Registry | [14 empty] | 12.12 | HYDRO-V1 | HYDRO-V1 | HYDRO-V1 | HYDRO-V1 | HYDRO-V1
CHN | China | Yangquan Coal Mine Methane |  | WRI1070969 | 90 | 38.3100 | 112.5400 | Gas | [5 empty] | UNFCCC CDM Registry | https://cdm.unfccc.int/Projects/redirector?ref=892 | UNFCCC CDM Registry | [14 empty] | 272.75 | NO-ESTIMATION | NO-ESTIMATION | NO-ESTIMATION | NO-ESTIMATION | WIND-V1
CHN | China | Hebei Cangzhou |  | WRI1072086 | 15 | 38.3211 | 116.9111 | Gas | [5 empty] | UNFCCC CDM Registry | https://cdm.unfccc.int/Projects/redirector?ref=6135 | UNFCCC CDM Registry | [14 empty] | 45.45 | WIND-V1 | WIND-V1 | WIND-V1 | WIND-V1 | WIND-V1
CHN | China | Sulige |  | WRI1061068 | 350 | 38.5400 | 108.8100 | Gas |  |  |  | 2008.0 |  | UNFCCC CDM | https://cdm.unfccc.int/UserManagement/FileStorage/T2OTUPEVN79W0A0RC7NMZM7HXFBLX6 |  | 1066149 | [13 empty] | 1060.71 | NO-ESTIMATION | NO-ESTIMATION | NO-ESTIMATION | NO-ESTIMATION | CAPACITY-FACTOR-V1
CHN | China | Tianjin Shuangkou Landfill |  | WRI1071044 | 5 | 38.5700 | 116.7100 | Gas | [5 empty] | UNFCCC CDM Registry | https://cdm.unfccc.int/Projects/redirector?ref=1406 | UNFCCC CDM Registry | 1069919 | [13 empty] | 15.15 | NO-ESTIMATION | NO-ESTIMATION | NO-ESTIMATION | NO-ESTIMATION | CAPACITY-FACTOR-V1
CHN | China | Suzhou Landfill Gas |  | WRI1071260 | 2 | 38.5825 | 117.0037 | Gas | [5 empty] | UNFCCC CDM Registry | https://cdm.unfccc.int/Projects/redirector?ref=3260 | UNFCCC CDM Registry | [14 empty] | 6.06 | NO-ESTIMATION | NO-ESTIMATION | NO-ESTIMATION | NO-ESTIMATION | CAPACITY-FACTOR-V1
CHN | China | Baoding Landfill |  | WRI1071621 | 1 | 38.8590 | 115.5378 | Gas | [5 empty] | UNFCCC CDM Registry | https://cdm.unfccc.int/Projects/redirector?ref=4610 | UNFCCC CDM Registry | [14 empty] | 3.03 | WIND-V1 | WIND-V1 | WIND-V1 | WIND-V1 | WIND-V1
CHN | China | Ningxia Shizuishan Coal Mine Methane |  | WRI1071411 | 4 | 39.2333 | 106.7500 | Gas | [5 empty] | UNFCCC CDM Registry | https://cdm.unfccc.int/Projects/redirector?ref=3787 | UNFCCC CDM Registry | [14 empty] | 12.12 | NO-ESTIMATION | NO-ESTIMATION | NO-ESTIMATION | SOLAR-V1 | SOLAR-V1
CHN | China | Ningxia Wulan Coal Mine Methane |  | WRI1071273 | 8 | 39.2386 | 106.2297 | Gas | [5 empty] | UNFCCC CDM Registry | https://cdm.unfccc.int/Projects/redirector?ref=3289 | UNFCCC CDM Registry | [14 empty] | 24.24 | NO-ESTIMATION | NO-ESTIMATION | NO-ESTIMATION | NO-ESTIMATION | CAPACITY-FACTOR-V1
CHN | China | Wuda Wuhushan Coal Mine Methane |  | WRI1071747 | 7 | 39.5050 | 106.6267 | Gas | [5 empty] | UNFCCC CDM Registry | https://cdm.unfccc.int/Projects/redirector?ref=5026 | UNFCCC CDM Registry | [14 empty] | 21.21 | NO-ESTIMATION | NO-ESTIMATION | NO-ESTIMATION | NO-ESTIMATION | CAPACITY-FACTOR-V1
CHN | China | Beijing - Yizhuang Gas |  | WRI1029814 | 150 | 39.7800 | 116.5000 | Gas | [5 empty] | Power Bejing | http://www.powerbeijing.com/channels/134.html | [15 empty] | 454.59 | NO-ESTIMATION | NO-ESTIMATION | NO-ESTIMATION | NO-ESTIMATION | CAPACITY-FACTOR-V1
CHN | China | Yizhuang |  | WRI1061070 | 150 | 39.7800 | 116.5000 | Gas |  |  |  | 2007.0 |  | Bejing International | http://www.ebeijing.gov.cn/Government/reports/t923621.htm | [15 empty] | 454.59 | NO-ESTIMATION | NO-ESTIMATION | NO-ESTIMATION | NO-ESTIMATION | CAPACITY-FACTOR-V1
CHN | China | Beijing No 3 |  | WRI1061028 | 400 | 39.8100 | 116.1400 | Gas |  |  |  |  | Beijing Jing Feng Gas Fired Power Co. Ltd. | UNFCCC CDM | http://cdm.unfccc.int/UserManagement/FileStorage/UGRAVM3DZ8WNBXOSQC0FH41YI5T2K6 |  | 1074915 | [13 empty] | 1212.24 | NO-ESTIMATION | NO-ESTIMATION | NO-ESTIMATION | NO-ESTIMATION | CAPACITY-FACTOR-V1
CHN | China | Beijing - Southeast Gas |  | WRI1029813 | 700 | 39.8900 | 116.2700 | Gas | [5 empty] | Power Bejing | http://www.powerbeijing.com/channels/134.html | [15 empty] | 2121.42 | NO-ESTIMATION | NO-ESTIMATION | NO-ESTIMATION | NO-ESTIMATION | CAPACITY-FACTOR-V1
CHN | China | Huadian Bejing |  | WRI1061067 | 508 | 39.8900 | 116.2700 | Gas |  |  |  | 2007.0 |  | China Daily | http://www.chinadaily.com.cn/bizchina/2008-05/19/content_6695626.htm | [15 empty] | 1539.54 | HYDRO-V1 | HYDRO-V1 | HYDRO-V1 | HYDRO-V1 | HYDRO-V1
CHN | China | Jinjeng |  | WRI1061066 | 700 | 39.8900 | 116.5300 | Gas |  |  |  | 2005.0 |  | Power Engineering | http://www.power-eng.com/articles/2005/10/gas-fired-power-plant-opened-in-beijing.html | [15 empty] | 2121.42 | SOLAR-V1 | SOLAR-V1 | SOLAR-V1 | SOLAR-V1 | SOLAR-V1
CHN | China | Bejing Southwest |  | WRI1061064 | 1538 | 39.9400 | 116.1300 | Gas | [5 empty] | Bejing News | http://www.bjrd.gov.cn/xwzx_1/xwkx/yfly/201508/t20150810_152354.html | [15 empty] | 4661.07 | HYDRO-V1 | HYDRO-V1 | HYDRO-V1 | HYDRO-V1 | HYDRO-V1
CHN | China | Beijing - Northwest |  | WRI1070846 | 2100 | 39.9417 | 116.1257 | Gas |  |  |  | 2013.0 | Beijing Jingxi Gas-fired Thermal Power Co Ltd | Industry About | https://industryabout.com/country-territories-3/1705-china/fossil-fuels-energy/33242-beijing-northwest-gas-power-plant | Industry About | 1091634 | [13 empty] | 6364.27 | HYDRO-V1 | HYDRO-V1 | HYDRO-V1 | HYDRO-V1 | HYDRO-V1
CHN | China | Beijing - Northeast Gas |  | WRI1029812 | 1400 | 39.9500 | 116.6200 | Gas | [5 empty] | UNFCCC CDM | https://cdm.unfccc.int/Projects/DB/BVQI1355458748.35/view |  | 1091634 | [13 empty] | 4242.85 | NO-ESTIMATION | NO-ESTIMATION | NO-ESTIMATION | NO-ESTIMATION | CAPACITY-FACTOR-V1
CHN | China | Beijing Taiyanggong Trigeneration |  | WRI1061029 | 780 | 39.9800 | 116.4400 | Gas |  |  |  |  | Beijing Taiyanggong Gas-fired Thermal Power Company | UNFCCC CDM | http://cdm.unfccc.int/Projects/DB/SGS-UKL1188570070.22/view |  | 1072169 | [13 empty] | 2363.87 | HYDRO-V1 | HYDRO-V1 | HYDRO-V1 | HYDRO-V1 | HYDRO-V1
CHN | China | Hebei Shengyuan Xuandong Coal Mine Methane |  | WRI1071335 | 20 | 40.5500 | 115.1500 | Gas | [5 empty] | UNFCCC CDM Registry | https://cdm.unfccc.int/Projects/redirector?ref=3503 | UNFCCC CDM Registry | [14 empty] | 60.61 | NO-ESTIMATION | SOLAR-V1 | SOLAR-V1 | SOLAR-V1 | SOLAR-V1
CHN | China | Jilin Hunchun Coal Mine Methane |  | WRI1071799 | 4 | 42.8497 | 130.3019 | Gas | [5 empty] | UNFCCC CDM Registry | https://cdm.unfccc.int/Projects/redirector?ref=5227 | UNFCCC CDM Registry | [14 empty] | 12.12 | NO-ESTIMATION | NO-ESTIMATION | SOLAR-V1 | SOLAR-V1 | SOLAR-V1
CHN | China | Changchun City Landfill Gas |  | WRI1071631 | 3 | 43.8620 | 125.4770 | Gas | [5 empty] | UNFCCC CDM Registry | https://cdm.unfccc.int/Projects/redirector?ref=4668 | UNFCCC CDM Registry | [14 empty] | 9.09 | NO-ESTIMATION | WIND-V1 | WIND-V1 | WIND-V1 | WIND-V1
CHN | China | Xinjiang Dahuangshan Coal Mine Methane |  | WRI1072308 | 8 | 44.0400 | 88.6400 | Gas | [5 empty] | UNFCCC CDM Registry | https://cdm.unfccc.int/Projects/redirector?ref=6833 | UNFCCC CDM Registry | [14 empty] | 24.24 | NO-ESTIMATION | NO-ESTIMATION | NO-ESTIMATION | NO-ESTIMATION | CAPACITY-FACTOR-V1
CHN | China | Mudanjiang Guojiagou Landfill Gas |  | WRI1072386 | 3 | 44.6297 | 129.5328 | Gas | [5 empty] | UNFCCC CDM Registry | https://cdm.unfccc.int/Projects/redirector?ref=7041 | UNFCCC CDM Registry | [14 empty] | 9.09 | NO-ESTIMATION | NO-ESTIMATION | NO-ESTIMATION | NO-ESTIMATION | CAPACITY-FACTOR-V1
CIV | Cote DIvoire | Centrale Vridi OCGT Power Plant Cote DIvoire |  | GEODB0042573 | 100 | 5.2579 | -4.0079 | Gas | [5 empty] | GEODB | http://globalenergyobservatory.org | GEODB | 1016327 | 2017 | [13 empty] | NO-ESTIMATION | NO-ESTIMATION | NO-ESTIMATION | NO-ESTIMATION | CAPACITY-FACTOR-V1
CIV | Cote DIvoire | Vridi CIPREL OCGT Power Plant Cote DIvoire |  | GEODB0042574 | 210 | 5.2612 | -4.0096 | Gas | [5 empty] | GEODB | http://globalenergyobservatory.org | GEODB | 1013199 | 2017 | [13 empty] | NO-ESTIMATION | SOLAR-V1 | SOLAR-V1 | SOLAR-V1 | SOLAR-V1
CIV | Cote DIvoire | Azito OCGT Power Plant Ivory Coast |  | GEODB0042570 | 294 | 5.3015 | -4.0763 | Gas | [5 empty] | GEODB | http://globalenergyobservatory.org | GEODB | 1038337 | 2017 | [13 empty] | NO-ESTIMATION | NO-ESTIMATION | SOLAR-V1 | SOLAR-V1 | SOLAR-V1
CMR | Cameroon | Kribi |  | WRI1023033 | 200 | 3.0100 | 9.9600 | Gas | [5 empty] | African Development Bank Group | http://powerafrica.opendataforafrica.org | Power Africa | 1065654 | [14 empty] | NO-ESTIMATION | NO-ESTIMATION | NO-ESTIMATION | NO-ESTIMATION | CAPACITY-FACTOR-V1
COD | Democratic Republic of the Congo | Djeno Total |  | WRI1061234 | 25 | -4.9154 | 11.9362 | Gas |  |  |  | 2012.0 | Total Sa | GEODB | http://globalenergyobservatory.org/geoid/42503 | GEODB | [14 empty] | 3.44 | NO-ESTIMATION | NO-ESTIMATION | NO-ESTIMATION | NO-ESTIMATION | CAPACITY-FACTOR-V1
COG | Congo | Djeno Eni |  | WRI1023146 | 36 | -4.8910 | 11.9154 | Gas | [5 empty] | African Development Bank Group | http://powerafrica.opendataforafrica.org | Power Africa | 1015596 | [13 empty] | 229.55 | NO-ESTIMATION | NO-ESTIMATION | NO-ESTIMATION | NO-ESTIMATION | CAPACITY-FACTOR-V1
COG | Congo | Pointe-Noire Sne |  | WRI1023150 | 300 | -4.9154 | 11.9362 | Gas | [5 empty] | African Development Bank Group | http://powerafrica.opendataforafrica.org | Power Africa | [14 empty] | 1912.97 | NO-ESTIMATION | NO-ESTIMATION | NO-ESTIMATION | NO-ESTIMATION | CAPACITY-FACTOR-V1
COL | Colombia | Termobarranquilla |  | WRI1018580 | 918 | 10.9368 | -74.7643 | Gas |  |  |  |  | TEBSA | ProColombia | http://www.cc.lu/fileadmin/user_upload/cc.lu/Manifestations/20150701_Mexico_Colombia_Mission/01___Electric_Power_Generation_in_Colombia_-_2015.pdf | GEODB | 1031129 | [13 empty] | 2977.71 | NO-ESTIMATION | NO-ESTIMATION | NO-ESTIMATION | NO-ESTIMATION | CAPACITY-FACTOR-V1
COL | Colombia | Termoflores |  | WRI1018583 | 670 | 11.0253 | -74.8112 | Gas |  |  |  |  | Termoflores S.A.E.S.P | ProColombia | http://www.cc.lu/fileadmin/user_upload/cc.lu/Manifestations/20150701_Mexico_Colombia_Mission/01___Electric_Power_Generation_in_Colombia_-_2015.pdf | WRI | 1013260 | [13 empty] | 2173.28 | NO-ESTIMATION | NO-ESTIMATION | NO-ESTIMATION | NO-ESTIMATION | CAPACITY-FACTOR-V1
COL | Colombia | Termovalle |  | WRI1018585 | 205 | 3.5649 | -76.4532 | Gas |  |  |  |  | Termovalle S.A. | ProColombia | http://www.cc.lu/fileadmin/user_upload/cc.lu/Manifestations/20150701_Mexico_Colombia_Mission/01___Electric_Power_Generation_in_Colombia_-_2015.pdf | GEODB | 1020974 | [13 empty] | 664.95 | NO-ESTIMATION | NO-ESTIMATION | NO-ESTIMATION | NO-ESTIMATION | CAPACITY-FACTOR-V1
COL | Colombia | La Sierra |  | WRI1018572 | 460 | 6.2345 | -74.5614 | Gas |  |  |  |  | EPM | ProColombia | http://www.cc.lu/fileadmin/user_upload/cc.lu/Manifestations/20150701_Mexico_Colombia_Mission/01___Electric_Power_Generation_in_Colombia_-_2015.pdf | WRI | 1015821 | [13 empty] | 1492.1 | NO-ESTIMATION | NO-ESTIMATION | NO-ESTIMATION | NO-ESTIMATION | CAPACITY-FACTOR-V1
COL | Colombia | Termocentro |  | WRI1018582 | 300 | 6.4656 | -74.3912 | Gas |  |  |  |  | Isagen S.A. | ProColombia | http://www.cc.lu/fileadmin/user_upload/cc.lu/Manifestations/20150701_Mexico_Colombia_Mission/01___Electric_Power_Generation_in_Colombia_-_2015.pdf | GEODB | 1019708 | [13 empty] | 973.11 | NO-ESTIMATION | NO-ESTIMATION | NO-ESTIMATION | NO-ESTIMATION | CAPACITY-FACTOR-V1
CUB | Cuba | Varadero Powerplant |  | WRI1002021 | 173 | 23.0879 | -81.2695 | Gas |  |  |  |  | UniÃ³n ElÃ©ctrica | Republic of Cuba Power Sector Infrastructure Assesment | http://ctp.iccas.miami.edu/Appendices/Appendix_D_Power/Powerpoint_for_Cereijo_2010a.pdf | WRI | 1016234 | [14 empty] | NO-ESTIMATION | NO-ESTIMATION | NO-ESTIMATION | NO-ESTIMATION | CAPACITY-FACTOR-V1
CUB | Cuba | Boca de Jaruco |  | WRI1002023 | 238 | 23.1822 | -82.0171 | Gas |  |  |  |  | UniÃ³n ElÃ©ctrica | Republic of Cuba Power Sector Infrastructure Assesment | http://ctp.iccas.miami.edu/Appendices/Appendix_D_Power/Powerpoint_for_Cereijo_2010a.pdf | WRI | 1044246 | [14 empty] | NO-ESTIMATION | NO-ESTIMATION | NO-ESTIMATION | NO-ESTIMATION | CAPACITY-FACTOR-V1
CYP | Cyprus | Vasilikos Power Plant Cyprus |  | GEODB0045552 | 868 | 34.7286 | 33.2900 | Gas | [5 empty] | GEODB | http://globalenergyobservatory.org | GEODB | 1014195 | 2017 | [13 empty] | NO-ESTIMATION | NO-ESTIMATION | NO-ESTIMATION | NO-ESTIMATION | CAPACITY-FACTOR-V1
CZE | Czech Republic | Kladno (TG6) |  | WRI1019208 | 110 | 50.1535 | 14.1270 | Gas | Biomass |  |  | 1999.0 | Alpiq Group | Alpiq Group | http://www.alpiq.com/alpiq-group/our-assets/thermal-power-plants/gas-fired-combined-cycle-power-plants/combined-cycle-power-plants.jsp | WRI | 1016238 | [13 empty] | 258.77 | NO-ESTIMATION | NO-ESTIMATION | NO-ESTIMATION | NO-ESTIMATION | CAPACITY-FACTOR-V1
CZE | Czech Republic | VÅ™esovÃ¡ |  | WRI1019223 | 370 | 50.2576 | 12.6932 | Gas |  |  |  | 1995.0 | Sokolovska Uhlena | Sokolovska Uhlena | https://www.suas.cz/index.php/produkty/elektricka-energie | GEODB | 1029421 | [13 empty] | 870.41 | NO-ESTIMATION | NO-ESTIMATION | NO-ESTIMATION | NO-ESTIMATION | CAPACITY-FACTOR-V1
CZE | Czech Republic | PoÄerady |  | WRI1019205 | 840 | 50.4267 | 13.6747 | Gas |  |  |  | 2014.0 | CEZ Group | CEZ Group | https://www.cez.cz/en/power-plants-and-environment/ccgt-power-plants.html | WRI | 1012041 | [13 empty] | 1976.06 | NO-ESTIMATION | NO-ESTIMATION | NO-ESTIMATION | NO-ESTIMATION | CAPACITY-FACTOR-V1
DEU | Germany | Kraftwerk Grenzach-Wyhlen |  | WRI1005881 | 40 | 47.5397 | 7.7069 | Gas |  |  |  | 2004.0 | KGW - Kraftwerk Grenzach-Wyhlen GmbH | Open Power System Data | http://data.open-power-system-data.org/ | Open Power System Data | [14 empty] | 155.01 | NO-ESTIMATION | NO-ESTIMATION | NO-ESTIMATION | NO-ESTIMATION | CAPACITY-FACTOR-V1
DEU | Germany | Heizkraftwerk Evonik Rheinfelden |  | WRI1005741 | 16 | 47.5708 | 7.8072 | Gas |  |  |  | 1980.0 | Evonik Degussa GmbH | Open Power System Data | http://data.open-power-system-data.org/ | Open Power System Data | [14 empty] | 62 | NO-ESTIMATION | NO-ESTIMATION | NO-ESTIMATION | NO-ESTIMATION | CAPACITY-FACTOR-V1
DEU | Germany | PWG |  | WRI1006010 | 10.6 | 47.7895 | 11.0554 | Gas |  |  |  |  | PeiÃŸenberger WÃ¤rmegesellschaft mbH | Open Power System Data | http://data.open-power-system-data.org/ | Open Power System Data | [14 empty] | 41.07 | NO-ESTIMATION | NO-ESTIMATION | NO-ESTIMATION | NO-ESTIMATION | CAPACITY-FACTOR-V1
DEU | Germany | HBB |  | WRI1005730 | 24 | 47.7960 | 12.1193 | Gas |  |  |  | 2001.0 | HBB Heizkraftwerk Bauernfeind Betreibergesellschaft mbh | Open Power System Data | http://data.open-power-system-data.org/ | Open Power System Data | [14 empty] | 93 | NO-ESTIMATION | NO-ESTIMATION | NO-ESTIMATION | NO-ESTIMATION | CAPACITY-FACTOR-V1
DEU | Germany | Natural Gasmotore |  | WRI1005971 | 23.3 | 47.8561 | 12.1341 | Gas |  |  |  | 2011.0 | Stadtwerke Rosenheim GmbH & Co. KG | Open Power System Data | http://data.open-power-system-data.org/ | Open Power System Data | [14 empty] | 90.29 | NO-ESTIMATION | NO-ESTIMATION | NO-ESTIMATION | NO-ESTIMATION | CAPACITY-FACTOR-V1
DEU | Germany | HKW Freiberg |  | WRI1005768 | 27 | 48.0056 | 7.8423 | Gas |  |  |  | 2001.0 | UniversitÃ¤tsklinikum Freiburg AdÃ¶R | Open Power System Data | http://data.open-power-system-data.org/ | Open Power System Data | 1116378 | [13 empty] | 104.63 | NO-ESTIMATION | NO-ESTIMATION | NO-ESTIMATION | SOLAR-V1 | SOLAR-V1
DEU | Germany | GuD Anlage WVK |  | WRI1005711 | 60.1 | 48.0202 | 7.8452 | Gas |  |  |  | 1998.0 | Solvay Acetow GmbH | Open Power System Data | http://data.open-power-system-data.org/ | Open Power System Data | [14 empty] | 232.91 | NO-ESTIMATION | NO-ESTIMATION | NO-ESTIMATION | NO-ESTIMATION | SOLAR-V1
DEU | Germany | Kraftwerk Meggle |  | WRI1005887 | 12.6 | 48.0564 | 12.1852 | Gas |  |  |  | 2000.0 | Molkerei MEGGLE Wasserburg GmbH & Co. KG | Open Power System Data | http://data.open-power-system-data.org/ | Open Power System Data | [14 empty] | 48.83 | NO-ESTIMATION | NO-ESTIMATION | SOLAR-V1 | SOLAR-V1 | SOLAR-V1
DEU | Germany | SÃ¼d DT1 |  | WRI1006062 | 79.7 | 48.1351 | 11.5820 | Gas |  |  |  | 1980.0 | SWM Services GmbH | Open Power System Data | http://data.open-power-system-data.org/ | Open Power System Data | [14 empty] | 308.86 | HYDRO-V1 | HYDRO-V1 | HYDRO-V1 | HYDRO-V1 | HYDRO-V1
DEU | Germany | SÃ¼d DT60 |  | WRI1006063 | 127.6 | 48.1351 | 11.5820 | Gas |  |  |  | 2004.0 | SWM Services GmbH | Open Power System Data | http://data.open-power-system-data.org/ | Open Power System Data | [6 empty] | 1641.411 |  |  | JRC-PPDB-OPEN |  |  |  |  | 494.5 | NO-ESTIMATION | NO-ESTIMATION | NO-ESTIMATION | NO-ESTIMATION | NO-ESTIMATION
DEU | Germany | SÃ¼d GT 61 |  | WRI1006064 | 444.6 | 48.1351 | 11.5820 | Gas |  |  |  | 2004.0 | SWM Services GmbH | Open Power System Data | http://data.open-power-system-data.org/ | Open Power System Data | [5 empty] | 193.781 | 225.671 |  |  | JRC-PPDB-OPEN |  |  |  |  | 1723 | NO-ESTIMATION | NO-ESTIMATION | NO-ESTIMATION | NO-ESTIMATION | CAPACITY-FACTOR-V1
DEU | Germany | HKW3 UPM Schongau |  | WRI1005826 | 65 | 48.1603 | 10.1144 | Gas |  |  |  | 2015.0 | UPM GmbH | Open Power System Data | http://data.open-power-system-data.org/ | CARMA | 1018088 | [13 empty] | 251.9 | NO-ESTIMATION | NO-ESTIMATION | NO-ESTIMATION | NO-ESTIMATION | CAPACITY-FACTOR-V1
DEU | Germany | Industriepark Werk Gendorf |  | WRI1005845 | 49 | 48.1768 | 12.7306 | Gas |  |  |  | 2002.0 | InfraServ GmbH & Co. Gendorf KG | Open Power System Data | http://data.open-power-system-data.org/ | Open Power System Data | [14 empty] | 189.89 | NO-ESTIMATION | NO-ESTIMATION | NO-ESTIMATION | NO-ESTIMATION | CAPACITY-FACTOR-V1
DEU | Germany | Dampfkraftwerk BGH - O1 |  | WRI1005626 | 178 | 48.1835 | 12.8531 | Gas |  |  |  | 2001.0 | Wacker Chemie AG | Open Power System Data | http://data.open-power-system-data.org/ | Open Power System Data | [14 empty] | 689.82 | HYDRO-V1 | HYDRO-V1 | HYDRO-V1 | HYDRO-V1 | HYDRO-V1
DEU | Germany | Energiezentrale 1992 |  | WRI1005662 | 11.06 | 48.3591 | 11.7903 | Gas |  |  |  | 1992.0 | Flughafen MÃ¼nchen GmbH | Open Power System Data | http://data.open-power-system-data.org/ | Open Power System Data | [14 empty] | 42.86 | HYDRO-V1 | HYDRO-V1 | HYDRO-V1 | HYDRO-V1 | HYDRO-V1
DEU | Germany | Erweiterung Energiezentrale 2003 |  | WRI1005668 | 7.44 | 48.3591 | 11.7903 | Gas |  |  |  | 2003.0 | Flughafen MÃ¼nchen GmbH | Open Power System Data | http://data.open-power-system-data.org/ | Open Power System Data | [14 empty] | 28.83 | HYDRO-V1 | HYDRO-V1 | HYDRO-V1 | HYDRO-V1 | HYDRO-V1
DEU | Germany | Heizkraftwerk 4 |  | WRI1005735 | 18 | 48.3751 | 10.9028 | Gas |  |  |  | 1976.0 | Stadtwerke Augsburg Energie GmbH | Open Power System Data | http://data.open-power-system-data.org/ | Open Power System Data | [14 empty] | 69.75 | NO-ESTIMATION | NO-ESTIMATION | SOLAR-V1 | SOLAR-V1 | SOLAR-V1
DEU | Germany | UPM Augsburg |  | WRI1006115 | 29 | 48.3801 | 10.9014 | Gas |  |  |  | 1966.0 | UPM GmbH | Open Power System Data | http://data.open-power-system-data.org/ | Open Power System Data | [14 empty] | 112.38 | SOLAR-V1 | SOLAR-V1 | SOLAR-V1 | SOLAR-V1 | SOLAR-V1
DEU | Germany | Natural Gas Turbine #8 |  | WRI1005972 | 28.8 | 48.4010 | 10.9358 | Gas |  |  |  | 2004.0 | Stadtwerke Augsburg Energie GmbH | Open Power System Data | http://data.open-power-system-data.org/ | Open Power System Data | [14 empty] | 111.61 | SOLAR-V1 | SOLAR-V1 | SOLAR-V1 | SOLAR-V1 | SOLAR-V1
DEU | Germany | BHKW-HauffstraÃŸe |  | WRI1005591 | 9.8 | 48.4939 | 9.1856 | Gas |  |  |  | 2011.0 | FairEnergie GmbH | Open Power System Data | http://data.open-power-system-data.org/ | Open Power System Data | 1116375 | [13 empty] | 37.97 | NO-ESTIMATION | NO-ESTIMATION | SOLAR-V1 | SOLAR-V1 | SOLAR-V1
DEU | Germany | BHKW Obere Viehweide |  | WRI1005590 | 13.4 | 48.5109 | 9.0715 | Gas |  |  |  | 2000.0 | Stadtwerke TÃ¼bingen GmbH | Open Power System Data | http://data.open-power-system-data.org/ | Open Power System Data | 1048067 | [13 empty] | 51.93 | NO-ESTIMATION | NO-ESTIMATION | NO-ESTIMATION | NO-ESTIMATION | CAPACITY-FACTOR-V1
DEU | Germany | GHD |  | WRI1005695 | 13.4 | 48.6403 | 12.4634 | Gas |  |  |  | 1998.0 | GHD Bayernwerk Natur GmbH & Co. KG | Open Power System Data | http://data.open-power-system-data.org/ | Open Power System Data | [14 empty] | 51.93 | NO-ESTIMATION | NO-ESTIMATION | NO-ESTIMATION | SOLAR-V1 | SOLAR-V1
DEU | Germany | IHKW Heidenheim |  | WRI1005834 | 26.5 | 48.6701 | 10.1506 | Gas |  |  |  |  | Voith Dienstleistungen und GrundstÃ¼cks GmbH & Co. KG | Open Power System Data | http://data.open-power-system-data.org/ | Open Power System Data | 1116488 | [13 empty] | 102.69 | NO-ESTIMATION | NO-ESTIMATION | NO-ESTIMATION | NO-ESTIMATION | CAPACITY-FACTOR-V1
DEU | Germany | Heizkraftwerk Sindelfingen |  | WRI1005758 | 95 | 48.6972 | 8.9992 | Gas |  |  |  |  | Daimler AG | Open Power System Data | http://data.open-power-system-data.org/ | Open Power System Data | 1092274 | [13 empty] | 368.16 | HYDRO-V1 | HYDRO-V1 | HYDRO-V1 | HYDRO-V1 | HYDRO-V1
DEU | Germany | Heizkraftwerk Altbach/Deizisau (Natural Gas) |  | WRI1005738 | 65 | 48.7176 | 9.3749 | Gas |  |  |  |  | EnBW Energie Baden-WÃ¼rttemberg AG | Open Power System Data | http://data.open-power-system-data.org/ | Open Power System Data | [14 empty] | 251.9 | NO-ESTIMATION | NO-ESTIMATION | NO-ESTIMATION | NO-ESTIMATION | CAPACITY-FACTOR-V1
DEU | Germany | HKW Pfaffenwald |  | WRI1005806 | 36 | 48.7508 | 9.1103 | Gas |  |  |  |  | UniversitÃ¤t Stuttgart | Open Power System Data | http://data.open-power-system-data.org/ | Open Power System Data | 1032531 | [13 empty] | 139.51 | HYDRO-V1 | HYDRO-V1 | HYDRO-V1 | HYDRO-V1 | HYDRO-V1
DEU | Germany | Gemeinschaftskraftwerk Irsching |  | WRI1005691 | 1391 | 48.7670 | 11.5800 | Gas |  |  |  |  | Gemeinschaftskraftwerk Irsching GmbH | Open Power System Data | http://data.open-power-system-data.org/ | Open Power System Data | 1019813 |  |  |  | 567.611 | 204.757 | 133.487 |  |  | JRC-PPDB-OPEN |  |  |  |  | 5390.68 | NO-ESTIMATION | NO-ESTIMATION | NO-ESTIMATION | NO-ESTIMATION | CAPACITY-FACTOR-V1
DEU | Germany | Kraftwerk Plattling |  | WRI1005891 | 97.9 | 48.7874 | 12.8825 | Gas |  |  |  | 2010.0 | Daimler AG / UPM GmbH | Open Power System Data | http://data.open-power-system-data.org/ | Open Power System Data | [14 empty] | 379.4 | NO-ESTIMATION | NO-ESTIMATION | NO-ESTIMATION | NO-ESTIMATION | CAPACITY-FACTOR-V1
DEU | Germany | Heizkraftwerk Pforzheim GmbH |  | WRI1005756 | 52.5 | 48.8832 | 8.6653 | Gas |  |  |  | 1969.0 | Heizkraftwerk Pforzheim GmbH | Open Power System Data | http://data.open-power-system-data.org/ | Open Power System Data | 1030026 | [13 empty] | 203.45 | NO-ESTIMATION | NO-ESTIMATION | NO-ESTIMATION | NO-ESTIMATION | CAPACITY-FACTOR-V1
DEU | Germany | Rheinhafen-Dampfkraftwerk |  | WRI1006025 | 353 | 49.0130 | 8.3040 | Gas |  |  |  | 1998.0 | EnBW Energie Baden-WÃ¼rttemberg AG | Open Power System Data | http://data.open-power-system-data.org/ | WRI | [5 empty] | 172.334 |  |  |  | ENTSOE |  |  |  |  | 1368.01 | NO-ESTIMATION | NO-ESTIMATION | NO-ESTIMATION | NO-ESTIMATION | CAPACITY-FACTOR-V1
DEU | Germany | Heizkraftwerk West |  | WRI1005761 | 37 | 49.0144 | 8.3481 | Gas |  |  |  | 1984.0 | Stadtwerke Karlsruhe GmbH | Open Power System Data | http://data.open-power-system-data.org/ | Open Power System Data | [14 empty] | 143.38 | NO-ESTIMATION | NO-ESTIMATION | NO-ESTIMATION | NO-ESTIMATION | CAPACITY-FACTOR-V1
DEU | Germany | BHKW |  | WRI1005586 | 13 | 49.0475 | 8.2816 | Gas |  |  |  | 2013.0 | Daimler AG | Open Power System Data | http://data.open-power-system-data.org/ | Open Power System Data | [14 empty] | 50.38 | NO-ESTIMATION | NO-ESTIMATION | NO-ESTIMATION | NO-ESTIMATION | CAPACITY-FACTOR-V1
DEU | Germany | HKW WÃ¶rth |  | WRI1005821 | 59 | 49.0700 | 8.3070 | Gas |  |  |  | 2008.0 | Palm Power GmbH & Co. KG | Open Power System Data | http://data.open-power-system-data.org/ | Open Power System Data | [14 empty] | 228.64 | NO-ESTIMATION | NO-ESTIMATION | NO-ESTIMATION | NO-ESTIMATION | CAPACITY-FACTOR-V1
DEU | Germany | Natural Gas Turbine #1 |  | WRI1006093 | 28 | 49.2095 | 7.9360 | Gas |  |  |  | 1975.0 | Buchmann GmbH | Open Power System Data | http://data.open-power-system-data.org/ | Open Power System Data | [14 empty] | 108.51 | NO-ESTIMATION | NO-ESTIMATION | NO-ESTIMATION | NO-ESTIMATION | CAPACITY-FACTOR-V1
DEU | Germany | Natural Gas- u. Dampfturbinenanlage SÃ¼draum |  | WRI1005967 | 38.6 | 49.2137 | 6.9781 | Gas |  |  |  | 2012.0 | ZF Friedrichshafen AG | Open Power System Data | http://data.open-power-system-data.org/ | Open Power System Data | [14 empty] | 149.59 | NO-ESTIMATION | NO-ESTIMATION | NO-ESTIMATION | NO-ESTIMATION | CAPACITY-FACTOR-V1
DEU | Germany | HKW Fenne GrubenNatural Gaskraftwerk |  | WRI1005786 | 42 | 49.2490 | 6.8792 | Gas |  |  |  | 2003.0 | STEAG New Energies GmbH | Open Power System Data | http://data.open-power-system-data.org/ | Open Power System Data | [5 empty] | 1358.779 | 962.789 |  |  | JRC-PPDB-OPEN |  |  |  |  | 162.76 | NO-ESTIMATION | NO-ESTIMATION | NO-ESTIMATION | NO-ESTIMATION | SOLAR-V1
DEU | Germany | Natural Gas Turbine #7 |  | WRI1005708 | 18.6 | 49.4059 | 11.1329 | Gas |  |  |  |  | Prinovis Ltd. & Co. KG | Open Power System Data | http://data.open-power-system-data.org/ | Open Power System Data | [14 empty] | 72.08 | NO-ESTIMATION | NO-ESTIMATION | NO-ESTIMATION | NO-ESTIMATION | CAPACITY-FACTOR-V1
DEU | Germany | Franken 1 |  | WRI1005681 | 823 | 49.4208 | 11.0077 | Gas |  |  |  |  | E.ON Kraftwerke GmbH | Open Power System Data | http://data.open-power-system-data.org/ | Open Power System Data | 1017811 |  |  |  | 400.634 | 230.636 | 434.319 |  |  | JRC-PPDB-OPEN |  |  |  |  | 3189.45 | NO-ESTIMATION | NO-ESTIMATION | NO-ESTIMATION | NO-ESTIMATION | CAPACITY-FACTOR-V1
DEU | Germany | KWKK Heidelberg |  | WRI1005927 | 13.5 | 49.4216 | 8.6728 | Gas |  |  |  | 2002.0 | RWE Energiedienstleistungen GmbH | Open Power System Data | http://data.open-power-system-data.org/ | Open Power System Data | [14 empty] | 52.31 | NO-ESTIMATION | NO-ESTIMATION | NO-ESTIMATION | SOLAR-V1 | SOLAR-V1
DEU | Germany | HKW Karcherstr. (Natural Gas) |  | WRI1005796 | 11.6 | 49.4347 | 7.7602 | Gas |  |  |  | 1989.0 | SWK - Stadtwerke Kaiserslautern | Open Power System Data | http://data.open-power-system-data.org/ | Open Power System Data | [14 empty] | 44.95 | NO-ESTIMATION | NO-ESTIMATION | NO-ESTIMATION | NO-ESTIMATION | CAPACITY-FACTOR-V1
DEU | Germany | HKW Sandreuth |  | WRI1005810 | 150 | 49.4386 | 11.0606 | Gas |  |  |  | 2005.0 | N-ERGIE AG | Open Power System Data | http://data.open-power-system-data.org/ | Open Power System Data | 1016312 | [13 empty] | 581.31 | NO-ESTIMATION | NO-ESTIMATION | NO-ESTIMATION | NO-ESTIMATION | CAPACITY-FACTOR-V1
DEU | Germany | BHKW Ludwigshafen |  | WRI1005589 | 12.5 | 49.4531 | 8.4336 | Gas |  |  |  | 2008.0 | MVV Energie AG | Open Power System Data | http://data.open-power-system-data.org/ | Open Power System Data |  |  |  |  | 2980.12 | 2941.261 | 2809.345 |  |  | JRC-PPDB-OPEN |  |  |  |  | 48.44 | NO-ESTIMATION | NO-ESTIMATION | NO-ESTIMATION | NO-ESTIMATION | CAPACITY-FACTOR-V1
DEU | Germany | Industriekraftwerk Ludwigshafen |  | WRI1005844 | 12 | 49.4532 | 8.4336 | Gas |  |  |  | 2003.0 | MVV Energie AG | Open Power System Data | http://data.open-power-system-data.org/ | Open Power System Data | [14 empty] | 46.5 | NO-ESTIMATION | NO-ESTIMATION | NO-ESTIMATION | NO-ESTIMATION | CAPACITY-FACTOR-V1
DEU | Germany | Kraftwerk SÃ¼d |  | WRI1005895 | 390 | 49.5136 | 8.4316 | Gas |  |  |  | 1997.0 | BASF SE | Open Power System Data | http://data.open-power-system-data.org/ | Open Power System Data | [14 empty] | 1511.4 | HYDRO-V1 | HYDRO-V1 | HYDRO-V1 | HYDRO-V1 | HYDRO-V1
DEU | Germany | Kraftwerk Mitte |  | WRI1005888 | 490 | 49.5137 | 8.4316 | Gas |  |  |  | 2005.0 | BASF SE | Open Power System Data | http://data.open-power-system-data.org/ | Open Power System Data | [5 empty] | 1597.095 |  |  |  | ENTSOE |  |  |  |  | 1898.94 | NO-ESTIMATION | NO-ESTIMATION | NO-ESTIMATION | NO-ESTIMATION | CAPACITY-FACTOR-V1
DEU | Germany | GuD-Kraftwerk |  | WRI1005724 | 17.2 | 49.5307 | 8.4709 | Gas |  |  |  | 2005.0 | Energie- und Medienversorgung Sandhofer StraÃŸe GmbH & Co. KG | Open Power System Data | http://data.open-power-system-data.org/ | Open Power System Data | [14 empty] | 66.65 | NO-ESTIMATION | NO-ESTIMATION | NO-ESTIMATION | NO-ESTIMATION | CAPACITY-FACTOR-V1
DEU | Germany | HKW Erlangen (Natural Gas) |  | WRI1005785 | 28.5 | 49.5930 | 11.0016 | Gas |  |  |  |  | Erlanger Stadtwerke AG | Open Power System Data | http://data.open-power-system-data.org/ | Open Power System Data | 1029839 | [13 empty] | 110.44 | NO-ESTIMATION | NO-ESTIMATION | NO-ESTIMATION | NO-ESTIMATION | WIND-V1
DEU | Germany | HKW 1 Werk Offstein |  | WRI1005771 | 30 | 49.5991 | 8.2210 | Gas |  |  |  | 1992.0 | SÃ¼dzucker AG Mannheim/Ochsenfurt | Open Power System Data | http://data.open-power-system-data.org/ | Open Power System Data | 1030523 | [13 empty] | 116.26 | NO-ESTIMATION | NO-ESTIMATION | NO-ESTIMATION | NO-ESTIMATION | CAPACITY-FACTOR-V1
DEU | Germany | Co-Generation |  | WRI1005625 | 11.5 | 49.6633 | 8.3589 | Gas |  |  |  | 1991.0 | Grace GmbH & Co. KG | Open Power System Data | http://data.open-power-system-data.org/ | Open Power System Data | [14 empty] | 44.56 | WIND-V1 | WIND-V1 | WIND-V1 | WIND-V1 | WIND-V1
DEU | Germany | Heizkraftwerke an der FriedensbrÃ¼cke |  | WRI1005763 | 122 | 49.8000 | 9.9231 | Gas |  |  |  |  | Heizkraftwerk WÃ¼rzburg GmbH | Open Power System Data | http://data.open-power-system-data.org/ | Open Power System Data | [14 empty] | 472.79 | NO-ESTIMATION | NO-ESTIMATION | NO-ESTIMATION | NO-ESTIMATION | CAPACITY-FACTOR-V1
DEU | Germany | Industriekraftwerk Breuberg |  | WRI1005842 | 11.4 | 49.8108 | 9.0117 | Gas |  |  |  | 1999.0 | Industriekraftwerk Breuberg GmbH / Pirelli Deutschland GmbH | Open Power System Data | http://data.open-power-system-data.org/ | Open Power System Data | 1074031 | [13 empty] | 44.17 | WIND-V1 | WIND-V1 | WIND-V1 | WIND-V1 | WIND-V1
DEU | Germany | Obernburg |  | WRI1005988 | 100 | 49.8293 | 9.1482 | Gas |  |  |  |  | Kraftwerk Obernburg GmbH | Open Power System Data | http://data.open-power-system-data.org/ | Open Power System Data | [14 empty] | 387.54 | NO-ESTIMATION | NO-ESTIMATION | NO-ESTIMATION | NO-ESTIMATION | CAPACITY-FACTOR-V1
DEU | Germany | Biomass Generator #20 |  | WRI1006098 | 10.7 | 49.8587 | 7.8857 | Gas |  |  |  | 2006.0 | Michelin Reifenwerke AG & Co. KGaA Standort Bad Kreuznach | Open Power System Data | http://data.open-power-system-data.org/ | Open Power System Data | [14 empty] | 41.46 | NO-ESTIMATION | NO-ESTIMATION | SOLAR-V1 | SOLAR-V1 | SOLAR-V1
DEU | Germany | Heizkraftwerk 5 |  | WRI1005736 | 10 | 49.8828 | 8.6287 | Gas |  |  |  | 1999.0 | Merck KGaA | Open Power System Data | http://data.open-power-system-data.org/ | Open Power System Data | [14 empty] | 38.75 | NO-ESTIMATION | NO-ESTIMATION | NO-ESTIMATION | NO-ESTIMATION | CAPACITY-FACTOR-V1
DEU | Germany | GTKW Darmstadt |  | WRI1005709 | 94.6 | 49.8849 | 8.6501 | Gas |  |  |  | 2013.0 | HEAG SÃ¼dhessische Energie AG (HSE) | Open Power System Data | http://data.open-power-system-data.org/ | Open Power System Data | 1039668 | [13 empty] | 366.61 | NO-ESTIMATION | NO-ESTIMATION | NO-ESTIMATION | NO-ESTIMATION | CAPACITY-FACTOR-V1
DEU | Germany | HKW Eltmann |  | WRI1005782 | 57 | 49.9840 | 10.6514 | Gas |  |  |  | 2008.0 | Palm Power GmbH & Co. KG | Open Power System Data | http://data.open-power-system-data.org/ | Open Power System Data | [14 empty] | 220.89 | NO-ESTIMATION | NO-ESTIMATION | NO-ESTIMATION | NO-ESTIMATION | CAPACITY-FACTOR-V1
DEU | Germany | GuD-Anlage |  | WRI1005719 | 47 | 49.9882 | 9.1558 | Gas |  |  |  | 2013.0 | DS Smith Paper Deutschland GmbH | Open Power System Data | http://data.open-power-system-data.org/ | Open Power System Data | [5 empty] | 215.268 | 205.907 |  |  | JRC-PPDB-OPEN |  |  |  |  | 182.14 | NO-ESTIMATION | NO-ESTIMATION | NO-ESTIMATION | NO-ESTIMATION | CAPACITY-FACTOR-V1
DEU | Germany | GuD-Anlage RÃ¼sselsheim |  | WRI1005721 | 112.1 | 49.9920 | 8.4141 | Gas |  |  |  | 1999.0 | Adam Opel AG | Open Power System Data | http://data.open-power-system-data.org/ | Open Power System Data | [14 empty] | 434.43 | NO-ESTIMATION | NO-ESTIMATION | NO-ESTIMATION | NO-ESTIMATION | CAPACITY-FACTOR-V1
DEU | Germany | Kraftwerk Mainz |  | WRI1005886 | 434.2 | 50.0264 | 8.2379 | Gas |  |  |  | 2001.0 | Kraftwerke Mainz-Wiesbaden AG | Open Power System Data | http://data.open-power-system-data.org/ | Open Power System Data | 1021311 |  |  |  |  | 1788.6 | 1686.558 |  |  | JRC-PPDB-OPEN |  |  |  |  | 1682.69 | NO-ESTIMATION | NO-ESTIMATION | WIND-V1 | WIND-V1 | WIND-V1
DEU | Germany | HKW Niederrad |  | WRI1005802 | 126 | 50.0856 | 8.6279 | Gas |  |  |  | 2005.0 | Mainova AG | Open Power System Data | http://data.open-power-system-data.org/ | Open Power System Data | 1029852 | [13 empty] | 488.3 | NO-ESTIMATION | NO-ESTIMATION | WIND-V1 | WIND-V1 | WIND-V1
DEU | Germany | ADS-Anlage |  | WRI1005572 | 96.5 | 50.0918 | 8.5311 | Gas |  |  |  | 2012.0 | Infraserv GmbH & Co. HÃ¶chst KG | Open Power System Data | http://data.open-power-system-data.org/ | Open Power System Data | [14 empty] | 373.97 | NO-ESTIMATION | NO-ESTIMATION | NO-ESTIMATION | SOLAR-V1 | SOLAR-V1
DEU | Germany | Heizkraftwerk 2 |  | WRI1005733 | 152 | 50.0918 | 8.5311 | Gas |  |  |  |  | Infraserv GmbH & Co. HÃ¶chst KG | Open Power System Data | http://data.open-power-system-data.org/ | Open Power System Data | [14 empty] | 589.06 | NO-ESTIMATION | NO-ESTIMATION | NO-ESTIMATION | NO-ESTIMATION | CAPACITY-FACTOR-V1
DEU | Germany | HKW West |  | WRI1005816 | 99 | 50.0984 | 8.6531 | Gas |  |  |  | 1994.0 | Mainova AG | Open Power System Data | http://data.open-power-system-data.org/ | Open Power System Data | 1029851 | [13 empty] | 383.66 | NO-ESTIMATION | NO-ESTIMATION | NO-ESTIMATION | SOLAR-V1 | SOLAR-V1
DEU | Germany | Kraftwerk 2 |  | WRI1005875 | 34.2 | 50.5691 | 9.6813 | Gas |  |  |  |  | Papierfabrik Adolf Jass Schwarza GmbH | Open Power System Data | http://data.open-power-system-data.org/ | Open Power System Data | [14 empty] | 132.53 | NO-ESTIMATION | NO-ESTIMATION | NO-ESTIMATION | NO-ESTIMATION | NO-ESTIMATION
DEU | Germany | HKW BohrhÃ¼gel |  | WRI1005776 | 13.5 | 50.6315 | 10.6987 | Gas |  |  |  | 1995.0 | Stadtwerke Suhl/Zella-Mehlis GmbH | Open Power System Data | http://data.open-power-system-data.org/ | Open Power System Data | 1072888 | [13 empty] | 52.31 | WIND-V1 | WIND-V1 | WIND-V1 | WIND-V1 | WIND-V1
DEU | Germany | HKW Schwarza |  | WRI1005812 | 26.5 | 50.6869 | 11.3293 | Gas |  |  |  |  | Energie- und Medienversorgung Schwarza GmbH | Open Power System Data | http://data.open-power-system-data.org/ | Open Power System Data | 1072879 | [13 empty] | 102.69 | NO-ESTIMATION | NO-ESTIMATION | NO-ESTIMATION | NO-ESTIMATION | CAPACITY-FACTOR-V1
DEU | Germany | Natural Gaskraftwerk #1 |  | WRI1005969 | 45.3 | 50.7055 | 6.6536 | Gas |  |  |  | 1966.0 | Smurfit Kappa ZÃ¼lpich Papier GmbH | Open Power System Data | http://data.open-power-system-data.org/ | Open Power System Data | [14 empty] | 175.55 | NO-ESTIMATION | NO-ESTIMATION | SOLAR-V1 | SOLAR-V1 | SOLAR-V1
DEU | Germany | Heizkraftwerk KarlstraÃŸe 2 |  | WRI1005749 | 95 | 50.7338 | 7.0805 | Gas |  |  |  | 2013.0 | Energie- und Wasserversorgung Bonn/Rhein-Sieg GmbH | Open Power System Data | http://data.open-power-system-data.org/ | Open Power System Data | [14 empty] | 368.16 | NO-ESTIMATION | NO-ESTIMATION | NO-ESTIMATION | NO-ESTIMATION | CAPACITY-FACTOR-V1
DEU | Germany | MT DÃ¼ren |  | WRI1005954 | 14 | 50.7728 | 6.4900 | Gas |  |  |  | 2011.0 | MetsÃ¤ Tissue GmbH Werk DÃ¼ren | Open Power System Data | http://data.open-power-system-data.org/ | Open Power System Data | [14 empty] | 54.25 | NO-ESTIMATION | NO-ESTIMATION | NO-ESTIMATION | NO-ESTIMATION | CAPACITY-FACTOR-V1
DEU | Germany | Kessel 2 |  | WRI1005859 | 2.9 | 50.7770 | 6.4860 | Gas |  |  |  | 1967.0 | Papierfabrik Schoellershammer Heinrich August Schoeller SÃ¶hne GmbH & Co. KG | Open Power System Data | http://data.open-power-system-data.org/ | Open Power System Data | [14 empty] | 11.23 | NO-ESTIMATION | NO-ESTIMATION | NO-ESTIMATION | NO-ESTIMATION | SOLAR-V1
DEU | Germany | HKW Bad Salzungen |  | WRI1005774 | 9.7 | 50.8003 | 10.2206 | Gas |  |  |  | 1994.0 | ThÃ¼ringer Energie AG | Open Power System Data | http://data.open-power-system-data.org/ | Open Power System Data | 1031329 | [13 empty] | 37.59 | NO-ESTIMATION | NO-ESTIMATION | NO-ESTIMATION | NO-ESTIMATION | CAPACITY-FACTOR-V1
DEU | Germany | Hattorf |  | WRI1005728 | 52.3 | 50.8126 | 9.9780 | Gas |  |  |  |  | K+S AG | Open Power System Data | http://data.open-power-system-data.org/ | Open Power System Data | 1020318 | [13 empty] | 202.68 | NO-ESTIMATION | NO-ESTIMATION | NO-ESTIMATION | NO-ESTIMATION | SOLAR-V1
DEU | Germany | Unterbreizbach |  | WRI1006113 | 33.6 | 50.8132 | 9.9775 | Gas |  |  |  | 1965.0 | K+S AG | Open Power System Data | http://data.open-power-system-data.org/ | Open Power System Data | [14 empty] | 130.21 | NO-ESTIMATION | NO-ESTIMATION | NO-ESTIMATION | NO-ESTIMATION | CAPACITY-FACTOR-V1
DEU | Germany | Natural Gas Turbine #9 |  | WRI1005973 | 51.9 | 50.8305 | 6.9594 | Gas |  |  |  | 1975.0 | Basell Polyolefine GmbH | Open Power System Data | http://data.open-power-system-data.org/ | Open Power System Data | [14 empty] | 201.13 | NO-ESTIMATION | NO-ESTIMATION | NO-ESTIMATION | NO-ESTIMATION | CAPACITY-FACTOR-V1
DEU | Germany | HKW Chemnitz Nord II (Natural Gas) |  | WRI1005778 | 57.2 | 50.8570 | 12.9231 | Gas |  |  |  | 1986.0 | eins energie in sachsen GmbH & Co. KG | Open Power System Data | http://data.open-power-system-data.org/ | Open Power System Data | [14 empty] | 221.67 | NO-ESTIMATION | NO-ESTIMATION | NO-ESTIMATION | NO-ESTIMATION | CAPACITY-FACTOR-V1
DEU | Germany | Knapsack Natural Gas I |  | WRI1005865 | 1230 | 50.8617 | 6.8424 | Gas |  |  |  |  | Statkraft Markets GmbH | Open Power System Data | http://data.open-power-system-data.org/ | Open Power System Data |  |  |  |  | 507.734 | 2041.821 | 2030.346 |  |  | JRC-PPDB-OPEN |  |  |  |  | 4766.74 | WIND-V1 | WIND-V1 | WIND-V1 | WIND-V1 | WIND-V1
DEU | Germany | STW |  | WRI1006061 | 13.5 | 50.8741 | 13.3944 | Gas |  |  |  | 2007.0 | Schoeller Technocell GmbH & Co. KG | Open Power System Data | http://data.open-power-system-data.org/ | Open Power System Data | [14 empty] | 52.31 | NO-ESTIMATION | NO-ESTIMATION | NO-ESTIMATION | NO-ESTIMATION | CAPACITY-FACTOR-V1
DEU | Germany | Wintershall |  | WRI1006146 | 109.5 | 50.8940 | 9.9972 | Gas |  |  |  | 1967.0 | K+S AG | Open Power System Data | http://data.open-power-system-data.org/ | Open Power System Data | [14 empty] | 424.35 | NO-ESTIMATION | NO-ESTIMATION | NO-ESTIMATION | NO-ESTIMATION | CAPACITY-FACTOR-V1
DEU | Germany | HKW Jena |  | WRI1005794 | 182 | 50.8969 | 11.5857 | Gas |  |  |  | 1996.0 | ThÃ¼ringer Energie AG | Open Power System Data | http://data.open-power-system-data.org/ | Open Power System Data | [14 empty] | 705.32 | NO-ESTIMATION | NO-ESTIMATION | NO-ESTIMATION | NO-ESTIMATION | CAPACITY-FACTOR-V1
DEU | Germany | Heizkraftwerk Gera-Nord |  | WRI1005744 | 148 | 50.9076 | 12.0610 | Gas |  |  |  | 1996.0 | Energieversorgung Gera GmbH | Open Power System Data | http://data.open-power-system-data.org/ | Open Power System Data | [14 empty] | 573.55 | NO-ESTIMATION | NO-ESTIMATION | NO-ESTIMATION | NO-ESTIMATION | CAPACITY-FACTOR-V1
DEU | Germany | HKW SÃ¼dstadt |  | WRI1005815 | 35 | 50.9170 | 6.9573 | Gas |  |  |  | 1994.0 | RheinEnergie AG | Open Power System Data | http://data.open-power-system-data.org/ | Open Power System Data | [14 empty] | 135.63 | NO-ESTIMATION | NO-ESTIMATION | NO-ESTIMATION | NO-ESTIMATION | CAPACITY-FACTOR-V1
DEU | Germany | HKW Merheim |  | WRI1005798 | 15.8 | 50.9431 | 7.0852 | Gas |  |  |  | 2001.0 | RheinEnergie AG | Open Power System Data | http://data.open-power-system-data.org/ | Open Power System Data | [14 empty] | 61.23 | NO-ESTIMATION | NO-ESTIMATION | NO-ESTIMATION | NO-ESTIMATION | CAPACITY-FACTOR-V1
DEU | Germany | HKW Niehl 2 |  | WRI1005803 | 413 | 50.9749 | 6.9880 | Gas |  |  |  | 2005.0 | RheinEnergie AG | Open Power System Data | http://data.open-power-system-data.org/ | Open Power System Data | 1017452 |  |  |  |  | 3410.306 | 3718.551 |  |  | JRC-PPDB-OPEN |  |  |  |  | 1600.54 | NO-ESTIMATION | NO-ESTIMATION | NO-ESTIMATION | NO-ESTIMATION | CAPACITY-FACTOR-V1
DEU | Germany | HKW Wiesengrund |  | WRI1005820 | 22.1 | 50.9816 | 10.2906 | Gas |  |  |  | 1993.0 | ENAG/MainNatural Gas Energieanlagen GmbH | Open Power System Data | http://data.open-power-system-data.org/ | Open Power System Data | [14 empty] | 85.64 | NO-ESTIMATION | NO-ESTIMATION | NO-ESTIMATION | NO-ESTIMATION | CAPACITY-FACTOR-V1
DEU | Germany | HKW Erfurt-Ost |  | WRI1005783 | 109.1 | 50.9848 | 11.0299 | Gas |  |  |  |  | SWE Energie GmbH | Open Power System Data | http://data.open-power-system-data.org/ | Open Power System Data | 1043455 | [13 empty] | 422.8 | SOLAR-V1 | SOLAR-V1 | SOLAR-V1 | SOLAR-V1 | SOLAR-V1
DEU | Germany | X-Kraftwerk |  | WRI1006150 | 27 | 51.0144 | 6.9873 | Gas |  |  |  | 1981.0 | Currenta GmbH & Co. OHG | Open Power System Data | http://data.open-power-system-data.org/ | Open Power System Data | [14 empty] | 104.63 | WIND-V1 | WIND-V1 | WIND-V1 | WIND-V1 | WIND-V1
DEU | Germany | HKW Merkenich (Natural Gas) |  | WRI1005801 | 108 | 51.0178 | 6.9643 | Gas |  |  |  | 2004.0 | RheinEnergie AG | Open Power System Data | http://data.open-power-system-data.org/ | Open Power System Data | 1017451 |  |  |  |  | 142.445 |  |  |  | ENTSOE |  |  |  |  | 418.54 | SOLAR-V1 | SOLAR-V1 | SOLAR-V1 | SOLAR-V1 | SOLAR-V1
DEU | Germany | HKW Merkenich |  | WRI1005799 | 15.5 | 51.0179 | 6.9640 | Gas |  |  |  | 1965.0 | RheinEnergie AG | Open Power System Data | http://data.open-power-system-data.org/ | Open Power System Data | [14 empty] | 60.06 | NO-ESTIMATION | NO-ESTIMATION | NO-ESTIMATION | NO-ESTIMATION | CAPACITY-FACTOR-V1
DEU | Germany | HKW Dresden-Nossener BrÃ¼cke |  | WRI1005780 | 263 | 51.0421 | 13.7086 | Gas |  |  |  | 1995.0 | DREWAG Stadtwerke Dresden GmbH | Open Power System Data | http://data.open-power-system-data.org/ | Open Power System Data |  |  |  |  | 1222.517 | 1478.562 | 1441.149 |  |  | JRC-PPDB-OPEN |  |  |  |  | 1019.23 | NO-ESTIMATION | NO-ESTIMATION | NO-ESTIMATION | NO-ESTIMATION | CAPACITY-FACTOR-V1
DEU | Germany | K&N PFK AG EV |  | WRI1005852 | 12.75 | 51.0513 | 13.0166 | Gas |  |  |  | 1993.0 | KÃ¼bler & Niethammer Papierfabrik Kriebstein AG | Open Power System Data | http://data.open-power-system-data.org/ | Open Power System Data | [14 empty] | 49.41 | NO-ESTIMATION | NO-ESTIMATION | NO-ESTIMATION | NO-ESTIMATION | CAPACITY-FACTOR-V1
DEU | Germany | Dormagen |  | WRI1005636 | 586.3 | 51.0791 | 6.8287 | Gas |  |  |  | 2000.0 | RWE Generation SE | Open Power System Data | http://data.open-power-system-data.org/ | Open Power System Data | 1041644 |  |  |  | 2193.137 | 1413.405 | 948.119 |  |  | JRC-PPDB-OPEN |  |  |  |  | 2272.14 | NO-ESTIMATION | NO-ESTIMATION | NO-ESTIMATION | NO-ESTIMATION | CAPACITY-FACTOR-V1
DEU | Germany | EVC / GLOBALFOUNDRIES |  | WRI1005671 | 34.3 | 51.1270 | 13.7150 | Gas |  |  |  | 1998.0 | Energieversorgungscenter Dresden-Wilschdorf GmbH & Co. KG | Open Power System Data | http://data.open-power-system-data.org/ | Open Power System Data | [14 empty] | 132.92 | NO-ESTIMATION | NO-ESTIMATION | NO-ESTIMATION | NO-ESTIMATION | CAPACITY-FACTOR-V1
DEU | Germany | Natural Gas Turbine #3 |  | WRI1006101 | 36 | 51.1514 | 13.9776 | Gas |  |  |  | 2014.0 | Sachsenmilch Leppersdorf GmbH | Open Power System Data | http://data.open-power-system-data.org/ | Open Power System Data | [14 empty] | 139.51 | NO-ESTIMATION | NO-ESTIMATION | NO-ESTIMATION | NO-ESTIMATION | CAPACITY-FACTOR-V1
DEU | Germany | Holthausen |  | WRI1005829 | 84 | 51.1756 | 6.8380 | Gas |  |  |  | 1948.0 | Henkel AG & Co.KGaA | Open Power System Data | http://data.open-power-system-data.org/ | Open Power System Data | [14 empty] | 325.53 | NO-ESTIMATION | NO-ESTIMATION | NO-ESTIMATION | NO-ESTIMATION | CAPACITY-FACTOR-V1
DEU | Germany | BHKW an Klinkerweg |  | WRI1005587 | 10.2 | 51.2169 | 6.9473 | Gas |  |  |  | 2000.0 | Stadtwerke Erkrath GmbH | Open Power System Data | http://data.open-power-system-data.org/ | Open Power System Data | 1116545 | [13 empty] | 39.52 | NO-ESTIMATION | NO-ESTIMATION | NO-ESTIMATION | NO-ESTIMATION | CAPACITY-FACTOR-V1
DEU | Germany | FS-Karton |  | WRI1005684 | 18.9 | 51.2171 | 6.6965 | Gas |  |  |  | 1992.0 | FS-Karton GmbH | Open Power System Data | http://data.open-power-system-data.org/ | Open Power System Data | 1022446 | [13 empty] | 73.24 | NO-ESTIMATION | NO-ESTIMATION | NO-ESTIMATION | SOLAR-V1 | SOLAR-V1
DEU | Germany | Natural Gas Turbine #6 |  | WRI1005706 | 217.8 | 51.2212 | 6.7319 | Gas |  |  |  |  | Stadtwerke DÃ¼sseldorf AG | Open Power System Data | http://data.open-power-system-data.org/ | Open Power System Data | [14 empty] | 844.06 | NO-ESTIMATION | NO-ESTIMATION | NO-ESTIMATION | NO-ESTIMATION | CAPACITY-FACTOR-V1
DEU | Germany | GuD |  | WRI1005710 | 100 | 51.2214 | 6.7313 | Gas |  |  |  | 2000.0 | Stadtwerke DÃ¼sseldorf AG | Open Power System Data | http://data.open-power-system-data.org/ | Open Power System Data | 1099830 | [13 empty] | 387.54 | NO-ESTIMATION | NO-ESTIMATION | NO-ESTIMATION | NO-ESTIMATION | CAPACITY-FACTOR-V1
DEU | Germany | Natural Gasblock |  | WRI1005968 | 293 | 51.2214 | 6.7313 | Gas |  |  |  | 1976.0 | Stadtwerke DÃ¼sseldorf AG | Open Power System Data | http://data.open-power-system-data.org/ | Open Power System Data | [14 empty] | 1135.49 | NO-ESTIMATION | NO-ESTIMATION | NO-ESTIMATION | NO-ESTIMATION | SOLAR-V1
DEU | Germany | GuD Baunatal VW WerksgelÃ¤nde |  | WRI1005712 | 78 | 51.2531 | 9.4379 | Gas |  |  |  | 2013.0 | Volkswagen AG | Open Power System Data | http://data.open-power-system-data.org/ | Open Power System Data | [14 empty] | 302.28 | NO-ESTIMATION | WIND-V1 | WIND-V1 | WIND-V1 | WIND-V1
DEU | Germany | BHKW H.120 |  | WRI1005588 | 16.9 | 51.2545 | 6.7865 | Gas |  |  |  | 2012.0 | Daimler AG | Open Power System Data | http://data.open-power-system-data.org/ | Open Power System Data | [14 empty] | 65.49 | NO-ESTIMATION | NO-ESTIMATION | NO-ESTIMATION | NO-ESTIMATION | CAPACITY-FACTOR-V1
DEU | Germany | HKW Barmen |  | WRI1005775 | 82 | 51.2689 | 7.2003 | Gas |  |  |  | 2005.0 | WSW Energie & Wasser AG | Open Power System Data | http://data.open-power-system-data.org/ | Open Power System Data | 1033521 | [13 empty] | 317.78 | NO-ESTIMATION | NO-ESTIMATION | NO-ESTIMATION | NO-ESTIMATION | CAPACITY-FACTOR-V1
DEU | Germany | Kombi-HKW |  | WRI1005870 | 50 | 51.2791 | 9.4840 | Gas |  |  |  | 1987.0 | StÃ¤dtische Werke Energie + WÃ¤rme GmbH | Open Power System Data | http://data.open-power-system-data.org/ | Open Power System Data | [14 empty] | 193.77 | NO-ESTIMATION | NO-ESTIMATION | NO-ESTIMATION | NO-ESTIMATION | CAPACITY-FACTOR-V1
DEU | Germany | GuD Leuna |  | WRI1005715 | 52 | 51.2998 | 12.0193 | Gas |  |  |  | 1998.0 | InfraLeuna GmbH | Open Power System Data | http://data.open-power-system-data.org/ | Open Power System Data | [14 empty] | 201.52 | HYDRO-V1 | HYDRO-V1 | HYDRO-V1 | HYDRO-V1 | HYDRO-V1
DEU | Germany | ILK-GuD |  | WRI1005839 | 135.7 | 51.2998 | 12.0193 | Gas |  |  |  | 1994.0 | InfraLeuna GmbH | Open Power System Data | http://data.open-power-system-data.org/ | Open Power System Data | [14 empty] | 525.89 | NO-ESTIMATION | NO-ESTIMATION | NO-ESTIMATION | NO-ESTIMATION | CAPACITY-FACTOR-V1
DEU | Germany | Heizkraftwerk Krefeld |  | WRI1005750 | 12.6 | 51.3388 | 6.5853 | Gas |  |  |  |  | SWK ENERGIE GmbH | Open Power System Data | http://data.open-power-system-data.org/ | Open Power System Data | [14 empty] | 48.83 | NO-ESTIMATION | NO-ESTIMATION | NO-ESTIMATION | NO-ESTIMATION | CAPACITY-FACTOR-V1
DEU | Germany | KWK-Anlage Krefeld DT |  | WRI1005925 | 25.8 | 51.3392 | 6.6642 | Gas |  |  |  | 2004.0 | Cargill Deutschland GmbH | Open Power System Data | http://data.open-power-system-data.org/ | Open Power System Data | [14 empty] | 99.98 | NO-ESTIMATION | NO-ESTIMATION | NO-ESTIMATION | NO-ESTIMATION | CAPACITY-FACTOR-V1
DEU | Germany | KWK-Anlage Krefeld VM |  | WRI1005926 | 14 | 51.3392 | 6.6642 | Gas |  |  |  | 2004.0 | Cargill Deutschland GmbH | Open Power System Data | http://data.open-power-system-data.org/ | Open Power System Data | [14 empty] | 54.25 | NO-ESTIMATION | NO-ESTIMATION | NO-ESTIMATION | NO-ESTIMATION | CAPACITY-FACTOR-V1
DEU | Germany | Heizkraftwerk Leipzig-Nord |  | WRI1005751 | 167 | 51.3512 | 12.3784 | Gas |  |  |  | 1996.0 | Stadtwerke Leipzig GmbH | Open Power System Data | http://data.open-power-system-data.org/ | Open Power System Data | 1029943 | [13 empty] | 647.19 | NO-ESTIMATION | NO-ESTIMATION | NO-ESTIMATION | NO-ESTIMATION | CAPACITY-FACTOR-V1
DEU | Germany | Huckingen |  | WRI1005830 | 606 | 51.3679 | 6.7167 | Gas |  |  |  |  | HÃ¼ttenwerke Krupp Mannesmann GmbH | Open Power System Data | http://data.open-power-system-data.org/ | Open Power System Data | 1027640 |  |  |  | 2164.682 | 2006.499 | 2322.758 |  |  | JRC-PPDB-OPEN |  |  |  |  | 2348.49 | NO-ESTIMATION | NO-ESTIMATION | NO-ESTIMATION | NO-ESTIMATION | CAPACITY-FACTOR-V1
DEU | Germany | HKW III/B |  | WRI1005793 | 274 | 51.3907 | 6.7478 | Gas |  |  |  | 2005.0 | Stadtwerke Duisburg AG | Open Power System Data | http://data.open-power-system-data.org/ | Open Power System Data |  |  |  |  | 223.406 | 1037.938 | 995.093 |  |  | JRC-PPDB-OPEN |  |  |  |  | 1061.85 | NO-ESTIMATION | NO-ESTIMATION | NO-ESTIMATION | NO-ESTIMATION | CAPACITY-FACTOR-V1
DEU | Germany | Egger Kraftwerk Briilon 2 |  | WRI1005652 | 13.5 | 51.4085 | 8.5999 | Gas |  |  |  | 1996.0 | Egger Kraftwerk Brilon GmbH | Open Power System Data | http://data.open-power-system-data.org/ | Open Power System Data | [14 empty] | 52.31 | HYDRO-V1 | HYDRO-V1 | HYDRO-V1 | HYDRO-V1 | HYDRO-V1
DEU | Germany | Heizkraftwerk Hagen-Kabel |  | WRI1005746 | 230 | 51.4110 | 7.4917 | Gas |  |  |  | 1980.0 | Mark-E AG | Open Power System Data | http://data.open-power-system-data.org/ | Open Power System Data | [5 empty] | 0.174 | 0.264 |  |  | JRC-PPDB-OPEN |  |  |  |  | 891.34 | SOLAR-V1 | SOLAR-V1 | SOLAR-V1 | SOLAR-V1 | SOLAR-V1
DEU | Germany | Duisburg Ruhrort |  | WRI1005642 | 315 | 51.4597 | 6.7306 | Gas |  |  |  |  | ThyssenKrupp Steel Europe AG | Open Power System Data | http://data.open-power-system-data.org/ | Open Power System Data | [14 empty] | 1220.75 | NO-ESTIMATION | NO-ESTIMATION | NO-ESTIMATION | NO-ESTIMATION | CAPACITY-FACTOR-V1
DEU | Germany | Kombikraftwerk |  | WRI1005871 | 46.6 | 51.4656 | 12.5920 | Gas |  |  |  | 1993.0 | Stora Enso Sachsen GmbH | Open Power System Data | http://data.open-power-system-data.org/ | Open Power System Data | [14 empty] | 180.59 | WIND-V1 | WIND-V1 | WIND-V1 | WIND-V1 | WIND-V1
DEU | Germany | INEOS Kraftwerk |  | WRI1005846 | 24 | 51.4693 | 6.6436 | Gas |  |  |  | 1995.0 | INEOS Solvents Germany GmbH | Open Power System Data | http://data.open-power-system-data.org/ | Open Power System Data | [14 empty] | 93 | HYDRO-V1 | HYDRO-V1 | HYDRO-V1 | HYDRO-V1 | HYDRO-V1
DEU | Germany | HKW 1 |  | WRI1005770 | 23.1 | 51.4707 | 6.8616 | Gas |  |  |  | 1972.0 | Energieversorgung Oberhausen AG | Open Power System Data | http://data.open-power-system-data.org/ | Open Power System Data | [14 empty] | 89.52 | NO-ESTIMATION | NO-ESTIMATION | NO-ESTIMATION | NO-ESTIMATION | CAPACITY-FACTOR-V1
DEU | Germany | HKW 2 |  | WRI1005772 | 24.5 | 51.4707 | 6.8616 | Gas |  |  |  | 1995.0 | Energieversorgung Oberhausen AG | Open Power System Data | http://data.open-power-system-data.org/ | Open Power System Data | [14 empty] | 94.94 | NO-ESTIMATION | NO-ESTIMATION | NO-ESTIMATION | NO-ESTIMATION | CAPACITY-FACTOR-V1
DEU | Germany | GuD Schwarzheide |  | WRI1005717 | 122 | 51.4762 | 13.8891 | Gas |  |  |  | 1994.0 | BASF Schwarzheide GmbH | Open Power System Data | http://data.open-power-system-data.org/ | Open Power System Data | 1010767 | [13 empty] | 472.79 | NO-ESTIMATION | NO-ESTIMATION | SOLAR-V1 | SOLAR-V1 | SOLAR-V1
DEU | Germany | HKW Halle Trotha |  | WRI1005789 | 254 | 51.4810 | 11.9643 | Gas |  |  |  |  | EVH GmbH | Open Power System Data | http://data.open-power-system-data.org/ | Open Power System Data | 1022957 | [13 empty] | 984.35 | HYDRO-V1 | HYDRO-V1 | HYDRO-V1 | HYDRO-V1 | HYDRO-V1
DEU | Germany | Bochum |  | WRI1005615 | 20.7 | 51.4833 | 7.2167 | Gas |  |  |  | 2004.0 | RWE Generation SE | Open Power System Data | http://data.open-power-system-data.org/ | Open Power System Data | [14 empty] | 80.22 | NO-ESTIMATION | NO-ESTIMATION | NO-ESTIMATION | NO-ESTIMATION | CAPACITY-FACTOR-V1
DEU | Germany | Duisburg Hamborn |  | WRI1005641 | 385 | 51.4910 | 6.7275 | Gas |  |  |  | 1958.0 | ThyssenKrupp Steel Europe AG | Open Power System Data | http://data.open-power-system-data.org/ | Open Power System Data | 1050044 |  |  |  |  | 1261.763 |  |  |  | JRC-PPDB-OPEN |  |  |  |  | 1492.02 | HYDRO-V1 | HYDRO-V1 | HYDRO-V1 | HYDRO-V1 | HYDRO-V1
DEU | Germany | HKW Hiltrop |  | WRI1005790 | 44 | 51.5080 | 7.2503 | Gas |  |  |  | 2014.0 | Stadtwerke Bochum Holding GmbH | Open Power System Data | http://data.open-power-system-data.org/ | Open Power System Data | 1029770 | [13 empty] | 170.51 | NO-ESTIMATION | NO-ESTIMATION | NO-ESTIMATION | NO-ESTIMATION | CAPACITY-FACTOR-V1
DEU | Germany | HKW Brandenburg |  | WRI1005767 | 36 | 51.5122 | 13.9711 | Gas |  |  |  | 1997.0 | Stadtwerke Brandenburg an der Havel GmbH | Open Power System Data | http://data.open-power-system-data.org/ | Open Power System Data | [14 empty] | 139.51 | NO-ESTIMATION | NO-ESTIMATION | NO-ESTIMATION | SOLAR-V1 | SOLAR-V1
DEU | Germany | Dortmund |  | WRI1005638 | 26 | 51.5197 | 7.4770 | Gas |  |  |  | 2004.0 | RWE Generation SE | Open Power System Data | http://data.open-power-system-data.org/ | Open Power System Data | [14 empty] | 100.76 | WIND-V1 | WIND-V1 | WIND-V1 | WIND-V1 | WIND-V1
DEU | Germany | HKW GÃ¶ttingen |  | WRI1005788 | 18.8 | 51.5534 | 9.9337 | Gas |  |  |  | 1998.0 | Georg-August-UniversitÃ¤t GÃ¶ttingen Stiftung Ãƒâ€“ffentlichen Rechts | Open Power System Data | http://data.open-power-system-data.org/ | Open Power System Data | [14 empty] | 72.85 | NO-ESTIMATION | NO-ESTIMATION | NO-ESTIMATION | NO-ESTIMATION | CAPACITY-FACTOR-V1
DEU | Germany | Energiezentrale |  | WRI1005661 | 11.1 | 51.5744 | 7.2979 | Gas |  |  |  | 1991.0 | RÃƒÅ“TGERS InfraTec GmbH | Open Power System Data | http://data.open-power-system-data.org/ | Open Power System Data | 1108149 | [13 empty] | 43.01 | NO-ESTIMATION | SOLAR-V1 | SOLAR-V1 | SOLAR-V1 | SOLAR-V1
DEU | Germany | GuD Bitterfeld |  | WRI1005713 | 106 | 51.6257 | 12.3270 | Gas |  |  |  | 2000.0 | envia THERM GmbH | Open Power System Data | http://data.open-power-system-data.org/ | Open Power System Data | [14 empty] | 410.79 | NO-ESTIMATION | NO-ESTIMATION | NO-ESTIMATION | NO-ESTIMATION | CAPACITY-FACTOR-V1
DEU | Germany | Spitzenlastkraftwerk Wolfen |  | WRI1006054 | 40 | 51.6431 | 12.2289 | Gas |  |  |  | 1997.0 | envia THERM GmbH | Open Power System Data | http://data.open-power-system-data.org/ | Open Power System Data | [14 empty] | 155.01 | NO-ESTIMATION | NO-ESTIMATION | NO-ESTIMATION | NO-ESTIMATION | CAPACITY-FACTOR-V1
DEU | Germany | Natural Gas Turbine #2 |  | WRI1006095 | 19.5 | 51.6627 | 10.3531 | Gas |  |  |  | 1978.0 | Smurfit Kappa Herzberger Papierfabrik GmbH | Open Power System Data | http://data.open-power-system-data.org/ | Open Power System Data | [14 empty] | 75.57 | HYDRO-V1 | HYDRO-V1 | HYDRO-V1 | HYDRO-V1 | HYDRO-V1
DEU | Germany | Gersteinwerk |  | WRI1005694 | 2004.5 | 51.6725 | 7.7099 | Gas |  |  |  |  | RWE Generation SE | Open Power System Data | http://data.open-power-system-data.org/ | Open Power System Data | 1032926 |  |  |  |  | 2524.903 |  |  |  | ENTSOE |  |  |  |  | 7768.23 | NO-ESTIMATION | NO-ESTIMATION | NO-ESTIMATION | NO-ESTIMATION | CAPACITY-FACTOR-V1
DEU | Germany | Trianel Natural Gaskraftwerk |  | WRI1006074 | 838 | 51.6739 | 7.9291 | Gas |  |  |  | 2008.0 | Trianel Natural Gaskraftwerk Hamm GmbH & Co. KG | Open Power System Data | http://data.open-power-system-data.org/ | Open Power System Data | [14 empty] | 3247.58 | HYDRO-V1 | HYDRO-V1 | HYDRO-V1 | HYDRO-V1 | HYDRO-V1
DEU | Germany | Kraftwerk III |  | WRI1005884 | 139 | 51.6804 | 7.0969 | Gas |  |  |  |  | Evonik Degussa GmbH | Open Power System Data | http://data.open-power-system-data.org/ | Open Power System Data | [14 empty] | 538.68 | NO-ESTIMATION | NO-ESTIMATION | NO-ESTIMATION | NO-ESTIMATION | CAPACITY-FACTOR-V1
DEU | Germany | P&L Werk Appeldorn |  | WRI1005992 | 11.4 | 51.7297 | 6.3586 | Gas |  |  |  | 2004.0 | Pfeifer & Langen Kommanditgesellschaft | Open Power System Data | http://data.open-power-system-data.org/ | Open Power System Data | [14 empty] | 44.17 | NO-ESTIMATION | NO-ESTIMATION | NO-ESTIMATION | NO-ESTIMATION | CAPACITY-FACTOR-V1
DEU | Germany | Industriekraftwerk Bernburg (IKB) |  | WRI1005841 | 66 | 51.8012 | 11.7544 | Gas |  |  |  | 1994.0 | Solvay Chemicals GmbH | Open Power System Data | http://data.open-power-system-data.org/ | Open Power System Data | [14 empty] | 255.77 | NO-ESTIMATION | NO-ESTIMATION | NO-ESTIMATION | NO-ESTIMATION | CAPACITY-FACTOR-V1
DEU | Germany | GuD-Ikw StaÃŸfurt |  | WRI1005723 | 132 | 51.8655 | 11.5738 | Gas |  |  |  | 1996.0 | KWG-Kraftwerksgesellschaft StaÃŸfurt mbH | Open Power System Data | http://data.open-power-system-data.org/ | Open Power System Data | [14 empty] | 511.55 | NO-ESTIMATION | NO-ESTIMATION | NO-ESTIMATION | NO-ESTIMATION | SOLAR-V1
DEU | Germany | Energiezentrum Mohn Media |  | WRI1005663 | 22 | 51.9073 | 8.4088 | Gas |  |  |  | 1994.0 | Mohn Media Mohndruck GmbH | Open Power System Data | http://data.open-power-system-data.org/ | Open Power System Data | [14 empty] | 85.25
DEU | Germany | Heizkraftwerk Hafen |  | WRI1005745 | 100.2 | 51.9501 | 7.6413 | Gas |  |  |  | 2005.0 | Stadtwerke MÃ¼nster GmbH | Open Power System Data | http://data.open-power-system-data.org/ | Open Power System Data | [14 empty] | 388.31
DEU | Germany | KWK-Anlage Barby |  | WRI1005924 | 18 | 51.9832 | 11.8766 | Gas |  |  |  | 1993.0 | Cargill Deutschland GmbH | Open Power System Data | http://data.open-power-system-data.org/ | Open Power System Data | [14 empty] | 69.75 | NO-ESTIMATION | NO-ESTIMATION | NO-ESTIMATION | NO-ESTIMATION | CAPACITY-FACTOR-V1
DEU | Germany | Werkskraftwerk Sappi Alfeld 2 |  | WRI1006137 | 20 | 51.9851 | 9.8225 | Gas |  |  |  | 1947.0 | Sappi Alfeld GmbH | Open Power System Data | http://data.open-power-system-data.org/ | Open Power System Data | 1114593 | [13 empty] | 77.5 | NO-ESTIMATION | NO-ESTIMATION | NO-ESTIMATION | NO-ESTIMATION | NO-ESTIMATION
DEU | Germany | P&L Werk Lage |  | WRI1005996 | 10.2 | 51.9861 | 8.8073 | Gas |  |  |  | 1980.0 | Pfeifer & Langen Kommanditgesellschaft | Open Power System Data | http://data.open-power-system-data.org/ | Open Power System Data | [14 empty] | 39.52 | NO-ESTIMATION | NO-ESTIMATION | NO-ESTIMATION | NO-ESTIMATION | CAPACITY-FACTOR-V1
DEU | Germany | HKW-West |  | WRI1005825 | 12.8 | 52.0262 | 8.8666 | Gas |  |  |  | 2002.0 | Stadtwerke Lemgo GmbH | Open Power System Data | http://data.open-power-system-data.org/ | Open Power System Data | 1029851 | [13 empty] | 49.6 | NO-ESTIMATION | NO-ESTIMATION | NO-ESTIMATION | NO-ESTIMATION | CAPACITY-FACTOR-V1
DEU | Germany | GuD Kraftwerk Hillegossen |  | WRI1005714 | 37.5 | 52.0333 | 8.5333 | Gas |  |  |  | 2005.0 | Stadtwerke Bielefeld GmbH | Open Power System Data | http://data.open-power-system-data.org/ | Open Power System Data | [14 empty] | 145.32 | HYDRO-V1 | HYDRO-V1 | HYDRO-V1 | HYDRO-V1 | HYDRO-V1
DEU | Germany | KW Kirchlengern |  | WRI1005909 | 201.5 | 52.1951 | 8.6482 | Gas |  |  |  | 1980.0 | Energieservice Westfalen Weser GmbH | Open Power System Data | http://data.open-power-system-data.org/ | Open Power System Data | 1015445 | [13 empty] | 780.89 | NO-ESTIMATION | NO-ESTIMATION | NO-ESTIMATION | NO-ESTIMATION | CAPACITY-FACTOR-V1
DEU | Germany | Thyrow |  | WRI1006068 | 296 | 52.2302 | 13.3019 | Gas |  |  |  |  | Vattenfall Europe Generation AG | Open Power System Data | http://data.open-power-system-data.org/ | Open Power System Data | 1032914 | [13 empty] | 1147.11 | NO-ESTIMATION | NO-ESTIMATION | NO-ESTIMATION | NO-ESTIMATION | CAPACITY-FACTOR-V1
DEU | Germany | HKW-Mitte |  | WRI1005822 | 137.3 | 52.2786 | 10.5147 | Gas |  |  |  |  | Braunschweiger Versorgungs-AG & Co. KG | Open Power System Data | http://data.open-power-system-data.org/ | Open Power System Data | [14 empty] | 532.09 | NO-ESTIMATION | NO-ESTIMATION | NO-ESTIMATION | NO-ESTIMATION | CAPACITY-FACTOR-V1
DEU | Germany | HKW-Nord |  | WRI1005824 | 25 | 52.2786 | 10.5147 | Gas |  |  |  | 1965.0 | Braunschweiger Versorgungs-AG & Co. KG | Open Power System Data | http://data.open-power-system-data.org/ | Open Power System Data | [14 empty] | 96.88 | HYDRO-V1 | HYDRO-V1 | HYDRO-V1 | HYDRO-V1 | HYDRO-V1
DEU | Germany | RAG Anthrazit IbbenbÃ¼ren GmbH |  | WRI1006014 | 33.4 | 52.2859 | 7.7461 | Gas |  |  |  | 1985.0 | RAG Anthrazit IbbenbÃ¼ren GmbH | Open Power System Data | http://data.open-power-system-data.org/ | Open Power System Data | [14 empty] | 129.43 | NO-ESTIMATION | NO-ESTIMATION | NO-ESTIMATION | NO-ESTIMATION | SOLAR-V1
DEU | Germany | Zielitz |  | WRI1006153 | 52 | 52.2985 | 11.6796 | Gas |  |  |  | 1996.0 | K+S AG | Open Power System Data | http://data.open-power-system-data.org/ | Open Power System Data | 1020323 | [13 empty] | 201.52 | NO-ESTIMATION | NO-ESTIMATION | NO-ESTIMATION | NO-ESTIMATION | CAPACITY-FACTOR-V1
DEU | Germany | HKW Potsdam-SÃ¼d |  | WRI1005807 | 81.8 | 52.3661 | 13.1125 | Gas |  |  |  | 1996.0 | Energie und Wasser Potsdam GmbH | Open Power System Data | http://data.open-power-system-data.org/ | Open Power System Data | [14 empty] | 317 | NO-ESTIMATION | NO-ESTIMATION | NO-ESTIMATION | NO-ESTIMATION | CAPACITY-FACTOR-V1
DEU | Germany | KWH |  | WRI1005919 | 102 | 52.3667 | 9.7167 | Gas |  |  |  | 1975.0 | Stadtwerke Hannover AG | Open Power System Data | http://data.open-power-system-data.org/ | Open Power System Data | [5 empty] | 6.21 |  |  |  | ENTSOE |  |  |  |  | 395.29 | NO-ESTIMATION | NO-ESTIMATION | NO-ESTIMATION | NO-ESTIMATION | CAPACITY-FACTOR-V1
DEU | Germany | GKL |  | WRI1005698 | 230 | 52.3729 | 9.7142 | Gas |  |  |  |  | Stadtwerke Hannover AG | Open Power System Data | http://data.open-power-system-data.org/ | Open Power System Data | [5 empty] | 134.167 |  |  |  | ENTSOE |  |  |  |  | 891.34 | NO-ESTIMATION | NO-ESTIMATION | NO-ESTIMATION | NO-ESTIMATION | CAPACITY-FACTOR-V1
DEU | Germany | KirchmÃ¶ser |  | WRI1005862 | 160 | 52.3942 | 12.4181 | Gas |  |  |  | 1994.0 | E.ON Kraftwerke GmbH | Open Power System Data | http://data.open-power-system-data.org/ | Open Power System Data | 1032876 | [13 empty] | 620.06 | NO-ESTIMATION | NO-ESTIMATION | NO-ESTIMATION | NO-ESTIMATION | SOLAR-V1
DEU | Germany | Sigmundshall |  | WRI1006047 | 19 | 52.4185 | 9.3681 | Gas |  |  |  | 1974.0 | K+S AG | Open Power System Data | http://data.open-power-system-data.org/ | Open Power System Data | 1020320 | [13 empty] | 73.63 | NO-ESTIMATION | SOLAR-V1 | SOLAR-V1 | SOLAR-V1 | SOLAR-V1
DEU | Germany | Lichterfelde |  | WRI1005934 | 432 | 52.4252 | 13.3098 | Gas |  |  |  |  | Vattenfall Europe WÃ¤rme AG | Open Power System Data | http://data.open-power-system-data.org/ | Open Power System Data | 1010989 |  |  |  | 423.699 | 312.401 | 337.923 |  |  | JRC-PPDB-OPEN |  |  |  |  | 1674.17 | HYDRO-V1 | HYDRO-V1 | HYDRO-V1 | HYDRO-V1 | HYDRO-V1
DEU | Germany | Emsland |  | WRI1005658 | 1837 | 52.4819 | 7.3067 | Gas |  |  |  |  | RWE Generation SE | Open Power System Data | http://data.open-power-system-data.org/ | Open Power System Data |  |  |  |  | 1285.332 | 4207.677 | 4307.275 |  |  | JRC-PPDB-OPEN |  |  |  |  | 7119.1 | NO-ESTIMATION | NO-ESTIMATION | NO-ESTIMATION | NO-ESTIMATION | CAPACITY-FACTOR-V1
DEU | Germany | Mitte |  | WRI1005948 | 444 | 52.5117 | 13.4209 | Gas |  |  |  | 1996.0 | Vattenfall Europe WÃ¤rme AG | Open Power System Data | http://data.open-power-system-data.org/ | Open Power System Data |  |  |  |  | 1597.299 | 1763.113 | 2000.043 |  |  | JRC-PPDB-OPEN |  |  |  |  | 1720.67 | NO-ESTIMATION | NO-ESTIMATION | NO-ESTIMATION | NO-ESTIMATION | CAPACITY-FACTOR-V1
DEU | Germany | Charlottenburg |  | WRI1005624 | 633 | 52.5219 | 13.3111 | Gas |  |  |  | 1975.0 | Vattenfall Europe WÃ¤rme AG | Open Power System Data | http://data.open-power-system-data.org/ | Open Power System Data | 1010988 | [13 empty] | 2453.12 | NO-ESTIMATION | NO-ESTIMATION | NO-ESTIMATION | NO-ESTIMATION | CAPACITY-FACTOR-V1
DEU | Germany | BP Werk Lingen |  | WRI1005617 | 66 | 52.5606 | 7.2952 | Gas |  |  |  | 1996.0 | BP Europa SE | Open Power System Data | http://data.open-power-system-data.org/ | Open Power System Data | [14 empty] | 255.77 | NO-ESTIMATION | SOLAR-V1 | SOLAR-V1 | SOLAR-V1 | SOLAR-V1
DEU | Germany | Ahrensfelde |  | WRI1005574 | 150 | 52.5895 | 13.5587 | Gas |  |  |  | 1990.0 | Vattenfall Europe Generation AG | Open Power System Data | http://data.open-power-system-data.org/ | Open Power System Data | 1032913 | [13 empty] | 581.31 | HYDRO-V1 | HYDRO-V1 | HYDRO-V1 | HYDRO-V1 | HYDRO-V1
DEU | Germany | Heizkraftwerk Stendal |  | WRI1005759 | 22 | 52.6087 | 11.8325 | Gas |  |  |  | 1994.0 | VASA Kraftwerke-Pool GmbH & Co. KG | Open Power System Data | http://data.open-power-system-data.org/ | Open Power System Data | [14 empty] | 85.25 | NO-ESTIMATION | NO-ESTIMATION | NO-ESTIMATION | NO-ESTIMATION | CAPACITY-FACTOR-V1
DEU | Germany | Heizkraftwerk zur Papierfabrik |  | WRI1005762 | 18.1 | 52.6180 | 7.8619 | Gas |  |  |  | 1995.0 | Delkeskamp Verpackungswerke GmbH | Open Power System Data | http://data.open-power-system-data.org/ | Open Power System Data | [14 empty] | 70.14 | NO-ESTIMATION | NO-ESTIMATION | NO-ESTIMATION | NO-ESTIMATION | CAPACITY-FACTOR-V1
DEU | Germany | GUD-Anlage DREWSEN |  | WRI1005720 | 13 | 52.6235 | 10.2457 | Gas |  |  |  | 2000.0 | DREWSEN SPEZIALPAPIERE GmbH & Co.KG | Open Power System Data | http://data.open-power-system-data.org/ | Open Power System Data | [14 empty] | 50.38 | HYDRO-V1 | HYDRO-V1 | HYDRO-V1 | HYDRO-V1 | HYDRO-V1
DEU | Germany | Steinitz |  | WRI1006058 | 11.4 | 52.8300 | 11.1033 | Gas |  |  |  | 1995.0 | GDF SUEZ E&P DEUTSCHLAND GMBH | Open Power System Data | http://data.open-power-system-data.org/ | Open Power System Data | 1018264 | [13 empty] | 44.17 | NO-ESTIMATION | NO-ESTIMATION | NO-ESTIMATION | NO-ESTIMATION | CAPACITY-FACTOR-V1
DEU | Germany | Heizkraftwerk Bomlitz |  | WRI1005739 | 22.1 | 52.9000 | 9.6500 | Gas |  |  |  | 1912.0 | Dow Wolff Cellulosics GmbH | Open Power System Data | http://data.open-power-system-data.org/ | CARMA | [14 empty] | 85.64 | NO-ESTIMATION | NO-ESTIMATION | NO-ESTIMATION | NO-ESTIMATION | CAPACITY-FACTOR-V1
DEU | Germany | Huntorf |  | WRI1005831 | 321 | 53.1897 | 8.4087 | Gas |  |  |  | 1978.0 | E.ON Kraftwerke GmbH | Open Power System Data | http://data.open-power-system-data.org/ | Open Power System Data |  |  |  |  | 0.97 | 8.013 | 11.83 |  |  | JRC-PPDB-OPEN |  |  |  |  | 1244 | NO-ESTIMATION | NO-ESTIMATION | NO-ESTIMATION | NO-ESTIMATION | CAPACITY-FACTOR-V1
DEU | Germany | Emden Natural Gas |  | WRI1005657 | 50 | 53.3422 | 7.2062 | Gas |  |  |  | 1973.0 | Statkraft Markets GmbH | Open Power System Data | http://data.open-power-system-data.org/ | Open Power System Data | [14 empty] | 193.77 | NO-ESTIMATION | NO-ESTIMATION | NO-ESTIMATION | NO-ESTIMATION | CAPACITY-FACTOR-V1
DEU | Germany | PKV Kraftwerk |  | WRI1006003 | 60 | 53.4032 | 8.1282 | Gas |  |  |  | 1989.0 | Papier- u. Kartonfabrik Varel GmbH & Co. KG | Open Power System Data | http://data.open-power-system-data.org/ | Open Power System Data | 1056143 | [13 empty] | 232.52 | NO-ESTIMATION | NO-ESTIMATION | NO-ESTIMATION | NO-ESTIMATION | CAPACITY-FACTOR-V1
DEU | Germany | Heizkraftwerk 1 |  | WRI1005732 | 22.5 | 53.5177 | 9.9508 | Gas |  |  |  | 1992.0 | ADM Hamburg Aktiengesellschaft | Open Power System Data | http://data.open-power-system-data.org/ | Open Power System Data | [14 empty] | 87.19 | NO-ESTIMATION | NO-ESTIMATION | NO-ESTIMATION | NO-ESTIMATION | CAPACITY-FACTOR-V1
DEU | Germany | GuD Tiefstack |  | WRI1005718 | 127 | 53.5267 | 10.0658 | Gas |  |  |  | 2009.0 | Vattenfall Europe WÃ¤rme Aktiengesellschaft | Open Power System Data | http://data.open-power-system-data.org/ | Open Power System Data | [14 empty] | 492.17 | HYDRO-V1 | HYDRO-V1 | HYDRO-V1 | HYDRO-V1 | HYDRO-V1
DEU | Germany | GuD-HKW Neubrandenburg |  | WRI1005722 | 75 | 53.5745 | 13.2951 | Gas |  |  |  | 1997.0 | Neubrandenburger Stadtwerke GmbH / VASA Kraftwerkepool GmbH und Co. KG | Open Power System Data | http://data.open-power-system-data.org/ | Open Power System Data | 1023878 | [13 empty] | 290.65 | NO-ESTIMATION | NO-ESTIMATION | NO-ESTIMATION | NO-ESTIMATION | CAPACITY-FACTOR-V1
DEU | Germany | HKW Schwerin SÃ¼d |  | WRI1005814 | 44.9 | 53.5779 | 11.3965 | Gas |  |  |  | 1994.0 | Energieversorgung Schwerin GmbH & Co. Erzeugung KG | Open Power System Data | http://data.open-power-system-data.org/ | Open Power System Data | [14 empty] | 174 | NO-ESTIMATION | SOLAR-V1 | SOLAR-V1 | SOLAR-V1 | SOLAR-V1
DEU | Germany | Dow Stade |  | WRI1005639 | 173 | 53.6519 | 9.5079 | Gas |  |  |  | 2014.0 | Dow Deutschland Anlagengesellschaft mbH | Open Power System Data | http://data.open-power-system-data.org/ | Open Power System Data | 1013779 | [13 empty] | 670.44 | NO-ESTIMATION | NO-ESTIMATION | NO-ESTIMATION | NO-ESTIMATION | CAPACITY-FACTOR-V1
DEU | Germany | HKW Schwerin Lankow |  | WRI1005813 | 23 | 53.6539 | 11.3730 | Gas |  |  |  | 1994.0 | Energieversorgung Schwerin GmbH & Co. Erzeugung KG | Open Power System Data | http://data.open-power-system-data.org/ | Open Power System Data | 1030083 | [13 empty] | 89.13 | NO-ESTIMATION | NO-ESTIMATION | NO-ESTIMATION | NO-ESTIMATION | CAPACITY-FACTOR-V1
DEU | Germany | KWK AOS GmbH |  | WRI1005920 | 30.7 | 53.6575 | 9.5020 | Gas |  |  |  | 2012.0 | Aluminium Oxid Stade GmbH | Open Power System Data | http://data.open-power-system-data.org/ | Open Power System Data | [14 empty] | 118.97 | NO-ESTIMATION | NO-ESTIMATION | NO-ESTIMATION | NO-ESTIMATION | CAPACITY-FACTOR-V1
DEU | Germany | Kesselhaus Zuckerfabrik |  | WRI1005861 | 15.1 | 53.8563 | 13.7101 | Gas |  |  |  | 1993.0 | Suiker Unie GmbH | Open Power System Data | http://data.open-power-system-data.org/ | Open Power System Data | 1114595 | [13 empty] | 58.51 | NO-ESTIMATION | NO-ESTIMATION | NO-ESTIMATION | NO-ESTIMATION | SOLAR-V1
DEU | Germany | HKW "HelmshÃ¤ger Berg" |  | WRI1005769 | 14.7 | 54.0973 | 13.3850 | Gas |  |  |  | 1996.0 | Energieerzeugungsgesellschaft Greifswald GmbH | Open Power System Data | http://data.open-power-system-data.org/ | Open Power System Data | [14 empty] | 56.96 | NO-ESTIMATION | NO-ESTIMATION | NO-ESTIMATION | NO-ESTIMATION | CAPACITY-FACTOR-V1
DEU | Germany | GuD Marienehe |  | WRI1005716 | 108 | 54.1255 | 12.0819 | Gas |  |  |  | 1996.0 | Stadtwerke Rostock AG | Open Power System Data | http://data.open-power-system-data.org/ | Open Power System Data | [14 empty] | 418.54 | NO-ESTIMATION | NO-ESTIMATION | NO-ESTIMATION | NO-ESTIMATION | CAPACITY-FACTOR-V1
DEU | Germany | Industriekraftwerk Greifswald |  | WRI1005843 | 37.7 | 54.1379 | 13.6671 | Gas |  |  |  | 2014.0 | Industriekraftwerk Greifswald GmbH | Open Power System Data | http://data.open-power-system-data.org/ | Open Power System Data | [14 empty] | 146.1 | NO-ESTIMATION | NO-ESTIMATION | NO-ESTIMATION | NO-ESTIMATION | CAPACITY-FACTOR-V1
DEU | Germany | HKW Humboldtstr. |  | WRI1005791 | 31 | 54.3275 | 10.1267 | Gas |  |  |  |  | Stadtwerke Kiel AG | Open Power System Data | http://data.open-power-system-data.org/ | Open Power System Data | 1029924 | [13 empty] | 120.13 | HYDRO-V1 | HYDRO-V1 | HYDRO-V1 | HYDRO-V1 | HYDRO-V1
DNK | Denmark | Skaerbaekvaerket |  | WRI1022034 | 392 | 55.5130 | 9.6128 | Gas |  |  |  | 1997.0 |  | ENTSOE | https://transparency.entsoe.eu/generation/r2/installedCapacityPerProductionUnit/show | WRI | 1028948 |  |  |  | 601.811 | 475.935 | 400.02 |  |  | JRC-PPDB-OPEN |  |  |  |  | 276.65 | NO-ESTIMATION | NO-ESTIMATION | NO-ESTIMATION | NO-ESTIMATION | CAPACITY-FACTOR-V1
DNK | Denmark | H.C. ÃƒËœrsted |  | WRI1022043 | 98 | 55.6761 | 12.5683 | Gas | [5 empty] | Dong Energy | http://www.dongenergy.com/en/our-business/bioenergy-thermal-power/where-we-operate | GEODB | 1021001 | [13 empty] | 69.16 | NO-ESTIMATION | NO-ESTIMATION | NO-ESTIMATION | NO-ESTIMATION | CAPACITY-FACTOR-V1
DNK | Denmark | SvanemÃƒÂ¸lle |  | WRI1022045 | 81 | 55.7131 | 12.5880 | Gas |  |  |  | 1985.0 |  | Dong Energy | http://www.dongenergy.com/en/our-business/bioenergy-thermal-power/where-we-operate | GEODB | 1021003 | [13 empty] | 57.16 | SOLAR-V1 | SOLAR-V1 | SOLAR-V1 | SOLAR-V1 | SOLAR-V1
DOM | Dominican Republic | AES Andres |  | WRI1001993 | 319 | 18.4074 | -69.6343 | Gas |  |  |  |  | AES Andres | National Interconnected System of the Dominican Republic | http://www.oc.org.do/INFORMES/Administrativos/InformeAnual.aspx | WRI | 1049879 | [14 empty] | NO-ESTIMATION | NO-ESTIMATION | NO-ESTIMATION | NO-ESTIMATION | CAPACITY-FACTOR-V1
DZA | Algeria | Hassi Messaoud Mobile |  | WRI1023796 | 72 | 31.6703 | 6.0531 | Gas |  |  |  | 2013.0 | Sonelgaz Production de l'Electricite | Arab Union of Electricity | http://www.auptde.org/NewsDetails.aspx?lang=en&NID=283 | KTH | [14 empty] | 300.63 | NO-ESTIMATION | NO-ESTIMATION | NO-ESTIMATION | NO-ESTIMATION | CAPACITY-FACTOR-V1
DZA | Algeria | Hassi Messoud |  | WRI1023779 | 600 | 31.6703 | 6.0531 | Gas |  |  |  | 2015.0 | Sonelgaz Production de l'Electricite | Arab Union of Electricity | http://www.auptde.org/NewsDetails.aspx?lang=en&NID=283 | KTH | [14 empty] | 2505.32 | NO-ESTIMATION | NO-ESTIMATION | NO-ESTIMATION | NO-ESTIMATION | CAPACITY-FACTOR-V1
DZA | Algeria | Hassi Messoud Nord 2 |  | WRI1023790 | 200 | 31.7877 | 6.0517 | Gas |  |  |  | 1988.0 | Sonelgaz Production de l'Electricite | Arab Union of Electricity | http://www.auptde.org/NewsDetails.aspx?lang=en&NID=283 | GEODB | [14 empty] | 835.1 | NO-ESTIMATION | SOLAR-V1 | SOLAR-V1 | SOLAR-V1 | SOLAR-V1
DZA | Algeria | Hassi Messoud Ouest |  | WRI1023799 | 492 | 31.8065 | 5.9924 | Gas |  |  |  |  | Sonelgaz Production de l'Electricite | Arab Union of Electricity | http://www.auptde.org/NewsDetails.aspx?lang=en&NID=283 | KTH | 1047638 | [13 empty] | 2054.36 | NO-ESTIMATION | NO-ESTIMATION | NO-ESTIMATION | NO-ESTIMATION | CAPACITY-FACTOR-V1
DZA | Algeria | SPP1 Thermal |  | WRI1023797 | 150 | 32.9475 | 3.2380 | Gas | Solar |  |  | 2011.0 | Developed by SPP1 an Abener and New Energy Algeria (NEAL) a joint venture (between Sonatrach Sonelgaz and SIM) | Arab Union of Electricity | http://www.auptde.org/NewsDetails.aspx?lang=en&NID=283 | GEODB | [14 empty] | 626.33 | NO-ESTIMATION | NO-ESTIMATION | NO-ESTIMATION | NO-ESTIMATION | CAPACITY-FACTOR-V1
DZA | Algeria | Tilghemt 1 |  | WRI1023787 | 200 | 33.1319 | 3.3480 | Gas |  |  |  | 1980.0 | SociÃƒÂ©tÃƒÂ© AlgÃƒÂ©rienne de Production de lÃ¢â‚¬â„¢ElectricitÃƒÂ© (SPE) | Arab Union of Electricity | http://www.auptde.org/NewsDetails.aspx?lang=en&NID=283 | KTH | 1029510 | [13 empty] | 835.1 | NO-ESTIMATION | NO-ESTIMATION | NO-ESTIMATION | NO-ESTIMATION | CAPACITY-FACTOR-V1
DZA | Algeria | Tilghemt 2 |  | WRI1023788 | 600 | 33.1377 | 3.3678 | Gas |  |  |  | 2016.0 |  | Arab Union of Electricity | http://www.auptde.org/NewsDetails.aspx?lang=en&NID=283 | KTH | [14 empty] | 2505.32 | NO-ESTIMATION | NO-ESTIMATION | NO-ESTIMATION | NO-ESTIMATION | CAPACITY-FACTOR-V1
DZA | Algeria | Labreg |  | WRI1023815 | 396 | 34.5056 | 6.9848 | Gas |  |  |  | 2015.0 |  | Arab Union of Electricity | http://www.auptde.org/NewsDetails.aspx?lang=en&NID=283 | KTH | 1099562 | [13 empty] | 1653.51 | NO-ESTIMATION | NO-ESTIMATION | NO-ESTIMATION | NO-ESTIMATION | CAPACITY-FACTOR-V1
DZA | Algeria | Tiaret |  | WRI1023782 | 300 | 35.3396 | 1.3562 | Gas | [5 empty] | Arab Union of Electricity | http://www.auptde.org/NewsDetails.aspx?lang=en&NID=283 | GEODB | 1029509 | [13 empty] | 1252.66 | NO-ESTIMATION | NO-ESTIMATION | NO-ESTIMATION | NO-ESTIMATION | CAPACITY-FACTOR-V1
DZA | Algeria | Terga |  | WRI1023770 | 1200 | 35.4608 | -1.2295 | Gas |  |  |  | 2013.0 | Shariket Kahraba Terga JSC | Arab Union of Electricity | http://www.auptde.org/NewsDetails.aspx?lang=en&NID=283 | GEODB | 1046206 | [13 empty] | 5010.64 | NO-ESTIMATION | NO-ESTIMATION | NO-ESTIMATION | NO-ESTIMATION | CAPACITY-FACTOR-V1
DZA | Algeria | Boutelilis |  | WRI1023781 | 450 | 35.5658 | -0.9386 | Gas |  |  |  | 2016.0 |  | Arab Union of Electricity | http://www.auptde.org/NewsDetails.aspx?lang=en&NID=283 | GEODB | 1099563 | [13 empty] | 1878.99 | NO-ESTIMATION | NO-ESTIMATION | NO-ESTIMATION | NO-ESTIMATION | CAPACITY-FACTOR-V1
DZA | Algeria | Msila 1 |  | WRI1023773 | 980 | 35.7071 | 4.4804 | Gas |  |  |  |  | Sonelgaz Production de lÃ¢â‚¬â„¢Electricite | Arab Union of Electricity | http://www.auptde.org/NewsDetails.aspx?lang=en&NID=283 | KTH | 1029501 | [13 empty] | 4092.02 | NO-ESTIMATION | NO-ESTIMATION | NO-ESTIMATION | NO-ESTIMATION | CAPACITY-FACTOR-V1
DZA | Algeria | Ravin Blanc |  | WRI1023791 | 73 | 35.7095 | -0.6319 | Gas | Oil |  |  | 1974.0 |  | Arab Union of Electricity | http://www.auptde.org/NewsDetails.aspx?lang=en&NID=283 | GEODB | 1029506 | [13 empty] | 304.81 | NO-ESTIMATION | NO-ESTIMATION | NO-ESTIMATION | NO-ESTIMATION | CAPACITY-FACTOR-V1
DZA | Algeria | F'Krina |  | WRI1023785 | 292 | 35.7666 | 7.3619 | Gas | Oil |  |  |  | Sonelgaz Production de lÃ¢â‚¬â„¢Electricite | Arab Union of Electricity | http://www.auptde.org/NewsDetails.aspx?lang=en&NID=283 | GEODB | 1057692 | [13 empty] | 1219.25 | NO-ESTIMATION | NO-ESTIMATION | NO-ESTIMATION | NO-ESTIMATION | CAPACITY-FACTOR-V1
DZA | Algeria | Relizane |  | WRI1023780 | 465 | 35.7835 | 0.5407 | Gas | Oil |  |  | 2010.0 | SociÃƒÂ©tÃƒÂ© AlgÃƒÂ©rienne de Production de lÃ¢â‚¬â„¢ElectricitÃƒÂ© (SPE) | Arab Union of Electricity | http://www.auptde.org/NewsDetails.aspx?lang=en&NID=283 | GEODB | 1069671 | [13 empty] | 1941.62 | NO-ESTIMATION | NO-ESTIMATION | NO-ESTIMATION | NO-ESTIMATION | CAPACITY-FACTOR-V1
DZA | Algeria | Marsat |  | WRI1023772 | 840 | 35.8000 | -0.1924 | Gas | Oil |  |  |  |  | Arab Union of Electricity | http://www.auptde.org/NewsDetails.aspx?lang=en&NID=283 | GEODB | 1029503 | [13 empty] | 3507.45 | HYDRO-V1 | HYDRO-V1 | HYDRO-V1 | HYDRO-V1 | HYDRO-V1
DZA | Algeria | Marsat TG |  | WRI1023789 | 184 | 35.8000 | -0.1924 | Gas | Oil |  |  |  | Sonelgaz Production de lÃ¢â‚¬â„¢Electricite | Arab Union of Electricity | http://www.auptde.org/NewsDetails.aspx?lang=en&NID=283 | GEODB | [14 empty] | 768.29 | NO-ESTIMATION | NO-ESTIMATION | NO-ESTIMATION | NO-ESTIMATION | CAPACITY-FACTOR-V1
DZA | Algeria | Kahrama IPP |  | WRI1023784 | 345 | 35.8064 | -0.2476 | Gas | [5 empty] | Arab Union of Electricity | http://www.auptde.org/NewsDetails.aspx?lang=en&NID=283 | GEODB | 1051834 | [13 empty] | 1440.56 | NO-ESTIMATION | NO-ESTIMATION | NO-ESTIMATION | NO-ESTIMATION | CAPACITY-FACTOR-V1
DZA | Algeria | Ain Djasser |  | WRI1023776 | 520 | 35.8665 | 6.0262 | Gas | Oil |  |  |  | SociÃƒÂ©te AlgÃƒÂ©rienne de Production de l\'ElectricitÃƒÂ© | Arab Union of Electricity | http://www.auptde.org/NewsDetails.aspx?lang=en&NID=283 | KTH | 1069670 | [13 empty] | 2171.28 | NO-ESTIMATION | NO-ESTIMATION | NO-ESTIMATION | NO-ESTIMATION | CAPACITY-FACTOR-V1
DZA | Algeria | SKB IPP |  | WRI1023778 | 484 | 36.1399 | 2.9296 | Gas |  |  |  | 2007.0 | Sonelgaz Production de l'Electricite | Arab Union of Electricity | http://www.auptde.org/NewsDetails.aspx?lang=en&NID=283 | GEODB | [14 empty] | 2020.96 | NO-ESTIMATION | NO-ESTIMATION | NO-ESTIMATION | NO-ESTIMATION | CAPACITY-FACTOR-V1
DZA | Algeria | Hadjret Ennous |  | WRI1023768 | 1200 | 36.5767 | 2.0797 | Gas | Oil |  |  | 2009.0 | Sharikat Kahraba Hadjret En-Nouss | Arab Union of Electricity | http://www.auptde.org/NewsDetails.aspx?lang=en&NID=283 | GEODB | 1044377 | [13 empty] | 5010.64 | NO-ESTIMATION | WIND-V1 | WIND-V1 | WIND-V1 | WIND-V1
DZA | Algeria | Boufarik 1 |  | WRI1023792 | 100 | 36.5914 | 2.9223 | Gas |  |  |  | 1980.0 |  | Arab Union of Electricity | http://www.auptde.org/NewsDetails.aspx?lang=en&NID=283 | GEODB | 1029484 | [13 empty] | 417.55 | NO-ESTIMATION | NO-ESTIMATION | NO-ESTIMATION | NO-ESTIMATION | CAPACITY-FACTOR-V1
DZA | Algeria | Boufarik 2 |  | WRI1023793 | 450 | 36.5960 | 2.8780 | Gas |  |  |  | 2016.0 |  | Arab Union of Electricity | http://www.auptde.org/NewsDetails.aspx?lang=en&NID=283 | KTH | 1029484 | [13 empty] | 1878.99 | NO-ESTIMATION | NO-ESTIMATION | NO-ESTIMATION | NO-ESTIMATION | CAPACITY-FACTOR-V1
DZA | Algeria | Arbaa |  | WRI1023777 | 560 | 36.5988 | 3.1375 | Gas | Oil |  |  | 2010.0 | Sonelgaz | Arab Union of Electricity | http://www.auptde.org/NewsDetails.aspx?lang=en&NID=283 | GEODB | 1069669 | [13 empty] | 2338.3 | NO-ESTIMATION | NO-ESTIMATION | NO-ESTIMATION | NO-ESTIMATION | CAPACITY-FACTOR-V1
DZA | Algeria | Hamma 2 |  | WRI1023783 | 418 | 36.7489 | 3.0823 | Gas | Oil |  |  |  | Sonelgaz Production de lÃ¢â‚¬â„¢Electricite | Arab Union of Electricity | http://www.auptde.org/NewsDetails.aspx?lang=en&NID=283 | GEODB | 1029491 | [13 empty] | 1745.37 | NO-ESTIMATION | NO-ESTIMATION | NO-ESTIMATION | SOLAR-V1 | SOLAR-V1
DZA | Algeria | Jijel |  | WRI1023775 | 588 | 36.8139 | 5.8760 | Gas | Oil |  |  |  |  | Arab Union of Electricity | http://www.auptde.org/NewsDetails.aspx?lang=en&NID=283 | GEODB | 1029500 | [13 empty] | 2455.21 | NO-ESTIMATION | NO-ESTIMATION | NO-ESTIMATION | NO-ESTIMATION | CAPACITY-FACTOR-V1
DZA | Algeria | Ras Djinet |  | WRI1023774 | 672 | 36.8509 | 3.6983 | Gas | Oil |  |  |  |  | Arab Union of Electricity | http://www.auptde.org/NewsDetails.aspx?lang=en&NID=283 | GEODB | 1029505 | [13 empty] | 2805.96 | NO-ESTIMATION | NO-ESTIMATION | NO-ESTIMATION | NO-ESTIMATION | NO-ESTIMATION
DZA | Algeria | SKS IPP SNC Lavalin |  | WRI1023771 | 815 | 36.8789 | 6.9366 | Gas |  |  |  | 2006.0 | Sharikat Kahraba Skikda (SKS - Skikda Power Co.) SNC-Lavalin | Arab Union of Electricity | http://www.auptde.org/NewsDetails.aspx?lang=en&NID=283 | GEODB | 1056561 | [13 empty] | 3403.06 | NO-ESTIMATION | NO-ESTIMATION | NO-ESTIMATION | NO-ESTIMATION | NO-ESTIMATION
DZA | Algeria | Skikda |  | WRI1023786 | 262 | 36.8800 | 6.9350 | Gas | Oil |  |  | 1975.0 |  | Arab Union of Electricity | http://www.auptde.org/NewsDetails.aspx?lang=en&NID=283 | GEODB | 1029507 | [13 empty] | 1093.99 | NO-ESTIMATION | NO-ESTIMATION | NO-ESTIMATION | NO-ESTIMATION | NO-ESTIMATION
DZA | Algeria | Koudiet Eddraouch |  | WRI1023769 | 1200 | 36.8850 | 8.0778 | Gas |  |  |  | 2013.0 | Shariket Karhaba Koudiet Eddraouch SpA (SKD) | Arab Union of Electricity | http://www.auptde.org/NewsDetails.aspx?lang=en&NID=283 | GEODB | 1046207 | [13 empty] | 5010.64 | NO-ESTIMATION | NO-ESTIMATION | NO-ESTIMATION | NO-ESTIMATION | CAPACITY-FACTOR-V1
DZA | Algeria | Annaba |  | WRI1023795 | 71 | 36.8924 | 7.7634 | Gas |  |  |  | 2010.0 | SociÃƒÂ©tÃƒÂ© AlgÃƒÂ©rienne de Production de lÃ¢â‚¬â„¢ElectricitÃƒÂ© (SPE) | Arab Union of Electricity | http://www.auptde.org/NewsDetails.aspx?lang=en&NID=283 | GEODB | 1029479 | [13 empty] | 296.46 | NO-ESTIMATION | NO-ESTIMATION | NO-ESTIMATION | NO-ESTIMATION | NO-ESTIMATION
ECU | Ecuador | Santa Rosa |  | WRI1018624 | 51.3 | -0.3667 | -78.5500 | Gas |  |  |  |  | Termopichincha | Agencia de Regulacion y Control de Electricidad | http://www.regulacionelectrica.gob.ec/wp-content/uploads/downloads/2015/12/vol1-Resumen-Ejecutivo-PME-2013-2022.pdf | CARMA | 1019598 |  | 17.9 | [6 empty] | Agencia de Regulacion y Control de Electricidad |  |  |  |  | 312.96 | NO-ESTIMATION | NO-ESTIMATION | NO-ESTIMATION | NO-ESTIMATION | NO-ESTIMATION
ECU | Ecuador | Alvaro Tinajero |  | WRI1018591 | 95 | -2.1667 | -79.9000 | Gas |  |  |  |  | Electrica de Guayaquil | Agencia de Regulacion y Control de Electricidad | http://www.regulacionelectrica.gob.ec/wp-content/uploads/downloads/2015/12/vol1-Resumen-Ejecutivo-PME-2013-2022.pdf | CARMA | 1055151 |  | 121.8 | [6 empty] | Agencia de Regulacion y Control de Electricidad |  |  |  |  | 579.57 | NO-ESTIMATION | NO-ESTIMATION | NO-ESTIMATION | NO-ESTIMATION | NO-ESTIMATION
ECU | Ecuador | Gonzalo Zevallos |  | WRI1018606 | 146 | -2.1957 | -79.9539 | Gas |  |  |  | 1978.0 | Electroguayas | Agencia de Regulacion y Control de Electricidad | http://www.regulacionelectrica.gob.ec/wp-content/uploads/downloads/2015/12/vol1-Resumen-Ejecutivo-PME-2013-2022.pdf | WRI | 1019577 |  | 687.0 | [6 empty] | Agencia de Regulacion y Control de Electricidad |  |  |  |  | 890.71 | NO-ESTIMATION | NO-ESTIMATION | NO-ESTIMATION | NO-ESTIMATION | CAPACITY-FACTOR-V1
ECU | Ecuador | Electroquil |  | WRI1018603 | 181 | -2.2333 | -80.0667 | Gas |  |  |  |  | Electroquil | Agencia de Regulacion y Control de Electricidad | http://www.regulacionelectrica.gob.ec/wp-content/uploads/downloads/2015/12/vol1-Resumen-Ejecutivo-PME-2013-2022.pdf | CARMA | 1015399 |  | 217.06 | [6 empty] | Agencia de Regulacion y Control de Electricidad |  |  |  |  | 1104.24 | NO-ESTIMATION | NO-ESTIMATION | NO-ESTIMATION | NO-ESTIMATION | CAPACITY-FACTOR-V1
EGY | Egypt | Kuriemat 2 |  | WRI1000103 | 2754 | 29.2693 | 31.2240 | Gas | [5 empty] | Egyptian Electricity Holding Company | http://www.moee.gov.eg/english_new/report.aspx | WRI | 1014115 |  |  | 4726.0 | [5 empty] | Egyptian Electricity Holding Company |  |  |  |  | 12776.9 | NO-ESTIMATION | NO-ESTIMATION | NO-ESTIMATION | NO-ESTIMATION | NO-ESTIMATION
EGY | Egypt | Kuriemat Solar/Thermal |  | WRI1000105 | 120 | 29.2793 | 31.2486 | Gas | Solar |  |  | 2011.0 |  | Egyptian Electricity Holding Company | http://www.moee.gov.eg/english_new/report.aspx | GEODB | 1046208 |  |  | 114.0 | [5 empty] | Egyptian Electricity Holding Company |  |  |  |  | 556.72 | NO-ESTIMATION | NO-ESTIMATION | NO-ESTIMATION | NO-ESTIMATION | NO-ESTIMATION
EGY | Egypt | Suez Gulf |  | WRI1000088 | 683 | 29.6188 | 32.3532 | Gas |  |  |  | 2002.0 |  | Egyptian Electricity Holding Company | http://www.moee.gov.eg/english_new/report.aspx | GEODB | 1044125 | [13 empty] | 3168.7 | NO-ESTIMATION | NO-ESTIMATION | NO-ESTIMATION | NO-ESTIMATION | CAPACITY-FACTOR-V1
EGY | Egypt | El-Tebeen |  | WRI1000071 | 700 | 29.7760 | 31.2983 | Gas |  |  |  | 2010.0 |  | Egyptian Electricity Holding Company | http://www.moee.gov.eg/english_new/report.aspx | GEODB | 1014117 | [13 empty] | 3247.57 | NO-ESTIMATION | NO-ESTIMATION | NO-ESTIMATION | NO-ESTIMATION | CAPACITY-FACTOR-V1
EGY | Egypt | Cairo South |  | WRI1000069 | 715 | 29.8669 | 31.2914 | Gas | [5 empty] | Egyptian Electricity Holding Company | http://www.moee.gov.eg/english_new/report.aspx | GEODB | 1014108 |  |  | 2947.0 | [5 empty] | Egyptian Electricity Holding Company |  |  |  |  | 3317.17 | NO-ESTIMATION | NO-ESTIMATION | NO-ESTIMATION | NO-ESTIMATION | CAPACITY-FACTOR-V1
EGY | Egypt | Wadi Hof |  | WRI1000072 | 100 | 29.8757 | 31.3194 | Gas |  |  |  | 1985.0 |  | Egyptian Electricity Holding Company | http://www.moee.gov.eg/english_new/report.aspx | GEODB | 1014130 |  |  | 126.0 | [5 empty] | Egyptian Electricity Holding Company |  |  |  |  | 463.93 | NO-ESTIMATION | NO-ESTIMATION | NO-ESTIMATION | NO-ESTIMATION | CAPACITY-FACTOR-V1
EGY | Egypt | Oyoun Mousa |  | WRI1000084 | 640 | 29.9115 | 32.5948 | Gas |  |  |  | 2001.0 |  | Egyptian Electricity Holding Company | http://www.moee.gov.eg/english_new/report.aspx | GEODB |  |  |  | 4943.0 | [5 empty] | Egyptian Electricity Holding Company |  |  |  |  | 2969.21 | NO-ESTIMATION | NO-ESTIMATION | NO-ESTIMATION | NO-ESTIMATION | CAPACITY-FACTOR-V1
EGY | Egypt | Ataka |  | WRI1000076 | 900 | 29.9364 | 32.4720 | Gas | [5 empty] | Egyptian Electricity Holding Company | http://www.moee.gov.eg/english_new/report.aspx | WRI | 1014104 |  |  | 1852.0 | [5 empty] | Egyptian Electricity Holding Company |  |  |  |  | 4175.45 | NO-ESTIMATION | NO-ESTIMATION | NO-ESTIMATION | NO-ESTIMATION | SOLAR-V1
EGY | Egypt | October 6th |  | WRI1000073 | 600 | 30.0540 | 31.0456 | Gas |  |  |  | 2012.0 |  | Egyptian Electricity Holding Company | http://www.moee.gov.eg/english_new/report.aspx | GEODB | 1086571 |  |  | 1534.0 | [5 empty] | Egyptian Electricity Holding Company |  |  |  |  | 2783.63 | NO-ESTIMATION | NO-ESTIMATION | NO-ESTIMATION | NO-ESTIMATION | NO-ESTIMATION
EGY | Egypt | Cairo North |  | WRI1000070 | 1500 | 30.1080 | 31.2660 | Gas | [5 empty] | Egyptian Electricity Holding Company | http://www.moee.gov.eg/english_new/report.aspx | GEODB | 1054342 |  |  | 2196.0 | [5 empty] | Egyptian Electricity Holding Company |  |  |  |  | 6959.09 | NO-ESTIMATION | NO-ESTIMATION | NO-ESTIMATION | NO-ESTIMATION | CAPACITY-FACTOR-V1
EGY | Egypt | Shoubra El-Kheima |  | WRI1000067 | 1295 | 30.1239 | 31.2376 | Gas | [5 empty] | Egyptian Electricity Holding Company | http://www.moee.gov.eg/english_new/report.aspx | GEODB | 1014132 |  |  | 5841.0 | [5 empty] | Egyptian Electricity Holding Company |  |  |  |  | 6008.02 | NO-ESTIMATION | NO-ESTIMATION | NO-ESTIMATION | NO-ESTIMATION | CAPACITY-FACTOR-V1
EGY | Egypt | Cairo West |  | WRI1000068 | 1360 | 30.1387 | 31.1672 | Gas | [5 empty] | Egyptian Electricity Holding Company | http://www.moee.gov.eg/english_new/report.aspx | WRI | 1014109 |  |  | 7957.0 | [5 empty] | Egyptian Electricity Holding Company |  |  |  |  | 6309.58 | NO-ESTIMATION | NO-ESTIMATION | NO-ESTIMATION | NO-ESTIMATION | CAPACITY-FACTOR-V1
EGY | Egypt | North Giza |  | WRI1000074 | 2250 | 30.2483 | 30.9471 | Gas |  |  |  | 2014.0 |  | Egyptian Electricity Holding Company | http://www.moee.gov.eg/english_new/report.aspx | GEODB | 1081903 |  |  |  |  | 133.0 |  |  |  | Egyptian Electricity Holding Company |  |  |  |  | 10438.64 | NO-ESTIMATION | NO-ESTIMATION | NO-ESTIMATION | NO-ESTIMATION | CAPACITY-FACTOR-V1
EGY | Egypt | Abu Sultan |  | WRI1000077 | 600 | 30.4025 | 32.3086 | Gas | [5 empty] | Egyptian Electricity Holding Company | http://www.moee.gov.eg/english_new/report.aspx | GEODB | 1014100 |  |  | 3090.0 | [5 empty] | Egyptian Electricity Holding Company |  |  |  |  | 2783.63 | NO-ESTIMATION | NO-ESTIMATION | NO-ESTIMATION | NO-ESTIMATION | CAPACITY-FACTOR-V1
EGY | Egypt | New Gas Shabab |  | WRI1000079 | 1000 | 30.4653 | 31.9234 | Gas |  |  |  | 2011.0 |  | Egyptian Electricity Holding Company | http://www.moee.gov.eg/english_new/report.aspx | GEODB | 1014139 |  |  | 1932.0 | [5 empty] | Egyptian Electricity Holding Company |  |  |  |  | 4639.39 | NO-ESTIMATION | NO-ESTIMATION | NO-ESTIMATION | NO-ESTIMATION | CAPACITY-FACTOR-V1
EGY | Egypt | Shabab |  | WRI1000078 | 100 | 30.4659 | 31.9269 | Gas |  |  |  | 1982.0 |  | Egyptian Electricity Holding Company | http://www.moee.gov.eg/english_new/report.aspx | GEODB | 1014139 |  |  | 251.0 | [5 empty] | Egyptian Electricity Holding Company |  |  |  |  | 463.93 | NO-ESTIMATION | NO-ESTIMATION | NO-ESTIMATION | NO-ESTIMATION | CAPACITY-FACTOR-V1
EGY | Egypt | Banha |  | WRI1000094 | 500 | 30.4974 | 31.2234 | Gas |  |  |  | 2014.0 |  | Egyptian Electricity Holding Company | http://www.moee.gov.eg/english_new/report.aspx | GEODB | 1088445 |  |  | 485.0 | [5 empty] | Egyptian Electricity Holding Company |  |  |  |  | 2319.69 | SOLAR-V1 | SOLAR-V1 | SOLAR-V1 | SOLAR-V1 | SOLAR-V1
EGY | Egypt | Nubaria |  | WRI1000091 | 2250 | 30.6993 | 30.6671 | Gas | [5 empty] | Egyptian Electricity Holding Company | http://www.moee.gov.eg/english_new/report.aspx | GEODB | 1045371 |  |  | 15127.0 | [5 empty] | Egyptian Electricity Holding Company |  |  |  |  | 10438.64 | NO-ESTIMATION | NO-ESTIMATION | NO-ESTIMATION | NO-ESTIMATION | CAPACITY-FACTOR-V1
EGY | Egypt | Sidi Krir |  | WRI1000100 | 2092 | 31.0430 | 29.6652 | Gas | [5 empty] | Egyptian Electricity Holding Company | http://www.moee.gov.eg/english_new/report.aspx | GEODB |  |  |  | 3703.0 | [5 empty] | Egyptian Electricity Holding Company |  |  |  |  | 9705.62 | NO-ESTIMATION | NO-ESTIMATION | NO-ESTIMATION | NO-ESTIMATION | CAPACITY-FACTOR-V1
EGY | Egypt | Talkha |  | WRI1000090 | 1460 | 31.0622 | 31.3921 | Gas | [5 empty] | Egyptian Electricity Holding Company | http://www.moee.gov.eg/english_new/report.aspx | GEODB |  |  |  | 9383.0 | [5 empty] | Egyptian Electricity Holding Company |  |  |  |  | 6773.52 | NO-ESTIMATION | NO-ESTIMATION | SOLAR-V1 | SOLAR-V1 | SOLAR-V1
EGY | Egypt | Damanhour |  | WRI1000096 | 458 | 31.0817 | 30.4293 | Gas | [5 empty] | Egyptian Electricity Holding Company | http://www.moee.gov.eg/english_new/report.aspx | GEODB | 1014110 |  |  | 1681.0 | [5 empty] | Egyptian Electricity Holding Company |  |  |  |  | 2124.84 | NO-ESTIMATION | NO-ESTIMATION | NO-ESTIMATION | NO-ESTIMATION | CAPACITY-FACTOR-V1
EGY | Egypt | PortSaid East |  | WRI1000089 | 683 | 31.0995 | 32.5202 | Gas |  |  |  | 2003.0 |  | Egyptian Electricity Holding Company | http://www.moee.gov.eg/english_new/report.aspx | GEODB | 1044126 | [13 empty] | 3168.7 | NO-ESTIMATION | NO-ESTIMATION | NO-ESTIMATION | NO-ESTIMATION | CAPACITY-FACTOR-V1
EGY | Egypt | Arish |  | WRI1000083 | 66 | 31.1162 | 33.6824 | Gas |  |  |  | 1995.0 |  | Egyptian Electricity Holding Company | http://www.moee.gov.eg/english_new/report.aspx | GEODB | 1014113 |  |  | 545.0 | [5 empty] | Egyptian Electricity Holding Company |  |  |  |  | 306.2 | NO-ESTIMATION | NO-ESTIMATION | NO-ESTIMATION | NO-ESTIMATION | CAPACITY-FACTOR-V1
EGY | Egypt | Kafr El-Dawar |  | WRI1000095 | 440 | 31.1293 | 30.1932 | Gas | [5 empty] | Egyptian Electricity Holding Company | http://www.moee.gov.eg/english_new/report.aspx | GEODB | 1014124 |  |  | 3061.0 | [5 empty] | Egyptian Electricity Holding Company |  |  |  |  | 2041.33 | NO-ESTIMATION | NO-ESTIMATION | NO-ESTIMATION | NO-ESTIMATION | CAPACITY-FACTOR-V1
EGY | Egypt | Mahmoudia |  | WRI1000092 | 317 | 31.1759 | 30.5289 | Gas | [5 empty] | Egyptian Electricity Holding Company | http://www.moee.gov.eg/english_new/report.aspx | GEODB | 1014126 |  |  | 2190.0 | [5 empty] | Egyptian Electricity Holding Company |  |  |  |  | 1470.68 | NO-ESTIMATION | NO-ESTIMATION | NO-ESTIMATION | NO-ESTIMATION | CAPACITY-FACTOR-V1
EGY | Egypt | El-Atf |  | WRI1000093 | 750 | 31.1851 | 30.5291 | Gas | [5 empty] | Egyptian Electricity Holding Company | http://www.moee.gov.eg/english_new/report.aspx | GEODB | 1068244 |  |  | 5938.0 | [5 empty] | Egyptian Electricity Holding Company |  |  |  |  | 3479.54 | SOLAR-V1 | SOLAR-V1 | SOLAR-V1 | SOLAR-V1 | SOLAR-V1
EGY | Egypt | El-Seiuf |  | WRI1000097 | 200 | 31.2158 | 29.9953 | Gas | [5 empty] | Egyptian Electricity Holding Company | http://www.moee.gov.eg/english_new/report.aspx | GEODB | 1014134 |  |  | 302.0 | [5 empty] | Egyptian Electricity Holding Company |  |  |  |  | 927.87 | NO-ESTIMATION | NO-ESTIMATION | NO-ESTIMATION | NO-ESTIMATION | CAPACITY-FACTOR-V1
EGY | Egypt | Port Said |  | WRI1000082 | 48 | 31.2563 | 32.3171 | Gas |  |  |  | 1997.0 |  | Egyptian Electricity Holding Company | http://www.moee.gov.eg/english_new/report.aspx | GEODB |  |  |  | 111.0 | [5 empty] | Egyptian Electricity Holding Company |  |  |  |  | 222.69 | NO-ESTIMATION | NO-ESTIMATION | NO-ESTIMATION | NO-ESTIMATION | CAPACITY-FACTOR-V1
EGY | Egypt | Abu Kir |  | WRI1000099 | 2236 | 31.2694 | 30.1409 | Gas | [5 empty] | Egyptian Electricity Holding Company | http://www.moee.gov.eg/english_new/report.aspx | GEODB | 1014099 |  |  | 12275.0 | [5 empty] | Egyptian Electricity Holding Company |  |  |  |  | 10373.69 | NO-ESTIMATION | NO-ESTIMATION | NO-ESTIMATION | NO-ESTIMATION | CAPACITY-FACTOR-V1
EGY | Egypt | Matrouh |  | WRI1000101 | 60 | 31.3525 | 27.2453 | Gas |  |  |  | 1990.0 |  | Egyptian Electricity Holding Company | http://www.moee.gov.eg/english_new/report.aspx | CARMA | 1063378 |  |  | 349.0 | [5 empty] | Egyptian Electricity Holding Company |  |  |  |  | 278.36 | HYDRO-V1 | HYDRO-V1 | HYDRO-V1 | HYDRO-V1 | HYDRO-V1
EGY | Egypt | Damietta |  | WRI1000075 | 1200 | 31.3815 | 31.7236 | Gas | [5 empty] | Egyptian Electricity Holding Company | http://www.moee.gov.eg/english_new/report.aspx | GEODB | 1014111 |  |  | 8328.0 | [5 empty] | Egyptian Electricity Holding Company |  |  |  |  | 5567.27 | NO-ESTIMATION | NO-ESTIMATION | NO-ESTIMATION | NO-ESTIMATION | CAPACITY-FACTOR-V1
EGY | Egypt | New Gas Damietta |  | WRI1000080 | 500 | 31.3822 | 31.7196 | Gas |  |  |  | 2011.0 |  | Egyptian Electricity Holding Company | http://www.moee.gov.eg/english_new/report.aspx | GEODB | 1014111 |  |  | 3159.0 | [5 empty] | Egyptian Electricity Holding Company |  |  |  |  | 2319.69 | NO-ESTIMATION | NO-ESTIMATION | NO-ESTIMATION | NO-ESTIMATION | CAPACITY-FACTOR-V1
EGY | Egypt | Damietta West |  | WRI1000081 | 500 | 31.4423 | 31.6064 | Gas |  |  |  | 2012.0 |  | Egyptian Electricity Holding Company | http://www.moee.gov.eg/english_new/report.aspx | GEODB | 1014111 |  |  | 3042.0 | [5 empty] | Egyptian Electricity Holding Company |  |  |  |  | 2319.69 | NO-ESTIMATION | NO-ESTIMATION | NO-ESTIMATION | NO-ESTIMATION | CAPACITY-FACTOR-V1
ESP | Spain | GARONA VERDA |  | WRI1006494 | 14.95 | 0.7046 | 42.8025 | Gas |  |  |  | 1999.0 | NEO SC ARAN SLU | Red ElÃ©ctrica de EspaÃ±a | http://www.ree.es/en/statistical-data-of-spanish-electrical-system/annual-report/preliminary-report-spanish-electricity-system-2015 | WRI | [14 empty] | 35.43 | NO-ESTIMATION | NO-ESTIMATION | NO-ESTIMATION | NO-ESTIMATION | NO-ESTIMATION
ESP | Spain | BAHIA DE ALGECIRAS I |  | WRI1006223 | 731 | 36.1829 | -5.3905 | Gas |  |  |  | 1970.0 | VIESGO GENERACION S.L. | Red ElÃ©ctrica de EspaÃ±a | http://www.ree.es/en/statistical-data-of-spanish-electrical-system/annual-report/preliminary-report-spanish-electricity-system-2015 | GEODB | 1012767 |  |  |  | 2103.497 | 2415.509 | 3373.713 |  |  | JRC-PPDB-OPEN |  |  |  |  | 1732.71 | WIND-V1 | WIND-V1 | WIND-V1 | WIND-V1 | WIND-V1
ESP | Spain | CCC BAHIA DE ALGECIRAS |  | WRI1006322 | 820.536 | 36.1829 | -5.3905 | Gas |  |  |  | 2009.0 | VIESGO GENERACION S.L. | Red ElÃ©ctrica de EspaÃ±a | http://www.ree.es/en/statistical-data-of-spanish-electrical-system/annual-report/preliminary-report-spanish-electricity-system-2015 | GEODB | 1012767 | [13 empty] | 1944.94 | NO-ESTIMATION | NO-ESTIMATION | NO-ESTIMATION | NO-ESTIMATION | CAPACITY-FACTOR-V1
ESP | Spain | CAMPO DE GIBRALTAR GRUPO 20 |  | WRI1006292 | 780.66 | 36.1834 | -5.3933 | Gas |  |  |  | 2004.0 | PUENTE MAYORGA GENERACION S.L.U. | Red ElÃ©ctrica de EspaÃ±a | http://www.ree.es/en/statistical-data-of-spanish-electrical-system/annual-report/preliminary-report-spanish-electricity-system-2015 | GEODB | 1045094 | [13 empty] | 1850.42 | NO-ESTIMATION | NO-ESTIMATION | NO-ESTIMATION | NO-ESTIMATION | CAPACITY-FACTOR-V1
ESP | Spain | SAN ROQUE GRUPO 2 |  | WRI1007879 | 791.68 | 36.1955 | -5.4131 | Gas |  |  |  | 2002.0 | ENDESA GENERACION S.A. | Red ElÃ©ctrica de EspaÃ±a | http://www.ree.es/en/statistical-data-of-spanish-electrical-system/annual-report/preliminary-report-spanish-electricity-system-2015 | GEODB |  |  |  |  | 2693.834 | 2313.036 | 1762.875 |  |  | JRC-PPDB-OPEN |  |  |  |  | 1876.54 | NO-ESTIMATION | NO-ESTIMATION | NO-ESTIMATION | NO-ESTIMATION | CAPACITY-FACTOR-V1
ESP | Spain | ARCOS DE LA FRONTERA GRUPO 1 |  | WRI1006203 | 1585.39 | 36.6721 | -5.8164 | Gas |  |  |  | 2005.0 | IBERDROLA GENERACION S.A. | Red ElÃ©ctrica de EspaÃ±a | http://www.ree.es/en/statistical-data-of-spanish-electrical-system/annual-report/preliminary-report-spanish-electricity-system-2015 | GEODB |  |  |  |  | 198.232 | 909.407 | 888.096 |  |  | JRC-PPDB-OPEN |  |  |  |  | 3757.89 | NO-ESTIMATION | NO-ESTIMATION | NO-ESTIMATION | NO-ESTIMATION | CAPACITY-FACTOR-V1
ESP | Spain | COGENERACION MOTRIL |  | WRI1006377 | 48.8 | 36.7334 | -3.5413 | Gas |  |  |  | 2001.0 | COGENERACION MOTRIL S.A. | Red ElÃ©ctrica de EspaÃ±a | http://www.ree.es/en/statistical-data-of-spanish-electrical-system/annual-report/preliminary-report-spanish-electricity-system-2015 | CARMA | 1049221 | [13 empty] | 115.67 | NO-ESTIMATION | NO-ESTIMATION | NO-ESTIMATION | NO-ESTIMATION | CAPACITY-FACTOR-V1
ESP | Spain | MALA1 (CTCC MALAGA) |  | WRI1006664 | 415.509 | 36.7495 | -4.5631 | Gas |  |  |  | 2009.0 | GAS NATURAL FENOSA GENERACION S.L.U. | Red ElÃ©ctrica de EspaÃ±a | http://www.ree.es/en/statistical-data-of-spanish-electrical-system/annual-report/preliminary-report-spanish-electricity-system-2015 | GEODB | 1064787 |  |  |  | 1845.647 | 1787.158 | 1821.304 |  |  | JRC-PPDB-OPEN |  |  |  |  | 984.89 | HYDRO-V1 | HYDRO-V1 | HYDRO-V1 | HYDRO-V1 | HYDRO-V1
ESP | Spain | PALOS DE LA FRONTERA GRUPO 1 |  | WRI1007283 | 1167 | 37.1843 | -6.8857 | Gas |  |  |  | 2004.0 | GAS NATURAL FENOSA GENERACION S.L.U. | Red ElÃ©ctrica de EspaÃ±a | http://www.ree.es/en/statistical-data-of-spanish-electrical-system/annual-report/preliminary-report-spanish-electricity-system-2015 | GEODB | 1051730 |  |  |  | 178.209 | 66.651 | 392.689 |  |  | JRC-PPDB-OPEN |  |  |  |  | 2766.17 | HYDRO-V1 | HYDRO-V1 | HYDRO-V1 | HYDRO-V1 | HYDRO-V1
ESP | Spain | CRISTOBAL COLON |  | WRI1006404 | 390.94 | 37.2156 | -6.9430 | Gas |  |  |  | 2006.0 | ENDESA GENERACION S.A. | Red ElÃ©ctrica de EspaÃ±a | http://www.ree.es/en/statistical-data-of-spanish-electrical-system/annual-report/preliminary-report-spanish-electricity-system-2015 | GEODB | 1012783 |  |  |  | 289.949 | 0.0 | 195.981 |  |  | JRC-PPDB-OPEN |  |  |  |  | 926.65 | HYDRO-V1 | HYDRO-V1 | HYDRO-V1 | HYDRO-V1 | HYDRO-V1
ESP | Spain | ENCE ENERGIA HUELVA S.L.U. $$ |  | WRI1006455 | 50 | 37.2583 | -6.9508 | Gas |  |  |  | 2012.0 | ENCE ENERGIA HUELVA S.L.U. | Red ElÃ©ctrica de EspaÃ±a | http://www.ree.es/en/statistical-data-of-spanish-electrical-system/annual-report/preliminary-report-spanish-electricity-system-2015 | CARMA | 1073838 | [13 empty] | 118.51 | HYDRO-V1 | HYDRO-V1 | HYDRO-V1 | HYDRO-V1 | HYDRO-V1
ESP | Spain | TIOXIDE EUROPE S.L. |  | WRI1007968 | 10 | 37.2583 | -6.9508 | Gas |  |  |  | 2009.0 | TIOXIDE EUROPE S.L. | Red ElÃ©ctrica de EspaÃ±a | http://www.ree.es/en/statistical-data-of-spanish-electrical-system/annual-report/preliminary-report-spanish-electricity-system-2015 | CARMA | [14 empty] | 23.7 | NO-ESTIMATION | NO-ESTIMATION | NO-ESTIMATION | NO-ESTIMATION | CAPACITY-FACTOR-V1
ESP | Spain | PLANTA SECADO TERMICO DE LODOS E.R.A.R. DE BUTARQUE |  | WRI1007779 | 18 | 37.5624 | -5.1254 | Gas |  |  |  |  | SUFI SA (70%) Y CADAGUA SA (30%) | Red ElÃ©ctrica de EspaÃ±a | http://www.ree.es/en/statistical-data-of-spanish-electrical-system/annual-report/preliminary-report-spanish-electricity-system-2015 | GEODB | [14 empty] | 42.66 | NO-ESTIMATION | NO-ESTIMATION | NO-ESTIMATION | NO-ESTIMATION | NO-ESTIMATION
ESP | Spain | CARTAGENA GRUPO 1 |  | WRI1006308 | 1248.82 | 37.5732 | -0.9392 | Gas |  |  |  | 2006.0 | GAS NATURAL FENOSA GENERACION S.L.U. | Red ElÃ©ctrica de EspaÃ±a | http://www.ree.es/en/statistical-data-of-spanish-electrical-system/annual-report/preliminary-report-spanish-electricity-system-2015 | GEODB | 1044241 | [13 empty] | 2960.11 | NO-ESTIMATION | NO-ESTIMATION | NO-ESTIMATION | NO-ESTIMATION | CAPACITY-FACTOR-V1
ESP | Spain | CTCC ESCOMBRERAS |  | WRI1006415 | 815.64 | 37.5732 | -0.9392 | Gas |  |  |  | 2006.0 | IBERDROLA GENERACION S.A. | Red ElÃ©ctrica de EspaÃ±a | http://www.ree.es/en/statistical-data-of-spanish-electrical-system/annual-report/preliminary-report-spanish-electricity-system-2015 | GEODB | 1019142 |  |  |  | 369.818 | 644.342 | 1083.558 |  |  | JRC-PPDB-OPEN |  |  |  |  | 1933.33 | NO-ESTIMATION | NO-ESTIMATION | NO-ESTIMATION | NO-ESTIMATION | CAPACITY-FACTOR-V1
ESP | Spain | ECOCARBURANTES |  | WRI1006426 | 21.666 | 37.6051 | -0.9862 | Gas |  |  |  | 2012.0 | ECOCARBURANTES ESPANOLES S.A. | Red ElÃ©ctrica de EspaÃ±a | http://www.ree.es/en/statistical-data-of-spanish-electrical-system/annual-report/preliminary-report-spanish-electricity-system-2015 | CARMA | 1055607 | [13 empty] | 51.35 | NO-ESTIMATION | NO-ESTIMATION | NO-ESTIMATION | NO-ESTIMATION | NO-ESTIMATION
ESP | Spain | REPSOL PUERTOLLANO |  | WRI1007845 | 80.5 | 38.6478 | -4.1214 | Gas |  |  |  | 1994.0 | REPSOL PETROLEO S.A. | Red ElÃ©ctrica de EspaÃ±a | http://www.ree.es/en/statistical-data-of-spanish-electrical-system/annual-report/preliminary-report-spanish-electricity-system-2015 | GEODB | 1027345 | [13 empty] | 190.81 | NO-ESTIMATION | NO-ESTIMATION | NO-ESTIMATION | NO-ESTIMATION | CAPACITY-FACTOR-V1
ESP | Spain | COLORTEX |  | WRI1006390 | 12.68 | 38.8167 | -0.6167 | Gas |  |  |  |  | COLORTEX S.A. | Red ElÃ©ctrica de EspaÃ±a | http://www.ree.es/en/statistical-data-of-spanish-electrical-system/annual-report/preliminary-report-spanish-electricity-system-2015 | CARMA | 1054595 | [13 empty] | 30.05 | NO-ESTIMATION | NO-ESTIMATION | NO-ESTIMATION | NO-ESTIMATION | CAPACITY-FACTOR-V1
ESP | Spain | CAS TRESORER TG3 CC2 |  | WRI1006309 | 429 | 39.5672 | 2.6895 | Gas |  |  |  | 2009.0 | ENDESA GENERACION S.A. | Red ElÃ©ctrica de EspaÃ±a | http://www.ree.es/en/statistical-data-of-spanish-electrical-system/annual-report/preliminary-report-spanish-electricity-system-2015 | GEODB | 1062467 | [13 empty] | 1016.87 | HYDRO-V1 | HYDRO-V1 | HYDRO-V1 | HYDRO-V1 | HYDRO-V1
ESP | Spain | CCC SAGUNTO GRUPO 2 |  | WRI1006323 | 1232.19 | 39.6426 | -0.2344 | Gas |  |  |  | 2007.0 | GAS NATURAL FENOSA GENERACION S.L.U. | Red ElÃ©ctrica de EspaÃ±a | http://www.ree.es/en/statistical-data-of-spanish-electrical-system/annual-report/preliminary-report-spanish-electricity-system-2015 | GEODB | 1051731 |  |  |  | 3628.278 | 3092.415 | 2771.594 |  |  | JRC-PPDB-OPEN |  |  |  |  | 2920.69 | NO-ESTIMATION | NO-ESTIMATION | NO-ESTIMATION | NO-ESTIMATION | CAPACITY-FACTOR-V1
ESP | Spain | MAHON TG4 |  | WRI1006662 | 50 | 39.8964 | 4.2597 | Gas |  |  |  | 2008.0 | GAS Y ELECTRICIDAD GENERACION S.A.U | Red ElÃ©ctrica de EspaÃ±a | http://www.ree.es/en/statistical-data-of-spanish-electrical-system/annual-report/preliminary-report-spanish-electricity-system-2015 | CARMA | [14 empty] | 118.51 | WIND-V1 | WIND-V1 | WIND-V1 | WIND-V1 | WIND-V1
ESP | Spain | ACECA GRUPO 4 |  | WRI1006159 | 758.74 | 39.9427 | -3.8548 | Gas |  |  |  | 2006.0 | GAS NATURAL FENOSA GENERACION S.L.U. | Red ElÃ©ctrica de EspaÃ±a | http://www.ree.es/en/statistical-data-of-spanish-electrical-system/annual-report/preliminary-report-spanish-electricity-system-2015 | GEODB | 1031228 |  |  |  | 1294.233 | 1272.51 | 1678.557 |  |  | JRC-PPDB-OPEN |  |  |  |  | 1798.46 | NO-ESTIMATION | NO-ESTIMATION | NO-ESTIMATION | NO-ESTIMATION | CAPACITY-FACTOR-V1
ESP | Spain | CASTELLON |  | WRI1006318 | 782 | 39.9592 | -0.0010 | Gas |  |  |  | 2002.0 | IBERDROLA GENERACION S.A. | Red ElÃ©ctrica de EspaÃ±a | http://www.ree.es/en/statistical-data-of-spanish-electrical-system/annual-report/preliminary-report-spanish-electricity-system-2015 | GEODB | 1049538 |  |  |  | 1343.546 | 1798.903 | 1591.824 |  |  | JRC-PPDB-OPEN |  |  |  |  | 1853.59 | HYDRO-V1 | HYDRO-V1 | HYDRO-V1 | HYDRO-V1 | HYDRO-V1
ESP | Spain | CTCC CASTELLON GRUPO 4 |  | WRI1006413 | 839.35 | 39.9592 | -0.0010 | Gas |  |  |  | 2008.0 | IBERDROLA GENERACION S.A. | Red ElÃ©ctrica de EspaÃ±a | http://www.ree.es/en/statistical-data-of-spanish-electrical-system/annual-report/preliminary-report-spanish-electricity-system-2015 | GEODB | 1019106 | [13 empty] | 1989.53 | NO-ESTIMATION | NO-ESTIMATION | NO-ESTIMATION | NO-ESTIMATION | CAPACITY-FACTOR-V1
ESP | Spain | AZULIBER |  | WRI1006221 | 17.763 | 40.0667 | -0.2000 | Gas |  |  |  |  | AZULIBER 1 S.L. | Red ElÃ©ctrica de EspaÃ±a | http://www.ree.es/en/statistical-data-of-spanish-electrical-system/annual-report/preliminary-report-spanish-electricity-system-2015 | CARMA | 1010596 | [13 empty] | 42.1 | SOLAR-V1 | SOLAR-V1 | SOLAR-V1 | SOLAR-V1 | SOLAR-V1
ESP | Spain | COTASA |  | WRI1006403 | 14.071 | 40.0667 | -0.2000 | Gas |  |  |  |  | TIERRA ATOMIZADA S.A. | Red ElÃ©ctrica de EspaÃ±a | http://www.ree.es/en/statistical-data-of-spanish-electrical-system/annual-report/preliminary-report-spanish-electricity-system-2015 | CARMA | 1031355 | [13 empty] | 33.35 | NO-ESTIMATION | NO-ESTIMATION | SOLAR-V1 | SOLAR-V1 | SOLAR-V1
ESP | Spain | TORTOSA ENERGIA |  | WRI1007975 | 39.58 | 40.8125 | 0.5216 | Gas |  |  |  | 2011.0 | TORTOSA ENERGIA SA | Red ElÃ©ctrica de EspaÃ±a | http://www.ree.es/en/statistical-data-of-spanish-electrical-system/annual-report/preliminary-report-spanish-electricity-system-2015 | CARMA | 1031863 | [13 empty] | 93.81 | NO-ESTIMATION | NO-ESTIMATION | NO-ESTIMATION | NO-ESTIMATION | CAPACITY-FACTOR-V1
ESP | Spain | FERTIMOLINA |  | WRI1006477 | 10 | 40.8436 | -1.8876 | Gas |  |  |  | 2000.0 | FERTIMOLINA S.A. | Red ElÃ©ctrica de EspaÃ±a | http://www.ree.es/en/statistical-data-of-spanish-electrical-system/annual-report/preliminary-report-spanish-electricity-system-2015 | CARMA | 1056498 | [13 empty] | 23.7 | NO-ESTIMATION | NO-ESTIMATION | NO-ESTIMATION | NO-ESTIMATION | CAPACITY-FACTOR-V1
ESP | Spain | CTCC PLANA DEL VENT 2 |  | WRI1006416 | 819.03 | 40.9596 | 0.8692 | Gas |  |  |  | 2007.0 | ALPIQ ENERGIA ESPANA S.A.U. | Red ElÃ©ctrica de EspaÃ±a | http://www.ree.es/en/statistical-data-of-spanish-electrical-system/annual-report/preliminary-report-spanish-electricity-system-2015 | GEODB | 1054392 |  |  |  | 348.084 | 606.193 | 876.424 |  |  | JRC-PPDB-OPEN |  |  |  |  | 1941.37 | HYDRO-V1 | HYDRO-V1 | HYDRO-V1 | HYDRO-V1 | HYDRO-V1
ESP | Spain | TARRAGONA |  | WRI1007956 | 802.84 | 41.1081 | 1.1912 | Gas |  |  |  | 2004.0 | TARRAGONA POWER S.L. | Red ElÃ©ctrica de EspaÃ±a | http://www.ree.es/en/statistical-data-of-spanish-electrical-system/annual-report/preliminary-report-spanish-electricity-system-2015 | GEODB |  |  |  |  | 442.939 | 420.517 | 544.075 |  |  | JRC-PPDB-OPEN |  |  |  |  | 1902.99 | HYDRO-V1 | HYDRO-V1 | HYDRO-V1 | HYDRO-V1 | HYDRO-V1
ESP | Spain | CICLO COMBINADO DE CASTELNOU |  | WRI1006355 | 790.68 | 41.2167 | -0.2928 | Gas |  |  |  | 2006.0 | CASTELNOU ENERGIA S.L. | Red ElÃ©ctrica de EspaÃ±a | http://www.ree.es/en/statistical-data-of-spanish-electrical-system/annual-report/preliminary-report-spanish-electricity-system-2015 | GEODB | 1049538 | [13 empty] | 1874.17 | WIND-V1 | WIND-V1 | WIND-V1 | WIND-V1 | WIND-V1
ESP | Spain | CTCC ESCATRON |  | WRI1006414 | 274.635 | 41.2977 | -0.3376 | Gas |  |  |  | 2007.0 | GLOBAL 3 COMBI S.L.U. | Red ElÃ©ctrica de EspaÃ±a | http://www.ree.es/en/statistical-data-of-spanish-electrical-system/annual-report/preliminary-report-spanish-electricity-system-2015 | GEODB | 1061816 | [13 empty] | 650.97 | NO-ESTIMATION | NO-ESTIMATION | NO-ESTIMATION | NO-ESTIMATION | CAPACITY-FACTOR-V1
ESP | Spain | ESCATRON |  | WRI1006465 | 804.36 | 41.2977 | -0.3376 | Gas |  |  |  | 2008.0 | VIESGO GENERACION S.L. | Red ElÃ©ctrica de EspaÃ±a | http://www.ree.es/en/statistical-data-of-spanish-electrical-system/annual-report/preliminary-report-spanish-electricity-system-2015 | GEODB | 1015712 |  |  |  | 68.238 | 0.0 | 926.488 |  |  | JRC-PPDB-OPEN |  |  |  |  | 1906.59 | NO-ESTIMATION | NO-ESTIMATION | NO-ESTIMATION | NO-ESTIMATION | CAPACITY-FACTOR-V1
ESP | Spain | PUERTO DE BARCELONA GRUPO 2 |  | WRI1007821 | 866.3 | 41.3366 | 2.1594 | Gas |  |  |  | 2010.0 | GAS NATURAL FENOSA GENERACION S.L.U. | Red ElÃ©ctrica de EspaÃ±a | http://www.ree.es/en/statistical-data-of-spanish-electrical-system/annual-report/preliminary-report-spanish-electricity-system-2015 | GEODB | 1057106 |  |  |  | 2309.512 | 1982.689 | 1720.248 |  |  | JRC-PPDB-OPEN |  |  |  |  | 2053.41 | NO-ESTIMATION | NO-ESTIMATION | WIND-V1 | WIND-V1 | WIND-V1
ESP | Spain | BESOS GRUPO 5 |  | WRI1006249 | 1670.81 | 41.4196 | 2.2294 | Gas |  |  |  | 2010.0 | ENDESA GENERACION S.A. | Red ElÃ©ctrica de EspaÃ±a | http://www.ree.es/en/statistical-data-of-spanish-electrical-system/annual-report/preliminary-report-spanish-electricity-system-2015 | GEODB | 1031231 |  |  |  | 744.13 | 666.045 | 1360.293 |  |  | JRC-PPDB-OPEN |  |  |  |  | 3960.37 | NO-ESTIMATION | NO-ESTIMATION | NO-ESTIMATION | NO-ESTIMATION | CAPACITY-FACTOR-V1
ESP | Spain | NUFRI |  | WRI1006706 | 10 | 41.6333 | 0.9000 | Gas |  |  |  | 2005.0 | SAT NUM.1596 NUFRI | Red ElÃ©ctrica de EspaÃ±a | http://www.ree.es/en/statistical-data-of-spanish-electrical-system/annual-report/preliminary-report-spanish-electricity-system-2015 | CARMA | 1053783 | [13 empty] | 23.7 | NO-ESTIMATION | NO-ESTIMATION | NO-ESTIMATION | NO-ESTIMATION | CAPACITY-FACTOR-V1
ESP | Spain | MICHELIN VALLADOLID $$ |  | WRI1006678 | 46 | 41.6552 | -4.7237 | Gas |  |  |  |  | ENERGYWORKS VIT-VALL S.L. | Red ElÃ©ctrica de EspaÃ±a | http://www.ree.es/en/statistical-data-of-spanish-electrical-system/annual-report/preliminary-report-spanish-electricity-system-2015 | CARMA | 1049219 | [13 empty] | 109.03 | NO-ESTIMATION | NO-ESTIMATION | NO-ESTIMATION | NO-ESTIMATION | SOLAR-V1
ESP | Spain | TORRASPAPEL-MONTANANESA |  | WRI1007973 | 22 | 41.6561 | -0.8773 | Gas |  |  |  |  | TORRASPAPEL S.A | Red ElÃ©ctrica de EspaÃ±a | http://www.ree.es/en/statistical-data-of-spanish-electrical-system/annual-report/preliminary-report-spanish-electricity-system-2015 | CARMA | [14 empty] | 52.14 | NO-ESTIMATION | NO-ESTIMATION | NO-ESTIMATION | NO-ESTIMATION | WIND-V1
ESP | Spain | MICHELIN ARANDA |  | WRI1006677 | 31.866 | 41.6704 | -3.6892 | Gas |  |  |  | 2003.0 | ENERGYWORKS ARANDA S.L. | Red ElÃ©ctrica de EspaÃ±a | http://www.ree.es/en/statistical-data-of-spanish-electrical-system/annual-report/preliminary-report-spanish-electricity-system-2015 | CARMA | 1053157 | [13 empty] | 75.53 | WIND-V1 | WIND-V1 | WIND-V1 | WIND-V1 | WIND-V1
ESP | Spain | TRUCHAS DEL CINCA |  | WRI1007994 | 23.92 | 42.1519 | 0.2225 | Gas |  |  |  | 1999.0 | NEO SC EL GRADO SLU | Red ElÃ©ctrica de EspaÃ±a | http://www.ree.es/en/statistical-data-of-spanish-electrical-system/annual-report/preliminary-report-spanish-electricity-system-2015 | CARMA | [14 empty] | 56.69 | SOLAR-V1 | SOLAR-V1 | SOLAR-V1 | SOLAR-V1 | SOLAR-V1
ESP | Spain | CASTEJON GRUPO 2 |  | WRI1006317 | 797.41 | 42.1718 | -1.6773 | Gas |  |  |  | 2007.0 | HIDROELECTRICA DEL CANTABRICO S.A. | Red ElÃ©ctrica de EspaÃ±a | http://www.ree.es/en/statistical-data-of-spanish-electrical-system/annual-report/preliminary-report-spanish-electricity-system-2015 | GEODB | 1041578 |  |  |  | 341.909 | 632.861 | 537.364 |  |  | JRC-PPDB-OPEN |  |  |  |  | 1890.12 | SOLAR-V1 | SOLAR-V1 | SOLAR-V1 | SOLAR-V1 | SOLAR-V1
ESP | Spain | CTCC CASTEJON GRUPO 1 |  | WRI1006412 | 424.91 | 42.1718 | -1.6773 | Gas |  |  |  | 2002.0 | HIDROELECTRICA DEL CANTABRICO S.A. | Red ElÃ©ctrica de EspaÃ±a | http://www.ree.es/en/statistical-data-of-spanish-electrical-system/annual-report/preliminary-report-spanish-electricity-system-2015 | GEODB |  |  |  |  | 390.789 | 656.442 | 875.788 |  |  | JRC-PPDB-OPEN |  |  |  |  | 1007.17 | WIND-V1 | WIND-V1 | WIND-V1 | WIND-V1 | WIND-V1
ESP | Spain | GUASCOR |  | WRI1006523 | 13.5 | 42.2793 | -1.7463 | Gas |  |  |  |  | GUASCOR INVESTIGACION Y DESARROLLO | Red ElÃ©ctrica de EspaÃ±a | http://www.ree.es/en/statistical-data-of-spanish-electrical-system/annual-report/preliminary-report-spanish-electricity-system-2015 | CARMA | [14 empty] | 31.99 | NO-ESTIMATION | NO-ESTIMATION | NO-ESTIMATION | WIND-V1 | WIND-V1
ESP | Spain | ENCE - PONTEVEDRA $$ |  | WRI1006454 | 26.62 | 42.4167 | -8.6667 | Gas |  |  |  | 2008.0 | GRUPO EMPRESARIAL ENCE S.A. | Red ElÃ©ctrica de EspaÃ±a | http://www.ree.es/en/statistical-data-of-spanish-electrical-system/annual-report/preliminary-report-spanish-electricity-system-2015 | CARMA | 1073837 | [13 empty] | 63.09 | NO-ESTIMATION | NO-ESTIMATION | NO-ESTIMATION | NO-ESTIMATION | CAPACITY-FACTOR-V1
ESP | Spain | ARRUBAL GRUPO 1 |  | WRI1006210 | 784.7 | 42.4194 | -2.2511 | Gas |  |  |  | 2005.0 | CONTOUR GLOBAL LA RIOJA S.L. | Red ElÃ©ctrica de EspaÃ±a | http://www.ree.es/en/statistical-data-of-spanish-electrical-system/annual-report/preliminary-report-spanish-electricity-system-2015 | GEODB | 1054391 |  |  |  | 586.258 | 1010.712 | 1688.797 |  |  | JRC-PPDB-OPEN |  |  |  |  | 1859.99 | NO-ESTIMATION | NO-ESTIMATION | NO-ESTIMATION | NO-ESTIMATION | CAPACITY-FACTOR-V1
ESP | Spain | SNIACE |  | WRI1007923 | 93 | 42.5273 | -8.0086 | Gas |  |  |  |  | SNIACE S.A. | Red ElÃ©ctrica de EspaÃ±a | http://www.ree.es/en/statistical-data-of-spanish-electrical-system/annual-report/preliminary-report-spanish-electricity-system-2015 | CARMA | [14 empty] | 220.44 | NO-ESTIMATION | NO-ESTIMATION | NO-ESTIMATION | NO-ESTIMATION | CAPACITY-FACTOR-V1
ESP | Spain | SALINAS BRAS DEL PORT S.A. |  | WRI1007864 | 10 | 42.5741 | 0.1824 | Gas |  |  |  |  | BRAS DEL PORT S.A. | Red ElÃ©ctrica de EspaÃ±a | http://www.ree.es/en/statistical-data-of-spanish-electrical-system/annual-report/preliminary-report-spanish-electricity-system-2015 | CARMA | [14 empty] | 23.7 | NO-ESTIMATION | NO-ESTIMATION | WIND-V1 | WIND-V1 | WIND-V1
ESP | Spain | NEUMATICOS MICHELIN-VITORIA |  | WRI1006705 | 47 | 42.8500 | -2.6667 | Gas |  |  |  |  | ENERGYWORKS VIT-VALL S.L. | Red ElÃ©ctrica de EspaÃ±a | http://www.ree.es/en/statistical-data-of-spanish-electrical-system/annual-report/preliminary-report-spanish-electricity-system-2015 | CARMA | 1022576 | [13 empty] | 111.4 | NO-ESTIMATION | NO-ESTIMATION | NO-ESTIMATION | NO-ESTIMATION | CAPACITY-FACTOR-V1
ESP | Spain | FINSA-SANTIAGO |  | WRI1006480 | 23.96 | 42.8805 | -8.5457 | Gas |  |  |  | 2002.0 | COGENERACION DEL NOROESTE S.L. | Red ElÃ©ctrica de EspaÃ±a | http://www.ree.es/en/statistical-data-of-spanish-electrical-system/annual-report/preliminary-report-spanish-electricity-system-2015 | CARMA | 1017189 | [13 empty] | 56.79 | NO-ESTIMATION | NO-ESTIMATION | NO-ESTIMATION | NO-ESTIMATION | CAPACITY-FACTOR-V1
ESP | Spain | AMOREBIETA |  | WRI1006189 | 786.42 | 43.2347 | -2.7497 | Gas |  |  |  | 2005.0 | BIZKAIA ENERGIA S.L.U. | Red ElÃ©ctrica de EspaÃ±a | http://www.ree.es/en/statistical-data-of-spanish-electrical-system/annual-report/preliminary-report-spanish-electricity-system-2015 | GEODB | 1051022 |  |  |  | 771.686 | 662.103 | 928.35 |  |  | JRC-PPDB-OPEN |  |  |  |  | 1864.07 | NO-ESTIMATION | NO-ESTIMATION | NO-ESTIMATION | NO-ESTIMATION | CAPACITY-FACTOR-V1
ESP | Spain | PAPELERA GUIPUZCOANA |  | WRI1007287 | 79.918 | 43.2596 | -1.9688 | Gas |  |  |  |  | PAPELERA GUIPUZCOANA DE ZICUNAGA SA | Red ElÃ©ctrica de EspaÃ±a | http://www.ree.es/en/statistical-data-of-spanish-electrical-system/annual-report/preliminary-report-spanish-electricity-system-2015 | WRI | [14 empty] | 189.43 | WIND-V1 | WIND-V1 | WIND-V1 | WIND-V1 | WIND-V1
ESP | Spain | GENSABON |  | WRI1006500 | 12 | 43.3048 | -8.5075 | Gas |  |  |  | 1999.0 | GENSABON S.A. | Red ElÃ©ctrica de EspaÃ±a | http://www.ree.es/en/statistical-data-of-spanish-electrical-system/annual-report/preliminary-report-spanish-electricity-system-2015 | CARMA | 1054440 | [13 empty] | 28.44 | NO-ESTIMATION | NO-ESTIMATION | NO-ESTIMATION | NO-ESTIMATION | NO-ESTIMATION
ESP | Spain | CTCC SOTO DE RIBERA GRUPO 5 |  | WRI1006418 | 854.17 | 43.3161 | -5.8777 | Gas |  |  |  | 2011.0 | HIDROELECTRICA DEL CANTABRICO S.A. | Red ElÃ©ctrica de EspaÃ±a | http://www.ree.es/en/statistical-data-of-spanish-electrical-system/annual-report/preliminary-report-spanish-electricity-system-2015 | GEODB | 1031230 |  |  |  | 77.778 | 112.482 | 112.966 |  |  | JRC-PPDB-OPEN |  |  |  |  | 2024.66 | NO-ESTIMATION | NO-ESTIMATION | NO-ESTIMATION | NO-ESTIMATION | WIND-V1
ESP | Spain | CTCC SABON GRUPO 3 |  | WRI1006417 | 391.31 | 43.3290 | -8.5030 | Gas |  |  |  | 2008.0 | GAS NATURAL FENOSA GENERACION S.L.U. | Red ElÃ©ctrica de EspaÃ±a | http://www.ree.es/en/statistical-data-of-spanish-electrical-system/annual-report/preliminary-report-spanish-electricity-system-2015 | GEODB | 1032483 |  |  |  | 160.119 | 188.941 | 297.541 |  |  | JRC-PPDB-OPEN |  |  |  |  | 927.53 | HYDRO-V1 | HYDRO-V1 | HYDRO-V1 | HYDRO-V1 | HYDRO-V1
ESP | Spain | SANTURCE GRUPO 4 |  | WRI1007889 | 396.4 | 43.3400 | -3.0539 | Gas |  |  |  | 2005.0 | HIDROELECTRICA IBERICA S.L. | Red ElÃ©ctrica de EspaÃ±a | http://www.ree.es/en/statistical-data-of-spanish-electrical-system/annual-report/preliminary-report-spanish-electricity-system-2015 | GEODB | 1019245 |  |  |  | 0.0 | 0.0 | 138.557 |  |  | JRC-PPDB-OPEN |  |  |  |  | 939.59 | NO-ESTIMATION | NO-ESTIMATION | NO-ESTIMATION | NO-ESTIMATION | CAPACITY-FACTOR-V1
ESP | Spain | CTCC AS PONTES GRUPO 5 |  | WRI1006410 | 855.67 | 43.4451 | -7.8621 | Gas |  |  |  | 2008.0 | ENDESA GENERACION S.A. | Red ElÃ©ctrica de EspaÃ±a | http://www.ree.es/en/statistical-data-of-spanish-electrical-system/annual-report/preliminary-report-spanish-electricity-system-2015 | GEODB |  |  |  |  | 178.932 | 484.793 | 1472.945 |  |  | JRC-PPDB-OPEN |  |  |  |  | 2028.21 | HYDRO-V1 | HYDRO-V1 | HYDRO-V1 | HYDRO-V1 | HYDRO-V1
ESP | Spain | COGENERACION NAVIA |  | WRI1006378 | 24 | 43.5354 | -6.7193 | Gas |  |  |  |  | INDUSTRIAS LACTEAS ASTURIANAS S.A. | Red ElÃ©ctrica de EspaÃ±a | http://www.ree.es/en/statistical-data-of-spanish-electrical-system/annual-report/preliminary-report-spanish-electricity-system-2015 | CARMA | 1009611 | [13 empty] | 56.88 | NO-ESTIMATION | NO-ESTIMATION | NO-ESTIMATION | NO-ESTIMATION | CAPACITY-FACTOR-V1
ESP | Spain | ESCOMBRERAS GRUPO 1 |  | WRI1006467 | 1199.25 | 7.5732 | -0.9392 | Gas |  |  |  | 2006.0 | GDF SUEZ CARTAGENA ENERGIA S.L. | Red ElÃ©ctrica de EspaÃ±a | http://www.ree.es/en/statistical-data-of-spanish-electrical-system/annual-report/preliminary-report-spanish-electricity-system-2015 | WRI | 1019142¦1044241 |  |  |  | 1683.195 | 479.222 | 2367.604 |  |  | JRC-PPDB-OPEN |  |  |  |  | 2842.61 | NO-ESTIMATION | NO-ESTIMATION | NO-ESTIMATION | NO-ESTIMATION | CAPACITY-FACTOR-V1
EST | Estonia | Kiisa AREJ 2 |  | WRI1022394 | 250 | 59.2439 | 24.7064 | Gas | [5 empty] | ENTSOE | https://transparency.entsoe.eu/generation/r2/installedCapacityPerProductionUnit/show | WRI | 1087072 | [13 empty] | 33.78 | NO-ESTIMATION | NO-ESTIMATION | NO-ESTIMATION | NO-ESTIMATION | CAPACITY-FACTOR-V1
EST | Estonia | IRU Elektrijaam |  | WRI1022396 | 173 | 59.4514 | 24.9246 | Gas | [5 empty] | ENTSOE | https://transparency.entsoe.eu/generation/r2/installedCapacityPerProductionUnit/show | GEODB | 1014068 | [13 empty] | 23.37 | NO-ESTIMATION | NO-ESTIMATION | NO-ESTIMATION | NO-ESTIMATION | CAPACITY-FACTOR-V1
FIN | Finland | Kirkniemi |  | WRI1002397 | 128 | 60.1843 | 23.9460 | Gas | Oil |  |  |  | Sappi Finland Oy | Finnish Energy Authority | http://www.energiavirasto.fi/en/voimalaitosrekisteri | CARMA | 1019387 | [13 empty] | 186.39 | NO-ESTIMATION | NO-ESTIMATION | NO-ESTIMATION | NO-ESTIMATION | CAPACITY-FACTOR-V1
FIN | Finland | Vuosaari A |  | WRI1002593 | 163 | 60.2199 | 25.1692 | Gas | Oil |  |  |  | Helsingin Energia | Finnish Energy Authority | http://www.energiavirasto.fi/en/voimalaitosrekisteri | GEODB | 1018289 |  |  |  | 2937.951 | 1644.277 | 1555.48 |  |  | JRC-PPDB-OPEN |  |  |  |  | 237.35 | NO-ESTIMATION | NO-ESTIMATION | NO-ESTIMATION | NO-ESTIMATION | CAPACITY-FACTOR-V1
FIN | Finland | Vuosaari B |  | WRI1002594 | 485 | 60.2199 | 25.1692 | Gas | Oil |  |  |  | Helsingin Energia | Finnish Energy Authority | http://www.energiavirasto.fi/en/voimalaitosrekisteri | GEODB | 1018289 | [13 empty] | 706.24 | WIND-V1 | WIND-V1 | WIND-V1 | WIND-V1 | WIND-V1
FIN | Finland | Martinlaakso |  | WRI1002450 | 171.7 | 60.2833 | 24.8364 | Gas |  |  |  |  | Vantaan Energia Oy | Finnish Energy Authority | http://www.energiavirasto.fi/en/voimalaitosrekisteri | GEODB | 1032731 | [13 empty] | 250.02 | NO-ESTIMATION | NO-ESTIMATION | NO-ESTIMATION | NO-ESTIMATION | CAPACITY-FACTOR-V1
FIN | Finland | Porvoo kt 2 |  | WRI1002502 | 120.6 | 60.3067 | 25.5506 | Gas | Oil |  |  |  | Neste Oil Oy | Finnish Energy Authority | http://www.energiavirasto.fi/en/voimalaitosrekisteri | CARMA | 1111234 | [13 empty] | 175.61 | NO-ESTIMATION | NO-ESTIMATION | NO-ESTIMATION | NO-ESTIMATION | CAPACITY-FACTOR-V1
FIN | Finland | Kerava |  | WRI1002391 | 3.7 | 60.4034 | 25.1050 | Gas | Oil |  |  |  | Keravan Energia Oy | Finnish Energy Authority | http://www.energiavirasto.fi/en/voimalaitosrekisteri | CARMA | [14 empty] | 5.38 | NO-ESTIMATION | NO-ESTIMATION | NO-ESTIMATION | NO-ESTIMATION | SOLAR-V1
FIN | Finland | Naantali G1 2 ja 3 |  | WRI1002466 | 290 | 60.4590 | 22.0545 | Gas | Oil |  |  |  | Turun Seudun Energiantuotanto Oy | Finnish Energy Authority | http://www.energiavirasto.fi/en/voimalaitosrekisteri | CARMA | [14 empty] | 422.29 | HYDRO-V1 | HYDRO-V1 | HYDRO-V1 | HYDRO-V1 | HYDRO-V1
FIN | Finland | Koneharju kt |  | WRI1002408 | 4.6 | 60.9827 | 25.6615 | Gas | Oil |  |  |  | Lahti Energia Oy | Finnish Energy Authority | http://www.energiavirasto.fi/en/voimalaitosrekisteri | CARMA | 1021757 | [13 empty] | 6.69 | HYDRO-V1 | HYDRO-V1 | HYDRO-V1 | HYDRO-V1 | HYDRO-V1
FIN | Finland | Lappeenranta kombi |  | WRI1002433 | 26.3 | 61.0587 | 28.1887 | Gas | Oil |  |  |  | UPM-Kymmene Oyj | Finnish Energy Authority | http://www.energiavirasto.fi/en/voimalaitosrekisteri | CARMA | 1020612 | [13 empty] | 38.29 | HYDRO-V1 | HYDRO-V1 | HYDRO-V1 | HYDRO-V1 | HYDRO-V1
FIN | Finland | Nokia kombi |  | WRI1002470 | 72 | 61.4667 | 23.5000 | Gas | Oil |  |  |  | LeppÃ¤kosken SÃ¤hkÃ¶ Oy | Finnish Energy Authority | http://www.energiavirasto.fi/en/voimalaitosrekisteri | CARMA | 1024190 | [13 empty] | 104.84 | WIND-V1 | WIND-V1 | WIND-V1 | WIND-V1 | WIND-V1
FIN | Finland | Lielahti |  | WRI1002442 | 142 | 61.4991 | 23.7871 | Gas | Oil |  |  |  | Tampereen SÃ¤hkÃ¶laitos | Finnish Energy Authority | http://www.energiavirasto.fi/en/voimalaitosrekisteri | CARMA | 1030967 | [13 empty] | 206.77 | HYDRO-V1 | HYDRO-V1 | HYDRO-V1 | HYDRO-V1 | HYDRO-V1
FIN | Finland | Naistenlahti 2 |  | WRI1002467 | 191.2 | 61.4991 | 23.7871 | Gas | Oil | Biomass |  |  | Tampereen SÃ¤hkÃ¶laitos | Finnish Energy Authority | http://www.energiavirasto.fi/en/voimalaitosrekisteri | CARMA | 1030968 | [13 empty] | 278.42 | HYDRO-V1 | HYDRO-V1 | HYDRO-V1 | HYDRO-V1 | HYDRO-V1
FIN | Finland | Tako T2 ja T5 |  | WRI1002554 | 16.5 | 61.4991 | 23.7871 | Gas | Oil |  |  |  | MetsÃ¤ Board Oyj | Finnish Energy Authority | http://www.energiavirasto.fi/en/voimalaitosrekisteri | CARMA | [14 empty] | 24.02 | NO-ESTIMATION | NO-ESTIMATION | NO-ESTIMATION | NO-ESTIMATION | CAPACITY-FACTOR-V1
FIN | Finland | Ikaalinen |  | WRI1002348 | 6 | 61.7695 | 23.0658 | Gas |  |  |  |  | LeppÃ¤kosken SÃ¤hkÃ¶ Oy | Finnish Energy Authority | http://www.energiavirasto.fi/en/voimalaitosrekisteri | CARMA | 1051809 | [13 empty] | 8.73 | NO-ESTIMATION | NO-ESTIMATION | NO-ESTIMATION | NO-ESTIMATION | CAPACITY-FACTOR-V1
FIN | Finland | Haapavesi |  | WRI1002322 | 2.7 | 64.1333 | 25.3667 | Gas | Biomass |  |  |  | Vapo Oy | Finnish Energy Authority | http://www.energiavirasto.fi/en/voimalaitosrekisteri | CARMA | [14 empty] | 3.93 | NO-ESTIMATION | NO-ESTIMATION | NO-ESTIMATION | SOLAR-V1 | SOLAR-V1
FIN | Finland | Joensuu |  | WRI1002357 | 68 | 64.6667 | 27.1333 | Gas | Waste |  |  |  | Fortum Power and Heat Oy | Finnish Energy Authority | http://www.energiavirasto.fi/en/voimalaitosrekisteri | CARMA | 1106150 | [13 empty] | 99.02 | NO-ESTIMATION | NO-ESTIMATION | NO-ESTIMATION | NO-ESTIMATION | SOLAR-V1
FIN | Finland | Myllykoski vp |  | WRI1002461 | 32.8 | 65.9667 | 29.1833 | Gas | Oil |  |  |  | UPM | Finnish Energy Authority | http://www.energiavirasto.fi/en/voimalaitosrekisteri | CARMA | [14 empty] | 47.76 | NO-ESTIMATION | NO-ESTIMATION | NO-ESTIMATION | NO-ESTIMATION | CAPACITY-FACTOR-V1
FRA | France | MARTIGUES PONTEAU |  | WRI1002743 | 930 | 43.3585 | 5.0216 | Gas | [5 empty] | RTE Transmission Operator | http://clients.rte-france.com/lang/an/visiteurs/vie/prod/parc_reference.jsp | GEODB |  |  |  |  | 931.0 | 3066.258 | 3970.26 |  |  | JRC-PPDB-OPEN |  |  |  |  | 3741.52 | HYDRO-V1 | HYDRO-V1 | HYDRO-V1 | HYDRO-V1 | HYDRO-V1
FRA | France | COMBIGOLFE |  | WRI1002711 | 425 | 43.4072 | 4.8676 | Gas | [5 empty] | RTE Transmission Operator | http://clients.rte-france.com/lang/an/visiteurs/vie/prod/parc_reference.jsp | GEODB | 1065077 |  |  |  | 1262.767 | 1868.27 | 1877.489 |  |  | JRC-PPDB-OPEN |  |  |  |  | 1709.83 | NO-ESTIMATION | NO-ESTIMATION | NO-ESTIMATION | NO-ESTIMATION | CAPACITY-FACTOR-V1
FRA | France | Croix-de-Metz |  | WRI1002715 | 413 | 48.6750 | 5.8917 | Gas | [5 empty] | RTE Transmission Operator | http://clients.rte-france.com/lang/an/visiteurs/vie/prod/parc_reference.jsp | GEODB |  |  |  |  | 766.219 | 1744.198 | 2064.174 |  |  | JRC-PPDB-OPEN |  |  |  |  | 1661.55 | NO-ESTIMATION | NO-ESTIMATION | NO-ESTIMATION | NO-ESTIMATION | CAPACITY-FACTOR-V1
FRA | France | BLENOD 5 |  | WRI1002695 | 427 | 48.8681 | 6.0849 | Gas | [5 empty] | RTE Transmission Operator | http://clients.rte-france.com/lang/an/visiteurs/vie/prod/parc_reference.jsp | WRI | 1014666 |  |  |  |  | 2031.478 | 1916.621 |  |  | JRC-PPDB-OPEN |  |  |  |  | 1717.88 | NO-ESTIMATION | NO-ESTIMATION | NO-ESTIMATION | NO-ESTIMATION | CAPACITY-FACTOR-V1
FRA | France | GENNEVILLIERS 1 |  | WRI1002731 | 203 | 48.9333 | 2.3000 | Gas | [5 empty] | RTE Transmission Operator | http://clients.rte-france.com/lang/an/visiteurs/vie/prod/parc_reference.jsp | CARMA | 1014791 | [5 empty] | 104.704 |  |  | JRC-PPDB-OPEN |  |  |  |  | 816.69 | NO-ESTIMATION | NO-ESTIMATION | NO-ESTIMATION | NO-ESTIMATION | SOLAR-V1
FRA | France | EMILE HUCHET |  | WRI1002724 | 826 | 49.1526 | 6.7018 | Gas | [5 empty] | RTE Transmission Operator | http://clients.rte-france.com/lang/an/visiteurs/vie/prod/parc_reference.jsp | WRI | 1012118 |  |  |  | 4202.229 |  |  |  |  | JRC-PPDB-OPEN |  |  |  |  | 3323.11 | NO-ESTIMATION | SOLAR-V1 | SOLAR-V1 | SOLAR-V1 | SOLAR-V1
FRA | France | Pont-sur-Sambre |  | WRI1002756 | 412 | 50.2308 | 3.8653 | Gas | [5 empty] | RTE Transmission Operator | http://clients.rte-france.com/lang/an/visiteurs/vie/prod/parc_reference.jsp | GEODB |  |  |  |  | 581.183 |  | 2101.814 |  |  | JRC-PPDB-OPEN |  |  |  |  | 1657.53 | NO-ESTIMATION | NO-ESTIMATION | NO-ESTIMATION | NO-ESTIMATION | CAPACITY-FACTOR-V1
FRA | France | BOUCHAIN 7 |  | WRI1002697 | 575 | 50.2987 | 3.3156 | Gas | [5 empty] | RTE Transmission Operator | http://clients.rte-france.com/lang/an/visiteurs/vie/prod/parc_reference.jsp | GEODB | 1014675 | [13 empty] | 2313.3 | NO-ESTIMATION | NO-ESTIMATION | NO-ESTIMATION | SOLAR-V1 | SOLAR-V1
FRA | France | DK6 |  | WRI1002722 | 796 | 51.0482 | 2.3255 | Gas | [5 empty] | RTE Transmission Operator | http://clients.rte-france.com/lang/an/visiteurs/vie/prod/parc_reference.jsp | GEODB | 1053922 |  |  |  | 2954.535 | 3080.269 | 3934.031 |  |  | JRC-PPDB-OPEN |  |  |  |  | 3202.42 | HYDRO-V1 | HYDRO-V1 | HYDRO-V1 | HYDRO-V1 | HYDRO-V1
GAB | Gabon | Port-Gentil |  | WRI1023074 | 68.3 | -0.7539 | 8.7536 | Gas | [5 empty] | African Development Bank Group | http://powerafrica.opendataforafrica.org | Power Africa | [15 empty] | NO-ESTIMATION | NO-ESTIMATION | NO-ESTIMATION | NO-ESTIMATION | CAPACITY-FACTOR-V1
GAB | Gabon | Owendo |  | WRI1023073 | 77 | 0.3433 | 9.4784 | Gas | [5 empty] | African Development Bank Group | http://powerafrica.opendataforafrica.org | Power Africa | 1029146 | [14 empty] | HYDRO-V1 | HYDRO-V1 | HYDRO-V1 | HYDRO-V1 | HYDRO-V1
GBR | United Kingdom | Langage |  | GBR1000073 | 905 | 50.3882 | -4.0118 | Gas |  |  |  |  | Centrica | Department for Business Energy & Industrial Strategy | https://www.gov.uk/government/collections/digest-of-uk-energy-statistics-dukes | GEODB | 1050394 | [13 empty] | 4199.25 | HYDRO-V1 | HYDRO-V1 | HYDRO-V1 | HYDRO-V1 | HYDRO-V1
GBR | United Kingdom | Cowes |  | GBR1000376 | 140 | 50.7469 | -1.2862 | Gas |  |  |  |  | RWE Npower Plc | Department for Business Energy & Industrial Strategy | https://www.gov.uk/government/collections/digest-of-uk-energy-statistics-dukes | GEODB | 1023587 | [13 empty] | 649.6 | NO-ESTIMATION | NO-ESTIMATION | NO-ESTIMATION | NO-ESTIMATION | CAPACITY-FACTOR-V1
GBR | United Kingdom | Shoreham |  | GBR2000769 | 420 | 50.8292 | -0.2311 | Gas | [7 empty] | GEO | [14 empty] | 1948.82 | NO-ESTIMATION | NO-ESTIMATION | NO-ESTIMATION | NO-ESTIMATION | CAPACITY-FACTOR-V1
GBR | United Kingdom | Marchwood |  | GBR1000311 | 842 | 50.8998 | -1.4384 | Gas |  |  |  |  | Marchwood Power Limited | Department for Business Energy & Industrial Strategy | https://www.gov.uk/government/collections/digest-of-uk-energy-statistics-dukes | GEODB | 1052944 | [13 empty] | 3906.92 | NO-ESTIMATION | NO-ESTIMATION | NO-ESTIMATION | NO-ESTIMATION | CAPACITY-FACTOR-V1
GBR | United Kingdom | Aberthaw GT |  | GBR1000375 | 51 | 51.3875 | -3.4068 | Gas |  |  |  |  | RWE Npower Plc | Department for Business Energy & Industrial Strategy | https://www.gov.uk/government/collections/digest-of-uk-energy-statistics-dukes | CARMA | [14 empty] | 236.64 | HYDRO-V1 | HYDRO-V1 | HYDRO-V1 | HYDRO-V1 | HYDRO-V1
GBR | United Kingdom | Barry |  | GBR2000125 | 235 | 51.4089 | -3.2301 | Gas | [7 empty] | GEO | [14 empty] | 1090.41 | NO-ESTIMATION | NO-ESTIMATION | NO-ESTIMATION | NO-ESTIMATION | CAPACITY-FACTOR-V1
GBR | United Kingdom | Damhead Creek |  | GBR1000465 | 805 | 51.4249 | 0.6014 | Gas |  |  |  |  | Scottish Power: Thermal | Department for Business Energy & Industrial Strategy | https://www.gov.uk/government/collections/digest-of-uk-energy-statistics-dukes | GEODB | 1038550 | [13 empty] | 3735.24 | NO-ESTIMATION | NO-ESTIMATION | NO-ESTIMATION | NO-ESTIMATION | CAPACITY-FACTOR-V1
GBR | United Kingdom | Medway |  | GBR1000437 | 700 | 51.4396 | 0.6894 | Gas |  |  |  |  | Scottish and Southern: Thermal | Department for Business Energy & Industrial Strategy | https://www.gov.uk/government/collections/digest-of-uk-energy-statistics-dukes | GEODB | 1022461 | [13 empty] | 3248.04 | NO-ESTIMATION | NO-ESTIMATION | NO-ESTIMATION | NO-ESTIMATION | CAPACITY-FACTOR-V1
GBR | United Kingdom | Grain GT |  | GBR1000497 | 56 | 51.4444 | 0.7114 | Gas |  |  |  |  | Uniper UK Limited | Department for Business Energy & Industrial Strategy | https://www.gov.uk/government/collections/digest-of-uk-energy-statistics-dukes | GEODB | 1025719 | [13 empty] | 259.84 | NO-ESTIMATION | NO-ESTIMATION | NO-ESTIMATION | NO-ESTIMATION | CAPACITY-FACTOR-V1
GBR | United Kingdom | Chippenham |  | GBR1000440 | 10 | 51.4600 | -2.1247 | Gas |  |  |  |  | Scottish and Southern: Thermal | Department for Business Energy & Industrial Strategy | https://www.gov.uk/government/collections/digest-of-uk-energy-statistics-dukes | CARMA | 1053649 | [13 empty] | 46.4 | NO-ESTIMATION | NO-ESTIMATION | NO-ESTIMATION | NO-ESTIMATION | CAPACITY-FACTOR-V1
GBR | United Kingdom | Coryton |  | GBR1000211 | 800 | 51.5119 | 0.5079 | Gas |  |  |  |  | Intergen | Department for Business Energy & Industrial Strategy | https://www.gov.uk/government/collections/digest-of-uk-energy-statistics-dukes | GEODB | 1013356¦1022996 | [13 empty] | 3712.04 | WIND-V1 | WIND-V1 | WIND-V1 | WIND-V1 | WIND-V1
GBR | United Kingdom | Seabank 1 |  | GBR2000806 | 812 | 51.5392 | -2.6700 | Gas | [7 empty] | GEO | [14 empty] | 3767.72 | NO-ESTIMATION | NO-ESTIMATION | NO-ESTIMATION | NO-ESTIMATION | CAPACITY-FACTOR-V1
GBR | United Kingdom | Seabank 2 |  | GBR1000480 | 410 | 51.5392 | -2.6700 | Gas |  |  |  |  | Seabank Power Limited | Department for Business Energy & Industrial Strategy | https://www.gov.uk/government/collections/digest-of-uk-energy-statistics-dukes | GEODB | 1028387 | [13 empty] | 1902.42 | HYDRO-V1 | HYDRO-V1 | HYDRO-V1 | HYDRO-V1 | HYDRO-V1
GBR | United Kingdom | Taylor's Lane GT |  | GBR1000499 | 144 | 51.5459 | -0.2575 | Gas |  |  |  |  | Uniper UK Limited | Department for Business Energy & Industrial Strategy | https://www.gov.uk/government/collections/digest-of-uk-energy-statistics-dukes | GEODB | [14 empty] | 668.16 | NO-ESTIMATION | NO-ESTIMATION | NO-ESTIMATION | NO-ESTIMATION | NO-ESTIMATION
GBR | United Kingdom | Severn Power |  | GBR1000313 | 850 | 51.5475 | -2.9750 | Gas |  |  |  |  | MPF Operations Limited | Department for Business Energy & Industrial Strategy | https://www.gov.uk/government/collections/digest-of-uk-energy-statistics-dukes | GEODB | 1063557 | [13 empty] | 3944.04 | SOLAR-V1 | SOLAR-V1 | SOLAR-V1 | SOLAR-V1 | SOLAR-V1
GBR | United Kingdom | Baglan Bay OCGT |  | GBR1000314 | 32.3 | 51.5924 | -3.7802 | Gas |  |  |  |  | MPF Operations Limited | Department for Business Energy & Industrial Strategy | https://www.gov.uk/government/collections/digest-of-uk-energy-statistics-dukes | CARMA | [14 empty] | 149.87 | WIND-V1 | WIND-V1 | WIND-V1 | WIND-V1 | WIND-V1
GBR | United Kingdom | Baglan Bay CCGT |  | GBR1000312 | 520 | 51.6145 | -3.8352 | Gas |  |  |  |  | MPF Operations Limited | Department for Business Energy & Industrial Strategy | https://www.gov.uk/government/collections/digest-of-uk-energy-statistics-dukes | GEODB | [14 empty] | 2412.83 | NO-ESTIMATION | NO-ESTIMATION | NO-ESTIMATION | NO-ESTIMATION | CAPACITY-FACTOR-V1
GBR | United Kingdom | Didcot B |  | GBR1000369 | 1470 | 51.6246 | -1.2683 | Gas |  |  |  |  | RWE Npower Plc | Department for Business Energy & Industrial Strategy | https://www.gov.uk/government/collections/digest-of-uk-energy-statistics-dukes | GEODB | 1023591 | [13 empty] | 6820.88 | NO-ESTIMATION | NO-ESTIMATION | NO-ESTIMATION | NO-ESTIMATION | CAPACITY-FACTOR-V1
GBR | United Kingdom | Didcot GT |  | GBR1000377 | 100 | 51.6246 | -1.2683 | Gas |  |  |  |  | RWE Npower Plc | Department for Business Energy & Industrial Strategy | https://www.gov.uk/government/collections/digest-of-uk-energy-statistics-dukes | GEODB | [14 empty] | 464 | NO-ESTIMATION | NO-ESTIMATION | NO-ESTIMATION | NO-ESTIMATION | CAPACITY-FACTOR-V1
GBR | United Kingdom | Enfield |  | GBR1000494 | 408 | 51.6625 | -0.0225 | Gas |  |  |  |  | Uniper UK Limited | Department for Business Energy & Industrial Strategy | https://www.gov.uk/government/collections/digest-of-uk-energy-statistics-dukes | GEODB | 1019434 | [13 empty] | 1893.14 | HYDRO-V1 | HYDRO-V1 | HYDRO-V1 | HYDRO-V1 | HYDRO-V1
GBR | United Kingdom | Pembroke |  | GBR1000372 | 2180 | 51.6850 | -4.9900 | Gas |  |  |  |  | RWE Npower Plc | Department for Business Energy & Industrial Strategy | https://www.gov.uk/government/collections/digest-of-uk-energy-statistics-dukes | GEODB | 1023612 | [13 empty] | 10115.32 | NO-ESTIMATION | NO-ESTIMATION | NO-ESTIMATION | NO-ESTIMATION | SOLAR-V1
GBR | United Kingdom | Rye House |  | GBR1000466 | 715 | 51.7626 | 0.0094 | Gas |  |  |  |  | Scottish Power: Thermal | Department for Business Energy & Industrial Strategy | https://www.gov.uk/government/collections/digest-of-uk-energy-statistics-dukes | GEODB | 1025737 | [13 empty] | 3317.64 | NO-ESTIMATION | NO-ESTIMATION | NO-ESTIMATION | NO-ESTIMATION | CAPACITY-FACTOR-V1
GBR | United Kingdom | Little Barford |  | GBR1000371 | 720 | 52.2046 | -0.2693 | Gas |  |  |  |  | RWE Npower Plc | Department for Business Energy & Industrial Strategy | https://www.gov.uk/government/collections/digest-of-uk-energy-statistics-dukes | GEODB | 1023602 | [13 empty] | 3340.84 | NO-ESTIMATION | NO-ESTIMATION | NO-ESTIMATION | NO-ESTIMATION | CAPACITY-FACTOR-V1
GBR | United Kingdom | Little Barford GT |  | GBR1000378 | 17 | 52.2046 | -0.2693 | Gas |  |  |  |  | RWE Npower Plc | Department for Business Energy & Industrial Strategy | https://www.gov.uk/government/collections/digest-of-uk-energy-statistics-dukes | GEODB | [14 empty] | 78.88 | HYDRO-V1 | HYDRO-V1 | HYDRO-V1 | HYDRO-V1 | HYDRO-V1
GBR | United Kingdom | Corby |  | GBR1000077 | 401 | 52.5104 | -0.6814 | Gas |  |  |  |  | Corby Power Ltd | Department for Business Energy & Industrial Strategy | https://www.gov.uk/government/collections/digest-of-uk-energy-statistics-dukes | GEODB | 1013306 | [13 empty] | 1860.66 | NO-ESTIMATION | NO-ESTIMATION | NO-ESTIMATION | WIND-V1 | WIND-V1
GBR | United Kingdom | Peterborough |  | GBR2000128 | 240 | 52.5769 | -0.2040 | Gas | [7 empty] | GEO | [14 empty] | 1113.61 | NO-ESTIMATION | NO-ESTIMATION | NO-ESTIMATION | NO-ESTIMATION | CAPACITY-FACTOR-V1
GBR | United Kingdom | Great Yarmouth |  | GBR1000370 | 420 | 52.5839 | 1.7338 | Gas |  |  |  |  | RWE Npower Plc | Department for Business Energy & Industrial Strategy | https://www.gov.uk/government/collections/digest-of-uk-energy-statistics-dukes | GEODB | 1010122 | [13 empty] | 1948.82 | NO-ESTIMATION | NO-ESTIMATION | NO-ESTIMATION | NO-ESTIMATION | SOLAR-V1
GBR | United Kingdom | Sutton Bridge |  | GBR2000518 | 819 | 52.7579 | 0.1923 | Gas | [7 empty] | GEO | [14 empty] | 3800.2 | HYDRO-V1 | HYDRO-V1 | HYDRO-V1 | HYDRO-V1 | HYDRO-V1
GBR | United Kingdom | Spalding |  | GBR0006165 | 880 | 52.7730 | -0.1441 | Gas |  |  |  |  | SPEP | UK Renewable Energy Planning Database | https://www.gov.uk/government/collections/renewable-energy-planning-data | UK Renewable Energy Planning Database | [14 empty] | 4083.25 | NO-ESTIMATION | NO-ESTIMATION | NO-ESTIMATION | NO-ESTIMATION | CAPACITY-FACTOR-V1
GBR | United Kingdom | Ratcliffe GT |  | GBR1000498 | 34 | 52.8653 | -1.2550 | Gas |  |  |  |  | Uniper UK Limited | Department for Business Energy & Industrial Strategy | https://www.gov.uk/government/collections/digest-of-uk-energy-statistics-dukes | CARMA | [14 empty] | 157.76 | HYDRO-V1 | HYDRO-V1 | HYDRO-V1 | HYDRO-V1 | HYDRO-V1
GBR | United Kingdom | Staythorpe C |  | GBR1000373 | 1772 | 53.0730 | -0.8585 | Gas |  |  |  |  | RWE Npower Plc | Department for Business Energy & Industrial Strategy | https://www.gov.uk/government/collections/digest-of-uk-energy-statistics-dukes | GEODB | 1064569 | [13 empty] | 8222.18 | NO-ESTIMATION | NO-ESTIMATION | NO-ESTIMATION | NO-ESTIMATION | CAPACITY-FACTOR-V1
GBR | United Kingdom | Sandbach |  | GBR1000114 | 56 | 53.1623 | -2.4037 | Gas |  |  |  |  | E.On UK | Department for Business Energy & Industrial Strategy | https://www.gov.uk/government/collections/digest-of-uk-energy-statistics-dukes | CARMA | 1038548 | [13 empty] | 259.84 | NO-ESTIMATION | NO-ESTIMATION | NO-ESTIMATION | NO-ESTIMATION | CAPACITY-FACTOR-V1
GBR | United Kingdom | Connahs Quay |  | GBR1000492 | 1380 | 53.2317 | -3.0815 | Gas |  |  |  |  | Uniper UK Limited | Department for Business Energy & Industrial Strategy | https://www.gov.uk/government/collections/digest-of-uk-energy-statistics-dukes | GEODB | 1025709 | [13 empty] | 6403.27 | NO-ESTIMATION | NO-ESTIMATION | NO-ESTIMATION | NO-ESTIMATION | SOLAR-V1
GBR | United Kingdom | Deeside |  | GBR2000262 | 515 | 53.2332 | -3.0547 | Gas | [7 empty] | GEO | [14 empty] | 2389.62 | NO-ESTIMATION | NO-ESTIMATION | NO-ESTIMATION | NO-ESTIMATION | SOLAR-V1
GBR | United Kingdom | Cottam Development Centre |  | GBR1000493 | 395 | 53.3051 | -0.7858 | Gas |  |  |  |  | Uniper UK Limited | Department for Business Energy & Industrial Strategy | https://www.gov.uk/government/collections/digest-of-uk-energy-statistics-dukes | GEODB | 1064726 | [13 empty] | 1832.82 | NO-ESTIMATION | NO-ESTIMATION | NO-ESTIMATION | SOLAR-V1 | SOLAR-V1
GBR | United Kingdom | Rocksavage |  | GBR1000212 | 810 | 53.3147 | -2.7232 | Gas |  |  |  |  | Intergen | Department for Business Energy & Industrial Strategy | https://www.gov.uk/government/collections/digest-of-uk-energy-statistics-dukes | GEODB | 1019722 | [13 empty] | 3758.44 | WIND-V1 | WIND-V1 | WIND-V1 | WIND-V1 | WIND-V1
GBR | United Kingdom | West Burton CCGT |  | GBR1000141 | 1332 | 53.3631 | -0.7976 | Gas |  |  |  |  | EDF Energy | Department for Business Energy & Industrial Strategy | https://www.gov.uk/government/collections/digest-of-uk-energy-statistics-dukes | GEODB | [14 empty] | 6180.55 | NO-ESTIMATION | NO-ESTIMATION | NO-ESTIMATION | NO-ESTIMATION | CAPACITY-FACTOR-V1
GBR | United Kingdom | West Burton GT |  | GBR1000146 | 40 | 53.3631 | -0.7976 | Gas |  |  |  |  | EDF Energy | Department for Business Energy & Industrial Strategy | https://www.gov.uk/government/collections/digest-of-uk-energy-statistics-dukes | GEODB | [14 empty] | 185.6 | HYDRO-V1 | HYDRO-V1 | HYDRO-V1 | HYDRO-V1 | HYDRO-V1
GBR | United Kingdom | Carrington |  | GBR2000124 | 900 | 53.4366 | -2.4077 | Gas | [7 empty] | WRI | [14 empty] | 4176.05 | HYDRO-V1 | HYDRO-V1 | HYDRO-V1 | HYDRO-V1 | HYDRO-V1
GBR | United Kingdom | Glanford Brigg |  | GBR2000126 | 150 | 53.5411 | -0.5055 | Gas | [7 empty] | GEO | [14 empty] | 696 | WIND-V1 | WIND-V1 | WIND-V1 | WIND-V1 | WIND-V1
GBR | United Kingdom | Keadby GT |  | GBR1000443 | 25 | 53.5944 | -0.7504 | Gas |  |  |  |  | Scottish and Southern: Thermal | Department for Business Energy & Industrial Strategy | https://www.gov.uk/government/collections/digest-of-uk-energy-statistics-dukes | GEODB | [14 empty] | 116 | NO-ESTIMATION | NO-ESTIMATION | NO-ESTIMATION | NO-ESTIMATION | CAPACITY-FACTOR-V1
GBR | United Kingdom | South Humber Bank |  | GBR1000074 | 1310 | 53.6008 | -0.1446 | Gas |  |  |  |  | Centrica | Department for Business Energy & Industrial Strategy | https://www.gov.uk/government/collections/digest-of-uk-energy-statistics-dukes | GEODB | 1018950 | [13 empty] | 6078.47 | NO-ESTIMATION | NO-ESTIMATION | NO-ESTIMATION | NO-ESTIMATION | CAPACITY-FACTOR-V1
GBR | United Kingdom | Killingholme |  | GBR1000500 | 600 | 53.6535 | -0.2556 | Gas |  |  |  |  | Uniper UK Limited | Department for Business Energy & Industrial Strategy | https://www.gov.uk/government/collections/digest-of-uk-energy-statistics-dukes | GEODB | [14 empty] | 2784.03 | NO-ESTIMATION | NO-ESTIMATION | NO-ESTIMATION | NO-ESTIMATION | WIND-V1
GBR | United Kingdom | Thornhill |  | GBR1000115 | 50 | 53.6908 | -1.6291 | Gas |  |  |  |  | E.On UK | Department for Business Energy & Industrial Strategy | https://www.gov.uk/government/collections/digest-of-uk-energy-statistics-dukes | CARMA | 1033670 | [13 empty] | 232 | NO-ESTIMATION | NO-ESTIMATION | NO-ESTIMATION | NO-ESTIMATION | CAPACITY-FACTOR-V1
GBR | United Kingdom | Castleford |  | GBR1000113 | 56 | 53.7259 | -1.3626 | Gas |  |  |  |  | E.On UK | Department for Business Energy & Industrial Strategy | https://www.gov.uk/government/collections/digest-of-uk-energy-statistics-dukes | CARMA | 1038549 | [13 empty] | 259.84 | NO-ESTIMATION | NO-ESTIMATION | NO-ESTIMATION | NO-ESTIMATION | CAPACITY-FACTOR-V1
GBR | United Kingdom | Saltend |  | GBR2000263 | 1200 | 53.7350 | -0.2432 | Gas | Cogeneration | [6 empty] | WRI | [14 empty] | 5568.06 | SOLAR-V1 | SOLAR-V1 | SOLAR-V1 | SOLAR-V1 | SOLAR-V1
GBR | United Kingdom | Drax GT |  | GBR1000112 | 75 | 53.7364 | -0.9981 | Gas |  |  |  |  | Drax Power Ltd | Department for Business Energy & Industrial Strategy | https://www.gov.uk/government/collections/digest-of-uk-energy-statistics-dukes | CARMA | [14 empty] | 348 | NO-ESTIMATION | NO-ESTIMATION | NO-ESTIMATION | NO-ESTIMATION | CAPACITY-FACTOR-V1
GBR | United Kingdom | Blackburn |  | GBR1000464 | 59 | 53.7500 | -2.4833 | Gas |  |  |  |  | Scottish Power: Thermal | Department for Business Energy & Industrial Strategy | https://www.gov.uk/government/collections/digest-of-uk-energy-statistics-dukes | CARMA | 1048233 | [13 empty] | 273.76 | NO-ESTIMATION | NO-ESTIMATION | NO-ESTIMATION | NO-ESTIMATION | CAPACITY-FACTOR-V1
GBR | United Kingdom | Kilroot OCGT |  | GBR1000005 | 142 | 54.7251 | -5.7643 | Gas |  |  |  |  | AES | Department for Business Energy & Industrial Strategy | https://www.gov.uk/government/collections/digest-of-uk-energy-statistics-dukes | GEODB | 1023937 | [13 empty] | 658.88 | NO-ESTIMATION | NO-ESTIMATION | NO-ESTIMATION | NO-ESTIMATION | CAPACITY-FACTOR-V1
GBR | United Kingdom | Ballylumford C |  | GBR1000001 | 616 | 54.8428 | -5.7853 | Gas |  |  |  |  | AES | Department for Business Energy & Industrial Strategy | https://www.gov.uk/government/collections/digest-of-uk-energy-statistics-dukes | GEODB | 1011302 | [13 empty] | 2858.27 | NO-ESTIMATION | SOLAR-V1 | SOLAR-V1 | SOLAR-V1 | SOLAR-V1
GBR | United Kingdom | Ballylumford B |  | GBR1000003 | 540 | 54.8450 | -5.7870 | Gas |  |  |  |  | AES | Department for Business Energy & Industrial Strategy | https://www.gov.uk/government/collections/digest-of-uk-energy-statistics-dukes | GEODB | 1011302 |  |  |  | 210.957 | 176.789 |  |  |  | JRC-PPDB-OPEN |  |  |  |  | 2505.63 | NO-ESTIMATION | SOLAR-V1 | SOLAR-V1 | SOLAR-V1 | SOLAR-V1
GBR | United Kingdom | Ballylumford B OCGT |  | GBR1000004 | 116 | 54.8450 | -5.7870 | Gas |  |  |  |  | AES | Department for Business Energy & Industrial Strategy | https://www.gov.uk/government/collections/digest-of-uk-energy-statistics-dukes | GEODB | 1011302 |  |  |  |  | 808.166 |  |  |  | JRC-PPDB-OPEN |  |  |  |  | 538.24 | WIND-V1 | WIND-V1 | WIND-V1 | WIND-V1 | WIND-V1
GBR | United Kingdom | Coolkeeragh |  | GBR1000075 | 408 | 55.0437 | -7.2487 | Gas |  |  |  |  | Coolkeeragh ESB Ltd | Department for Business Energy & Industrial Strategy | https://www.gov.uk/government/collections/digest-of-uk-energy-statistics-dukes | GEODB | 1013277 |  |  |  |  | 4.505 |  |  |  | JRC-PPDB-OPEN |  |  |  |  | 1893.14 | WIND-V1 | WIND-V1 | WIND-V1 | WIND-V1 | WIND-V1
GBR | United Kingdom | Coolkeeragh OCGT |  | GBR1000076 | 53 | 55.0437 | -7.2487 | Gas |  |  |  |  | Coolkeeragh ESB Ltd | Department for Business Energy & Industrial Strategy | https://www.gov.uk/government/collections/digest-of-uk-energy-statistics-dukes | GEODB |  |  |  |  | 1263.904 | 1199.935 |  |  |  | JRC-PPDB-OPEN |  |  |  |  | 245.92 | NO-ESTIMATION | NO-ESTIMATION | NO-ESTIMATION | NO-ESTIMATION | CAPACITY-FACTOR-V1
GBR | United Kingdom | Peterhead |  | GBR2000723 | 1180 | 57.4772 | -1.7889 | Gas | [7 empty] | WRI | [14 empty] | 5475.26 | NO-ESTIMATION | NO-ESTIMATION | NO-ESTIMATION | NO-ESTIMATION | CAPACITY-FACTOR-V1
GEO | Georgia | Mtkvari Thermal Power Plant Georgia |  | GEODB0041901 | 300 | 41.4698 | 45.0610 | Gas | [5 empty] | GEODB | http://globalenergyobservatory.org | GEODB | 1052705 | 2017 | [12 empty] | 1182.35 | WIND-V1 | WIND-V1 | WIND-V1 | WIND-V1 | WIND-V1
GEO | Georgia | Gardabani (Tbilisi) Thermal Power Plant Georgia |  | GEODB0041900 | 840 | 41.4728 | 45.0635 | Gas | [5 empty] | GEODB | http://globalenergyobservatory.org | GEODB |  | 2017 | [12 empty] | 3310.58 | NO-ESTIMATION | NO-ESTIMATION | NO-ESTIMATION | NO-ESTIMATION | CAPACITY-FACTOR-V1
GEO | Georgia | Gardabani OCGT Power Plant Georgia |  | GEODB0041912 | 110 | 41.4797 | 45.0667 | Gas | [5 empty] | GEODB | http://globalenergyobservatory.org | GEODB | 1070287 | 2017 | [12 empty] | 433.52 | NO-ESTIMATION | NO-ESTIMATION | NO-ESTIMATION | NO-ESTIMATION | CAPACITY-FACTOR-V1
GHA | Ghana | Takoradi 1 |  | WRI1000015 | 330 | 4.8833 | -1.7500 | Gas | [5 empty] | Volta River Authority | http://www.vra.com/resources/annual_reports/2014%20Annual%20Report.pdf | Power Africa | 1093804 |  |  | 1688.0 | [5 empty] | Volta River Authority |  |  |  |  | 1891.94 | NO-ESTIMATION | NO-ESTIMATION | NO-ESTIMATION | NO-ESTIMATION | CAPACITY-FACTOR-V1
GHA | Ghana | Tema |  | WRI1000016 | 160 | 5.6700 | -0.0200 | Gas |  |  |  | 2008.0 |  | Volta River Authority | http://www.vra.com/resources/annual_reports/2014%20Annual%20Report.pdf | Power Africa |  |  |  | 1212.0 | [5 empty] | Volta River Authority |  |  |  |  | 917.3 | NO-ESTIMATION | NO-ESTIMATION | NO-ESTIMATION | NO-ESTIMATION | CAPACITY-FACTOR-V1
GNQ | Equatorial Guinea | Malabo |  | WRI1023069 | 20 | 3.7500 | 8.7900 | Gas | [5 empty] | African Development Bank Group | http://powerafrica.opendataforafrica.org | Power Africa | 1056171 | [14 empty] | NO-ESTIMATION | NO-ESTIMATION | NO-ESTIMATION | NO-ESTIMATION | CAPACITY-FACTOR-V1
GNQ | Equatorial Guinea | Bioco Lpg Plant |  | WRI1023067 | 10.5 | 3.7806 | 8.7196 | Gas | [5 empty] | African Development Bank Group | http://powerafrica.opendataforafrica.org | Power Africa | 1042061 | [14 empty] | NO-ESTIMATION | NO-ESTIMATION | NO-ESTIMATION | NO-ESTIMATION | CAPACITY-FACTOR-V1
GRC | Greece | Chania |  | WRI1061109 | 134 | 35.4880 | 24.0384 | Gas |  |  |  | 1998.0 | Public Power Company of Greece | Public Power Corporation of Greece | http://www.dei.gr/Default.aspx?id=146&nt=123&lang=6 | GEODB | 1026309 | [13 empty] | 445.98 | NO-ESTIMATION | NO-ESTIMATION | NO-ESTIMATION | NO-ESTIMATION | CAPACITY-FACTOR-V1
GRC | Greece | Megalopolis V |  | WRI1061098 | 811 | 37.4180 | 22.1083 | Gas |  |  |  |  | Public Power Company of Greece | Public Power Corporation of Greece | http://www.dei.gr/Default.aspx?id=146&nt=123&lang=4 | WRI | 1026339 |  |  |  |  | 1155.026 | 1421.019 |  |  | JRC-PPDB-OPEN |  |  |  |  | 2699.22 | NO-ESTIMATION | NO-ESTIMATION | NO-ESTIMATION | NO-ESTIMATION | CAPACITY-FACTOR-V1
GRC | Greece | Lavrio |  | WRI1061099 | 723 | 37.7463 | 24.0666 | Gas |  |  |  |  | Public Power Company of Greece | Public Power Corporation of Greece | http://www.dei.gr/Default.aspx?id=146&nt=123&lang=7 | WRI | 1026332 |  |  |  | 1365.566 |  |  |  |  | JRC-PPDB-OPEN |  |  |  |  | 2406.33 | NO-ESTIMATION | NO-ESTIMATION | NO-ESTIMATION | NO-ESTIMATION | CAPACITY-FACTOR-V1
GRC | Greece | Korinthos Power Plant |  | WRI1061102 | 437 | 37.9208 | 23.0665 | Gas |  |  |  | 2012.0 | Korinthos Power | Hellenic Association of Independent Power Producers | http://haipp.gr/en/power-plants | WRI | 1075031 |  |  |  | 595.64 | 1483.971 | 1711.573 |  |  | JRC-PPDB-OPEN |  |  |  |  | 1454.45 | HYDRO-V1 | HYDRO-V1 | HYDRO-V1 | HYDRO-V1 | HYDRO-V1
GRC | Greece | Agios Georgiou |  | WRI1061107 | 360 | 37.9539 | 23.6104 | Gas |  |  |  |  | Public Power Company of Greece | Public Power Corporation of Greece | https://www.dei.gr/Default.aspx?t=MapStation.aspx&id=150&nt=124&lang=2 | GEODB | 1026297 |  |  |  | 0.0 |  |  |  |  | JRC-PPDB-OPEN |  |  |  |  | 1198.17 | HYDRO-V1 | HYDRO-V1 | HYDRO-V1 | HYDRO-V1 | HYDRO-V1
GRC | Greece | Thisvi Power Station |  | WRI1061104 | 421 | 38.2365 | 22.9500 | Gas |  |  |  | 2010.0 | Elpedison Energy | Hellenic Association of Independent Power Producers | http://haipp.gr/en/power-plants | WRI | 1069172 |  |  |  | 503.748 | 1331.654 | 1245.358 |  |  | JRC-PPDB-OPEN |  |  |  |  | 1401.19 | HYDRO-V1 | HYDRO-V1 | HYDRO-V1 | HYDRO-V1 | HYDRO-V1
GRC | Greece | Heron II |  | WRI1061103 | 432 | 38.2792 | 23.3299 | Gas |  |  |  | 2010.0 | TERNA | Hellenic Association of Independent Power Producers | http://haipp.gr/en/power-plants | GEODB | 1061447 | [13 empty] | 1437.81 | HYDRO-V1 | HYDRO-V1 | HYDRO-V1 | HYDRO-V1 | HYDRO-V1
GRC | Greece | Heron I |  | WRI1061108 | 148 | 38.2801 | 23.3264 | Gas |  |  |  |  | Public Power Company of Greece | Public Power Corporation of Greece | http://www.dei.gr/Default.aspx?id=146&nt=123&lang=8 | GEODB | 1061448 |  |  |  | 416.717 | 1292.089 | 1150.345 |  |  | JRC-PPDB-OPEN |  |  |  |  | 492.58 | HYDRO-V1 | HYDRO-V1 | HYDRO-V1 | HYDRO-V1 | HYDRO-V1
GRC | Greece | Protergia Power Plant |  | WRI1061101 | 444 | 38.3585 | 22.6883 | Gas |  |  |  | 2011.0 | Protergia | Hellenic Association of Independent Power Producers | http://haipp.gr/en/power-plants | GEODB |  |  |  |  | 590.518 | 1441.695 | 1990.179 |  |  | JRC-PPDB-OPEN |  |  |  |  | 1477.74 | WIND-V1 | WIND-V1 | WIND-V1 | WIND-V1 | WIND-V1
GRC | Greece | Aliveri |  | WRI1061105 | 420 | 38.3896 | 24.0524 | Gas |  |  |  |  | Public Power Company of Greece | Public Power Corporation of Greece | https://www.dei.gr/Default.aspx?t=MapStation.aspx&id=179&nt=124&lang=2 | GEODB | 1026299 |  |  |  | 1772.961 |  |  |  |  | JRC-PPDB-OPEN |  |  |  |  | 1397.87 | NO-ESTIMATION | NO-ESTIMATION | NO-ESTIMATION | NO-ESTIMATION | CAPACITY-FACTOR-V1
GRC | Greece | Thessaloniki Power Plant |  | WRI1061106 | 390 | 40.6872 | 22.8850 | Gas |  |  |  | 2005.0 | Elpedison Energy | Hellenic Association of Independent Power Producers | http://haipp.gr/en/power-plants | GEODB |  |  |  |  | 622.54 | 1120.072 | 1446.793 |  |  | JRC-PPDB-OPEN |  |  |  |  | 1298.02 | NO-ESTIMATION | NO-ESTIMATION | NO-ESTIMATION | NO-ESTIMATION | CAPACITY-FACTOR-V1
GRC | Greece | Kotomini |  | WRI1061100 | 485 | 41.0646 | 25.4899 | Gas |  |  |  | 2002.0 | Public Power Company of Greece | Public Power Corporation of Greece | http://www.dei.gr/Default.aspx?id=146&nt=123&lang=2 | WRI | 1026328 |  |  |  | 425.915 | 1566.48 | 1649.641 |  |  | JRC-PPDB-OPEN |  |  |  |  | 1614.2 | NO-ESTIMATION | NO-ESTIMATION | NO-ESTIMATION | NO-ESTIMATION | CAPACITY-FACTOR-V1
GUF | French Guiana | DÃ©grad des Cannes |  | WRI1023510 | 72 | 4.8632 | -52.2756 | Gas |  |  |  |  | Ã‰lectricitÃ© de France | EDF Guiana | https://www.edf.gf/edf-en-guyane/les-engagements-edf-en-guyane/sites-de-production-et-reseau | WRI | 1013998 | [14 empty] | NO-ESTIMATION | NO-ESTIMATION | NO-ESTIMATION | NO-ESTIMATION | CAPACITY-FACTOR-V1
GUF | French Guiana | Kourou |  | WRI1023512 | 20 | 5.1636 | -52.6702 | Gas |  |  |  |  | Ã‰lectricitÃ© de France | EDF Guiana | https://www.edf.gf/edf-en-guyane/les-engagements-edf-en-guyane/sites-de-production-et-reseau | WRI | 1013999 | [14 empty] | SOLAR-V1 | SOLAR-V1 | SOLAR-V1 | SOLAR-V1 | SOLAR-V1
HND | Honduras | Lufussa |  | WRI1029367 | 39.2 | 13.4068 | -87.3218 | Gas |  |  |  |  | Empresa Nacional De Energia Electrica | Empresa Nacional De Energia Electrica | http://www.enee.hn/index.php/centrales-hidroelectricas/85-descripcion-ch | WRI | [15 empty] | WIND-V1 | WIND-V1 | WIND-V1 | WIND-V1 | WIND-V1
HRV | Croatia | Osijek TE-TO CHP Power Plant Croatia |  | GEODB0044826 | 89 | 45.5420 | 18.7449 | Gas | [5 empty] | GEODB | http://globalenergyobservatory.org | GEODB | 1018871 | 2017 | [12 empty] | 540.18 | SOLAR-V1 | SOLAR-V1 | SOLAR-V1 | SOLAR-V1 | SOLAR-V1
HRV | Croatia | Zagreb Te-To CHP Power Plant Croatia |  | GEODB0044823 | 328 | 45.7816 | 16.0169 | Gas | [5 empty] | GEODB | http://globalenergyobservatory.org | GEODB | 1018888 | 2017 | [12 empty] | 1990.77 | SOLAR-V1 | SOLAR-V1 | SOLAR-V1 | SOLAR-V1 | SOLAR-V1
HRV | Croatia | Zagreb El-To CHP Power Plant Croatia |  | GEODB0044824 | 86.8 | 45.8069 | 15.9498 | Gas | [5 empty] | GEODB | http://globalenergyobservatory.org | GEODB | 1018889 | 2017 | [12 empty] | 526.82 | NO-ESTIMATION | NO-ESTIMATION | NO-ESTIMATION | NO-ESTIMATION | CAPACITY-FACTOR-V1
HRV | Croatia | Jertovec CCGT Power Plant Croatia |  | GEODB0044825 | 78 | 46.0386 | 16.1814 | Gas | [5 empty] | GEODB | http://globalenergyobservatory.org | GEODB | 1018865 | 2017 | [12 empty] | 473.41 | NO-ESTIMATION | NO-ESTIMATION | NO-ESTIMATION | NO-ESTIMATION | CAPACITY-FACTOR-V1
HUN | Hungary | GREENERGY szabÃ¡lyozÃ¡si kÃ¶zpont |  | WRI1020270 | 45.8 | 46.0641 | 18.2646 | Gas | [5 empty] | ENTSOE | https://transparency.entsoe.eu/generation/r2/installedCapacityPerProductionUnit/show | WRI | [14 empty] | 132.25 | NO-ESTIMATION | NO-ESTIMATION | NO-ESTIMATION | NO-ESTIMATION | CAPACITY-FACTOR-V1
HUN | Hungary | Dunamenti ErÅ‘mÅ± |  | WRI1020249 | 840.7 | 47.3283 | 18.9169 | Gas | [5 empty] | ENTSOE | https://transparency.entsoe.eu/generation/r2/installedCapacityPerProductionUnit/show | GEODB | 1013878 |  |  |  | 2342.443 |  |  |  |  | ENTSOE |  |  |  |  | 2427.67 | NO-ESTIMATION | NO-ESTIMATION | NO-ESTIMATION | NO-ESTIMATION | CAPACITY-FACTOR-V1
HUN | Hungary | Alpiq Csepel ErÅ‘mÅ± |  | WRI1020251 | 401 | 47.4280 | 19.0525 | Gas | [5 empty] | ENTSOE | https://transparency.entsoe.eu/generation/r2/installedCapacityPerProductionUnit/show | GEODB | 1013424 |  |  |  | 485.493 | 520.633 | 525.414 |  |  | JRC-PPDB-OPEN |  |  |  |  | 1157.95 | NO-ESTIMATION | NO-ESTIMATION | NO-ESTIMATION | NO-ESTIMATION | CAPACITY-FACTOR-V1
HUN | Hungary | Kispesti ErÅ‘mÅ± |  | WRI1020259 | 109.2 | 47.4568 | 19.1673 | Gas | [5 empty] | ENTSOE | https://transparency.entsoe.eu/generation/r2/installedCapacityPerProductionUnit/show | GEODB |  |  |  |  | 341.412 | 350.889 | 390.512 |  |  | JRC-PPDB-OPEN |  |  |  |  | 315.33 | NO-ESTIMATION | NO-ESTIMATION | NO-ESTIMATION | NO-ESTIMATION | NO-ESTIMATION
HUN | Hungary | KelenfÃ¶ldi ErÅ‘mÅ± |  | WRI1020253 | 173 | 47.4624 | 19.0563 | Gas | [5 empty] | ENTSOE | https://transparency.entsoe.eu/generation/r2/installedCapacityPerProductionUnit/show | GEODB |  |  |  |  | 820.506 |  |  |  |  | ENTSOE |  |  |  |  | 499.56 | NO-ESTIMATION | NO-ESTIMATION | NO-ESTIMATION | NO-ESTIMATION | WIND-V1
HUN | Hungary | Debreceni KombinÃ¡ltciklusÃº ErÅ‘mÅ± |  | WRI1020262 | 95 | 47.5185 | 21.6329 | Gas | [5 empty] | ENTSOE | https://transparency.entsoe.eu/generation/r2/installedCapacityPerProductionUnit/show | GEODB | [14 empty] | 274.32 | NO-ESTIMATION | NO-ESTIMATION | NO-ESTIMATION | NO-ESTIMATION | SOLAR-V1
HUN | Hungary | GÃ¶nyÅ±i ErÅ‘mÅ± |  | WRI1020250 | 426.6 | 47.7384 | 17.8033 | Gas | [5 empty] | ENTSOE | https://transparency.entsoe.eu/generation/r2/installedCapacityPerProductionUnit/show | GEODB |  |  |  |  | 967.674 | 1545.103 | 2095.828 |  |  | JRC-PPDB-OPEN |  |  |  |  | 1231.88 | HYDRO-V1 | HYDRO-V1 | HYDRO-V1 | HYDRO-V1 | HYDRO-V1
HUN | Hungary | Tiszai ErÅ‘mÅ± |  | WRI1020247 | 864 | 47.9178 | 21.0784 | Gas | [5 empty] | ENTSOE | https://transparency.entsoe.eu/generation/r2/installedCapacityPerProductionUnit/show | WRI | [14 empty] | 2494.95 | NO-ESTIMATION | NO-ESTIMATION | NO-ESTIMATION | NO-ESTIMATION | CAPACITY-FACTOR-V1
IDN | Indonesia | PLTGB Tanjung Batu |  | WRI1000868 | 2 | -0.5000 | 117.1500 | Gas |  |  |  |  | PLN â€“ sewa | Indonesia Power Generation | https://repit.wordpress.com/ | CARMA | 1050072 | [13 empty] | 8.33 | HYDRO-V1 | HYDRO-V1 | HYDRO-V1 | HYDRO-V1 | HYDRO-V1
IDN | Indonesia | PLTMG Tj. Jabung |  | WRI1000904 | 8 | -1.0167 | 104.3667 | Gas |  |  |  |  | PT. Tanjung Jabung Power | Indonesia Power Generation | https://repit.wordpress.com/ | CARMA | [14 empty] | 33.33 | NO-ESTIMATION | NO-ESTIMATION | NO-ESTIMATION | NO-ESTIMATION | CAPACITY-FACTOR-V1
IDN | Indonesia | PLTG Keramasan |  | WRI1000833 | 145 | -2.9167 | 104.7458 | Gas |  |  |  |  | PT Asta Keramasan Energy (AKE) | Indonesia Power Generation | https://repit.wordpress.com/ | CARMA | 1026111 | [13 empty] | 604.17 | NO-ESTIMATION | NO-ESTIMATION | NO-ESTIMATION | NO-ESTIMATION | CAPACITY-FACTOR-V1
IDN | Indonesia | PLTG Keramasan #1 2 3 4 |  | WRI1000834 | 65 | -2.9167 | 104.7458 | Gas |  |  |  |  | PLN-South Sumatera Generation Unit | Indonesia Power Generation | https://repit.wordpress.com/ | CARMA | 1026111 | [13 empty] | 270.83 | NO-ESTIMATION | NO-ESTIMATION | SOLAR-V1 | SOLAR-V1 | SOLAR-V1
IDN | Indonesia | PLTG Sengkang/Wajo |  | WRI1000849 | 180 | -5.1400 | 119.4221 | Gas |  |  |  |  | PT. Energy Sengkang | Indonesia Power Generation | https://repit.wordpress.com/ | CARMA | 1025923 | [13 empty] | 750.01 | HYDRO-V1 | HYDRO-V1 | HYDRO-V1 | HYDRO-V1 | HYDRO-V1
IDN | Indonesia | PLTG Tello |  | WRI1000859 | 123 | -5.1400 | 119.4221 | Gas |  |  |  |  | PLN-South&South East Sulawesi Regional Unit | Indonesia Power Generation | https://repit.wordpress.com/ | CARMA | 1026174 | [13 empty] | 512.5 | NO-ESTIMATION | NO-ESTIMATION | NO-ESTIMATION | NO-ESTIMATION | NO-ESTIMATION
IDN | Indonesia | PLTGU Sengkang/Wajo |  | WRI1000886 | 135 | -5.1400 | 119.4221 | Gas |  |  |  |  | PT. Energy Sengkang | Indonesia Power Generation | https://repit.wordpress.com/ | CARMA | 1025923 | [13 empty] | 562.5 | NO-ESTIMATION | NO-ESTIMATION | NO-ESTIMATION | WIND-V1 | WIND-V1
IDN | Indonesia | PLTGU Cilegon |  | WRI1000874 | 903 | -5.9306 | 106.1042 | Gas |  |  |  |  | PLN Cilegon Generation Unit | Indonesia Power Generation | https://repit.wordpress.com/ | WRI | [14 empty] | 3762.55 | NO-ESTIMATION | NO-ESTIMATION | NO-ESTIMATION | WIND-V1 | WIND-V1
IDN | Indonesia | PLTGU Krakatau Daya Listrik (KDL) |  | WRI1000878 | 400 | -5.9924 | 105.9849 | Gas |  |  |  |  | PT. Krakatau Daya Listrik | Indonesia Power Generation | https://repit.wordpress.com/ | WRI | [14 empty] | 1666.69 | HYDRO-V1 | HYDRO-V1 | HYDRO-V1 | HYDRO-V1 | HYDRO-V1
IDN | Indonesia | PLTG Krakatau Posco Energy |  | WRI1000835 | 200 | -6.0048 | 105.9961 | Gas |  |  |  |  | PT. Krakatau Posco Energy (JV : Korea Posco Energy (70%) + PT. Krakatau Daya Listrik (30%)) | Indonesia Power Generation | https://repit.wordpress.com/ | WRI | [14 empty] | 833.34 | NO-ESTIMATION | NO-ESTIMATION | NO-ESTIMATION | NO-ESTIMATION | CAPACITY-FACTOR-V1
IDN | Indonesia | PLTG Muara Tawar B-3 |  | WRI1000836 | 420 | -6.0867 | 106.9987 | Gas |  |  |  |  | PT. PJB | Indonesia Power Generation | https://repit.wordpress.com/ | GEODB | 1026103 | [13 empty] | 1750.02 | WIND-V1 | WIND-V1 | WIND-V1 | WIND-V1 | WIND-V1
IDN | Indonesia | PLTG Muara Tawar Block 4 |  | WRI1000837 | 420 | -6.0867 | 106.9987 | Gas |  |  |  |  | PT. PJB | Indonesia Power Generation | https://repit.wordpress.com/ | GEODB | 1026103 | [13 empty] | 1750.02 | NO-ESTIMATION | NO-ESTIMATION | NO-ESTIMATION | NO-ESTIMATION | CAPACITY-FACTOR-V1
IDN | Indonesia | PLTGU Muara Tawar Block 1 &2 |  | WRI1000882 | 920 | -6.0867 | 106.9987 | Gas |  |  |  |  | PT. PJB | Indonesia Power Generation | https://repit.wordpress.com/ | GEODB | 1026103 | [13 empty] | 3833.39 | HYDRO-V1 | HYDRO-V1 | HYDRO-V1 | HYDRO-V1 | HYDRO-V1
IDN | Indonesia | PLTGU Muara Tawar Block 5 |  | WRI1000883 | 384 | -6.0867 | 106.9987 | Gas |  |  |  |  | PT. PJB | Indonesia Power Generation | https://repit.wordpress.com/ | GEODB | 1026103 | [13 empty] | 1600.02 | NO-ESTIMATION | NO-ESTIMATION | NO-ESTIMATION | NO-ESTIMATION | CAPACITY-FACTOR-V1
IDN | Indonesia | PLTG Priok |  | WRI1000846 | 52 | -6.1071 | 106.8716 | Gas |  |  |  |  | PT. Indonesia Power | Indonesia Power Generation | https://repit.wordpress.com/ | WRI | [14 empty] | 216.66 | NO-ESTIMATION | NO-ESTIMATION | NO-ESTIMATION | NO-ESTIMATION | NO-ESTIMATION
IDN | Indonesia | PLTGU Muara Karang Block I |  | WRI1000879 | 509 | -6.1087 | 106.7877 | Gas |  |  |  |  | PLN â€“ Java Bali Generation Unit / PT. PJB | Indonesia Power Generation | https://repit.wordpress.com/ | GEODB | 1026102 | [13 empty] | 2120.86 | WIND-V1 | WIND-V1 | WIND-V1 | WIND-V1 | WIND-V1
IDN | Indonesia | PLTGU Muara Karang repowering |  | WRI1000880 | 753 | -6.1087 | 106.7877 | Gas |  |  |  |  | PLN â€“ Java Bali Generation Unit / PT. PJB | Indonesia Power Generation | https://repit.wordpress.com/ | GEODB | 1026102 | [13 empty] | 3137.54 | NO-ESTIMATION | NO-ESTIMATION | NO-ESTIMATION | NO-ESTIMATION | CAPACITY-FACTOR-V1
IDN | Indonesia | PLTGU Muara Karang repowering Blok 2 |  | WRI1000881 | 210 | -6.1087 | 106.7877 | Gas |  |  |  |  | PLN â€“ Java Bali Generation Unit / PT. PJB | Indonesia Power Generation | https://repit.wordpress.com/ | GEODB | 1026102 | [13 empty] | 875.01 | NO-ESTIMATION | NO-ESTIMATION | NO-ESTIMATION | NO-ESTIMATION | CAPACITY-FACTOR-V1
IDN | Indonesia | PLTGU Priok Block 1 2 |  | WRI1000885 | 1180 | -6.1102 | 106.8671 | Gas |  |  |  |  | PT. Indonesia Power | Indonesia Power Generation | https://repit.wordpress.com/ | WRI | [14 empty] | 4916.73 | NO-ESTIMATION | NO-ESTIMATION | NO-ESTIMATION | NO-ESTIMATION | CAPACITY-FACTOR-V1
IDN | Indonesia | PLTG Cikarang Listrindo |  | WRI1000821 | 150 | -6.1133 | 106.7788 | Gas |  |  |  |  | PT. Cikarang Listrindo | Indonesia Power Generation | https://repit.wordpress.com/ | CARMA | [14 empty] | 625 | NO-ESTIMATION | NO-ESTIMATION | NO-ESTIMATION | NO-ESTIMATION | CAPACITY-FACTOR-V1
IDN | Indonesia | PLTGU Bekasi Power |  | WRI1000870 | 130 | -6.2611 | 107.1528 | Gas |  |  |  |  | PT. Bekasi Power/PT. Kawasan Industri Jababeka Tbk | Indonesia Power Generation | https://repit.wordpress.com/ | CARMA | 1075035 | [13 empty] | 541.67 | NO-ESTIMATION | NO-ESTIMATION | NO-ESTIMATION | NO-ESTIMATION | CAPACITY-FACTOR-V1
IDN | Indonesia | PLTGU Tambak Lorok |  | WRI1000887 | 1034 | -6.9505 | 110.4340 | Gas |  |  |  |  | PLN â€“ Indonesia Power | Indonesia Power Generation | https://repit.wordpress.com/ | GEODB | 1026156 | [13 empty] | 4308.39 | WIND-V1 | WIND-V1 | WIND-V1 | WIND-V1 | WIND-V1
IDN | Indonesia | PLTG Gresik |  | WRI1000830 | 80 | -7.1633 | 112.6615 | Gas |  |  |  |  | PLN â€“ Java Bali Generation Unit / PT. PJB | Indonesia Power Generation | https://repit.wordpress.com/ | GEODB | 1026070 | [13 empty] | 333.33 | NO-ESTIMATION | NO-ESTIMATION | NO-ESTIMATION | NO-ESTIMATION | WIND-V1
IDN | Indonesia | PLTGU Gresik |  | WRI1000876 | 1579 | -7.1633 | 112.6615 | Gas |  |  |  |  | PLN â€“ Java Bali Generation Unit / PT. PJB | Indonesia Power Generation | https://repit.wordpress.com/ | GEODB | 1026070 | [13 empty] | 6579.26 | NO-ESTIMATION | NO-ESTIMATION | NO-ESTIMATION | NO-ESTIMATION | CAPACITY-FACTOR-V1
IDN | Indonesia | PLTG (ex PLTD Sunyaragi) |  | WRI1000809 | 18 | -7.4064 | 109.5842 | Gas |  |  |  |  | PLN-South Sumatera Generation Unit | Indonesia Power Generation | https://repit.wordpress.com/ | CARMA | 1026057 | [13 empty] | 75 | NO-ESTIMATION | NO-ESTIMATION | NO-ESTIMATION | NO-ESTIMATION | CAPACITY-FACTOR-V1
IDN | Indonesia | PLTG Duri ex PLTG Sunyaragi Cent Java |  | WRI1000824 | 20 | -7.4064 | 109.5842 | Gas |  |  |  |  | PLN | Indonesia Power Generation | https://repit.wordpress.com/ | CARMA | 1026057 | [13 empty] | 83.33 | NO-ESTIMATION | NO-ESTIMATION | NO-ESTIMATION | NO-ESTIMATION | CAPACITY-FACTOR-V1
IDN | Indonesia | PLTG Sunyaragi 1 2 3 4 |  | WRI1000855 | 80 | -7.4064 | 109.5842 | Gas |  |  |  |  | PLN â€“ Indonesia Power | Indonesia Power Generation | https://repit.wordpress.com/ | CARMA | 1026057 | [13 empty] | 333.33 | NO-ESTIMATION | NO-ESTIMATION | NO-ESTIMATION | NO-ESTIMATION | CAPACITY-FACTOR-V1
IDN | Indonesia | PLTG Grati |  | WRI1000829 | 302 | -7.6517 | 113.0244 | Gas |  |  |  |  | PT. Indonesia Power | Indonesia Power Generation | https://repit.wordpress.com/ | GEODB | 1026069 | [13 empty] | 1258.35 | NO-ESTIMATION | NO-ESTIMATION | NO-ESTIMATION | NO-ESTIMATION | CAPACITY-FACTOR-V1
IDN | Indonesia | PLTGU Grati |  | WRI1000875 | 461 | -7.6517 | 113.0244 | Gas |  |  |  |  | PT. Indonesia Power | Indonesia Power Generation | https://repit.wordpress.com/ | GEODB | 1026069 | [13 empty] | 1920.86 | WIND-V1 | WIND-V1 | WIND-V1 | WIND-V1 | WIND-V1
IDN | Indonesia | PLTG Cilacap |  | WRI1000822 | 55 | -7.7264 | 109.0094 | Gas |  |  |  |  | PLN â€“ Indonesia Power | Indonesia Power Generation | https://repit.wordpress.com/ | CARMA | [14 empty] | 229.17 | NO-ESTIMATION | NO-ESTIMATION | NO-ESTIMATION | NO-ESTIMATION | CAPACITY-FACTOR-V1
IDN | Indonesia | PLTG Pemaron |  | WRI1000844 | 97 | -8.1189 | 115.0887 | Gas |  |  |  |  | PT. Indonesia Power | Indonesia Power Generation | https://repit.wordpress.com/ | CARMA | 1054581 | [13 empty] | 404.17 | HYDRO-V1 | HYDRO-V1 | HYDRO-V1 | HYDRO-V1 | HYDRO-V1
IDN | Indonesia | PLTG Gilimanuk |  | WRI1000825 | 133 | -8.1716 | 114.4344 | Gas |  |  |  |  | PT. Indonesia Power | Indonesia Power Generation | https://repit.wordpress.com/ | CARMA | 1050217 | [13 empty] | 554.17 | NO-ESTIMATION | NO-ESTIMATION | NO-ESTIMATION | NO-ESTIMATION | CAPACITY-FACTOR-V1
IDN | Indonesia | PLTG Pesanggaran |  | WRI1000845 | 122 | -8.7157 | 115.2140 | Gas |  |  |  |  | PT. Indonesia Power | Indonesia Power Generation | https://repit.wordpress.com/ | CARMA | 1026037 | [13 empty] | 508.34 | NO-ESTIMATION | NO-ESTIMATION | NO-ESTIMATION | NO-ESTIMATION | CAPACITY-FACTOR-V1
IDN | Indonesia | PLTMG Panaran |  | WRI1000894 | 24 | 0.1807 | 101.8444 | Gas |  |  |  |  | bright PLN Batam | Indonesia Power Generation | https://repit.wordpress.com/ | CARMA | 1060287 | [13 empty] | 100 | NO-ESTIMATION | NO-ESTIMATION | NO-ESTIMATION | NO-ESTIMATION | CAPACITY-FACTOR-V1
IDN | Indonesia | PLTGB Singkawang |  | WRI1000867 | 9 | 0.9000 | 109.0000 | Gas |  |  |  |  | PLT â€“ rented from PT. Krista Inti Persada | Indonesia Power Generation | https://repit.wordpress.com/ | CARMA | 1041391 | [13 empty] | 37.5 | NO-ESTIMATION | NO-ESTIMATION | SOLAR-V1 | SOLAR-V1 | SOLAR-V1
IDN | Indonesia | North Duri Cogeneration Plant |  | WRI1000794 | 300 | 1.3722 | 101.2260 | Gas |  |  |  |  | PT Mandau Cipta Tenaga Nusanatara (subsidiary of Chevron) | Indonesia Power Generation | https://repit.wordpress.com/ | WRI | 1092378 | [13 empty] | 1250.01 | NO-ESTIMATION | NO-ESTIMATION | NO-ESTIMATION | NO-ESTIMATION | CAPACITY-FACTOR-V1
IDN | Indonesia | PLTG Tarakan |  | WRI1000858 | 23 | 3.3000 | 117.6333 | Gas |  |  |  |  | PT. Cahaya Sakti | Indonesia Power Generation | https://repit.wordpress.com/ | CARMA | 1064213 | [13 empty] | 95.83 | NO-ESTIMATION | NO-ESTIMATION | NO-ESTIMATION | NO-ESTIMATION | CAPACITY-FACTOR-V1
IDN | Indonesia | PLTMG Pulau Bunyu |  | WRI1000898 | 2 | 3.5000 | 117.8333 | Gas |  |  |  |  | PLN | Indonesia Power Generation | https://repit.wordpress.com/ | CARMA | [14 empty] | 8.33 | NO-ESTIMATION | NO-ESTIMATION | NO-ESTIMATION | NO-ESTIMATION | SOLAR-V1
IDN | Indonesia | PLTG Belawan |  | WRI1000817 | 260 | 3.5833 | 98.6667 | Gas |  |  |  |  | PLN / KITSUMBAGUT | Indonesia Power Generation | https://repit.wordpress.com/ | CARMA | 1026045 | [13 empty] | 1083.34 | HYDRO-V1 | HYDRO-V1 | HYDRO-V1 | HYDRO-V1 | HYDRO-V1
IDN | Indonesia | PLTG Belawan TTF |  | WRI1000818 | 105 | 3.5833 | 98.6667 | Gas |  |  |  |  | PLN / KITSUMBAGUT | Indonesia Power Generation | https://repit.wordpress.com/ | CARMA | 1026045 | [13 empty] | 437.5 | HYDRO-V1 | HYDRO-V1 | HYDRO-V1 | HYDRO-V1 | HYDRO-V1
IDN | Indonesia | PLTGU Belawan â€“ Sicanang |  | WRI1000871 | 817 | 3.7715 | 98.6687 | Gas |  |  |  |  | PLN / KITSUMBAGUT | Indonesia Power Generation | https://repit.wordpress.com/ | WRI | 1026045 | [13 empty] | 3404.21 | HYDRO-V1 | HYDRO-V1 | HYDRO-V1 | HYDRO-V1 | HYDRO-V1
IND | India | BSES Kerala CCGT |  | IND0000068 | 165 | 10.0740 | 76.3188 | Gas | Oil |  |  | 1999 |  | Central Electricity Authority | http://www.cea.nic.in/ | WRI | 1038651 | 2019 |  | 145.56 | 3.4172 | 0.0 | 60.718 | 0.0 |  | Central Electricity Authority |  |  |  |  | 519.16 | NO-ESTIMATION | NO-ESTIMATION | NO-ESTIMATION | NO-ESTIMATION | CAPACITY-FACTOR-V1
IND | India | KOVILKALAPPAL |  | IND0000216 | 107.88 | 10.5415 | 79.4507 | Gas |  |  |  | 2001 |  | Central Electricity Authority | http://www.cea.nic.in/ | WRI | 1050067 | 2019 |  | 373.2247 | 363.398 | 308.967 | 266.158 | 225.474026 |  | Central Electricity Authority |  |  |  |  | 339.43 | NO-ESTIMATION | SOLAR-V1 | SOLAR-V1 | SOLAR-V1 | SOLAR-V1
IND | India | KARAIKAL |  | IND0000180 | 32.5 | 10.9325 | 79.8216 | Gas |  |  |  | 2000 |  | Central Electricity Authority | http://www.cea.nic.in/ | WRI | 1048266 | 2019 |  | 95.0355786 | 212.9191786 | 231.32471 | 212.3774439145722 | 214.17 |  | Central Electricity Authority |  |  |  |  | 102.25 | NO-ESTIMATION | SOLAR-V1 | SOLAR-V1 | SOLAR-V1 | SOLAR-V1
IND | India | P.NALLUR CCGT |  | IND0000313 | 330.5 | 11.0749 | 79.8340 | Gas |  |  |  | 2001 |  | Central Electricity Authority | http://www.cea.nic.in/ | WRI | 1019720 | 2019 |  | 1142.965769 | 152.252966 | 195.884661 | 0.0 | 0.0 |  | Central Electricity Authority |  |  |  |  | 1039.9 | NO-ESTIMATION | NO-ESTIMATION | NO-ESTIMATION | NO-ESTIMATION | CAPACITY-FACTOR-V1
IND | India | KUTTALAM GT |  | IND0000224 | 101 | 11.0760 | 79.5700 | Gas |  |  |  | 2003 |  | Central Electricity Authority | http://www.cea.nic.in/ | WRI | 1060531 | 2019 |  | 452.527 | 518.844 | 335.927 | 309.549 | 656.532 |  | Central Electricity Authority |  |  |  |  | 317.79 | NO-ESTIMATION | NO-ESTIMATION | NO-ESTIMATION | NO-ESTIMATION | CAPACITY-FACTOR-V1
IND | India | KARUPPUR GT |  | IND0000184 | 119.8 | 11.1208 | 79.5287 | Gas |  |  |  | 2005 |  | Central Electricity Authority | http://www.cea.nic.in/ | WRI | 1053468 | 2019 |  | 560.352 | 620.207 | 480.967 | 469.44 | 633.42 |  | Central Electricity Authority |  |  |  |  | 376.94 | NO-ESTIMATION | SOLAR-V1 | SOLAR-V1 | SOLAR-V1 | SOLAR-V1
IND | India | TANIR BAVI |  | IND0000444 | 220 | 12.9019 | 74.8160 | Gas |  |  |  | 2001 |  | Central Electricity Authority | http://www.cea.nic.in/ | WRI |  | 2019 |  | 0.0 | 0.0 | 0.0 | 0.0 | 0.0 |  | Central Electricity Authority |  |  |  |  | 692.21 | NO-ESTIMATION | NO-ESTIMATION | NO-ESTIMATION | NO-ESTIMATION | CAPACITY-FACTOR-V1
IND | India | MANGALORE REFINERY |  | WRI1019926 | 166.5 | 12.9821 | 74.8496 | Gas |  |  |  |  | Mangalore & petrochem | Mangalore & petrochem | https://mrpl.co.in/ | WRI | 1022282 | [13 empty] | 523.88 | NO-ESTIMATION | NO-ESTIMATION | NO-ESTIMATION | NO-ESTIMATION | CAPACITY-FACTOR-V1
IND | India | BASIN BRIDGE GT |  | IND0000040 | 120 | 13.1021 | 80.2682 | Gas | Oil |  |  | 1996 |  | Central Electricity Authority | http://www.cea.nic.in/ | WRI | 1030926 | 2019 |  | 2.85387 | 8.29591247299784 | 10.46898 | 5.85771 | 0.056 |  | Central Electricity Authority |  |  |  |  | 377.57 | NO-ESTIMATION | NO-ESTIMATION | NO-ESTIMATION | NO-ESTIMATION | CAPACITY-FACTOR-V1
IND | India | Dandeli Mill |  | WRI1019913 | 20 | 15.2529 | 74.6283 | Gas |  |  |  |  | West Coast Paper Mills Ltd. | West Coast Paper Mills Ltd. | http://www.westcoastpaper.com/infrastructure/ | WRI | 1057900 | [13 empty] | 62.92 | HYDRO-V1 | HYDRO-V1 | HYDRO-V1 | HYDRO-V1 | HYDRO-V1
IND | India | RELIANCE ENERGY |  | IND0000373 | 48 | 15.3771 | 73.8770 | Gas |  |  |  | 1999 |  | Central Electricity Authority | http://www.cea.nic.in/ | WRI | 1081448 | 2019 |  | 12.214 | 0.0 | 0.0 |  | 0.0 |  | Central Electricity Authority |  |  |  |  | 151.02 | HYDRO-V1 | HYDRO-V1 | HYDRO-V1 | HYDRO-V1 | HYDRO-V1
IND | India | KONDAPALLI GT |  | IND0000206 | 1458 | 16.6400 | 80.5504 | Gas |  |  |  | 2009 |  | Central Electricity Authority | http://www.cea.nic.in/ | WRI | 1039487 | 2019 |  | 559.01 | 2024.61 | 2211.188 | 644.4 | 1629.816 |  | Central Electricity Authority |  |  |  |  | 4587.51 | NO-ESTIMATION | NO-ESTIMATION | NO-ESTIMATION | NO-ESTIMATION | CAPACITY-FACTOR-V1
IND | India | KONASEEMA CCCP |  | IND0000205 | 445 | 16.7346 | 81.8622 | Gas |  |  |  | 2009 |  | Central Electricity Authority | http://www.cea.nic.in/ | WRI | 1060509 | 2019 |  | 0.0 | 0.0 | 0.0 |  | 0.0 |  | Central Electricity Authority |  |  |  |  | 1400.16 | NO-ESTIMATION | NO-ESTIMATION | NO-ESTIMATION | NO-ESTIMATION | CAPACITY-FACTOR-V1
IND | India | VEMAGIRI CCCP |  | IND0000499 | 388.5 | 16.9238 | 81.8141 | Gas |  |  |  | 2006 |  | Central Electricity Authority | http://www.cea.nic.in/ | WRI | 1050098 | 2019 |  | 0.0 | 588.748 | 301.17 | 0.0 | 0.0 |  | Central Electricity Authority |  |  |  |  | 1222.39 | NO-ESTIMATION | NO-ESTIMATION | NO-ESTIMATION | NO-ESTIMATION | CAPACITY-FACTOR-V1
IND | India | GREL CCPP (RAJAMUNDRY) |  | IND0000137 | 768 | 16.9248 | 81.8111 | Gas |  |  |  | 2015 |  | Central Electricity Authority | http://www.cea.nic.in/ | WRI | 1110996 | 2019 |  |  | 566.89 | 626.6846195736201 | 0.0 | 0.0 |  | Central Electricity Authority |  |  |  |  | 2416.47 | NO-ESTIMATION | WIND-V1 | WIND-V1 | WIND-V1 | WIND-V1
IND | India | JEGURUPADU GT |  | IND0000158 | 445.674 | 16.9312 | 81.8600 | Gas |  |  |  | 2003 |  | Central Electricity Authority | http://www.cea.nic.in/ | WRI | 1012899 | 2019 |  | 573.441 | 666.941 | 999.65 | 1030.99 | 798.381 |  | Central Electricity Authority |  |  |  |  | 1402.28 | NO-ESTIMATION | NO-ESTIMATION | NO-ESTIMATION | NO-ESTIMATION | CAPACITY-FACTOR-V1
IND | India | VIJESWARAM GT |  | IND0000502 | 272.3 | 16.9345 | 81.7245 | Gas |  |  |  | 1995 |  | Central Electricity Authority | http://www.cea.nic.in/ | WRI | 1010170 | 2019 |  | 638.9885 | 693.874313 | 669.578138 | 1156.305799 | 1082.090254 |  | Central Electricity Authority |  |  |  |  | 856.77 | NO-ESTIMATION | NO-ESTIMATION | NO-ESTIMATION | NO-ESTIMATION | SOLAR-V1
IND | India | GAUTAMI CCCP |  | IND0000125 | 468.57 | 17.0386 | 82.1286 | Gas |  |  |  | 2008 |  | Central Electricity Authority | http://www.cea.nic.in/ | WRI |  | 2019 |  | 0.0 | 100.65 | 0.0 | 0.0 | 0.0 |  | Central Electricity Authority |  |  |  |  | 1474.32 | NO-ESTIMATION | SOLAR-V1 | SOLAR-V1 | SOLAR-V1 | SOLAR-V1
IND | India | GODAVARI GT |  | IND0000134 | 205.24 | 17.0587 | 82.3097 | Gas |  |  |  | 1997 |  | Central Electricity Authority | http://www.cea.nic.in/ | WRI | 1029638 | 2019 |  | 525.099 | 535.411 | 933.37 | 553.615 | 1110.42 |  | Central Electricity Authority |  |  |  |  | 645.77 | NO-ESTIMATION | NO-ESTIMATION | NO-ESTIMATION | NO-ESTIMATION | CAPACITY-FACTOR-V1
IND | India | PEDDAPURAM CCGT(Samalkot) |  | IND0000334 | 220 | 17.0853 | 82.1283 | Gas |  |  |  | 2002 |  | Central Electricity Authority | http://www.cea.nic.in/ | WRI | 1050097 | 2019 |  | 160.8728 | 0.0 | 0.0 | 0.0 | 0.0 |  | Central Electricity Authority |  |  |  |  | 692.21 | NO-ESTIMATION | NO-ESTIMATION | NO-ESTIMATION | NO-ESTIMATION | CAPACITY-FACTOR-V1
IND | India | RATNAGIRI GAS |  | IND0000371 | 1967.08 | 17.5587 | 73.1670 | Gas |  |  |  | 2003 |  | Central Electricity Authority | http://www.cea.nic.in/ | WRI |  | 2019 |  | 0.045355 | 1150.497 | 4472.098 | 4418.715 | 4378.709 |  | Central Electricity Authority |  |  |  |  | 6189.3 | NO-ESTIMATION | NO-ESTIMATION | NO-ESTIMATION | NO-ESTIMATION | CAPACITY-FACTOR-V1
IND | India | MANGAON CCPP |  | IND0000520 | 388 | 18.3879 | 73.3529 | Gas |  |  |  | 2016 |  | Central Electricity Authority | http://www.cea.nic.in/ | WRI |  | 2019 |  |  |  | 208.9768 | 0.0 | 0.0 |  | Central Electricity Authority |  |  |  |  | 1220.82 | HYDRO-V1 | HYDRO-V1 | HYDRO-V1 | HYDRO-V1 | HYDRO-V1
IND | India | THAL WORKS |  | WRI1019989 | 30 | 18.7026 | 72.8709 | Gas |  |  |  |  | Rashtriya & fert | Rashtriya & fert | http://www.rcfltd.com/ | WRI | 1049818 | [13 empty] | 94.39 | NO-ESTIMATION | SOLAR-V1 | SOLAR-V1 | SOLAR-V1 | SOLAR-V1
IND | India | URAN ONGC |  | WRI1019992 | 62.6 | 18.8681 | 72.9293 | Gas |  |  |  |  | Ongc Gas corp | Ongc Gas corp | http://www.ongcindia.com/ | WRI | 1024725 | [13 empty] | 196.96 | NO-ESTIMATION | NO-ESTIMATION | NO-ESTIMATION | NO-ESTIMATION | CAPACITY-FACTOR-V1
IND | India | URAN GT |  | IND0000485 | 672 | 18.8800 | 72.9715 | Gas |  |  |  | 1988 |  | Central Electricity Authority | http://www.cea.nic.in/ | WRI | 1022217 | 2019 |  | 3393.009 | 2801.53 | 3203.3 | 3119.863 | 2505.897 |  | Central Electricity Authority |  |  |  |  | 2114.41 | NO-ESTIMATION | NO-ESTIMATION | NO-ESTIMATION | NO-ESTIMATION | CAPACITY-FACTOR-V1
IND | India | PATALGANGA |  | WRI1020017 | 66 | 18.8834 | 73.1814 | Gas |  |  |  |  | Reliance Ltd ril) | Reliance Power Ltd | http://www.ril.com/ | WRI | 1026922 | [13 empty] | 207.66 | NO-ESTIMATION | NO-ESTIMATION | NO-ESTIMATION | NO-ESTIMATION | CAPACITY-FACTOR-V1
IND | India | MUMBAI ONGC |  | WRI1020015 | 75 | 18.9988 | 72.8997 | Gas |  |  |  |  | Ongc Gas corp | Ongc Gas corp | http://www.ongcindia.com/ | WRI | 1024721 | [13 empty] | 235.98 | NO-ESTIMATION | NO-ESTIMATION | NO-ESTIMATION | NO-ESTIMATION | CAPACITY-FACTOR-V1
IND | India | TROMBAY GT |  | IND0000463 | 180 | 19.0018 | 72.8967 | Gas |  |  |  | 1993 |  | Central Electricity Authority | http://www.cea.nic.in/ | WRI | 1031024 | 2019 |  | 1119.27 | 1149.0 | 1372.0 | 1314.0 | 1371.0 |  | Central Electricity Authority |  |  |  |  | 566.36 | HYDRO-V1 | HYDRO-V1 | HYDRO-V1 | HYDRO-V1 | HYDRO-V1
IND | India | MUMBAI BPCL |  | WRI1019971 | 31.2 | 19.0160 | 72.8948 | Gas |  |  |  |  | Bharat Corp ltd | Bharat Corp ltd | https://bharatpetroleum.com/ | WRI | 1011049 | [13 empty] | 98.16 | NO-ESTIMATION | NO-ESTIMATION | NO-ESTIMATION | NO-ESTIMATION | CAPACITY-FACTOR-V1
IND | India | TROMBAY WORKS |  | WRI1019991 | 18 | 19.0366 | 72.8892 | Gas |  |  |  |  | Rashtriya & fert | Rashtriya & fert | http://documents.worldbank.org/curated/en/442061468041961880/pdf/multi-page.pdf | WRI | 1051825 | [13 empty] | 56.63 | NO-ESTIMATION | NO-ESTIMATION | NO-ESTIMATION | NO-ESTIMATION | WIND-V1
IND | India | PIPAVAV CCCP |  | IND0000338 | 702.86 | 20.8986 | 71.4693 | Gas | Oil |  |  | 2013 |  | Central Electricity Authority | http://www.cea.nic.in/ | WRI | 1046463 | 2019 |  | 2.20585 | 454.954 | 216.621274 | 160.5282 | 475.9 |  | Central Electricity Authority |  |  |  |  | 2211.51 | HYDRO-V1 | HYDRO-V1 | HYDRO-V1 | HYDRO-V1 | HYDRO-V1
IND | India | ESSAR GT IMP. |  | IND0000114 | 515 | 21.1110 | 72.6550 | Gas |  |  |  | 1995 |  | Central Electricity Authority | http://www.cea.nic.in/ | WRI |  | 2019 |  | 0.0 | 0.0 | 0.0 | 0.0 | 0.0 |  | Central Electricity Authority |  |  |  |  | 1620.41 | NO-ESTIMATION | NO-ESTIMATION | NO-ESTIMATION | NO-ESTIMATION | CAPACITY-FACTOR-V1
IND | India | HAZIRA-GSECL |  | IND0000143 | 351.43 | 21.1652 | 72.6613 | Gas |  |  |  | 2012 |  | Central Electricity Authority | http://www.cea.nic.in/ | WRI | 1049440 | 2019 |  | 0.0 | 0.0 | 222.8173 | 185.639 | 340.821 |  | Central Electricity Authority |  |  |  |  | 1105.75 | NO-ESTIMATION | NO-ESTIMATION | NO-ESTIMATION | NO-ESTIMATION | CAPACITY-FACTOR-V1
IND | India | KAWAS GT |  | IND0000190 | 645 | 21.1750 | 72.6879 | Gas |  |  |  | 1992 |  | Central Electricity Authority | http://www.cea.nic.in/ | WRI | 1023642 | 2019 |  | 1694.0 | 1174.0 | 1673.0 | 2340.0 | 2428.0 |  | Central Electricity Authority |  |  |  |  | 2029.45 | NO-ESTIMATION | NO-ESTIMATION | NO-ESTIMATION | NO-ESTIMATION | CAPACITY-FACTOR-V1
IND | India | UTRAN CCCP EXT |  | IND0000489 | 374.571 | 21.2285 | 72.8705 | Gas |  |  |  | 2009 |  | Central Electricity Authority | http://www.cea.nic.in/ | WRI | 1017923 | 2019 |  | 129.215 | 1237.589 | 145.405 | 242.181 | 400.65 |  | Central Electricity Authority |  |  |  |  | 1178.56 | NO-ESTIMATION | NO-ESTIMATION | NO-ESTIMATION | NO-ESTIMATION | CAPACITY-FACTOR-V1
IND | India | SUGEN CCCP |  | IND0000428 | 1147.5 | 21.3395 | 72.9889 | Gas |  |  |  | 2008 |  | Central Electricity Authority | http://www.cea.nic.in/ | WRI | 1058555 | 2019 |  | 2519.0 | 3516.449 | 4654.18 | 6396.12 | 6104.3 |  | Central Electricity Authority |  |  |  |  | 3610.54 | HYDRO-V1 | HYDRO-V1 | HYDRO-V1 | HYDRO-V1 | HYDRO-V1
IND | India | UNO SUGEN |  | IND0000480 | 382.5 | 21.3411 | 72.9895 | Gas |  |  |  | 2012 |  | Central Electricity Authority | http://www.cea.nic.in/ | WRI | 1058555 | 2019 |  |  | 834.058 | 0.0 | 0.0 | 0.0 |  | Central Electricity Authority |  |  |  |  | 1203.51 | HYDRO-V1 | HYDRO-V1 | HYDRO-V1 | HYDRO-V1 | HYDRO-V1
IND | India | DGEN MEGA CCCP |  | IND0000093 | 1200 | 21.6923 | 72.6215 | Gas |  |  |  | 2014 |  | Central Electricity Authority | http://www.cea.nic.in/ | WRI | 1058556 | 2019 |  | 0.0 | 2636.864 | 2.97 | 0.0 | 0.0 |  | Central Electricity Authority |  |  |  |  | 3775.73 | NO-ESTIMATION | NO-ESTIMATION | NO-ESTIMATION | NO-ESTIMATION | CAPACITY-FACTOR-V1
IND | India | PAGUTHAN |  | IND0000314 | 655 | 21.7800 | 72.9790 | Gas |  |  |  | 1997 |  | Central Electricity Authority | http://www.cea.nic.in/ | WRI | 1017939 | 2019 |  | 290.59 | 875.54 | 273.01 | 424.73 | 285.0 |  | Central Electricity Authority |  |  |  |  | 2060.92 | NO-ESTIMATION | NO-ESTIMATION | NO-ESTIMATION | NO-ESTIMATION | CAPACITY-FACTOR-V1
IND | India | GANDHAR GT |  | IND0000120 | 648 | 21.8242 | 73.1136 | Gas |  |  |  | 1994 |  | Central Electricity Authority | http://www.cea.nic.in/ | WRI | 1023640 | 2019 |  | 1562.0 | 923.0 | 2290.811 | 3031.0 | 1527.258 |  | Central Electricity Authority |  |  |  |  | 2038.89 | NO-ESTIMATION | NO-ESTIMATION | NO-ESTIMATION | NO-ESTIMATION | CAPACITY-FACTOR-V1
IND | India | DHUVARAN CCPP |  | IND0000101 | 595.2 | 22.2396 | 72.7520 | Gas |  |  |  | 2010 |  | Central Electricity Authority | http://www.cea.nic.in/ | WRI | 1017910 | 2019 |  | 145.814 | 384.538 | 283.74811 | 549.8693 | 656.549 |  | Central Electricity Authority |  |  |  |  | 1872.76 | NO-ESTIMATION | NO-ESTIMATION | NO-ESTIMATION | NO-ESTIMATION | CAPACITY-FACTOR-V1
IND | India | HAZIRA CCCP |  | IND0000142 | 156.1 | 22.3256 | 69.7399 | Gas |  |  |  | 2001 |  | Central Electricity Authority | http://www.cea.nic.in/ | WRI | 1116347 | 2019 |  | 206.547 | 136.0644 | 23.37455 | 1.878 | 23.496 |  | Central Electricity Authority |  |  |  |  | 491.16 | HYDRO-V1 | HYDRO-V1 | HYDRO-V1 | HYDRO-V1 | HYDRO-V1
IND | India | G.I.P.C.L. GT |  | IND0000118 | 310 | 22.3758 | 73.1017 | Gas |  |  |  | 1994 |  | Central Electricity Authority | http://www.cea.nic.in/ | WRI |  | 2019 |  | 699.4 | 932.13 | 751.743 | 693.296 | 680.981 |  | Central Electricity Authority |  |  |  |  | 975.39 | HYDRO-V1 | HYDRO-V1 | HYDRO-V1 | HYDRO-V1 | HYDRO-V1
IND | India | MONARCHAK CCPP |  | IND0000272 | 101 | 23.4380 | 91.2740 | Gas |  |  |  | 2015 |  | Central Electricity Authority | http://www.cea.nic.in/ | WRI | 1055460 | 2019 |  | 0.0 | 125.88 | 174.7967 | 645.293 | 655.828 |  | Central Electricity Authority |  |  |  |  | 317.79 | NO-ESTIMATION | NO-ESTIMATION | NO-ESTIMATION | NO-ESTIMATION | CAPACITY-FACTOR-V1
IND | India | PALATANA CCPP |  | IND0000317 | 726.6 | 23.4987 | 91.4385 | Gas |  |  |  | 2013 |  | Central Electricity Authority | http://www.cea.nic.in/ | WRI | 1062111 | 2019 |  | 2391.796 | 3337.293 | 3993.958 | 3870.43 | 4515.9548 |  | Central Electricity Authority |  |  |  |  | 2286.2 | NO-ESTIMATION | NO-ESTIMATION | NO-ESTIMATION | NO-ESTIMATION | CAPACITY-FACTOR-V1
IND | India | ROKHIA GT |  | IND0000379 | 63 | 23.6260 | 91.1948 | Gas |  |  |  | 2007 |  | Central Electricity Authority | http://www.cea.nic.in/ | WRI | 1011046 | 2019 |  | 416.23 | 466.77 | 434.18 | 406.76 | 437.55 |  | Central Electricity Authority |  |  |  |  | 198.22 | NO-ESTIMATION | NO-ESTIMATION | NO-ESTIMATION | NO-ESTIMATION | CAPACITY-FACTOR-V1
IND | India | BARAMURA |  | IND0000034 | 42 | 23.8070 | 91.5650 | Gas |  |  |  | 2006 |  | Central Electricity Authority | http://www.cea.nic.in/ | WRI | 1050914 | 2019 |  | 304.8328 | 231.626436 | 187.19366933910322 | 178.10669 | 173.72 |  | Central Electricity Authority |  |  |  |  | 132.15 | NO-ESTIMATION | NO-ESTIMATION | NO-ESTIMATION | NO-ESTIMATION | SOLAR-V1
IND | India | AGARTALA GT |  | IND0000001 | 135 | 23.8712 | 91.3602 | Gas |  |  |  | 2004 |  | Central Electricity Authority | http://www.cea.nic.in/ | WRI | 1024373 | 2019 |  | 617.789264 | 843.747 | 886.004428 | 663.7745 | 626.239128 |  | Central Electricity Authority |  |  |  |  | 424.77 | NO-ESTIMATION | NO-ESTIMATION | NO-ESTIMATION | NO-ESTIMATION | CAPACITY-FACTOR-V1
IND | India | VIJAIPUR WORKS |  | WRI1020012 | 75 | 24.4978 | 77.1513 | Gas |  |  |  |  | National Ltd nfl) | National Ltd nfl) | http://www.nationalfertilizers.com/ | WRI | 1023400 | [13 empty] | 235.98 | NO-ESTIMATION | NO-ESTIMATION | NO-ESTIMATION | NO-ESTIMATION | NO-ESTIMATION
IND | India | DLF |  | IND0000103 | 15.5 | 24.8271 | 92.9737 | Gas |  |  |  | 1997 |  | Central Electricity Authority | http://www.cea.nic.in/ | WRI | 1091450 | 2019 | [12 empty] | 48.76 | NO-ESTIMATION | NO-ESTIMATION | NO-ESTIMATION | NO-ESTIMATION | NO-ESTIMATION
IND | India | GADEPAN WORKS |  | WRI1019888 | 35 | 25.1521 | 76.1820 | Gas |  |  |  |  | Chambal & chem | Chambal & chem | http://chambalfertilisers.com/ | WRI | 1044266 | [13 empty] | 110.12 | NO-ESTIMATION | NO-ESTIMATION | NO-ESTIMATION | NO-ESTIMATION | NO-ESTIMATION
IND | India | ANTA GT |  | IND0000014 | 419.33 | 25.1797 | 76.3188 | Gas |  |  |  | 1989 |  | Central Electricity Authority | http://www.cea.nic.in/ | WRI | 1023635 | 2019 |  | 1611.987 | 909.0 | 666.42 | 430.0 | 528.28 |  | Central Electricity Authority |  |  |  |  | 1319.39 | NO-ESTIMATION | NO-ESTIMATION | NO-ESTIMATION | NO-ESTIMATION | SOLAR-V1
IND | India | AURAIYA GT |  | IND0000016 | 652 | 26.6282 | 79.5286 | Gas |  |  |  | 1989 |  | Central Electricity Authority | http://www.cea.nic.in/ | WRI | 1023636 | 2019 |  | 1607.0 | 1465.0 | 509.0 | 357.0 | 521.0 |  | Central Electricity Authority |  |  |  |  | 2051.48 | NO-ESTIMATION | NO-ESTIMATION | NO-ESTIMATION | NO-ESTIMATION | CAPACITY-FACTOR-V1
IND | India | DHOLPUR |  | IND0000099 | 330 | 26.7024 | 77.8492 | Gas |  |  |  | 2007 |  | Central Electricity Authority | http://www.cea.nic.in/ | WRI | 1038413 | 2019 |  | 829.1142 | 282.7 | 94.855 | 210.2305 | 20.2349 |  | Central Electricity Authority |  |  |  |  | 1038.32 | NO-ESTIMATION | NO-ESTIMATION | NO-ESTIMATION | NO-ESTIMATION | CAPACITY-FACTOR-V1
IND | India | LAKWA GT |  | IND0000228 | 211.955 | 27.0221 | 94.8833 | Gas | Oil |  |  | 2002 |  | Central Electricity Authority | http://www.cea.nic.in/ | WRI | 1010448 | 2019 |  | 855.342825 | 870.2 | 823.297501 | 614.442988 | 840.5586379 |  | Central Electricity Authority |  |  |  |  | 666.9 | NO-ESTIMATION | NO-ESTIMATION | NO-ESTIMATION | NO-ESTIMATION | NO-ESTIMATION
IND | India | NAMRUP GT |  | IND0000288 | 161.75 | 27.1858 | 95.3760 | Gas |  |  |  | 1990 |  | Central Electricity Authority | http://www.cea.nic.in/ | WRI | 1010451 | 2019 |  | 569.674 | 487.339 | 333.18 | 306.396 | 298.663 |  | Central Electricity Authority |  |  |  |  | 508.93 | NO-ESTIMATION | NO-ESTIMATION | NO-ESTIMATION | NO-ESTIMATION | SOLAR-V1
IND | India | RAMGARH GT |  | IND0000364 | 270.5 | 27.3360 | 70.5380 | Gas | Oil |  |  | 2008 |  | Central Electricity Authority | http://www.cea.nic.in/ | WRI | 1026506 | 2019 |  | 1153.89723 | 1459.399526 | 1367.92423 | 1391.01485 | 955.56505 |  | Central Electricity Authority |  |  |  |  | 851.11 | NO-ESTIMATION | NO-ESTIMATION | NO-ESTIMATION | NO-ESTIMATION | CAPACITY-FACTOR-V1
IND | India | KATHALGURI GT |  | IND0000188 | 291 | 27.3410 | 95.4080 | Gas |  |  |  | 1996 |  | Central Electricity Authority | http://www.cea.nic.in/ | WRI | 1024376 | 2019 |  | 1695.81264 | 1713.14992 | 1531.1131 | 1557.9901 | 1596.42324 |  | Central Electricity Authority |  |  |  |  | 915.61 | NO-ESTIMATION | NO-ESTIMATION | NO-ESTIMATION | NO-ESTIMATION | CAPACITY-FACTOR-V1
IND | India | F_BAD CCGT |  | IND0000115 | 431.586 | 28.3452 | 77.3615 | Gas |  |  |  | 1999 |  | Central Electricity Authority | http://www.cea.nic.in/ | WRI | 1043930 | 2019 |  | 1527.0 | 1068.0 | 1004.908 | 811.0 | 578.0 |  | Central Electricity Authority |  |  |  |  | 1357.96 | NO-ESTIMATION | NO-ESTIMATION | NO-ESTIMATION | NO-ESTIMATION | SOLAR-V1
IND | India | DADRI GT |  | IND0000089 | 829.78 | 28.5932 | 77.6101 | Gas | Oil |  |  | 1992 |  | Central Electricity Authority | http://www.cea.nic.in/ | WRI | 1023638 | 2019 |  | 2462.0 | 2924.0 | 2178.0 | 1575.0 | 1605.0 |  | Central Electricity Authority |  |  |  |  | 2610.85 | NO-ESTIMATION | NO-ESTIMATION | NO-ESTIMATION | NO-ESTIMATION | CAPACITY-FACTOR-V1
IND | India | PRAGATI CCGT |  | IND0000344 | 330 | 28.6146 | 77.2528 | Gas |  |  |  | 2002 |  | Central Electricity Authority | http://www.cea.nic.in/ | WRI | 1050093 | 2019 |  | 1799.976 | 1497.798 | 1759.182 | 1908.437 | 1479.422 |  | Central Electricity Authority |  |  |  |  | 1038.32 | NO-ESTIMATION | NO-ESTIMATION | NO-ESTIMATION | NO-ESTIMATION | CAPACITY-FACTOR-V1
IND | India | I.P.GT |  | IND0000146 | 270 | 28.6194 | 77.2504 | Gas | Oil |  |  | 1989 |  | Central Electricity Authority | http://www.cea.nic.in/ | WRI |  | 2019 |  | 904.388 | 445.882 | 673.162 | 562.509 | 577.005 |  | Central Electricity Authority |  |  |  |  | 849.54 | NO-ESTIMATION | NO-ESTIMATION | NO-ESTIMATION | NO-ESTIMATION | CAPACITY-FACTOR-V1
IND | India | RITHALA CCCP |  | IND0000377 | 94.8 | 28.7327 | 77.1016 | Gas |  |  |  | 2010 |  | Central Electricity Authority | http://www.cea.nic.in/ | WRI | 1071878 | 2019 |  | 0.0 | 0.0 | 0.0 | 0.0 | 0.0 |  | Central Electricity Authority |  |  |  |  | 298.28 | NO-ESTIMATION | NO-ESTIMATION | NO-ESTIMATION | NO-ESTIMATION | CAPACITY-FACTOR-V1
IND | India | PRAGATI CCCP -III |  | IND0000343 | 1371.2 | 28.7962 | 77.0706 | Gas |  |  |  | 2012 |  | Central Electricity Authority | http://www.cea.nic.in/ | WRI | 1061488 | 2019 |  | 2156.08 | 1836.1148 | 1973.374 | 2844.5074 | 3476.1991 |  | Central Electricity Authority |  |  |  |  | 4314.4 | HYDRO-V1 | HYDRO-V1 | HYDRO-V1 | HYDRO-V1 | HYDRO-V1
IND | India | GAMA CCPP Module - 1 |  | IND0000516 | 225 | 29.1411 | 78.9632 | Gas |  |  |  | 2016 |  | Central Electricity Authority | http://www.cea.nic.in/ | WRI |  | 2019 |  |  |  | 477.6571 | 546.823 | 401.811 |  | Central Electricity Authority |  |  |  |  | 707.95 | WIND-V1 | WIND-V1 | WIND-V1 | WIND-V1 | WIND-V1
IND | India | KAYAM KULAM GT |  | IND0000191 | 350 | 9.2404 | 76.4283 | Gas |  |  |  | 1998 |  | Central Electricity Authority | http://www.cea.nic.in/ | WRI |  | 2019 |  | 792.0 | 131.0 | 14.107692307692309 | 0.0 | 0.0 |  | Central Electricity Authority |  |  |  |  | 1101.25 | NO-ESTIMATION | NO-ESTIMATION | NO-ESTIMATION | NO-ESTIMATION | CAPACITY-FACTOR-V1
IND | India | VALANTHARVI GT |  | IND0000494 | 52.8 | 9.3279 | 78.9215 | Gas |  |  |  | 2005 |  | Central Electricity Authority | http://www.cea.nic.in/ | WRI | 1060503 | 2019 |  | 386.916 | 170.734 | 374.892 | 370.625 | 347.869 |  | Central Electricity Authority |  |  |  |  | 166.13 | HYDRO-V1 | HYDRO-V1 | HYDRO-V1 | HYDRO-V1 | HYDRO-V1
IND | India | VALUTHUR GT |  | IND0000496 | 187.2 | 9.3484 | 78.9235 | Gas |  |  |  | 2005 |  | Central Electricity Authority | http://www.cea.nic.in/ | WRI | 1049885 | 2019 |  | 1014.8 | 680.475 | 906.996 | 1198.136 | 1125.961 |  | Central Electricity Authority |  |  |  |  | 589.01 | WIND-V1 | WIND-V1 | WIND-V1 | WIND-V1 | WIND-V1
IRL | Ireland | Whitegate |  | WRI1002844 | 445 | 51.8161 | -8.2511 | Gas |  |  |  |  | Bord Gais | All Island Project | http://www.allislandproject.org/en/market_decision_documents.aspx?article=151a9561-cef9-47f2-9f48-21f6c62cef97 | GEODB | 1065837 |  |  |  | 1882.395 |  |  |  |  | JRC-PPDB-OPEN |  |  |  |  | 1527.34 | NO-ESTIMATION | NO-ESTIMATION | SOLAR-V1 | SOLAR-V1 | SOLAR-V1
IRL | Ireland | Aghada |  | WRI1002813 | 528 | 51.8347 | -8.2362 | Gas |  |  |  |  | ESBPG | All Island Project | http://www.allislandproject.org/en/market_decision_documents.aspx?article=151a9561-cef9-47f2-9f48-21f6c62cef47 | GEODB | 1015293 | [13 empty] | 1812.22 | NO-ESTIMATION | NO-ESTIMATION | NO-ESTIMATION | NO-ESTIMATION | CAPACITY-FACTOR-V1
IRL | Ireland | Aghada CCGT |  | WRI1002814 | 435 | 51.8347 | -8.2362 | Gas |  |  |  |  | ESBPG | All Island Project | http://www.allislandproject.org/en/market_decision_documents.aspx?article=151a9561-cef9-47f2-9f48-21f6c62cef96 | GEODB | [14 empty] | 1493.02 | NO-ESTIMATION | NO-ESTIMATION | NO-ESTIMATION | NO-ESTIMATION | CAPACITY-FACTOR-V1
IRL | Ireland | Marina No ST |  | WRI1002832 | 88 | 51.9000 | -8.4458 | Gas |  |  |  |  | ESBPG | All Island Project | http://www.allislandproject.org/en/market_decision_documents.aspx?article=151a9561-cef9-47f2-9f48-21f6c62cef69 | GEODB | 1015310 | [13 empty] | 302.03 | HYDRO-V1 | HYDRO-V1 | HYDRO-V1 | HYDRO-V1 | HYDRO-V1
IRL | Ireland | Sealrock (Aughinish CHP) |  | WRI1002838 | 166 | 52.6324 | -9.0596 | Gas |  |  |  |  | Aughinish | All Island Project | http://www.allislandproject.org/en/market_decision_documents.aspx?article=151a9561-cef9-47f2-9f48-21f6c62cef38 | GEODB | [14 empty] | 569.75 | NO-ESTIMATION | NO-ESTIMATION | NO-ESTIMATION | NO-ESTIMATION | CAPACITY-FACTOR-V1
IRL | Ireland | Tynagh |  | WRI1002842 | 388.5 | 53.1658 | -8.3810 | Gas |  |  |  |  | Tynagh | All Island Project | http://www.allislandproject.org/en/market_decision_documents.aspx?article=151a9561-cef9-47f2-9f48-21f6c62cef93 | GEODB | 1059197 |  |  |  | 521.878 |  |  |  |  | JRC-PPDB-OPEN |  |  |  |  | 1333.42 | HYDRO-V1 | HYDRO-V1 | HYDRO-V1 | HYDRO-V1 | HYDRO-V1
IRL | Ireland | Poolbeg Combined Cycle |  | WRI1002836 | 480 | 53.3396 | -6.1867 | Gas |  |  |  |  | ESBPG | All Island Project | http://www.allislandproject.org/en/market_decision_documents.aspx?article=151a9561-cef9-47f2-9f48-21f6c62cef72 | GEODB | 1015316 | [13 empty] | 1647.47 | NO-ESTIMATION | NO-ESTIMATION | NO-ESTIMATION | NO-ESTIMATION | CAPACITY-FACTOR-V1
IRL | Ireland | Dublin Bay Power |  | WRI1002821 | 415 | 53.3400 | -6.2049 | Gas |  |  |  |  | Synergen | All Island Project | http://www.allislandproject.org/en/market_decision_documents.aspx?article=151a9561-cef9-47f2-9f48-21f6c62cef92 | GEODB | 1050090 |  |  |  | 3018.741 |  |  |  |  | JRC-PPDB-OPEN |  |  |  |  | 1424.37 | NO-ESTIMATION | NO-ESTIMATION | NO-ESTIMATION | NO-ESTIMATION | CAPACITY-FACTOR-V1
IRL | Ireland | Huntstown |  | WRI1002825 | 343 | 53.4119 | -6.3261 | Gas |  |  |  |  | Viridian | All Island Project | http://www.allislandproject.org/en/market_decision_documents.aspx?article=151a9561-cef9-47f2-9f48-21f6c62cef95 | GEODB | 1044222 |  |  |  | 1863.544 |  |  |  |  | JRC-PPDB-OPEN |  |  |  |  | 1177.25 | NO-ESTIMATION | NO-ESTIMATION | NO-ESTIMATION | NO-ESTIMATION | CAPACITY-FACTOR-V1
IRL | Ireland | Huntstown Phase II |  | WRI1002826 | 404 | 53.4119 | -6.3261 | Gas |  |  |  |  | Viridian | All Island Project | http://www.allislandproject.org/en/market_decision_documents.aspx?article=151a9561-cef9-47f2-9f48-21f6c62cef94 | GEODB | 1044222 | [13 empty] | 1386.62 | HYDRO-V1 | HYDRO-V1 | HYDRO-V1 | HYDRO-V1 | HYDRO-V1
IRN | Iran | Kish |  | WRI1008156 | 159 | 26.5578 | 54.0194 | Gas | [5 empty] | TAVANIR | http://www2.tavanir.org.ir/info/stat87/sanatlhtml/Links/j14%20-1/main.htm | CARMA | 1020919 | [13 empty] | 844.54 | NO-ESTIMATION | NO-ESTIMATION | NO-ESTIMATION | SOLAR-V1 | SOLAR-V1
IRN | Iran | Qeshm Pasargard Power Plant |  | WRI1029955 | 540 | 26.9279 | 55.9629 | Gas |  |  |  |  | TAVANIR | Pasargard Energy Development Company | http://www.pedc.ir/en/Menu/Subsideries/Qeshm%20Movalled | WRI | [14 empty] | 2868.27 | NO-ESTIMATION | NO-ESTIMATION | NO-ESTIMATION | NO-ESTIMATION | CAPACITY-FACTOR-V1
IRN | Iran | Bandar Abbas |  | WRI1008120 | 50 | 27.1467 | 56.1153 | Gas |  |  |  | 2002.0 |  | TAVANIR | http://www2.tavanir.org.ir/info/stat87/sanatlhtml/Links/j14%20-1/main.htm | GEODB | 1061802 | [13 empty] | 265.58 | SOLAR-V1 | SOLAR-V1 | SOLAR-V1 | SOLAR-V1 | SOLAR-V1
IRN | Iran | Iranshahr GT |  | WRI1029948 | 324 | 27.2293 | 60.4913 | Gas |  |  |  | 2014.0 | Moshanir | Moshanir | http://www.moshanir.co.ir/en/iranshahr.aspx | WRI | 1028904 | [13 empty] | 1720.96 | NO-ESTIMATION | NO-ESTIMATION | NO-ESTIMATION | NO-ESTIMATION | CAPACITY-FACTOR-V1
IRN | Iran | Asaluyeh Power Plant |  | WRI1029946 | 973 | 27.4068 | 52.7818 | Gas | Oil |  |  | 2009.0 | MAPNA Group | MAPNA Group | http://mapnagroup.com/en/investment/special-purpose-vehicle/asaluyeh-power-plant-mapna-llp/ | WRI | 1061316 | [13 empty] | 5168.21 | HYDRO-V1 | HYDRO-V1 | HYDRO-V1 | HYDRO-V1 | HYDRO-V1
IRN | Iran | Mobin Petroshimi |  | WRI1008165 | 738 | 27.5546 | 52.5500 | Gas |  |  |  | 2006.0 |  | TAVANIR | http://www2.tavanir.org.ir/info/stat87/sanatlhtml/Links/j14%20-1/main.htm | GEODB | [14 empty] | 3919.97 | NO-ESTIMATION | NO-ESTIMATION | NO-ESTIMATION | NO-ESTIMATION | CAPACITY-FACTOR-V1
IRN | Iran | Shobaad |  | WRI1029953 | 484 | 28.0524 | 57.7784 | Gas |  |  |  | 2014.0 | Mahtaab Gostar | Mahtaab Gostar | http://www.mah-taab.com/en/projects/detail/Shobaad----/23/view/ | WRI | 1074049 | [13 empty] | 2570.82 | NO-ESTIMATION | NO-ESTIMATION | NO-ESTIMATION | NO-ESTIMATION | CAPACITY-FACTOR-V1
IRN | Iran | Jahrom |  | WRI1029947 | 972 | 28.7031 | 53.5420 | Gas |  |  |  | 2014.0 | Moshanir | Moshanir | http://www.moshanir.co.ir/en/jahrom.aspx | WRI | 1031079 | [13 empty] | 5162.89 | NO-ESTIMATION | NO-ESTIMATION | NO-ESTIMATION | NO-ESTIMATION | CAPACITY-FACTOR-V1
IRN | Iran | Jahrom |  | WRI1008144 | 954 | 28.7033 | 53.5450 | Gas |  |  |  | 2008.0 |  | TAVANIR | http://www2.tavanir.org.ir/info/stat87/sanatlhtml/Links/j14%20-1/main.htm | WRI | [14 empty] | 5067.28 | NO-ESTIMATION | NO-ESTIMATION | NO-ESTIMATION | NO-ESTIMATION | CAPACITY-FACTOR-V1
IRN | Iran | Kangan |  | WRI1008149 | 164 | 28.8012 | 53.7733 | Gas |  |  |  | 1995.0 |  | TAVANIR | http://www2.tavanir.org.ir/info/stat87/sanatlhtml/Links/j14%20-1/main.htm | CARMA | 1031094 | [13 empty] | 871.1 | HYDRO-V1 | HYDRO-V1 | HYDRO-V1 | HYDRO-V1 | HYDRO-V1
IRN | Iran | Mess Sarcheshmeh |  | WRI1008164 | 154 | 29.2488 | 57.2180 | Gas |  |  |  | 1977.0 |  | TAVANIR | http://www2.tavanir.org.ir/info/stat87/sanatlhtml/Links/j14%20-1/main.htm | CARMA | 1028087 | [13 empty] | 817.99 | HYDRO-V1 | HYDRO-V1 | HYDRO-V1 | HYDRO-V1 | HYDRO-V1
IRN | Iran | Kharg Olefins |  | WRI1029956 | 110 | 29.2702 | 50.2889 | Gas |  |  |  | 2009.0 | Petrochemical Industries Development Management Company (PIDMCO) | Namavaran Delvar Engineering & Construction | https://web.archive.org/web/20150907183954/http://www.ndec.ir/projects.htm | WRI | 1077111 | [13 empty] | 584.27 | NO-ESTIMATION | NO-ESTIMATION | NO-ESTIMATION | NO-ESTIMATION | CAPACITY-FACTOR-V1
IRN | Iran | Fars |  | WRI1008134 | 1034 | 29.3587 | 52.6155 | Gas | [5 empty] | TAVANIR | http://www2.tavanir.org.ir/info/stat87/sanatlhtml/Links/j14%20-1/main.htm | GEODB | 1045223 | [13 empty] | 5492.21 | NO-ESTIMATION | NO-ESTIMATION | NO-ESTIMATION | NO-ESTIMATION | CAPACITY-FACTOR-V1
IRN | Iran | Hormozgan (Khalije Fars) |  | WRI1008141 | 990 | 29.3587 | 52.6155 | Gas | [5 empty] | TAVANIR | http://www2.tavanir.org.ir/info/stat87/sanatlhtml/Links/j14%20-1/main.htm | GEODB | [14 empty] | 5258.5 | NO-ESTIMATION | NO-ESTIMATION | NO-ESTIMATION | NO-ESTIMATION | CAPACITY-FACTOR-V1
IRN | Iran | Genevah |  | WRI1029945 | 484 | 29.5387 | 50.7151 | Gas |  |  |  | 2014.0 | MAPNA Group | CDM | https://cdm.unfccc.int/Projects/DB/SIRIM1392386361.46/view | WRI | 1074050 | [13 empty] | 2570.82 | SOLAR-V1 | SOLAR-V1 | SOLAR-V1 | SOLAR-V1 | SOLAR-V1
IRN | Iran | Kazeroon |  | WRI1008152 | 1372 | 29.5633 | 51.6960 | Gas | [5 empty] | TAVANIR | http://www2.tavanir.org.ir/info/stat87/sanatlhtml/Links/j14%20-1/main.htm | GEODB | 1031082 | [13 empty] | 7287.54 | NO-ESTIMATION | NO-ESTIMATION | NO-ESTIMATION | NO-ESTIMATION | CAPACITY-FACTOR-V1
IRN | Iran | Shiraz |  | WRI1008191 | 195 | 29.6036 | 52.5388 | Gas | [5 empty] | TAVANIR | http://www2.tavanir.org.ir/info/stat87/sanatlhtml/Links/j14%20-1/main.htm | CARMA | 1031105 | [13 empty] | 1035.76 | NO-ESTIMATION | NO-ESTIMATION | NO-ESTIMATION | NO-ESTIMATION | CAPACITY-FACTOR-V1
IRN | Iran | Kerman |  | WRI1008153 | 1912 | 30.2100 | 56.7932 | Gas | [5 empty] | TAVANIR | http://www2.tavanir.org.ir/info/stat87/sanatlhtml/Links/j14%20-1/main.htm | GEODB | 1031083 | [13 empty] | 10155.82 | NO-ESTIMATION | WIND-V1 | WIND-V1 | WIND-V1 | WIND-V1
IRN | Iran | Koramshahr |  | WRI1008157 | 954 | 30.3413 | 48.2424 | Gas |  |  |  | 2008.0 |  | TAVANIR | http://www2.tavanir.org.ir/info/stat87/sanatlhtml/Links/j14%20-1/main.htm | WRI | 1074045 | [13 empty] | 5067.28 | NO-ESTIMATION | NO-ESTIMATION | NO-ESTIMATION | NO-ESTIMATION | CAPACITY-FACTOR-V1
IRN | Iran | Abadan C.C. |  | WRI1008113 | 820 | 30.4020 | 48.3580 | Gas |  |  |  | 2002.0 |  | TAVANIR | http://www2.tavanir.org.ir/info/stat87/sanatlhtml/Links/j14%20-1/main.htm | GEODB | [14 empty] | 4355.53 | NO-ESTIMATION | NO-ESTIMATION | NO-ESTIMATION | SOLAR-V1 | SOLAR-V1
IRN | Iran | Razi Petroshimi |  | WRI1008174 | 252 | 30.4357 | 49.1089 | Gas |  |  |  | 1993.0 |  | TAVANIR | http://www2.tavanir.org.ir/info/stat87/sanatlhtml/Links/j14%20-1/main.htm | GEODB | [14 empty] | 1338.52 | NO-ESTIMATION | NO-ESTIMATION | NO-ESTIMATION | NO-ESTIMATION | CAPACITY-FACTOR-V1
IRN | Iran | Fajr Petroshimi |  | WRI1008132 | 585 | 30.4530 | 49.0860 | Gas |  |  |  | 2005.0 |  | TAVANIR | http://www2.tavanir.org.ir/info/stat87/sanatlhtml/Links/j14%20-1/main.htm | GEODB | [14 empty] | 3107.3 | NO-ESTIMATION | NO-ESTIMATION | NO-ESTIMATION | NO-ESTIMATION | CAPACITY-FACTOR-V1
IRN | Iran | Bandar Imam |  | WRI1029958 | 250 | 30.4813 | 49.0836 | Gas |  |  |  | 2013.0 | National Petrochemical Company | National Petrochemical Company | http://www.petrochem-ir.net/en/plant/currentplant/bandarimambipc | WRI | 1057999 | [13 empty] | 1327.9 | HYDRO-V1 | HYDRO-V1 | HYDRO-V1 | HYDRO-V1 | HYDRO-V1
IRN | Iran | Zargan |  | WRI1008209 | 43 | 31.3742 | 48.7731 | Gas | [5 empty] | TAVANIR | http://www2.tavanir.org.ir/info/stat87/sanatlhtml/Links/j14%20-1/main.htm | GEODB | 1031050 | [13 empty] | 228.39 | NO-ESTIMATION | NO-ESTIMATION | NO-ESTIMATION | NO-ESTIMATION | CAPACITY-FACTOR-V1
IRN | Iran | Shirkooh |  | WRI1029954 | 484 | 31.9502 | 54.0947 | Gas |  |  |  | 2012.0 | TAVANIR | Farab | http://www.farab.com/en/field_of_activities/prjDetail.asp?abv=T&pk=1006 | WRI | 1096023 | [13 empty] | 2570.82 | NO-ESTIMATION | NO-ESTIMATION | NO-ESTIMATION | NO-ESTIMATION | CAPACITY-FACTOR-V1
IRN | Iran | Yazd |  | WRI1008204 | 120 | 31.9545 | 54.0658 | Gas |  |  |  | 1998.0 |  | TAVANIR | http://www2.tavanir.org.ir/info/stat87/sanatlhtml/Links/j14%20-1/main.htm | GEODB | 1048225 | [13 empty] | 637.39 | NO-ESTIMATION | NO-ESTIMATION | NO-ESTIMATION | NO-ESTIMATION | CAPACITY-FACTOR-V1
IRN | Iran | Yazd Combined-Cycle |  | WRI1008206 | 586 | 31.9545 | 54.0658 | Gas | [5 empty] | TAVANIR | http://www2.tavanir.org.ir/info/stat87/sanatlhtml/Links/j14%20-1/main.htm | GEODB | 1048225 | [13 empty] | 3112.61 | NO-ESTIMATION | NO-ESTIMATION | NO-ESTIMATION | NO-ESTIMATION | CAPACITY-FACTOR-V1
IRN | Iran | South Isfahan (Chehelsotoon) |  | WRI1008194 | 418 | 32.2580 | 51.5270 | Gas | [5 empty] | TAVANIR | http://www2.tavanir.org.ir/info/stat87/sanatlhtml/Links/j14%20-1/main.htm | GEODB | [14 empty] | 2220.25 | NO-ESTIMATION | NO-ESTIMATION | NO-ESTIMATION | NO-ESTIMATION | CAPACITY-FACTOR-V1
IRN | Iran | Zobahan |  | WRI1008211 | 162 | 32.6572 | 51.6776 | Gas | [5 empty] | TAVANIR | http://www2.tavanir.org.ir/info/stat87/sanatlhtml/Links/j14%20-1/main.htm | CARMA | 1054584 | [13 empty] | 860.48 | NO-ESTIMATION | NO-ESTIMATION | NO-ESTIMATION | NO-ESTIMATION | CAPACITY-FACTOR-V1
IRN | Iran | Zobahan (gas) |  | WRI1008212 | 139 | 32.6572 | 51.6776 | Gas |  |  |  | 1975.0 |  | TAVANIR | http://www2.tavanir.org.ir/info/stat87/sanatlhtml/Links/j14%20-1/main.htm | CARMA | [14 empty] | 738.31 | WIND-V1 | WIND-V1 | WIND-V1 | WIND-V1 | WIND-V1
IRN | Iran | Ardestan |  | WRI1029951 | 484 | 33.3960 | 52.5765 | Gas |  |  |  | 2011.0 | MAPNA Group | MAPNA Group | http://mapnagroup.com/en/project/ardestan-combined-cycle-power-plant-isfahan-ii/ | WRI | 1075319 | [13 empty] | 2570.82 | HYDRO-V1 | HYDRO-V1 | HYDRO-V1 | HYDRO-V1 | HYDRO-V1
IRN | Iran | Zagros |  | WRI1029949 | 648 | 34.3523 | 47.3637 | Gas |  |  |  | 2015.0 | Tavanir | Iran Power Plant Investment Company | https://financialtribune.com/articles/energy/14672/new-power-plants-will-add-900-mw-to-natl-grid | WRI | 1075182 | [13 empty] | 3441.93 | NO-ESTIMATION | NO-ESTIMATION | NO-ESTIMATION | NO-ESTIMATION | CAPACITY-FACTOR-V1
IRN | Iran | Qom |  | WRI1008173 | 714 | 34.5790 | 50.7550 | Gas | [5 empty] | TAVANIR | http://www2.tavanir.org.ir/info/stat87/sanatlhtml/Links/j14%20-1/main.htm | GEODB | 1031072 | [13 empty] | 3792.49 | NO-ESTIMATION | NO-ESTIMATION | NO-ESTIMATION | NO-ESTIMATION | CAPACITY-FACTOR-V1
IRN | Iran | Sanandaj |  | WRI1008180 | 636 | 35.3954 | 47.0306 | Gas | [5 empty] | TAVANIR | http://www2.tavanir.org.ir/info/stat87/sanatlhtml/Links/j14%20-1/main.htm | WRI | 1075320 | [13 empty] | 3378.19 | NO-ESTIMATION | NO-ESTIMATION | NO-ESTIMATION | NO-ESTIMATION | CAPACITY-FACTOR-V1
IRN | Iran | Rud'e Shur |  | WRI1008176 | 954 | 35.4130 | 50.9040 | Gas | [5 empty] | TAVANIR | http://www2.tavanir.org.ir/info/stat87/sanatlhtml/Links/j14%20-1/main.htm | WRI | [14 empty] | 5067.28 | NO-ESTIMATION | NO-ESTIMATION | SOLAR-V1 | SOLAR-V1 | SOLAR-V1
IRN | Iran | Damavand C.C. |  | WRI1008128 | 2800 | 35.4156 | 51.8510 | Gas |  |  |  |  | Moshanir | Moshanir | http://www.moshanir.co.ir/en/damavand.aspx | WRI | [14 empty] | 14872.54 | NO-ESTIMATION | NO-ESTIMATION | NO-ESTIMATION | NO-ESTIMATION | CAPACITY-FACTOR-V1
IRN | Iran | Rey |  | WRI1008175 | 128 | 35.5207 | 51.4078 | Gas | [5 empty] | TAVANIR | http://www2.tavanir.org.ir/info/stat87/sanatlhtml/Links/j14%20-1/main.htm | GEODB | 1031110 | [13 empty] | 679.88 | NO-ESTIMATION | NO-ESTIMATION | NO-ESTIMATION | NO-ESTIMATION | CAPACITY-FACTOR-V1
IRN | Iran | Semnan |  | WRI1008182 | 25 | 35.5729 | 53.3971 | Gas | [5 empty] | TAVANIR | http://www2.tavanir.org.ir/info/stat87/sanatlhtml/Links/j14%20-1/main.htm | CARMA | [14 empty] | 132.79 | HYDRO-V1 | HYDRO-V1 | HYDRO-V1 | HYDRO-V1 | HYDRO-V1
IRN | Iran | Tarasht |  | WRI1008200 | 50 | 35.7240 | 51.3526 | Gas |  |  |  | 1959.0 |  | TAVANIR | http://www2.tavanir.org.ir/info/stat87/sanatlhtml/Links/j14%20-1/main.htm | GEODB | 1031111 | [13 empty] | 265.58 | NO-ESTIMATION | NO-ESTIMATION | NO-ESTIMATION | NO-ESTIMATION | CAPACITY-FACTOR-V1
IRN | Iran | Montazare Ghaem |  | WRI1008167 | 997 | 35.7300 | 51.0055 | Gas | [5 empty] | TAVANIR | http://www2.tavanir.org.ir/info/stat87/sanatlhtml/Links/j14%20-1/main.htm | GEODB | [14 empty] | 5295.68 | NO-ESTIMATION | NO-ESTIMATION | NO-ESTIMATION | NO-ESTIMATION | CAPACITY-FACTOR-V1
IRN | Iran | Shahid Rajaee |  | WRI1008186 | 2040 | 36.1595 | 50.2997 | Gas | [5 empty] | TAVANIR | http://www.rajaeepowerplant.ir/en/node/443 | GEODB | 1031101 | [13 empty] | 10835.71 | NO-ESTIMATION | NO-ESTIMATION | NO-ESTIMATION | NO-ESTIMATION | CAPACITY-FACTOR-V1
IRN | Iran | Shariati |  | WRI1008189 | 406 | 36.2369 | 59.7324 | Gas | [5 empty] | TAVANIR | http://www2.tavanir.org.ir/info/stat87/sanatlhtml/Links/j14%20-1/main.htm | GEODB | 1031104 | [13 empty] | 2156.51 | NO-ESTIMATION | NO-ESTIMATION | NO-ESTIMATION | SOLAR-V1 | SOLAR-V1
IRN | Iran | Mashhad |  | WRI1008162 | 327 | 36.2713 | 59.6508 | Gas | [5 empty] | TAVANIR | http://www2.tavanir.org.ir/info/stat87/sanatlhtml/Links/j14%20-1/main.htm | GEODB | 1031090 | [13 empty] | 1736.9 | NO-ESTIMATION | NO-ESTIMATION | NO-ESTIMATION | NO-ESTIMATION | CAPACITY-FACTOR-V1
IRN | Iran | Neishabour |  | WRI1008168 | 941 | 36.2804 | 58.7774 | Gas | [5 empty] | TAVANIR | http://www2.tavanir.org.ir/info/stat87/sanatlhtml/Links/j14%20-1/main.htm | GEODB | 1045227 | [13 empty] | 4998.23 | NO-ESTIMATION | NO-ESTIMATION | NO-ESTIMATION | NO-ESTIMATION | CAPACITY-FACTOR-V1
IRN | Iran | Touss |  | WRI1008202 | 600 | 36.4464 | 59.4112 | Gas |  |  |  | 2006.0 |  | TAVANIR | http://www2.tavanir.org.ir/info/stat87/sanatlhtml/Links/j14%20-1/main.htm | WRI | 1031113 | [13 empty] | 3186.97 | WIND-V1 | WIND-V1 | WIND-V1 | WIND-V1 | WIND-V1
IRN | Iran | Ferdosi C.C. |  | WRI1008135 | 954 | 36.4481 | 59.4027 | Gas |  |  |  | 2007.0 |  | TAVANIR | http://www.mapnagroup.com/fa/project/%D9%86%DB%8C%D8%B1%D9%88%DA%AF%D8%A7%D9%87-%DA%AF%D8%A7%D8%B2%DB%8C-%D9%81%D8%B1%D8%AF%D9%88%D8%B3%DB%8C-boo/ | GEODB | [14 empty] | 5067.28 | NO-ESTIMATION | NO-ESTIMATION | NO-ESTIMATION | NO-ESTIMATION | SOLAR-V1
IRN | Iran | Soltaniyeh |  | WRI1029950 | 648 | 36.5636 | 48.8042 | Gas |  |  |  | 2015.0 | Iran Power Development Company | MAPNA Group | http://mapnagroup.com/en/project/soltaniyeh-gas-power-plant/ | WRI | [14 empty] | 3441.93 | WIND-V1 | WIND-V1 | WIND-V1 | WIND-V1 | WIND-V1
IRN | Iran | Lousan (Shahid Beheshti) |  | WRI1008159 | 120 | 36.6206 | 49.5107 | Gas |  |  |  | 1977.0 |  | TAVANIR | http://www2.tavanir.org.ir/info/stat87/sanatlhtml/Links/j14%20-1/main.htm | CARMA | 1031089 | [13 empty] | 637.39 | NO-ESTIMATION | NO-ESTIMATION | NO-ESTIMATION | NO-ESTIMATION | CAPACITY-FACTOR-V1
IRN | Iran | Shahid Salimi |  | WRI1008187 | 435 | 36.8334 | 53.2521 | Gas | [5 empty] | TAVANIR | http://www2.tavanir.org.ir/info/stat87/sanatlhtml/Links/j14%20-1/main.htm | GEODB | 1031092 | [13 empty] | 2310.55 | NO-ESTIMATION | NO-ESTIMATION | NO-ESTIMATION | NO-ESTIMATION | CAPACITY-FACTOR-V1
IRN | Iran | Aliabad Power Plant |  | WRI1029942 | 1000 | 36.9443 | 54.8902 | Gas |  |  |  | 2011.0 | Iran Power Plant Investment Company | Iran Power Plant Investment Company | http://www.sanainvest.com/en/aliabad-power-plant-golestan/ | WRI | 1063549 | [13 empty] | 5311.62 | WIND-V1 | WIND-V1 | WIND-V1 | WIND-V1 | WIND-V1
IRN | Iran | Gilan |  | WRI1008139 | 184 | 37.1586 | 49.6329 | Gas | [5 empty] | TAVANIR | http://www2.tavanir.org.ir/info/stat87/sanatlhtml/Links/j14%20-1/main.htm | GEODB | 1031152 | [13 empty] | 977.33 | NO-ESTIMATION | NO-ESTIMATION | NO-ESTIMATION | NO-ESTIMATION | CAPACITY-FACTOR-V1
IRN | Iran | Sabalan |  | WRI1008177 | 696 | 37.2928 | 48.3658 | Gas | [5 empty] | TAVANIR | http://www2.tavanir.org.ir/info/stat87/sanatlhtml/Links/j14%20-1/main.htm | CARMA | 1010302 | [13 empty] | 3696.89 | NO-ESTIMATION | NO-ESTIMATION | NO-ESTIMATION | NO-ESTIMATION | CAPACITY-FACTOR-V1
IRN | Iran | Shirvan |  | WRI1008192 | 1404 | 37.3397 | 58.0486 | Gas |  |  |  | 2011.0 | TAVANIR | CDM | https://cdm.unfccc.int/Projects/DB/BVQI1322812574.59/view | GEODB | 1031106 | [13 empty] | 7457.52 | NO-ESTIMATION | NO-ESTIMATION | NO-ESTIMATION | NO-ESTIMATION | CAPACITY-FACTOR-V1
IRN | Iran | Orumia |  | WRI1008170 | 951 | 37.3457 | 45.2651 | Gas |  |  |  | 2011.0 | Arian Mahtaab Gostar Company | Mahtaab Gostar | http://www.mah-taab.com/en/projects/detail/Orumieh----/17/view/ | WRI | [14 empty] | 5051.35 | NO-ESTIMATION | NO-ESTIMATION | NO-ESTIMATION | NO-ESTIMATION | CAPACITY-FACTOR-V1
IRN | Iran | Paresar |  | WRI1029943 | 930 | 37.6378 | 49.0849 | Gas |  |  |  | 2011.0 | TAVANIR | CDM | https://cdm.unfccc.int/Projects/Validation/DB/0A6SRRV8Y6XST61AE0L5RMPQUBSRC1/view.html | WRI | 1047485 | [13 empty] | 4939.81 | NO-ESTIMATION | NO-ESTIMATION | NO-ESTIMATION | NO-ESTIMATION | CAPACITY-FACTOR-V1
IRN | Iran | Tabriz |  | WRI1008197 | 987 | 38.0093 | 46.0981 | Gas |  |  |  | 1978.0 |  | TAVANIR | http://www2.tavanir.org.ir/info/stat87/sanatlhtml/Links/j14%20-1/main.htm | WRI | 1031108 | [13 empty] | 5242.57 | WIND-V1 | WIND-V1 | WIND-V1 | WIND-V1 | WIND-V1
IRN | Iran | Sufian |  | WRI1008195 | 150 | 38.0800 | 46.2919 | Gas |  |  |  | 1984.0 |  | TAVANIR | http://www2.tavanir.org.ir/info/stat87/sanatlhtml/Links/j14%20-1/main.htm | CARMA | 1031109 | [13 empty] | 796.74 | NO-ESTIMATION | NO-ESTIMATION | NO-ESTIMATION | NO-ESTIMATION | CAPACITY-FACTOR-V1
IRN | Iran | Tabriz Petroshimi |  | WRI1008198 | 70 | 38.0800 | 46.2919 | Gas |  |  |  | 1933.0 |  | TAVANIR | http://www2.tavanir.org.ir/info/stat87/sanatlhtml/Links/j14%20-1/main.htm | CARMA | 1031108 | [13 empty] | 371.81 | NO-ESTIMATION | NO-ESTIMATION | NO-ESTIMATION | NO-ESTIMATION | SOLAR-V1
IRN | Iran | Khuy |  | WRI1008155 | 348 | 38.4051 | 44.9110 | Gas | [5 empty] | TAVANIR | http://www2.tavanir.org.ir/info/stat87/sanatlhtml/Links/j14%20-1/main.htm | GEODB | 1044221 | [13 empty] | 1848.44 | WIND-V1 | WIND-V1 | WIND-V1 | WIND-V1 | WIND-V1
IRN | Iran | Ardebil Sabalan |  | WRI1029952 | 954 | 38.5315 | 48.1818 | Gas |  |  |  | 2013.0 | TAVANIR | Bloomberg | http://www.bloomberg.com/research/stocks/private/snapshot.asp?privcapId=145529335 | WRI | 1075415 | [13 empty] | 5067.28 | NO-ESTIMATION | NO-ESTIMATION | NO-ESTIMATION | SOLAR-V1 | SOLAR-V1
IRQ | Iraq | Shatt Al-Basra |  | WRI1008699 | 1250 | 30.1859 | 47.8370 | Gas |  |  |  | 2013.0 | Iraq's Ministry of Electricity | Iraq Business News | http://www.iraq-businessnews.com/2011/11/24/iraq-signs-349m-power-deal-with-greeces-metka/ | WRI | 1080463 | [13 empty] | 2671.28 | HYDRO-V1 | HYDRO-V1 | HYDRO-V1 | HYDRO-V1 | HYDRO-V1
IRQ | Iraq | Khor Al Zubayr |  | WRI1008696 | 252 | 30.2118 | 47.8179 | Gas | Oil |  |  | 2005.0 | Iraq's Ministry of Electricity | Fluor | http://www.fluor.com/projects/government-iraq-power-plant-epc | WRI | 1030240 | [13 empty] | 538.53 | NO-ESTIMATION | NO-ESTIMATION | NO-ESTIMATION | NO-ESTIMATION | CAPACITY-FACTOR-V1
IRQ | Iraq | Al-Najybia |  | WRI1008707 | 500 | 30.5757 | 47.7672 | Gas | Oil |  |  | 2016.0 | Iraq's Ministry of Electricity | Enka Teknik | http://www.enkateknik.com/en/projeler/30/4x125-ge-9e-al-najybia-gaz-turbini-enerji-santrali---irak | WRI | 1084481 | [13 empty] | 1068.51 | NO-ESTIMATION | NO-ESTIMATION | NO-ESTIMATION | NO-ESTIMATION | CAPACITY-FACTOR-V1
IRQ | Iraq | Al-Najaf |  | WRI1008709 | 250 | 31.9748 | 44.3840 | Gas |  |  |  | 2011.0 | Iraq's Ministry of Electricity | Alstom | http://www.alstom.com/press-centre/2010/10/Alstom-signs-contract-with-Iraqi-government/ | WRI | 1030247 | [13 empty] | 534.25 | NO-ESTIMATION | NO-ESTIMATION | NO-ESTIMATION | NO-ESTIMATION | CAPACITY-FACTOR-V1
IRQ | Iraq | Al-Mansurya |  | WRI1008697 | 728 | 32.7833 | 44.2825 | Gas |  |  |  | 2013.0 | Iraq's Ministry of Electricity | Alstom | http://alstomenergy.gepower.com/Global/Power/Resources/Documents/Brochures/al-mansurya-iraq-gt13e2-open-cycle-power-plant.pdf | CARMA | 1079021 | [13 empty] | 1555.75 | NO-ESTIMATION | NO-ESTIMATION | NO-ESTIMATION | NO-ESTIMATION | CAPACITY-FACTOR-V1
IRQ | Iraq | South Baghdad 1 |  | WRI1008701 | 646 | 33.2872 | 44.4576 | Gas | Oil |  |  | 2004.0 | Iraq's Ministry of Electricity | BBC | http://www.bbc.com/news/world-middle-east-22093992 | WRI | 1030230 | [13 empty] | 1380.52 | NO-ESTIMATION | NO-ESTIMATION | NO-ESTIMATION | NO-ESTIMATION | CAPACITY-FACTOR-V1
IRQ | Iraq | Sadr |  | WRI1008705 | 320 | 33.4178 | 44.4653 | Gas | Oil |  |  | 2011.0 | Iraq's Ministry of Electricity | Reuters | http://www.reuters.com/article/us-iraq-electricity-idUSTRE73N1LC20110424 | WRI | 1075013 | [13 empty] | 683.84 | SOLAR-V1 | SOLAR-V1 | SOLAR-V1 | SOLAR-V1 | SOLAR-V1
IRQ | Iraq | Al-Anbar |  | WRI1008698 | 1642.6 | 33.5337 | 43.0260 | Gas |  |  |  | 2016.0 | Iraq's Ministry of Electricity | Metka | http://www.metka.com/en/activity-sectors/projects/combined-cycle-power-plant-of-1642-6-mw-al-anbar-iraq | WRI | [14 empty] | 3510.28 | NO-ESTIMATION | NO-ESTIMATION | NO-ESTIMATION | SOLAR-V1 | SOLAR-V1
IRQ | Iraq | Taji 1 |  | WRI1008704 | 316 | 33.5347 | 44.2782 | Gas | Oil |  |  | 2012.0 | Iraq's Ministry of Electricity | Iraq Business News | http://www.iraq-businessnews.com/tag/taji/ | WRI | 1030254 | [13 empty] | 675.3 | NO-ESTIMATION | NO-ESTIMATION | NO-ESTIMATION | NO-ESTIMATION | WIND-V1
IRQ | Iraq | Baiji |  | WRI1008712 | 600 | 35.0296 | 43.5592 | Gas |  |  |  |  | Iraq's Ministry of Electricity | Power Engineering International | http://www.powerengineeringint.com/articles/2014/06/iraqi-power-plant-under-government-control.html | WRI | [14 empty] | 1282.21 | NO-ESTIMATION | NO-ESTIMATION | NO-ESTIMATION | NO-ESTIMATION | CAPACITY-FACTOR-V1
IRQ | Iraq | Mulla Abdulla (New) |  | WRI1008694 | 222 | 35.6743 | 44.0751 | Gas | Oil |  |  |  | Iraq's Ministry of Electricity | North Shore Journal | http://northshorejournal.org/mulla-abdulah-power-plant-supplying-kirkuk-province | WRI | 1053864 | [13 empty] | 474.42 | NO-ESTIMATION | NO-ESTIMATION | NO-ESTIMATION | NO-ESTIMATION | SOLAR-V1
IRQ | Iraq | DIBIS |  | WRI1008695 | 320 | 35.6801 | 44.0655 | Gas | Oil |  |  | 2012.0 | Iraq's Ministry of Electricity | SUNIR | http://www.sunir.com/Highlights/The-official-commencement-of-DIBIS-Power-Plant | WRI | 1070150 | [13 empty] | 683.84 | HYDRO-V1 | HYDRO-V1 | HYDRO-V1 | HYDRO-V1 | HYDRO-V1
IRQ | Iraq | Erbil |  | WRI1008700 | 1500 | 36.0084 | 43.9169 | Gas | Oil |  |  | 2012.0 | Iraq's Ministry of Electricity | Mass Group Holdings | http://massgroupholding.com/MassPages.aspx?PID=14&lang=en | WRI | [14 empty] | 3205.54 | NO-ESTIMATION | NO-ESTIMATION | NO-ESTIMATION | NO-ESTIMATION | CAPACITY-FACTOR-V1
IRQ | Iraq | Duhok |  | WRI1008708 | 1000 | 36.9445 | 42.7817 | Gas | Oil |  |  |  | Iraq's Ministry of Electricity | Mass Group Holdings | http://www.massgroupholding.com/MassPages.aspx?PID=16&lang=en | WRI | [14 empty] | 2137.02 | NO-ESTIMATION | NO-ESTIMATION | NO-ESTIMATION | NO-ESTIMATION | CAPACITY-FACTOR-V1
ISR | Israel | Eliat |  | WRI1008373 | 35 | 29.5611 | 34.9517 | Gas |  |  |  | 1996.0 | Israel Electric corporation | Israel Electric Corporation | https://web.archive.org/web/20131204111256/http:/www.israel-electric.co.il/bin/ibp.jsp?ibpDispWhat=zone&ibpDisplay=view&ibpPage=ENGProjects&ibpDispWho=GasTurbines&ibpZone=GasTurbines& | CARMA | [14 empty] | 222.49 | HYDRO-V1 | HYDRO-V1 | HYDRO-V1 | HYDRO-V1 | HYDRO-V1
ISR | Israel | Dead Sea Works |  | WRI1061481 | 250 | 31.0303 | 35.3644 | Gas |  |  |  | 2015.0 | Dead Sea Works | TMNG | http://tmng.co.il/?project=dead-sea-works-power-plant | WRI | 1013579 | [13 empty] | 1589.21 | HYDRO-V1 | HYDRO-V1 | HYDRO-V1 | HYDRO-V1 | HYDRO-V1
ISR | Israel | Ashgod Energy |  | WRI1061485 | 55 | 31.1472 | 34.7876 | Gas |  |  |  | 2015.0 | Edeltech | Edeltech | http://ges.co.il/project/ashdod-energy-55-mw-power-station/ | WRI | 1066855 | [13 empty] | 349.62 | NO-ESTIMATION | NO-ESTIMATION | NO-ESTIMATION | NO-ESTIMATION | CAPACITY-FACTOR-V1
ISR | Israel | Ramat Negev Energy |  | WRI1061489 | 120 | 31.1498 | 34.7895 | Gas |  |  |  | 2015.0 | Edeltech | Edeltech | http://www.edeltech.co.il/en/?page_id=76 | WRI | 1069522 | [13 empty] | 762.82 | NO-ESTIMATION | NO-ESTIMATION | NO-ESTIMATION | NO-ESTIMATION | CAPACITY-FACTOR-V1
ISR | Israel | Ramat Hovav |  | WRI1008364 | 1067 | 31.1536 | 34.8146 | Gas |  |  |  |  | Israel Electric corporation | Israel Electric Corporation | https://web.archive.org/web/20131204104927/http:/www.israel-electric.co.il/bin/ibp.jsp?ibpDispWhat=zone&ibpDisplay=view&ibpPage=ENGProjects&ibpDispWho=Tzafit&ibpZone=Tzafit& | GEODB | 1019864 | [13 empty] | 6782.78 | NO-ESTIMATION | NO-ESTIMATION | NO-ESTIMATION | NO-ESTIMATION | CAPACITY-FACTOR-V1
ISR | Israel | Dorad |  | WRI1008371 | 840 | 31.6358 | 34.5309 | Gas |  |  |  | 2014.0 | Dorad Energy Limited | Dorad Energy Limited | https://www.dorad.co.il/about/ | WRI | 1058111 | [13 empty] | 5339.77 | NO-ESTIMATION | NO-ESTIMATION | NO-ESTIMATION | NO-ESTIMATION | CAPACITY-FACTOR-V1
ISR | Israel | Tzafit |  | WRI1008365 | 355 | 31.7123 | 34.8423 | Gas |  |  |  |  | Israel Electric corporation | Israel Electric Corporation | https://web.archive.org/web/20131204104927/http:/www.israel-electric.co.il/bin/ibp.jsp?ibpDispWhat=zone&ibpDisplay=view&ibpPage=ENGProjects&ibpDispWho=Tzafit&ibpZone=Tzafit& | GEODB | 1019869 | [13 empty] | 2256.68 | NO-ESTIMATION | NO-ESTIMATION | NO-ESTIMATION | NO-ESTIMATION | CAPACITY-FACTOR-V1
ISR | Israel | Tzafit (Dalia) |  | WRI1061491 | 835 | 31.7148 | 34.8422 | Gas |  |  |  | 2015.0 | Dalia Power Energies | Power Technology | https://www.power-technology.com/projects/tzafit-gas-fired-power-plant/ | WRI | 1082187 | [13 empty] | 5307.98 | NO-ESTIMATION | NO-ESTIMATION | NO-ESTIMATION | NO-ESTIMATION | CAPACITY-FACTOR-V1
ISR | Israel | Atarot |  | WRI1008374 | 70 | 31.7820 | 35.2196 | Gas |  |  |  | 1997.0 | Israel Electric corporation | Israel Electric Corporation | https://web.archive.org/web/20131204111256/http:/www.israel-electric.co.il/bin/ibp.jsp?ibpDispWhat=zone&ibpDisplay=view&ibpPage=ENGProjects&ibpDispWho=GasTurbines&ibpZone=GasTurbines& | CARMA | 1019849 | [13 empty] | 444.98 | HYDRO-V1 | HYDRO-V1 | HYDRO-V1 | HYDRO-V1 | HYDRO-V1
ISR | Israel | Eshkol |  | WRI1008360 | 1432 | 31.8388 | 34.6551 | Gas | Oil |  |  |  | Israel Electric corporation | Israel Electric Corporation | https://www.iec.co.il/en/ir/documents/stat2010.pdf | WRI | 1019853 | [13 empty] | 9103.03 | NO-ESTIMATION | NO-ESTIMATION | NO-ESTIMATION | NO-ESTIMATION | CAPACITY-FACTOR-V1
ISR | Israel | Nesher Ramla |  | WRI1061490 | 220 | 31.9138 | 34.8912 | Gas |  |  |  | 2015.0 | Nesher Israel Cement Enterprises | Aviram Architects | http://aviram-arc.com/en/portfolio/nesher-cement-plant-power-station-ramla/ | WRI | [14 empty] | 1398.51 | NO-ESTIMATION | NO-ESTIMATION | NO-ESTIMATION | NO-ESTIMATION | CAPACITY-FACTOR-V1
ISR | Israel | Gezer |  | WRI1008366 | 744 | 31.9153 | 34.9188 | Gas |  |  |  | 2007.0 | Israel Electric corporation | Israel Electric Corporation | https://web.archive.org/web/20131204103746/http:/www.israel-electric.co.il/bin/ibp.jsp?ibpDispWhat=zone&ibpDisplay=view&ibpPage=ENGProjects&ibpDispWho=Gezer&ibpZone=Gezer& | GEODB | 1019855 | [13 empty] | 4729.51 | NO-ESTIMATION | NO-ESTIMATION | SOLAR-V1 | SOLAR-V1 | SOLAR-V1
ISR | Israel | Sorek |  | WRI1061480 | 140 | 31.9367 | 34.7118 | Gas |  |  |  | 2016.0 | IDE Technologies | Globes | http://www.globes.co.il/en/article-sorek-power-plant-starts-operating-1001139055 | WRI | [14 empty] | 889.96 | NO-ESTIMATION | NO-ESTIMATION | NO-ESTIMATION | NO-ESTIMATION | CAPACITY-FACTOR-V1
ISR | Israel | Reading |  | WRI1008359 | 428 | 32.1049 | 34.7785 | Gas | Oil |  |  | 1970.0 | Israel Electric corporation | Israel Electric Corporation | https://www.iec.co.il/en/ir/documents/stat2010.pdf | GEODB | 1019865 | [13 empty] | 2720.74 | NO-ESTIMATION | NO-ESTIMATION | NO-ESTIMATION | NO-ESTIMATION | CAPACITY-FACTOR-V1
ISR | Israel | Hagit |  | WRI1008370 | 1255 | 32.6172 | 35.0431 | Gas |  |  |  |  | Israel Electric corporation | Israel Electric Corporation | https://web.archive.org/web/20131204103107/http:/www.israel-electric.co.il/bin/ibp.jsp?ibpDispWhat=zone&ibpDisplay=view&ibpPage=ENGProjects&ibpDispWho=Hagit&ibpZone=Hagit& | GEODB | 1019856 | [13 empty] | 7977.87 | HYDRO-V1 | HYDRO-V1 | HYDRO-V1 | HYDRO-V1 | HYDRO-V1
ISR | Israel | Haifa (CCGT) |  | WRI1008368 | 720 | 32.6172 | 35.0431 | Gas |  |  |  | 2010.0 | Israel Electric corporation | Israel Electric Corporation | https://www.iec.co.il/international/main.html#!/contents/67 | GEODB | [14 empty] | 4576.94 | SOLAR-V1 | SOLAR-V1 | SOLAR-V1 | SOLAR-V1 | SOLAR-V1
ISR | Israel | Alon Tavor |  | WRI1008363 | 365 | 32.6339 | 35.3676 | Gas |  |  |  |  | Israel Electric corporation | Israel Electric Corporation | https://www.iec.co.il/international/main.html#!/contents/67 | GEODB | [14 empty] | 2320.25 | NO-ESTIMATION | NO-ESTIMATION | NO-ESTIMATION | NO-ESTIMATION | CAPACITY-FACTOR-V1
ISR | Israel | Haifa |  | WRI1008358 | 282 | 32.8118 | 35.0232 | Gas | Oil |  |  | 1961.0 | Israel Electric corporation | Israel Electric Corporation | https://www.iec.co.il/international/main.html#!/contents/67 | GEODB | [14 empty] | 1792.63 | WIND-V1 | WIND-V1 | WIND-V1 | WIND-V1 | WIND-V1
ITA | Italy | CTE NUCE NORD |  | WRI1002874 | 480 | 37.1313 | 15.2014 | Gas |  |  |  |  | ERG | TERNA | http://www.borsaitaliana.it/bitApp/view.bit?lang=it&target=DocViewerDownload&filename=db%2Fpdf%2Fnew%2F8318.pdf | WRI | 1066311 |  |  |  | 2085.0 |  |  |  |  | ENTSOE |  |  |  |  | 1827.43 | WIND-V1 | WIND-V1 | WIND-V1 | WIND-V1 | WIND-V1
ITA | Italy | ISAB ENERGY |  | WRI1002894 | 521 | 37.1399 | 15.2158 | Gas |  |  |  | 1998.0 |  | Siemens | http://www.energy.siemens.com/br/en/fossil-power-generation/power-plants/integrated-gasification-combined-cycle/integrated-gasification-combined-cycle.htm#content=References | GEODB | 1019803 |  |  |  |  | 3297.597 | 2556.493 |  |  | JRC-PPDB-OPEN |  |  |  |  | 1983.52 | NO-ESTIMATION | NO-ESTIMATION | NO-ESTIMATION | NO-ESTIMATION | CAPACITY-FACTOR-V1
ITA | Italy | PRIOLO C.LE |  | WRI1002930 | 750 | 37.1400 | 15.2159 | Gas |  |  |  |  | ENEL | ENEL | https://www.enel.it/it-it/documents/azienda/ambiente/dichiarazioni_ambientali/priologargallo_da2009_2010.pdf | GEODB |  |  |  |  | 3150.716 | 2021.698 | 1070.51 |  |  | JRC-PPDB-OPEN |  |  |  |  | 2855.36 | NO-ESTIMATION | NO-ESTIMATION | NO-ESTIMATION | NO-ESTIMATION | NO-ESTIMATION
ITA | Italy | API ENERGIA IGCC |  | WRI1002847 | 280 | 37.2814 | 13.5210 | Gas |  |  |  | 2001.0 | Edipower | IGCC | http://www.ogj.com/articles/print/volume-94/issue-50/in-this-issue/general-interest/italian-igcc-project-sets-pace-for-new-refining-era.html | WRI |  |  |  |  | 11.0 |  |  |  |  | ENTSOE |  |  |  |  | 1066 | WIND-V1 | WIND-V1 | WIND-V1 | WIND-V1 | WIND-V1
ITA | Italy | TERMINI IMERESE C.LE |  | WRI1002964 | 1235 | 37.9684 | 13.7512 | Gas | [5 empty] | Viver Energia | http://www.viverenergia.altervista.org/joomla/impianti-in-italia/29-centrale-termoelettrica-di-termini-imerese | WRI | 1016186 |  |  |  | 3410.718 | 2337.178 | 1421.931 |  |  | JRC-PPDB-OPEN |  |  |  |  | 4701.82 | NO-ESTIMATION | NO-ESTIMATION | SOLAR-V1 | SOLAR-V1 | SOLAR-V1
ITA | Italy | TRAPANI C.LE |  | WRI1002972 | 213.4 | 38.0158 | 12.5108 | Gas |  |  |  |  | E On | E.ON | https://web.archive.org/web/20140409020226/http://www.eon-italia.com/en/business/generation/power-plants/trapani.html | CARMA | 1016191 |  |  |  | 99.739 | 129.749 | 231.119 |  |  | JRC-PPDB-OPEN |  |  |  |  | 812.44 | HYDRO-V1 | HYDRO-V1 | HYDRO-V1 | HYDRO-V1 | HYDRO-V1
ITA | Italy | MILAZZO |  | WRI1002909 | 162.9 | 38.2212 | 15.2383 | Gas | [5 empty] | Edison | http://www.termica-milazzo.it/navigate.asp?voce=4&sottovoce=1 | CARMA |  |  |  |  | 966.828 | 985.155 | 975.082 |  |  | JRC-PPDB-OPEN |  |  |  |  | 620.18 | NO-ESTIMATION | NO-ESTIMATION | NO-ESTIMATION | NO-ESTIMATION | CAPACITY-FACTOR-V1
ITA | Italy | RIZZICONI |  | WRI1002935 | 760 | 38.4453 | 15.9900 | Gas |  |  |  |  | EGL Italia | Axpo | http://www.axpo.com/axpo/it/en/knowledge/power-production/assets-in-italy.html | GEODB | 1061642 |  |  |  | 3635.801 | 2861.126 | 3080.131 |  |  | JRC-PPDB-OPEN |  |  |  |  | 2893.43 | NO-ESTIMATION | NO-ESTIMATION | NO-ESTIMATION | NO-ESTIMATION | CAPACITY-FACTOR-V1
ITA | Italy | SIMERI CRICHI |  | WRI1002953 | 760 | 38.8759 | 16.6569 | Gas |  |  |  |  | Edison | Edison | http://www.skemaq.it/uploads/case-studies/7cae243ca90d11d3755216b3b90bacdc.pdf | GEODB | 1054059 |  |  |  | 2621.364 | 3246.092 | 3887.511 |  |  | JRC-PPDB-OPEN |  |  |  |  | 2893.43 | HYDRO-V1 | HYDRO-V1 | HYDRO-V1 | HYDRO-V1 | HYDRO-V1
ITA | Italy | CENTRALE DI SCANDALE |  | WRI1002865 | 826 | 39.1022 | 17.0325 | Gas |  |  |  |  | Ergosud | Ergosud | http://www.ergosud.it/tecnologia | GEODB | 1061545 |  |  |  | 619.0 |  |  |  |  | ENTSOE |  |  |  |  | 3144.7 | HYDRO-V1 | HYDRO-V1 | HYDRO-V1 | HYDRO-V1 | HYDRO-V1
ITA | Italy | SARLUX |  | WRI1002948 | 630 | 39.1037 | 9.0063 | Gas |  |  |  | 2000.0 | Saras SpA | Power and Technology Magazine | http://www.power-technology.com/projects/sarlux/ | GEODB | 1016535 |  |  |  | 4429.482 | 4598.657 | 4089.159 |  |  | JRC-PPDB-OPEN |  |  |  |  | 2398.5 | HYDRO-V1 | HYDRO-V1 | HYDRO-V1 | HYDRO-V1 | HYDRO-V1
ITA | Italy | ALTOMONTE |  | WRI1002845 | 808 | 39.7118 | 16.2150 | Gas |  |  |  | 2006.0 | Edison | Edison | http://www.edison.it/en/altomonte-cs-thermoelectric-power-plant | GEODB | 1041672 |  |  |  | 2710.064 | 2897.406 | 3980.458 |  |  | JRC-PPDB-OPEN |  |  |  |  | 3076.17 | SOLAR-V1 | SOLAR-V1 | SOLAR-V1 | SOLAR-V1 | SOLAR-V1
ITA | Italy | ENIPOWER BRINDISI |  | WRI1002879 | 1260 | 40.6293 | 18.0033 | Gas |  |  |  |  | Enipower | Enipower | http://www.enipower.eni.it/it/pages/dove-operiamo/brindisi/brindisi.shtml | GEODB | 1050956 |  |  |  | 4444.983 | 5247.766 | 5372.319 |  |  | JRC-PPDB-OPEN |  |  |  |  | 4797 | HYDRO-V1 | HYDRO-V1 | HYDRO-V1 | HYDRO-V1 | HYDRO-V1
ITA | Italy | NAPOLI L |  | WRI1002916 | 400 | 40.8339 | 14.3006 | Gas |  |  |  | 2009.0 | Tirreno | Tirreno Power | http://www.tirrenopower.com/en/impianti-elettrici/napoli-levante/ | GEODB | 1016074 |  |  |  | 715.235 | 1214.228 | 1091.332 |  |  | JRC-PPDB-OPEN |  |  |  |  | 1522.85 | WIND-V1 | WIND-V1 | WIND-V1 | WIND-V1 | WIND-V1
ITA | Italy | CENTRALE DI TEVEROLA |  | WRI1002866 | 400 | 41.0092 | 14.2281 | Gas |  |  |  | 2007.0 |  | Repower | https://web.archive.org/web/20110703082905/http://www.repower.com/en/it/production/power-plants/combined-cycle-gas-power-plant-in-teverola/ | GEODB | 1061313 |  |  |  | 789.909 | 1567.797 | 1511.516 |  |  | JRC-PPDB-OPEN |  |  |  |  | 1522.85 | NO-ESTIMATION | NO-ESTIMATION | NO-ESTIMATION | NO-ESTIMATION | CAPACITY-FACTOR-V1
ITA | Italy | Maddaloni |  | WRI1002907 | 352 | 41.0197 | 14.3700 | Gas |  |  |  | 1977.0 |  | ENEL | https://www.futur-e.enel.it/cs/Satellite?blobcol=urldata&blobheader=application%2Fpdf&blobheadername1=Content-Disposition&blobheadername2=MDT-Type&blobheadervalue1=inline%3B+filename%3Dmaddaloni-eng.pdf&blobheadervalue2=abinary%3B+charset%3DUTF-8&blobkey=id&blobtable=MungoBlobs&blobwhere=1445864757537&ssbinary=true | WRI | [14 empty] | 1340.11 | NO-ESTIMATION | NO-ESTIMATION | NO-ESTIMATION | NO-ESTIMATION | CAPACITY-FACTOR-V1
ITA | Italy | SORGENIA PUGLIA CENTRALE DI MODUGNO |  | WRI1002956 | 800 | 41.1025 | 16.7560 | Gas |  |  |  | 2010.0 | Sorgenia | Sorgenia | https://www.sorgenia.it/produzione/impianti-ciclo-combinato/centrale-modugno.html | GEODB | 1058464 |  |  |  | 1774.931 | 1812.178 | 2761.231 |  |  | JRC-PPDB-OPEN |  |  |  |  | 3045.71 | NO-ESTIMATION | NO-ESTIMATION | NO-ESTIMATION | NO-ESTIMATION | CAPACITY-FACTOR-V1
ITA | Italy | SPARANISE |  | WRI1002958 | 760 | 41.1783 | 14.1129 | Gas |  |  |  |  | EGL Italia | Axpo | http://www.axpo.com/axpo/it/en/knowledge/power-production/assets-in-italy.html | GEODB | 1057840 |  |  |  | 2845.131 | 2136.979 | 2354.148 |  |  | JRC-PPDB-OPEN |  |  |  |  | 2893.43 | HYDRO-V1 | HYDRO-V1 | HYDRO-V1 | HYDRO-V1 | HYDRO-V1
ITA | Italy | CANDELA |  | WRI1002858 | 400 | 41.2014 | 15.4762 | Gas |  |  |  |  | Edison | Edison | http://www.skemaq.it/uploads/case-studies/7cae243ca90d11d3755216b3b90bacdc.pdf | GEODB | 1015954 |  |  |  | 2397.591 | 2579.073 | 1446.446 |  |  | JRC-PPDB-OPEN |  |  |  |  | 1522.85 | NO-ESTIMATION | NO-ESTIMATION | NO-ESTIMATION | NO-ESTIMATION | CAPACITY-FACTOR-V1
ITA | Italy | CCGT APRILIA |  | WRI1002862 | 787 | 41.5616 | 12.6337 | Gas | [5 empty] | TERNA | http://www.terna.it/en-gb/sistemaelettrico/transparencyreport/generation/installedgenerationcapacity.aspx | GEODB |  |  |  |  | 790.969 | 1435.745 | 1764.636 |  |  | JRC-PPDB-OPEN |  |  |  |  | 2996.22 | NO-ESTIMATION | NO-ESTIMATION | NO-ESTIMATION | NO-ESTIMATION | CAPACITY-FACTOR-V1
ITA | Italy | LARINO TG |  | WRI1002903 | 250 | 41.8055 | 14.9193 | Gas |  |  |  | 1992.0 | ENEL | ENEL | https://www.futur-e.enel.it/cs/Satellite?blobcol=urldata&blobheader=application%2Fpdf&blobheadername1=Content-Disposition&blobheadername2=MDT-Type&blobheadervalue1=inline%3B+filename%3Dlarino-eng.pdf&blobheadervalue2=abinary%3B+charset%3DUTF-8&blobkey=id&blobtable=MungoBlobs&blobwhere=1445864757512&ssbinary=true | CARMA | 1016033 |  |  |  | 0.567 | 0.886 | 0.774 |  |  | JRC-PPDB-OPEN |  |  |  |  | 951.78 | SOLAR-V1 | SOLAR-V1 | SOLAR-V1 | SOLAR-V1 | SOLAR-V1
ITA | Italy | TOR DI VALLE |  | WRI1002966 | 223 | 41.8117 | 12.4228 | Gas |  |  |  |  | GDF Suez | TERNA | http://www.terna.it/en-gb/sistemaelettrico/transparencyreport/generation/installedgenerationcapacity.aspx | CARMA | 1009719 |  |  |  | 0.0 |  |  |  |  | JRC-PPDB-OPEN |  |  |  |  | 848.99 | NO-ESTIMATION | WIND-V1 | WIND-V1 | WIND-V1 | WIND-V1
ITA | Italy | ENERGIA MOLISE |  | WRI1002878 | 769 | 41.9369 | 15.0004 | Gas |  |  |  | 2006.0 |  | Technip Magazine | http://www.technip.com/en/press/contract-award-800-mw-power-plant-italy | WRI | 1056253 |  |  |  | 827.53 |  |  |  |  | ENTSOE |  |  |  |  | 2927.69 | NO-ESTIMATION | NO-ESTIMATION | NO-ESTIMATION | SOLAR-V1 | SOLAR-V1
ITA | Italy | CELANO |  | WRI1002864 | 180 | 42.0458 | 13.5475 | Gas |  |  |  | 1998.0 | Grupo Industriale Maccaferri | Termica Celano | http://www.termicacelano.it/index.php/attivita | CARMA | 1029310 |  |  |  | 26.0 |  |  |  |  | ENTSOE |  |  |  |  | 685.28 | HYDRO-V1 | HYDRO-V1 | HYDRO-V1 | HYDRO-V1 | HYDRO-V1
ITA | Italy | GISSI |  | WRI1002890 | 840 | 42.0502 | 14.5639 | Gas |  |  |  | 2004.0 | A2A | A2A | http://www.a2a.eu/en/plants_networks/thermoelectric/gissi/ | GEODB | 1058463 |  |  |  | 642.3 | 1080.032 | 1121.124 |  |  | JRC-PPDB-OPEN |  |  |  |  | 3198 | NO-ESTIMATION | NO-ESTIMATION | NO-ESTIMATION | NO-ESTIMATION | CAPACITY-FACTOR-V1
ITA | Italy | TORREVALDALIGA South |  | WRI1002970 | 1488 | 42.1241 | 11.7624 | Gas |  |  |  |  | Tirreno | Tirreno Power | http://www.tirrenopower.com/en/impianti-elettrici/torrevaldaliga-sud/ | GEODB |  |  |  |  | 798.339 | 1986.939 | 2373.765 |  |  | JRC-PPDB-OPEN |  |  |  |  | 5665.03 | WIND-V1 | WIND-V1 | WIND-V1 | WIND-V1 | WIND-V1
ITA | Italy | BUSSI |  | WRI1002857 | 125 | 42.2002 | 13.8398 | Gas |  |  |  | 1994.0 | Edison | Edison | http://www.edison.it/en/bussi-thermoelectric-power-plant | GEODB | 1023054 |  |  |  | 77.962 | 110.531 | 95.277 |  |  | JRC-PPDB-OPEN |  |  |  |  | 475.89 | NO-ESTIMATION | NO-ESTIMATION | NO-ESTIMATION | NO-ESTIMATION | CAPACITY-FACTOR-V1
ITA | Italy | CTE TAMARETE |  | WRI1002875 | 104 | 42.3496 | 14.4039 | Gas |  |  |  | 2013.0 | Tamarete Energia | Power and Technology Magazine | http://www.power-technology.com/news/newstamarete-energia-opens-104mw-combined-cycle-power-plant-in-italy | CARMA | 1024613 |  |  |  | 111.181 | 139.414 | 174.044 |  |  | JRC-PPDB-OPEN |  |  |  |  | 395.94 | NO-ESTIMATION | NO-ESTIMATION | NO-ESTIMATION | NO-ESTIMATION | CAPACITY-FACTOR-V1
ITA | Italy | MONTALTO (Alessandro Volta) |  | WRI1002912 | 3446 | 42.3572 | 11.5373 | Gas |  |  |  |  | ENEL | ENEL | https://www.futur-e.enel.it/cs/Satellite?blobcol=urldata&blobheader=application%2Fpdf&blobheadername1=Content-Disposition&blobheadername2=MDT-Type&blobheadervalue1=inline%3B+filename%3Dmontalto-ita_2.pdf&blobheadervalue2=abinary%3B+charset%3DUTF-8&blobkey=id&blobtable=MungoBlobs&blobwhere=1445865128793&ssbinary=true | GEODB | 1016065 |  |  |  | 3.079 | 0.0 | 1.521 |  |  | JRC-PPDB-OPEN |  |  |  |  | 13119.43 | WIND-V1 | WIND-V1 | WIND-V1 | WIND-V1 | WIND-V1
ITA | Italy | TERNI |  | WRI1021298 | 95 | 42.5540 | 12.6176 | Gas | [5 empty] | ENTSOE | https://transparency.entsoe.eu/generation/r2/installedCapacityPerProductionUnit/show | GEODB | 1053061 | [13 empty] | 361.67 | WIND-V1 | WIND-V1 | WIND-V1 | WIND-V1 | WIND-V1
ITA | Italy | PIETRAFITTA |  | WRI1002919 | 365 | 42.9954 | 12.1995 | Gas |  |  |  |  | ENEL | ENEL | https://www.futur-e.enel.it/cs/Satellite?blobcol=urldata&blobheader=application%2Fpdf&blobheadername1=Content-Disposition&blobheadername2=MDT-Type&blobheadervalue1=inline%3B+filename%3Dpietrafitta-ita.pdf&blobheadervalue2=abinary%3B+charset%3DUTF-8&blobkey=id&blobtable=MungoBlobs&blobwhere=1445864753429&ssbinary=true | GEODB | 1081954 |  |  |  | 14.102 | 52.135 | 83.062 |  |  | JRC-PPDB-OPEN |  |  |  |  | 1389.6 | HYDRO-V1 | HYDRO-V1 | HYDRO-V1 | HYDRO-V1 | HYDRO-V1
ITA | Italy | JESI |  | WRI1002896 | 140 | 43.5537 | 13.2850 | Gas |  |  |  | 2001.0 | Edison | Edison | http://www.edison.it/media/EMAS-GETE1-jesi2005.pdf | GEODB | 1072403 |  |  |  | 0.0 |  |  |  |  | ENTSOE |  |  |  |  | 533 | NO-ESTIMATION | NO-ESTIMATION | NO-ESTIMATION | NO-ESTIMATION | CAPACITY-FACTOR-V1
ITA | Italy | Santa Barbara |  | WRI1002940 | 390 | 43.5650 | 11.4777 | Gas |  |  |  | 2006.0 |  | Dichiarazione Ambientale | https://www.enel.it/it-it/documents/azienda/ambiente/dichiarazioni_ambientali/ds_santa_barbara_2011.pdf | GEODB | 1016158 |  |  |  | 147.999 | 851.501 | 1679.643 |  |  | JRC-PPDB-OPEN |  |  |  |  | 1484.78 | NO-ESTIMATION | NO-ESTIMATION | NO-ESTIMATION | NO-ESTIMATION | CAPACITY-FACTOR-V1
ITA | Italy | PORCARI |  | WRI1002923 | 100 | 43.8235 | 10.6023 | Gas |  |  |  | 1996.0 | Edison | Edison | http://www.edison.it/sites/default/files/Fact%20sheet%20ita%202015_0.pdf | GEODB | 1029316 |  |  |  | 401.446 | 318.039 | 457.279 |  |  | JRC-PPDB-OPEN |  |  |  |  | 380.71 | WIND-V1 | WIND-V1 | WIND-V1 | WIND-V1 | WIND-V1
ITA | Italy | VADO Ligure |  | WRI1002976 | 1353 | 44.2755 | 8.4305 | Gas |  |  |  | 2007.0 | Tirreno Power | Tirreno Power | http://www.tirrenopower.com/en/impianti-elettrici/vado-ligure/ | GEODB | 1016199 |  |  |  | 1239.457 | 2204.555 |  |  |  | JRC-PPDB-OPEN |  |  |  |  | 5151.07 | NO-ESTIMATION | NO-ESTIMATION | NO-ESTIMATION | NO-ESTIMATION | CAPACITY-FACTOR-V1
ITA | Italy | PORTO CORSINI |  | WRI1002924 | 750 | 44.4836 | 12.2652 | Gas |  |  |  | 2002.0 | ENEL | ENEL | https://www.enel.it/it-it/documents/azienda/ambiente/dichiarazioni_ambientali/portocorsini_da2008_2008.pdf | GEODB | 1016114 |  |  |  | 98.965 | 1073.097 | 1028.985 |  |  | JRC-PPDB-OPEN |  |  |  |  | 2855.36 | NO-ESTIMATION | NO-ESTIMATION | NO-ESTIMATION | NO-ESTIMATION | CAPACITY-FACTOR-V1
ITA | Italy | VERZUOLO |  | WRI1002982 | 140 | 44.5947 | 7.4858 | Gas | [5 empty] | TERNA | http://www.terna.it/en-gb/sistemaelettrico/transparencyreport/generation/installedgenerationcapacity.aspx | GEODB | 1061220 |  |  |  | 21.296 | 35.349 | 133.296 |  |  | JRC-PPDB-OPEN |  |  |  |  | 533 | NO-ESTIMATION | NO-ESTIMATION | NO-ESTIMATION | NO-ESTIMATION | CAPACITY-FACTOR-V1
ITA | Italy | SAN QUIRICO |  | WRI1002946 | 137 | 44.9167 | 10.2500 | Gas |  |  |  |  | Edison | Edison | http://www.edison.it/en/node/1505 | CARMA | 1037102 |  |  |  | 1.0 |  |  |  |  | ENTSOE |  |  |  |  | 521.57 | NO-ESTIMATION | SOLAR-V1 | SOLAR-V1 | SOLAR-V1 | SOLAR-V1
ITA | Italy | MONCALIERI |  | WRI1002910 | 780 | 44.9930 | 7.6755 | Gas | [5 empty] | Iren Energia | http://www.irenenergia.it/ChiSiamo/Attivita/Teleriscaldamento/Dove_Siamo/Impianti_Torino.html | GEODB | 1009739 |  |  |  | 2286.333 | 2905.101 | 3569.493 |  |  | JRC-PPDB-OPEN |  |  |  |  | 2969.57 | HYDRO-V1 | HYDRO-V1 | HYDRO-V1 | HYDRO-V1 | HYDRO-V1
ITA | Italy | PORTO VIRO |  | WRI1002928 | 125 | 45.0178 | 12.2408 | Gas |  |  |  |  | Edison | Power Plants at Risk of Shutting Down | http://www.italy24.ilsole24ore.com/pdf2010/Editrice/ILSOLE24ORE/QUOTIDIANO_INSIDE_ITALY/Online/_Oggetti_Correlati/Documenti/2014/10/23/20141023_Power.pdf | CARMA | 1042090 |  |  |  | 0.0 |  |  |  |  | ENTSOE |  |  |  |  | 475.89 | NO-ESTIMATION | NO-ESTIMATION | NO-ESTIMATION | NO-ESTIMATION | CAPACITY-FACTOR-V1
ITA | Italy | SERMIDE |  | WRI1002951 | 1151 | 45.0265 | 11.2522 | Gas |  |  |  | 2004.0 | Edipower | Edipower | http://www.edipower.it/edp/cms/edipower/attivita/impianti/centrale-termoelettrica-di-sermide/ | GEODB | 1016169 |  |  |  | 938.936 |  |  |  |  | JRC-PPDB-OPEN |  |  |  |  | 4382.02 | NO-ESTIMATION | NO-ESTIMATION | NO-ESTIMATION | NO-ESTIMATION | CAPACITY-FACTOR-V1
ITA | Italy | VOGHERA |  | WRI1002983 | 380.5 | 45.0296 | 8.9723 | Gas | [5 empty] | Tractabel | http://www.tractebel-engie.com/references/combined-cycle-power-plant-voghera-pavia-2/ | GEODB | 1054036 |  |  |  | 1648.78 | 2234.872 | 1851.097 |  |  | JRC-PPDB-OPEN |  |  |  |  | 1448.61 | NO-ESTIMATION | NO-ESTIMATION | NO-ESTIMATION | NO-ESTIMATION | CAPACITY-FACTOR-V1
ITA | Italy | SARMATO |  | WRI1002949 | 180 | 45.0522 | 9.5072 | Gas |  |  |  | 1998.0 | EON | Power Plants at Risk of Shutting Down | http://www.italy24.ilsole24ore.com/pdf2010/Editrice/ILSOLE24ORE/QUOTIDIANO_INSIDE_ITALY/Online/_Oggetti_Correlati/Documenti/2014/10/23/20141023_Power.pdf | GEODB | 1039910 |  |  |  | 0.0 |  |  |  |  | JRC-PPDB-OPEN |  |  |  |  | 685.28 | NO-ESTIMATION | NO-ESTIMATION | NO-ESTIMATION | NO-ESTIMATION | SOLAR-V1
ITA | Italy | PIACENZA |  | WRI1002918 | 806 | 45.0543 | 9.7086 | Gas |  |  |  | 2006.0 | Edipower | Edipower | https://web.archive.org/web/20110909235820/http://www.edipower.org/centrali/piacenza.asp | GEODB | 1016092 |  |  |  | 1068.744 | 788.737 | 1702.595 |  |  | JRC-PPDB-OPEN |  |  |  |  | 3068.56 | NO-ESTIMATION | NO-ESTIMATION | NO-ESTIMATION | NO-ESTIMATION | CAPACITY-FACTOR-V1
ITA | Italy | OSTIGLIA |  | WRI1002917 | 1457 | 45.0603 | 11.1374 | Gas |  |  |  | 2013.0 | E On | E.ON | https://web.archive.org/web/20140409021055/http://www.eon-italia.com/en/business/generation/power-plants/ostiglia.html | GEODB | 1016082 |  |  |  | 656.978 | 859.772 | 1109.905 |  |  | JRC-PPDB-OPEN |  |  |  |  | 5547.01 | HYDRO-V1 | HYDRO-V1 | HYDRO-V1 | HYDRO-V1 | HYDRO-V1
ITA | Italy | LA CASELLA C.LE |  | WRI1002897 | 1465.85 | 45.0904 | 9.4805 | Gas |  |  |  |  | Enel | Dichiarazione Ambientale Anno 2007 | https://www.enel.it/it-it/documents/azienda/ambiente/dichiarazioni_ambientali/lacasella_da2007_2008.pdf | GEODB |  |  |  |  | 520.475 | 2752.041 | 2504.489 |  |  | JRC-PPDB-OPEN |  |  |  |  | 5580.7 | NO-ESTIMATION | NO-ESTIMATION | NO-ESTIMATION | NO-ESTIMATION | NO-ESTIMATION
ITA | Italy | LEINI |  | WRI1002904 | 379.5 | 45.1630 | 7.7505 | Gas |  |  |  | 2007.0 |  | Ansaldo Energia | http://ansaldoenergia.it/easyUp/file/pgs.pdf | GEODB | 1061893 |  |  |  | 1736.812 | 2051.179 | 2312.219 |  |  | JRC-PPDB-OPEN |  |  |  |  | 1444.81 | NO-ESTIMATION | NO-ESTIMATION | NO-ESTIMATION | NO-ESTIMATION | CAPACITY-FACTOR-V1
ITA | Italy | CHIVASSO |  | WRI1002871 | 1123 | 45.1856 | 7.9016 | Gas | [5 empty] | TERNA | http://www.terna.it/en-gb/sistemaelettrico/transparencyreport/generation/installedgenerationcapacity.aspx | GEODB | 1015972 |  |  |  | 365.129 |  |  |  |  | JRC-PPDB-OPEN |  |  |  |  | 4275.42 | NO-ESTIMATION | NO-ESTIMATION | NO-ESTIMATION | NO-ESTIMATION | CAPACITY-FACTOR-V1
ITA | Italy | CENTRALE DI TURANO LODIGIANO - BERTONICO (LO) |  | WRI1002867 | 800 | 45.2268 | 9.6377 | Gas |  |  |  | 2011.0 | Ansalado Energia | Ansaldo Energia | http://www.ansaldoenergia.it/easyUp/file/anno2012_numero2(1).pdf | GEODB | 1061539 |  |  |  | 1337.457 | 1062.63 | 1491.5 |  |  | JRC-PPDB-OPEN |  |  |  |  | 3045.71 | HYDRO-V1 | HYDRO-V1 | HYDRO-V1 | HYDRO-V1 | HYDRO-V1
ITA | Italy | E.ON C.TE LIVORNO FERRARIS |  | WRI1002876 | 804 | 45.2372 | 8.1932 | Gas | [5 empty] | Power Magazine | http://www.powermag.com/top-plantslivorno-ferraris-power-plant-vercelli-province-italy/ | GEODB | 1058459 |  |  |  | 2390.802 | 2800.675 | 4385.963 |  |  | JRC-PPDB-OPEN |  |  |  |  | 3060.94 | HYDRO-V1 | HYDRO-V1 | HYDRO-V1 | HYDRO-V1 | HYDRO-V1
ITA | Italy | TAVAZZANO |  | WRI1002962 | 1520 | 45.3325 | 9.4364 | Gas |  |  |  | 2005.0 | E. On | E.ON | https://web.archive.org/web/20150128221727/http://www.eon-italia.com/en/business/generation/power-plants/tavazzano-and-montanaso.html | GEODB | 1016183 |  |  |  | 2365.302 | 1825.513 | 3131.526 |  |  | JRC-PPDB-OPEN |  |  |  |  | 5786.86 | NO-ESTIMATION | NO-ESTIMATION | NO-ESTIMATION | WIND-V1 | WIND-V1
ITA | Italy | CTE DEL MINCIO |  | WRI1002873 | 400 | 45.3993 | 10.7142 | Gas |  |  |  |  | A2A | A2A | http://www.a2a.eu/gruppo/cms/a2a/it/impianti_reti/termoelettrica/mincio.html | GEODB | 1010428 |  |  |  | 392.73 | 25.848 | 1163.302 |  |  | JRC-PPDB-OPEN |  |  |  |  | 1522.85 | NO-ESTIMATION | NO-ESTIMATION | NO-ESTIMATION | NO-ESTIMATION | CAPACITY-FACTOR-V1
ITA | Italy | LEVANTE |  | WRI1002905 | 752.5 | 45.4458 | 12.2552 | Gas |  |  |  | 1992.0 |  | TERNA | http://www.terna.it/en-gb/sistemaelettrico/transparencyreport/generation/installedgenerationcapacity.aspx | GEODB | 1023060 |  |  |  | 2165.39 | 2125.525 | 2043.197 |  |  | JRC-PPDB-OPEN |  |  |  |  | 2864.87 | HYDRO-V1 | HYDRO-V1 | HYDRO-V1 | HYDRO-V1 | HYDRO-V1
ITA | Italy | AZOTATI |  | WRI1002851 | 240 | 45.4511 | 12.2239 | Gas |  |  |  | 1993.0 | Edison | Edison IT | https://www.edison.it/en/marghera-azotati-thermoelectric-power-plant | CARMA | 1023059 |  |  |  | 112.302 | 283.673 | 242.353 |  |  | JRC-PPDB-OPEN |  |  |  |  | 913.71 | WIND-V1 | WIND-V1 | WIND-V1 | WIND-V1 | WIND-V1
ITA | Italy | Cassano dâ€™Adda |  | WRI1002861 | 969 | 45.5115 | 9.5098 | Gas |  |  |  |  | A2A | A2A | http://www.a2a.eu/en/plants_networks/thermoelectric/cassano/ | WRI | 1009731 |  |  |  | 582.573 | 760.401 | 1547.044 |  |  | JRC-PPDB-OPEN |  |  |  |  | 3689.12 | NO-ESTIMATION | NO-ESTIMATION | NO-ESTIMATION | NO-ESTIMATION | CAPACITY-FACTOR-V1
ITA | Italy | ENIPOWER RAVENNA |  | WRI1002880 | 972 | 45.5120 | 9.5090 | Gas |  |  |  | 2000.0 | Enipower | Enipower | http://www.enipower.eni.it/it/pages/dove-operiamo/ravenna/ravenna.shtml | GEODB |  |  |  |  | 3473.883 | 3669.221 | 3904.625 |  |  | JRC-PPDB-OPEN |  |  |  |  | 3700.54 | NO-ESTIMATION | NO-ESTIMATION | NO-ESTIMATION | NO-ESTIMATION | NO-ESTIMATION
ITA | Italy | TORVISCOSA |  | WRI1002971 | 785 | 45.8170 | 13.2891 | Gas |  |  |  | 2006.0 | Edison | Edison | http://www.centraletorviscosa.it/go.asp?Id=4 | GEODB | 1052725 |  |  |  | 2027.917 | 3880.739 | 4263.357 |  |  | JRC-PPDB-OPEN |  |  |  |  | 2988.61 | NO-ESTIMATION | NO-ESTIMATION | NO-ESTIMATION | NO-ESTIMATION | CAPACITY-FACTOR-V1
JAM | Jamaica | Bogue |  | WRI1023919 | 120 | 18.4524 | -77.9183 | Gas |  |  |  |  | Jamaica Public Service Company | Jamaica Public Service Company | https://www.jpsco.com/about-jps/how-we-serve-you/ | WRI | 1019994 | [13 empty] | 614.99 | NO-ESTIMATION | NO-ESTIMATION | NO-ESTIMATION | NO-ESTIMATION | CAPACITY-FACTOR-V1
JOR | Jordan | Aqaba Thermal Power Plant Jordan |  | GEODB0002141 | 650 | 29.3780 | 34.9770 | Gas | [5 empty] | GEODB | http://globalenergyobservatory.org | GEODB | 1020186 | 2017 | [12 empty] | 3773.89 | NO-ESTIMATION | NO-ESTIMATION | SOLAR-V1 | SOLAR-V1 | SOLAR-V1
JOR | Jordan | Al Qatrana CCGT Power Plant Jordan |  | GEODB0046165 | 373 | 31.2226 | 36.0197 | Gas | [5 empty] | GEODB | http://globalenergyobservatory.org | GEODB | 1074158 | 2017 | [12 empty] | 2165.63 | NO-ESTIMATION | NO-ESTIMATION | NO-ESTIMATION | NO-ESTIMATION | CAPACITY-FACTOR-V1
JOR | Jordan | Amman East (AES Jordan) CCGT Power Plant Jordan |  | GEODB0002102 | 620 | 31.8997 | 36.0801 | Gas | [5 empty] | GEODB | http://globalenergyobservatory.org | GEODB |  | 2017 | [12 empty] | 3599.71 | NO-ESTIMATION | NO-ESTIMATION | NO-ESTIMATION | NO-ESTIMATION | CAPACITY-FACTOR-V1
JOR | Jordan | IPP3 ICE Power Plant Jordan |  | GEODB0046166 | 573 | 31.9101 | 36.0939 | Gas | [5 empty] | GEODB | http://globalenergyobservatory.org | GEODB |  | 2017 | [12 empty] | 3326.83 | NO-ESTIMATION | NO-ESTIMATION | NO-ESTIMATION | NO-ESTIMATION | CAPACITY-FACTOR-V1
JOR | Jordan | Samra CCGT Power Plant Jordan |  | GEODB0005246 | 1031 | 32.1433 | 36.1418 | Gas | [5 empty] | GEODB | http://globalenergyobservatory.org | GEODB |  | 2017 | [12 empty] | 5985.98 | NO-ESTIMATION | NO-ESTIMATION | NO-ESTIMATION | NO-ESTIMATION | CAPACITY-FACTOR-V1
JOR | Jordan | Rehab CCGT Power Plant Jordan |  | GEODB0005053 | 357 | 32.3311 | 36.0506 | Gas | [5 empty] | GEODB | http://globalenergyobservatory.org | GEODB | 1020195 | 2017 | [12 empty] | 2072.74 | NO-ESTIMATION | NO-ESTIMATION | NO-ESTIMATION | NO-ESTIMATION | CAPACITY-FACTOR-V1
JOR | Jordan | Risha OCGT Power Plant Jordan |  | GEODB0005108 | 150 | 32.5724 | 39.0111 | Gas | [5 empty] | GEODB | http://globalenergyobservatory.org | GEODB | 1020196 | 2017 | [12 empty] | 870.89 | NO-ESTIMATION | NO-ESTIMATION | NO-ESTIMATION | NO-ESTIMATION | CAPACITY-FACTOR-V1
JPN | Japan | Oita Thermal Power Plant |  | WRI1020072 | 657 | 33.2672 | 131.7076 | Gas | Oil |  |  |  | OITA CO-OPERATIVE THERMAL POWE | Sekitan | http://sekitan.jp/wp-content/uploads/2014/06/list-of-Coal-Fired-Power-Plants-in-Japan.pdf | GEODB | 1024731 | [13 empty] | 2972.47 | NO-ESTIMATION | NO-ESTIMATION | NO-ESTIMATION | NO-ESTIMATION | CAPACITY-FACTOR-V1
JPN | Japan | Shin Oita |  | WRI1000664 | 2295 | 33.2672 | 131.7076 | Gas |  |  |  |  | Kyushu | Japanese Electric Power Information Center | https://www.jepic.or.jp/en/ | GEODB | 1021682 | [13 empty] | 10383.28 | NO-ESTIMATION | NO-ESTIMATION | NO-ESTIMATION | NO-ESTIMATION | CAPACITY-FACTOR-V1
JPN | Japan | Shin Kokura |  | WRI1000665 | 1800 | 33.9078 | 130.8614 | Gas |  |  |  |  | Kyushu | Japanese Electric Power Information Center | https://www.jepic.or.jp/en/ | GEODB | 1021679 | [13 empty] | 8143.75 | SOLAR-V1 | SOLAR-V1 | SOLAR-V1 | SOLAR-V1 | SOLAR-V1
JPN | Japan | Tobata |  | WRI1020069 | 891.75 | 33.9250 | 130.8468 | Gas |  |  |  |  | TOBATA COOP THERMAL POWER CO | Tobata Thermal Power Company | http://www.tobata-kyoka.co.jp/000home/homepage.htm | WRI | 1031413 | [13 empty] | 4034.55 | NO-ESTIMATION | NO-ESTIMATION | NO-ESTIMATION | NO-ESTIMATION | CAPACITY-FACTOR-V1
JPN | Japan | Yanai |  | WRI1000658 | 1400 | 33.9530 | 132.1248 | Gas |  |  |  |  | Chugoku | Japanese Electric Power Information Center | https://www.jepic.or.jp/en/ | GEODB | 1012446 | [13 empty] | 6334.03 | NO-ESTIMATION | NO-ESTIMATION | NO-ESTIMATION | NO-ESTIMATION | CAPACITY-FACTOR-V1
JPN | Japan | Wakayama |  | WRI1020076 | 147 | 34.2397 | 135.1280 | Gas | Oil |  |  | 2011.0 | WAKAYAMA KYODO POWER CO INC | Wakayama Kyodo Power Company | http://www.wakyoka.co.jp/powerplant/index.html | WRI | 1030572 | [13 empty] | 665.07 | SOLAR-V1 | SOLAR-V1 | SOLAR-V1 | SOLAR-V1 | SOLAR-V1
JPN | Japan | Sakaiko |  | WRI1000649 | 2000 | 34.5704 | 135.4417 | Gas |  |  |  |  | Kansai | Japanese Electric Power Information Center | https://www.jepic.or.jp/en/ | WRI | 1077566 | [13 empty] | 9048.61 | HYDRO-V1 | HYDRO-V1 | HYDRO-V1 | HYDRO-V1 | HYDRO-V1
JPN | Japan | Nanko |  | WRI1000651 | 1800 | 34.6177 | 135.4048 | Gas |  |  |  |  | Kansai | Japanese Electric Power Information Center | https://www.jepic.or.jp/en/ | GEODB | 1020436 | [13 empty] | 8143.75 | NO-ESTIMATION | NO-ESTIMATION | NO-ESTIMATION | NO-ESTIMATION | CAPACITY-FACTOR-V1
JPN | Japan | Himeji Daiichi |  | WRI1000654 | 1442 | 34.7734 | 134.6940 | Gas |  |  |  |  | Kansai | Japanese Electric Power Information Center | https://www.jepic.or.jp/en/ | GEODB | 1020397¦1020398 | [13 empty] | 6524.05 | HYDRO-V1 | HYDRO-V1 | HYDRO-V1 | HYDRO-V1 | HYDRO-V1
JPN | Japan | Himeji Daini |  | WRI1000653 | 1650 | 34.7734 | 134.6940 | Gas |  |  |  |  | Kansai | Japanese Electric Power Information Center | https://www.jepic.or.jp/en/ | GEODB | 1020399 | [13 empty] | 7465.1 | WIND-V1 | WIND-V1 | WIND-V1 | WIND-V1 | WIND-V1
JPN | Japan | Yokkaichi |  | WRI1000642 | 1245 | 34.9734 | 136.6462 | Gas |  |  |  |  | Chubu | Japanese Electric Power Information Center | https://www.jepic.or.jp/en/ | GEODB | [14 empty] | 5632.76 | WIND-V1 | WIND-V1 | WIND-V1 | WIND-V1 | WIND-V1
JPN | Japan | Chita Daini |  | WRI1000641 | 1708 | 35.0067 | 136.8637 | Gas |  |  |  |  | Chubu | Japanese Electric Power Information Center | https://www.jepic.or.jp/en/ | GEODB | 1012255 | [13 empty] | 7727.51 | HYDRO-V1 | HYDRO-V1 | HYDRO-V1 | HYDRO-V1 | HYDRO-V1
JPN | Japan | Kawagoe |  | WRI1000636 | 4802 | 35.0076 | 136.6890 | Gas |  |  |  |  | Chubu | Japanese Electric Power Information Center | https://www.jepic.or.jp/en/ | WRI | 1012287 | [13 empty] | 21725.72 | NO-ESTIMATION | NO-ESTIMATION | NO-ESTIMATION | NO-ESTIMATION | CAPACITY-FACTOR-V1
JPN | Japan | Shin Nagoya |  | WRI1000639 | 3058 | 35.0645 | 136.8767 | Gas |  |  |  |  | Chubu | Japanese Electric Power Information Center | https://www.jepic.or.jp/en/ | GEODB | 1012342 | [13 empty] | 13835.33 | NO-ESTIMATION | NO-ESTIMATION | NO-ESTIMATION | NO-ESTIMATION | CAPACITY-FACTOR-V1
JPN | Japan | Futtsu |  | WRI1000621 | 5040 | 35.3421 | 139.8319 | Gas |  |  |  |  | Tokyo | Japanese Electric Power Information Center | https://www.jepic.or.jp/en/ | GEODB | 1031632 | [13 empty] | 22802.51 | HYDRO-V1 | HYDRO-V1 | HYDRO-V1 | HYDRO-V1 | HYDRO-V1
JPN | Japan | Kimitsu |  | WRI1020067 | 300 | 35.3619 | 139.8651 | Gas | Oil |  |  |  | KIMITSU COOP THERMAL POWER | Hitachi | https://www.mhps.com/en/company/network/work/takasago/history.html | WRI | 1020880 | [13 empty] | 1357.29 | NO-ESTIMATION | NO-ESTIMATION | NO-ESTIMATION | NO-ESTIMATION | CAPACITY-FACTOR-V1
JPN | Japan | Minami Yokohama |  | WRI1000632 | 1150 | 35.4042 | 139.6370 | Gas |  |  |  |  | Tokyo | Japanese Electric Power Information Center | https://www.jepic.or.jp/en/ | GEODB | 1031683 | [13 empty] | 5202.95 | NO-ESTIMATION | NO-ESTIMATION | NO-ESTIMATION | NO-ESTIMATION | CAPACITY-FACTOR-V1
JPN | Japan | Sodegaura |  | WRI1000624 | 3600 | 35.4619 | 139.9770 | Gas |  |  |  |  | Tokyo | Japanese Electric Power Information Center | https://www.jepic.or.jp/en/ | GEODB | 1031730 | [13 empty] | 16287.5 | NO-ESTIMATION | NO-ESTIMATION | NO-ESTIMATION | NO-ESTIMATION | SOLAR-V1
JPN | Japan | Higashi Ogishima |  | WRI1000629 | 2000 | 35.4954 | 139.7450 | Gas |  |  |  |  | Tokyo | Japanese Electric Power Information Center | https://www.jepic.or.jp/en/ | GEODB | 1031641 | [13 empty] | 9048.61 | NO-ESTIMATION | NO-ESTIMATION | NO-ESTIMATION | NO-ESTIMATION | CAPACITY-FACTOR-V1
JPN | Japan | Ohgishima |  | WRI1020066 | 1221 | 35.4954 | 139.7450 | Gas |  |  |  |  | OHGISHIMA POWER CO LTD | Japanese Electric Power Information Center | https://www.jepic.or.jp/en/ | GEODB | 1057695 | [13 empty] | 5524.17 | NO-ESTIMATION | NO-ESTIMATION | NO-ESTIMATION | NO-ESTIMATION | CAPACITY-FACTOR-V1
JPN | Japan | Kawasaki CCGT |  | WRI1020070 | 840 | 35.5121 | 139.7625 | Gas |  |  |  | 2008.0 | KAWASAKI NATURAL GAS POWER GEN | Tokyo Gas | http://www.tokyo-gas.co.jp/IR/english/library/pdf/anual/15e09.pdf | WRI | 1065157 | [13 empty] | 3800.41 | NO-ESTIMATION | NO-ESTIMATION | NO-ESTIMATION | NO-ESTIMATION | SOLAR-V1
JPN | Japan | Kawasaki |  | WRI1000631 | 1500 | 35.5123 | 139.7626 | Gas |  |  |  |  | Tokyo | Japanese Electric Power Information Center | https://www.jepic.or.jp/en/ | GEODB | 1078902¦1065157 | [13 empty] | 6786.46 | NO-ESTIMATION | NO-ESTIMATION | NO-ESTIMATION | NO-ESTIMATION | CAPACITY-FACTOR-V1
JPN | Japan | Goi |  | WRI1000630 | 1886 | 35.5470 | 140.0724 | Gas |  |  |  |  | Tokyo | Japanese Electric Power Information Center | https://www.jepic.or.jp/en/ | GEODB | 1031633 | [13 empty] | 8532.84 | SOLAR-V1 | SOLAR-V1 | SOLAR-V1 | SOLAR-V1 | SOLAR-V1
JPN | Japan | Chiba |  | WRI1000627 | 2880 | 35.5648 | 140.1053 | Gas |  |  |  |  | Tokyo | Japanese Electric Power Information Center | https://www.jepic.or.jp/en/ | GEODB | 1031623 | [13 empty] | 13030 | NO-ESTIMATION | NO-ESTIMATION | NO-ESTIMATION | NO-ESTIMATION | CAPACITY-FACTOR-V1
JPN | Japan | Chiba Kawatetsu |  | WRI1020075 | 400 | 35.5713 | 140.0879 | Gas |  |  |  | 2002.0 | JFE Steel Corporation East Japan Works | JFE Steel Corporation East Japan Works | http://www.jfe-steel.co.jp/products/energy/index.html | WRI | 1045802 | [13 empty] | 1809.72 | WIND-V1 | WIND-V1 | WIND-V1 | WIND-V1 | WIND-V1
JPN | Japan | Shinagawa |  | WRI1000633 | 1140 | 35.6199 | 139.7559 | Gas |  |  |  |  | Tokyo | Japanese Electric Power Information Center | https://www.jepic.or.jp/en/ | GEODB | 1031725 | [13 empty] | 5157.71 | HYDRO-V1 | HYDRO-V1 | HYDRO-V1 | HYDRO-V1 | HYDRO-V1
JPN | Japan | Kashima Kyodo |  | WRI1020068 | 1000 | 35.9414 | 140.6888 | Gas | Oil |  |  | 1973.0 | KASHIMA KYODO ELEC POWER CO | Japanese Electric Power Information Center | https://www.jepic.or.jp/en/ | WRI | 1020588 | [13 empty] | 4524.3 | NO-ESTIMATION | NO-ESTIMATION | NO-ESTIMATION | NO-ESTIMATION | CAPACITY-FACTOR-V1
JPN | Japan | Higashi Niigata |  | WRI1000617 | 4810 | 37.9963 | 139.2373 | Gas |  |  |  |  | Tohoku | Japanese Electric Power Information Center | https://www.jepic.or.jp/en/ | GEODB | 1031455¦1031456 | [13 empty] | 21761.92 | NO-ESTIMATION | NO-ESTIMATION | NO-ESTIMATION | NO-ESTIMATION | CAPACITY-FACTOR-V1
JPN | Japan | Niigata Minato |  | WRI1020071 | 700 | 37.9963 | 139.2373 | Gas | Oil |  |  |  | NIIGATA COOPERATIVE POWER CO | Tohoku Electric Power Company | http://www.tohoku-epco.co.jp/ir/report/annual_report/pdf/ar2015.pdf | GEODB | 1023982 | [13 empty] | 3167.01 | NO-ESTIMATION | NO-ESTIMATION | NO-ESTIMATION | NO-ESTIMATION | CAPACITY-FACTOR-V1
KAZ | Kazakhstan | Kumkol |  | WRI1023218 | 100 | 46.4259 | 68.7007 | Gas |  |  |  | 2004.0 | PetroKazakhstan | PetroKazakhstan | http://www.petrokazakhstan.kz/eng/pages/extractive_subdivision.html | WRI | 1089086 | [13 empty] | 436.89 | HYDRO-V1 | HYDRO-V1 | HYDRO-V1 | HYDRO-V1 | HYDRO-V1
KAZ | Kazakhstan | Atyrau |  | WRI1023216 | 300 | 47.0818 | 51.9422 | Gas |  |  |  | 1963.0 | Atryau Heat and Power Station JSC | Atryau Heat and Power Station JSC | http://www.ahps.kz/en/about-the-company/ | WRI | 1020642 | [13 empty] | 1310.67 | NO-ESTIMATION | NO-ESTIMATION | NO-ESTIMATION | NO-ESTIMATION | SOLAR-V1
KOR | South Korea | Yoesu Lotte |  | WRI1029906 | 80 | 34.8414 | 127.6929 | Gas |  |  |  | 2003.0 | Lotte Group | Lotte E&C | http://english.lottechem.com/contents/cyberTour/yeosu01_power.asp | WRI | 1018724 | [13 empty] | 331.61 | NO-ESTIMATION | NO-ESTIMATION | SOLAR-V1 | SOLAR-V1 | SOLAR-V1
KOR | South Korea | Kwangyang |  | WRI1029891 | 1071 | 34.8895 | 127.7747 | Gas |  |  |  | 2006.0 | SK Holdings | SK Holdings | http://www.skens.com/sk/main/index.do | GEODB | 1056107 | [13 empty] | 4439.48 | HYDRO-V1 | HYDRO-V1 | HYDRO-V1 | HYDRO-V1 | HYDRO-V1
KOR | South Korea | Gwangyang POSCO |  | WRI1029892 | 500 | 34.9073 | 127.7449 | Gas |  |  |  | 2000.0 | POSCO | POSCO | http://www.poscoenc.com/eng/business/business_career.asp?hDEPTH2=2&hDEPTH3=3 | WRI | 1025642 | [13 empty] | 2072.59 | NO-ESTIMATION | NO-ESTIMATION | NO-ESTIMATION | NO-ESTIMATION | SOLAR-V1
KOR | South Korea | Gwangyang Works |  | WRI1029893 | 830 | 34.9105 | 127.7424 | Gas |  |  |  |  | POSCO | POSCO | http://www.poscoenc.com/eng/business/business_career.asp?hDEPTH2=2&hDEPTH3=3 | WRI | 1025642¦1025594 | [13 empty] | 3440.5 | HYDRO-V1 | HYDRO-V1 | HYDRO-V1 | HYDRO-V1 | HYDRO-V1
KOR | South Korea | Yulchon |  | WRI1029907 | 1475 | 34.9130 | 127.5930 | Gas |  |  |  |  | CGN Meiya Power Holding Company | CGN Meiya Power Holding Company | http://www.cgnmeiyapower.com/n710606/n713185/n724890/index.html | GEODB | 1019056 | [13 empty] | 6114.14 | NO-ESTIMATION | NO-ESTIMATION | NO-ESTIMATION | NO-ESTIMATION | CAPACITY-FACTOR-V1
KOR | South Korea | Busan (pusan) |  | WRI1000201 | 1800 | 35.0851 | 129.0003 | Gas | Biomass |  |  |  | Korea Southern Power | KSP | https://www.kospo.co.kr/english/?mn=sub&mcode=01030100 | GEODB | 1021171 | [13 empty] | 7461.32 | NO-ESTIMATION | NO-ESTIMATION | NO-ESTIMATION | NO-ESTIMATION | CAPACITY-FACTOR-V1
KOR | South Korea | Suwan Energy |  | WRI1029904 | 118 | 35.1968 | 126.8305 | Gas |  |  |  | 2011.0 | KHDC | Korea Herald | http://www.koreaherald.com/view.php?ud=20160816000350 | WRI | 1071161 | [13 empty] | 489.13 | NO-ESTIMATION | NO-ESTIMATION | NO-ESTIMATION | NO-ESTIMATION | CAPACITY-FACTOR-V1
KOR | South Korea | Daegu Innovation City |  | WRI1029887 | 415 | 35.8819 | 128.7051 | Gas |  |  |  |  | Daegu City Gas | Siemens | http://www.siemens.com/press/en/pressrelease/2012/energy/fossil-power-generation/efp201209065.htm?content[]=EF&content[]=EP&content[]=PG | WRI | 1084603 | [13 empty] | 1720.25 | NO-ESTIMATION | NO-ESTIMATION | NO-ESTIMATION | NO-ESTIMATION | CAPACITY-FACTOR-V1
KOR | South Korea | Gunsan |  | WRI1000200 | 719 | 35.9836 | 126.7307 | Gas |  |  |  | 2010.0 | Korea Western Power | KWP | https://www.iwest.co.kr/eng/sub.asp?mid=1280&act=abou0606 | GEODB | 1021161 | [13 empty] | 2980.38 | HYDRO-V1 | HYDRO-V1 | HYDRO-V1 | HYDRO-V1 | HYDRO-V1
KOR | South Korea | Pohang Works |  | WRI1029901 | 345 | 36.0321 | 129.4170 | Gas |  |  |  | 2001.0 | POSCO | POSCO | https://www.google.com/url?sa=t&rct=j&q=&esrc=s&source=web&cd=5&cad=rja&uact=8&ved=0ahUKEwiYvObH-MnSAhWIj1QKHWrXAP4QFgg4MAQ&url=http%3A%2F%2Fwww.wirefirst.com%2Fnewsdetail.php%3FID%3D3491&usg=AFQjCNEmt7sTXLFCoqa7DjVIvReLVewt0A&sig2=CcA4vO0iHM45ba0Bo70lqw | WRI | 1025596 | [13 empty] | 1430.08 | NO-ESTIMATION | NO-ESTIMATION | NO-ESTIMATION | NO-ESTIMATION | CAPACITY-FACTOR-V1
KOR | South Korea | FINEX |  | WRI1029908 | 146 | 36.0352 | 129.4011 | Gas |  |  |  | 2007.0 | POSCO | POSCO | http://www.poscoenc.com/eng/business/business_career.asp?hDEPTH2=2&hDEPTH3=3 | WRI | 1104926 | [13 empty] | 605.19 | SOLAR-V1 | SOLAR-V1 | SOLAR-V1 | SOLAR-V1 | SOLAR-V1
KOR | South Korea | Boryeong (CC) |  | WRI1000192 | 1800 | 36.3951 | 126.4860 | Gas |  |  |  | 2004.0 | Korea Midland Power (KOMIPO) | KOMIPO | http://komipo.en.ec21.com/LNG_combined_cycle_plants--487304_487308.html | GEODB | [14 empty] | 7461.32 | NO-ESTIMATION | NO-ESTIMATION | NO-ESTIMATION | NO-ESTIMATION | CAPACITY-FACTOR-V1
KOR | South Korea | Sejong City |  | WRI1029902 | 550 | 36.4683 | 127.2479 | Gas |  |  |  | 2013.0 | Korea Midland Power Company | KOMIPO | https://home.komipo.co.kr/kom_eng/subpage/contents.asp?cd_cn=IL0X&cd_tp=MI5M&cd_ln=RR8E&cd_fl=F4QX&cd_sb=99B3&cd_mu=TSRD&cd_tb=ZL5O&cd_te=D14&cd_ta=&cd_tn=06&cd_tt=&cd_ya=&cd_mn=&cd_dy= | WRI | 1084403 | [13 empty] | 2279.84 | NO-ESTIMATION | NO-ESTIMATION | NO-ESTIMATION | NO-ESTIMATION | CAPACITY-FACTOR-V1
KOR | South Korea | Bugok |  | WRI1029885 | 1503 | 36.9590 | 126.7825 | Gas |  |  |  |  | GS Energy | GS Energy | https://www.gseps.com/eng/biz/biz1.aspx | WRI | 1021916 | [13 empty] | 6230.2 | NO-ESTIMATION | NO-ESTIMATION | NO-ESTIMATION | NO-ESTIMATION | CAPACITY-FACTOR-V1
KOR | South Korea | Asan Baebang CHP |  | WRI1029883 | 113.9 | 36.9909 | 126.7135 | Gas |  |  |  |  | Korea National Housing Corporation | Lotte E&C | http://www.lottecon.co.kr/plant/references?&pageno=3 | WRI | 1071162 | [13 empty] | 472.13 | NO-ESTIMATION | NO-ESTIMATION | NO-ESTIMATION | NO-ESTIMATION | NO-ESTIMATION
KOR | South Korea | Hwasung KDHC |  | WRI1029894 | 510 | 37.0065 | 126.7930 | Gas |  |  |  | 2008.0 | Korea District Heating | Mitsubishi | https://www.mhi-global.com/ee/news/story/20080131_06.html | WRI | 1059727 | [13 empty] | 2114.04 | NO-ESTIMATION | NO-ESTIMATION | NO-ESTIMATION | NO-ESTIMATION | CAPACITY-FACTOR-V1
KOR | South Korea | Pyeongtaek |  | WRI1000198 | 1348 | 37.0075 | 126.7953 | Gas |  |  |  |  | Korea Western Power | KWP | https://www.iwest.co.kr/eng/sub.asp?mid=1280&act=abou0604 | GEODB | 1021172 | [13 empty] | 5587.7 | NO-ESTIMATION | NO-ESTIMATION | NO-ESTIMATION | NO-ESTIMATION | CAPACITY-FACTOR-V1
KOR | South Korea | Daesan Works |  | WRI1029889 | 131 | 37.0108 | 126.4099 | Gas |  |  |  |  | Marubeni Corporation | Marubeni Corporation | http://www.marubeni.com/business/power_plant/plant/index.html | WRI | [14 empty] | 543.01 | NO-ESTIMATION | NO-ESTIMATION | NO-ESTIMATION | NO-ESTIMATION | CAPACITY-FACTOR-V1
KOR | South Korea | Oseong |  | WRI1029897 | 830 | 37.0254 | 127.0027 | Gas |  |  |  | 2013.0 | SK Holdings | SK Holdings | https://www.google.com/url?sa=t&rct=j&q=&esrc=s&source=web&cd=3&cad=rja&uact=8&ved=0ahUKEwil8uvd9snSAhXqq1QKHVpUAqUQFggrMAI&url=https%3A%2F%2Fwww.skens.com%2Fen%2Fsk%2Fcontent%2Fview.do%3Fcate%3Denergy%26m1%3Ddevelop&usg=AFQjCNFDgn6B2eKRlekIHOEuGFmkCLfWIg&sig2=Qr4LxCzeFnrwFoR4DKHiFQ&bvm=bv.149093890 d.cGw | WRI | 1084104 | [13 empty] | 3440.5 | NO-ESTIMATION | NO-ESTIMATION | NO-ESTIMATION | NO-ESTIMATION | CAPACITY-FACTOR-V1
KOR | South Korea | Yeongwol |  | WRI1022449 | 848 | 37.1630 | 128.4924 | Gas |  |  |  | 2010.0 | Korea Southern Power | KSP | https://www.kospo.co.kr/english/?mn=sub&mcode=01030100 | WRI | [14 empty] | 3515.11 | NO-ESTIMATION | NO-ESTIMATION | NO-ESTIMATION | NO-ESTIMATION | CAPACITY-FACTOR-V1
KOR | South Korea | Ansan Project |  | WRI1029881 | 834 | 37.2952 | 126.7788 | Gas |  |  |  | 2014.0 | POSCO | POSCO | http://www.poscoenc.com/eng/business/business_career.asp?hDEPTH2=2&hDEPTH3=3 | WRI | 1090681 | [13 empty] | 3457.08 | HYDRO-V1 | HYDRO-V1 | HYDRO-V1 | HYDRO-V1 | HYDRO-V1
KOR | South Korea | Song-do |  | WRI1029903 | 211 | 37.3496 | 126.6047 | Gas |  |  |  | 2010.0 | Incheon total Energy Co. LTD | Daelim Energy | https://www.daelim.co.kr/eng/acpt/plantsView.do?cd_mnu=EU017&cl_biz=04&cd_acpt=16&yn_dt_prev=&dt_from=&dt_to=&yn_foreign=&yn_const_complete=&yn_rpst=&sort=&searchkind=&searchword=&currentPage=1&projectcode=060353 | WRI | 1069230 | [13 empty] | 874.63 | NO-ESTIMATION | NO-ESTIMATION | NO-ESTIMATION | NO-ESTIMATION | CAPACITY-FACTOR-V1
KOR | South Korea | Bundang |  | WRI1000190 | 922 | 37.3642 | 127.1482 | Gas |  |  |  |  | Korea South East Power (KOSEP) | KOSEP | https://www.kosep.co.kr/kosep/hw/en/ov/ovhw18/main.do?menuCd=EN02030102 | GEODB | 1021137 | [13 empty] | 3821.85 | HYDRO-V1 | HYDRO-V1 | HYDRO-V1 | HYDRO-V1 | HYDRO-V1
KOR | South Korea | Anyang CHP |  | WRI1029882 | 493 | 37.3936 | 126.9671 | Gas |  |  |  |  | GS Energy | GS Energy | http://www.gsenergy.co.kr/en/business/content.aspx?Idx=2 | GEODB | 1021133 | [13 empty] | 2043.57 | HYDRO-V1 | HYDRO-V1 | HYDRO-V1 | HYDRO-V1 | HYDRO-V1
KOR | South Korea | Shinincheon |  | WRI1000204 | 1800 | 37.5080 | 126.6159 | Gas |  |  |  | 2012.0 | Korea Southern Power | KSP | https://www.kospo.co.kr/english/?mn=sub&mcode=01030100 | WRI | [14 empty] | 7461.32 | HYDRO-V1 | HYDRO-V1 | HYDRO-V1 | HYDRO-V1 | HYDRO-V1
KOR | South Korea | KOMIPO Incheon |  | WRI1029895 | 1960 | 37.5109 | 126.6090 | Gas |  |  |  |  | Korea Midland Power Company | KOMIPO | https://www.google.com/url?sa=t&rct=j&q=&esrc=s&source=web&cd=5&ved=0ahUKEwjPrsDP8snSAhXpsFQKHTeuByIQFgg5MAQ&url=https%3A%2F%2Fhome.komipo.co.kr%2Fkom_eng%2Finclude%2Fdownload.asp%3Ffilename%3D1207-KOMIPO.pdf%26folder%3DPress_Center&usg=AFQjCNEsTcrQQd0pG07fJVoB6d8LIJBfXw&sig2=Np6wWndtv8Ld9GS1eiMN9A&bvm=bv.149093890 d.cGc&cad=rja | WRI | 1021155 | [13 empty] | 8124.55 | WIND-V1 | WIND-V1 | WIND-V1 | WIND-V1 | WIND-V1
KOR | South Korea | Incheon |  | WRI1000195 | 3052 | 37.5111 | 126.6078 | Gas |  |  |  | 2015.0 | Korea Midland Power (KOMIPO) | POSCO | http://eng.poscoenergy.com/eng/renew/_service/business/generator/incheon_power01.asp | GEODB | [14 empty] | 12651.09 | NO-ESTIMATION | WIND-V1 | WIND-V1 | WIND-V1 | WIND-V1
KOR | South Korea | Bucheon Power |  | WRI1029884 | 473 | 37.5225 | 126.7640 | Gas |  |  |  |  | GS Energy | GS Energy | http://www.gsenergy.co.kr/en/business/content.aspx?Idx=2 | GEODB | 1021135 | [13 empty] | 1960.67 | WIND-V1 | WIND-V1 | WIND-V1 | WIND-V1 | WIND-V1
KOR | South Korea | Seoincheon |  | WRI1000199 | 1800 | 37.5363 | 126.6027 | Gas |  |  |  | 1992.0 | Korea Western Power | KWP | https://www.iwest.co.kr/eng/sub.asp?mid=1280&act=abou0605 | GEODB | [14 empty] | 7461.32 | WIND-V1 | WIND-V1 | WIND-V1 | WIND-V1 | WIND-V1
KOR | South Korea | Ilsan |  | WRI1000212 | 900 | 37.6475 | 126.7973 | Gas |  |  |  |  | Korea East West Power | KEWP | http://www.ewp.co.kr/eng/main/main.asp | GEODB | 1021153 | [13 empty] | 3730.66 | NO-ESTIMATION | NO-ESTIMATION | NO-ESTIMATION | NO-ESTIMATION | CAPACITY-FACTOR-V1
KOR | South Korea | Paju |  | WRI1029898 | 515 | 37.8285 | 126.7870 | Gas |  |  |  | 2016.0 | Korea District Heating | SK Holdings | http://www.skens.com/m/en/sk/content/view.do?cate=energy&m1=develop&m2=jangmoongas | WRI | 1065196 | [13 empty] | 2134.76 | NO-ESTIMATION | NO-ESTIMATION | NO-ESTIMATION | NO-ESTIMATION | CAPACITY-FACTOR-V1
KOR | South Korea | Dongducheon |  | WRI1029890 | 1900 | 37.9030 | 127.0900 | Gas |  |  |  |  | Korea Western Power Company | Marubeni Corporation | http://www.marubeni.com/dbps_data/news/2012/120322e.html | WRI | 1086713 | [13 empty] | 7875.84 | NO-ESTIMATION | NO-ESTIMATION | NO-ESTIMATION | NO-ESTIMATION | CAPACITY-FACTOR-V1
KOR | South Korea | Pocheon |  | WRI1029900 | 1560 | 37.9465 | 127.1689 | Gas |  |  |  | 2014.0 |  | Daelim Energy | http://www.daelimenergy.com/workingAssets/pocheonPower.html | WRI | 1086411 | [13 empty] | 6466.48 | HYDRO-V1 | HYDRO-V1 | HYDRO-V1 | HYDRO-V1 | HYDRO-V1
KWT | Kuwait | Az Zour South CCGT |  | WRI1008685 | 5805 | 28.7072 | 48.3742 | Gas | Oil |  |  |  |  | Arab Union of Electricity | http://www.auptde.org/NewsDetails.aspx?lang=en&NID=283 | GEODB | 1021475 | [13 empty] | 19049.96 | WIND-V1 | WIND-V1 | WIND-V1 | WIND-V1 | WIND-V1
KWT | Kuwait | Az Zour North |  | WRI1023728 | 1100 | 28.7135 | 48.3806 | Gas | [5 empty] | Arab Union of Electricity | http://www.auptde.org/NewsDetails.aspx?lang=en&NID=283 | WRI | 1021480 | [13 empty] | 3609.81 | HYDRO-V1 | HYDRO-V1 | HYDRO-V1 | HYDRO-V1 | HYDRO-V1
KWT | Kuwait | Shuiba North |  | WRI1008688 | 875 | 29.0359 | 48.1536 | Gas | [5 empty] | Arab Union of Electricity | http://www.auptde.org/NewsDetails.aspx?lang=en&NID=283 | GEODB | 1021483 | [13 empty] | 2871.44 | HYDRO-V1 | HYDRO-V1 | HYDRO-V1 | HYDRO-V1 | HYDRO-V1
KWT | Kuwait | Shuiba SPSS |  | WRI1008687 | 720 | 29.0359 | 48.1536 | Gas | [5 empty] | Arab Union of Electricity | http://www.auptde.org/NewsDetails.aspx?lang=en&NID=283 | GEODB | [14 empty] | 2362.78 | NO-ESTIMATION | NO-ESTIMATION | NO-ESTIMATION | NO-ESTIMATION | CAPACITY-FACTOR-V1
KWT | Kuwait | Shuwaikh |  | WRI1008691 | 252 | 29.0769 | 48.0839 | Gas | Oil |  |  | 2007.0 |  | Arab Union of Electricity | http://www.auptde.org/NewsDetails.aspx?lang=en&NID=283 | CARMA | 1021484 | [13 empty] | 826.97 | NO-ESTIMATION | NO-ESTIMATION | NO-ESTIMATION | NO-ESTIMATION | CAPACITY-FACTOR-V1
KWT | Kuwait | Doha West |  | WRI1008690 | 2543 | 29.3678 | 47.7865 | Gas |  |  |  | 2008.0 |  | Arab Union of Electricity | http://www.auptde.org/NewsDetails.aspx?lang=en&NID=283 | GEODB | 1021478 | [13 empty] | 8345.22 | NO-ESTIMATION | NO-ESTIMATION | NO-ESTIMATION | NO-ESTIMATION | CAPACITY-FACTOR-V1
KWT | Kuwait | Doha East |  | WRI1008689 | 1158 | 29.3682 | 47.7963 | Gas | [5 empty] | Arab Union of Electricity | http://www.auptde.org/NewsDetails.aspx?lang=en&NID=283 | GEODB | 1021476 | [13 empty] | 3800.14 | WIND-V1 | WIND-V1 | WIND-V1 | WIND-V1 | WIND-V1
KWT | Kuwait | Sabiya |  | WRI1008692 | 5366.5 | 29.5670 | 48.1710 | Gas | Oil |  |  |  |  | Arab Union of Electricity | http://www.auptde.org/NewsDetails.aspx?lang=en&NID=283 | GEODB | 1021485 | [13 empty] | 17610.96 | WIND-V1 | WIND-V1 | WIND-V1 | WIND-V1 | WIND-V1
LBN | Lebanon | Zahrani |  | WRI1023662 | 470 | 33.4961 | 35.3380 | Gas | Oil |  |  | 1998.0 |  | Arab Union of Electricity | https://www.google.com/url?sa=t&rct=j&q=&esrc=s&source=web&cd=1&cad=rja&uact=8&ved=0ahUKEwjK2LCH27rQAhWi4IMKHaveBssQFggbMAA&url=http%3A%2F%2Fwww.auptde.org%2FNewsDetails.aspx%3Flang%3Den%26NID%3D283&usg=AFQjCNEkUcc5GeGitCkuTTJR3QTQZU1lMg&sig2=4btV4UcwDLWqm3YlUx2keg&bvm=bv.139250283 d.eWE | WRI | 1015162 | [13 empty] | 0 | HYDRO-V1 | HYDRO-V1 | HYDRO-V1 | HYDRO-V1 | HYDRO-V1
LBN | Lebanon | Deir Ammar |  | WRI1023661 | 470 | 34.4650 | 35.8942 | Gas | Oil |  |  | 1998.0 |  | Arab Union of Electricity | https://www.google.com/url?sa=t&rct=j&q=&esrc=s&source=web&cd=1&cad=rja&uact=8&ved=0ahUKEwjK2LCH27rQAhWi4IMKHaveBssQFggbMAA&url=http%3A%2F%2Fwww.auptde.org%2FNewsDetails.aspx%3Flang%3Den%26NID%3D283&usg=AFQjCNEkUcc5GeGitCkuTTJR3QTQZU1lMg&sig2=4btV4UcwDLWqm3YlUx2keg&bvm=bv.139250283 d.eWE | WRI | 1015154 | [13 empty] | 0 | NO-ESTIMATION | NO-ESTIMATION | NO-ESTIMATION | NO-ESTIMATION | CAPACITY-FACTOR-V1
LBY | Libya | Zuenita |  | WRI1023826 | 335 | 30.9564 | 20.1164 | Gas | Oil |  |  | 1994.0 | General Electricity Company of Libya | Arab Union of Electricity | http://www.auptde.org/PublicationsFile.aspx?lang=en&CID=855 | WRI | [14 empty] | 1336.5 | WIND-V1 | WIND-V1 | WIND-V1 | WIND-V1 | WIND-V1
LBY | Libya | Gulf of Sirte |  | WRI1023831 | 350 | 31.2174 | 16.3470 | Gas | Oil |  |  | 2016.0 | General Electricity Company of Libya | Arab Union of Electricity | http://www.auptde.org/PublicationsFile.aspx?lang=en&CID=855 | WRI | [14 empty] | 1396.35 | NO-ESTIMATION | NO-ESTIMATION | NO-ESTIMATION | NO-ESTIMATION | SOLAR-V1
LBY | Libya | Western Mountain Station- Ruwais |  | WRI1023827 | 624 | 31.9559 | 11.1447 | Gas | Oil |  |  | 2005.0 | General Electricity Company of Libya | Arab Union of Electricity | http://www.auptde.org/PublicationsFile.aspx?lang=en&CID=855 | GEODB | 1059725 | [13 empty] | 2489.49 | NO-ESTIMATION | NO-ESTIMATION | NO-ESTIMATION | WIND-V1 | WIND-V1
LBY | Libya | North Benghazi Station 1 |  | WRI1023821 | 1040 | 32.2027 | 20.1330 | Gas | Oil |  |  | 1979.0 | General Electricity Company of Libya | Arab Union of Electricity | http://www.auptde.org/PublicationsFile.aspx?lang=en&CID=855 | GEODB | 1015259 | [13 empty] | 4149.16 | WIND-V1 | WIND-V1 | WIND-V1 | WIND-V1 | WIND-V1
LBY | Libya | Misrata |  | WRI1023823 | 500 | 32.3326 | 15.2319 | Gas | Oil |  |  | 2010.0 | General Electricity Company of Libya | Arab Union of Electricity | http://www.auptde.org/PublicationsFile.aspx?lang=en&CID=855 | GEODB | [14 empty] | 1994.78 | NO-ESTIMATION | NO-ESTIMATION | NO-ESTIMATION | NO-ESTIMATION | SOLAR-V1
LBY | Libya | Al Khums |  | WRI1023832 | 1000 | 32.6204 | 14.3312 | Gas | Oil |  |  | 1995.0 | General Electricity Company of Libya | Arab Union of Electricity | http://www.auptde.org/PublicationsFile.aspx?lang=en&CID=855 | WRI | 1109733 | [13 empty] | 3989.57 | NO-ESTIMATION | NO-ESTIMATION | NO-ESTIMATION | NO-ESTIMATION | CAPACITY-FACTOR-V1
LBY | Libya | South Tripoli |  | WRI1023824 | 147 | 32.7760 | 13.0983 | Gas | Oil |  |  | 1994.0 | General Electricity Company of Libya | Arab Union of Electricity | http://www.auptde.org/PublicationsFile.aspx?lang=en&CID=855 | GEODB | 1015279 | [13 empty] | 586.46 | HYDRO-V1 | HYDRO-V1 | HYDRO-V1 | HYDRO-V1 | HYDRO-V1
LBY | Libya | Az Zawiyah |  | WRI1023835 | 1440 | 32.7882 | 12.6740 | Gas | Oil |  |  | 2003.0 | General Electricity Company of Libya | Arab Union of Electricity | http://www.auptde.org/PublicationsFile.aspx?lang=en&CID=855 | WRI | [14 empty] | 5744.99 | NO-ESTIMATION | NO-ESTIMATION | NO-ESTIMATION | NO-ESTIMATION | CAPACITY-FACTOR-V1
LBY | Libya | Double Corner Power Station 1 |  | WRI1023822 | 480 | 32.7899 | 12.6703 | Gas | Oil |  |  | 2000.0 | General Electricity Company of Libya | Arab Union of Electricity | http://www.auptde.org/PublicationsFile.aspx?lang=en&CID=855 | WRI | [14 empty] | 1914.99 | NO-ESTIMATION | NO-ESTIMATION | NO-ESTIMATION | NO-ESTIMATION | CAPACITY-FACTOR-V1
LTU | Lithuania | Vilnius TE-3 CHP Power Plant Lithuania |  | GEODB0042166 | 360 | 54.6676 | 25.1560 | Gas | [5 empty] | GEODB | http://globalenergyobservatory.org | GEODB | 1021953 | 2017 | [12 empty] | 104.07 | NO-ESTIMATION | NO-ESTIMATION | NO-ESTIMATION | NO-ESTIMATION | CAPACITY-FACTOR-V1
LTU | Lithuania | Elektrenai (Lithuania) Thermal Power Plant Lithuania |  | GEODB0042163 | 1800 | 54.7701 | 24.6474 | Gas | [5 empty] | GEODB | http://globalenergyobservatory.org | GEODB |  | 2017 | [12 empty] | 520.37 | NO-ESTIMATION | NO-ESTIMATION | NO-ESTIMATION | NO-ESTIMATION | CAPACITY-FACTOR-V1
LTU | Lithuania | Kaunas CHP Power Plant Lithuania |  | GEODB0042165 | 170 | 54.9212 | 24.0180 | Gas | [5 empty] | GEODB | http://globalenergyobservatory.org | GEODB |  | 2017 |  |  |  | 47.92 | 0.403 |  |  | JRC-PPDB-OPEN |  |  |  |  | 49.14 | HYDRO-V1 | HYDRO-V1 | HYDRO-V1 | HYDRO-V1 | HYDRO-V1
LTU | Lithuania | Mazheikiai CHP Power Plant Lithuania |  | GEODB0042167 | 160 | 56.3843 | 22.1841 | Gas | [5 empty] | GEODB | http://globalenergyobservatory.org | GEODB |  | 2017 | [12 empty] | 46.25 | NO-ESTIMATION | NO-ESTIMATION | NO-ESTIMATION | NO-ESTIMATION | CAPACITY-FACTOR-V1
LUX | Luxembourg | Esch-sur-Alzette CCGT Power Plant Luxembourg |  | GEODB0045217 | 385 | 49.5119 | 5.9646 | Gas | [5 empty] | GEODB | http://globalenergyobservatory.org | GEODB |  | 2017 | [12 empty] | 908.11 | HYDRO-V1 | HYDRO-V1 | HYDRO-V1 | HYDRO-V1 | HYDRO-V1
LVA | Latvia | Riga Tec 2 |  | WRI1022437 | 863 | 56.9180 | 24.2766 | Gas | [5 empty] | ENTSOE | https://transparency.entsoe.eu/generation/r2/installedCapacityPerProductionUnit/show | GEODB | 1021834 |  |  |  | 1561.33 | 1586.089 | 811.574 |  |  | JRC-PPDB-OPEN |  |  |  |  | 2449.57 | NO-ESTIMATION | NO-ESTIMATION | NO-ESTIMATION | NO-ESTIMATION | CAPACITY-FACTOR-V1
LVA | Latvia | RTEC1 |  | WRI1022440 | 138 | 56.9904 | 24.1788 | Gas | [5 empty] | ENTSOE | https://transparency.entsoe.eu/generation/r2/installedCapacityPerProductionUnit/show | GEODB | [14 empty] | 391.7 | NO-ESTIMATION | NO-ESTIMATION | NO-ESTIMATION | NO-ESTIMATION | CAPACITY-FACTOR-V1
MAR | Morocco | Ain Beni Mathar Centrale Thermosolaire (CCGT) |  | WRI1023670 | 472 | 34.0705 | -2.1049 | Gas | Solar |  |  | 2009.0 | Office National de l\'Electricite (ONE) African Development Bank | Arab Union of Electricity | http://www.auptde.org/NewsDetails.aspx?lang=en&NID=283 | GEODB | 1046602 | [13 empty] | 2755.96 | HYDRO-V1 | HYDRO-V1 | HYDRO-V1 | HYDRO-V1 | HYDRO-V1
MAR | Morocco | Al Wahda Thermal Power station |  | WRI1061195 | 800 | 34.8000 | -5.6000 | Gas |  |  |  | 2010.0 | Office National de l\'Electricite (ONE) | African Development Bank Group | http://powerafrica.opendataforafrica.org/ | KTH | [14 empty] | 4671.13 | NO-ESTIMATION | NO-ESTIMATION | NO-ESTIMATION | NO-ESTIMATION | CAPACITY-FACTOR-V1
MAR | Morocco | Centrale a cycle combine de Tahaddart |  | WRI1023677 | 394 | 35.5890 | -5.9868 | Gas |  |  |  | 2005.0 | Energie Electrique de Tahaddart (EET) | Arab Union of Electricity | http://www.auptde.org/NewsDetails.aspx?lang=en&NID=283 | GEODB | 1024682 | [13 empty] | 2300.53 | WIND-V1 | WIND-V1 | WIND-V1 | WIND-V1 | WIND-V1
MDA | Moldova | CHP CET-1 Chisinau |  | WRI1002984 | 66 | 47.0261 | 28.8672 | Gas | Oil |  |  |  |  | Energy Charter Secretariat | http://www.energycharter.org/fileadmin/DocumentsMedia/IDEER/IDEER-Moldova_2015_en.pdf | GEODB | 1023018 | [13 empty] | 305.79 | NO-ESTIMATION | NO-ESTIMATION | NO-ESTIMATION | NO-ESTIMATION | CAPACITY-FACTOR-V1
MDA | Moldova | CHP CET-2 Chisinau |  | WRI1002985 | 240 | 47.0290 | 28.8930 | Gas | Oil |  |  |  |  | Energy Charter Secretariat | http://www.energycharter.org/fileadmin/DocumentsMedia/IDEER/IDEER-Moldova_2015_en.pdf | GEODB | 1045156 | [13 empty] | 1111.99 | NO-ESTIMATION | NO-ESTIMATION | NO-ESTIMATION | NO-ESTIMATION | CAPACITY-FACTOR-V1
MDA | Moldova | CHP CET-Nord Balti |  | WRI1002986 | 24 | 47.7492 | 27.8938 | Gas | [5 empty] | Energy Charter Secretariat | http://www.energycharter.org/fileadmin/DocumentsMedia/IDEER/IDEER-Moldova_2015_en.pdf | GEODB | 1023017 | [13 empty] | 111.19 | NO-ESTIMATION | NO-ESTIMATION | NO-ESTIMATION | NO-ESTIMATION | CAPACITY-FACTOR-V1
MDG | Madagascar | Tamatave |  | WRI1023095 | 16.59 | -18.1667 | 49.3833 | Gas | [5 empty] | African Development Bank Group | http://powerafrica.opendataforafrica.org | Power Africa | [15 empty] | NO-ESTIMATION | NO-ESTIMATION | NO-ESTIMATION | NO-ESTIMATION | CAPACITY-FACTOR-V1
MDG | Madagascar | Toliary (Tulear) |  | WRI1023096 | 12.98 | -23.3500 | 43.6667 | Gas | [5 empty] | African Development Bank Group | http://powerafrica.opendataforafrica.org | Power Africa | 1020148 | [14 empty] | NO-ESTIMATION | NO-ESTIMATION | NO-ESTIMATION | NO-ESTIMATION | CAPACITY-FACTOR-V1
MEX | Mexico | Pemex-RefinaciÃ³n RefinerÃ­a Ing. Antonio DovalÃ­ Jaime |  | MEX0001848 | 115.2 | 16.2110 | -95.1721 | Gas |  |  |  |  | Pemex | CFE-CENACE | http://base.energia.gob.mx/nacei/Archivos/3%20P%C3%A1gina%20Datos%20de%20Infraestructura/Ingl%C3%A9s/PowerPlantsAllGE100MW_NorthAmerica_201606.xlsx | North American Cooperation on Energy Information and ComisiÃ³n Reguladora de EnergÃ­a | 1115691 | 2016 | [12 empty] | 903.7 | NO-ESTIMATION | NO-ESTIMATION | NO-ESTIMATION | NO-ESTIMATION | NO-ESTIMATION
MEX | Mexico | Pemex-Gas y PetroquÃ­mica BÃ¡sica Complejo Procesador de Gas Nuevo Pemex |  | MEX0001812 | 367.4 | 17.8580 | -93.1230 | Gas |  |  |  |  | Pemex | CFE-CENACE | http://base.energia.gob.mx/nacei/Archivos/3%20P%C3%A1gina%20Datos%20de%20Infraestructura/Ingl%C3%A9s/PowerPlantsAllGE100MW_NorthAmerica_201606.xlsx | North American Cooperation on Energy Information and ComisiÃ³n Reguladora de EnergÃ­a |  | 2016 | [12 empty] | 2882.12 | NO-ESTIMATION | NO-ESTIMATION | NO-ESTIMATION | NO-ESTIMATION | CAPACITY-FACTOR-V1
MEX | Mexico | Pemex-Gas y PetroquÃ­mica BÃ¡sica Complejo Procesador de Gas Cactus |  | MEX0001846 | 120.7 | 17.8992 | -93.1928 | Gas |  |  |  |  | Pemex | CFE-CENACE | http://base.energia.gob.mx/nacei/Archivos/3%20P%C3%A1gina%20Datos%20de%20Infraestructura/Ingl%C3%A9s/PowerPlantsAllGE100MW_NorthAmerica_201606.xlsx | North American Cooperation on Energy Information and ComisiÃ³n Reguladora de EnergÃ­a | 1025450 | 2016 | [12 empty] | 946.84 | NO-ESTIMATION | NO-ESTIMATION | NO-ESTIMATION | NO-ESTIMATION | CAPACITY-FACTOR-V1
MEX | Mexico | Transalta Campeche |  | MEX0001827 | 252.4 | 17.9397 | -91.7331 | Gas |  |  |  |  | CFE/PIE | CFE-CENACE | http://base.energia.gob.mx/nacei/Archivos/3%20P%C3%A1gina%20Datos%20de%20Infraestructura/Ingl%C3%A9s/PowerPlantsAllGE100MW_NorthAmerica_201606.xlsx | North American Cooperation on Energy Information and ComisiÃ³n Reguladora de EnergÃ­a | 1013022 | 2016 | [12 empty] | 1979.98 | HYDRO-V1 | HYDRO-V1 | HYDRO-V1 | HYDRO-V1 | HYDRO-V1
MEX | Mexico | Pemex-PetroquÃ­mica Complejo PetroquÃ­mico Cangrejera |  | MEX0001837 | 163.5 | 18.0929 | -94.3591 | Gas |  |  |  |  | Pemex | CFE-CENACE | http://base.energia.gob.mx/nacei/Archivos/3%20P%C3%A1gina%20Datos%20de%20Infraestructura/Ingl%C3%A9s/PowerPlantsAllGE100MW_NorthAmerica_201606.xlsx | North American Cooperation on Energy Information and ComisiÃ³n Reguladora de EnergÃ­a | 1025448 | 2016 | [12 empty] | 1282.59 | HYDRO-V1 | HYDRO-V1 | HYDRO-V1 | HYDRO-V1 | HYDRO-V1
MEX | Mexico | Pemex-PetroquÃ­mica Complejo PetroquÃ­mico Morelos |  | MEX0001835 | 172 | 18.1405 | -94.3665 | Gas |  |  |  |  | Pemex | CFE-CENACE | http://base.energia.gob.mx/nacei/Archivos/3%20P%C3%A1gina%20Datos%20de%20Infraestructura/Ingl%C3%A9s/PowerPlantsAllGE100MW_NorthAmerica_201606.xlsx | North American Cooperation on Energy Information and ComisiÃ³n Reguladora de EnergÃ­a |  | 2016 | [12 empty] | 1349.27 | NO-ESTIMATION | NO-ESTIMATION | NO-ESTIMATION | NO-ESTIMATION | CAPACITY-FACTOR-V1
MEX | Mexico | CompaÃ±Ã­a de NitrÃ³geno de Cantarell |  | MEX0001813 | 362.6 | 18.6100 | -92.2647 | Gas |  |  |  |  | CompaÃ±Ã­a De NitrÃ³geno De Cantarell S. A. De C. V. | CFE-CENACE | http://base.energia.gob.mx/nacei/Archivos/3%20P%C3%A1gina%20Datos%20de%20Infraestructura/Ingl%C3%A9s/PowerPlantsAllGE100MW_NorthAmerica_201606.xlsx | North American Cooperation on Energy Information and ComisiÃ³n Reguladora de EnergÃ­a | 1039712 | 2016 | [12 empty] | 2844.46 | NO-ESTIMATION | NO-ESTIMATION | NO-ESTIMATION | NO-ESTIMATION | CAPACITY-FACTOR-V1
MEX | Mexico | Manuel Ãlvarez Moreno (Manzanillo) Paquete I |  | MEX0001778 | 727 | 19.0278 | -104.3192 | Gas |  |  |  |  | CFE | CFE-CENACE | http://base.energia.gob.mx/nacei/Archivos/3%20P%C3%A1gina%20Datos%20de%20Infraestructura/Ingl%C3%A9s/PowerPlantsAllGE100MW_NorthAmerica_201606.xlsx | North American Cooperation on Energy Information and ComisiÃ³n Reguladora de EnergÃ­a |  | 2016 | [12 empty] | 5703.05 | SOLAR-V1 | SOLAR-V1 | SOLAR-V1 | SOLAR-V1 | SOLAR-V1
MEX | Mexico | Manuel Ãlvarez Moreno (Manzanillo) Paquete II |  | MEX0001779 | 727 | 19.0278 | -104.3192 | Gas |  |  |  |  | CFE | CFE-CENACE | http://base.energia.gob.mx/nacei/Archivos/3%20P%C3%A1gina%20Datos%20de%20Infraestructura/Ingl%C3%A9s/PowerPlantsAllGE100MW_NorthAmerica_201606.xlsx | North American Cooperation on Energy Information and ComisiÃ³n Reguladora de EnergÃ­a |  | 2016 | [12 empty] | 5703.05 | NO-ESTIMATION | NO-ESTIMATION | NO-ESTIMATION | NO-ESTIMATION | CAPACITY-FACTOR-V1
MEX | Mexico | Dos Bocas |  | MEX0001805 | 452 | 19.0856 | -96.1464 | Gas |  |  |  |  | CFE | CFE-CENACE | http://base.energia.gob.mx/nacei/Archivos/3%20P%C3%A1gina%20Datos%20de%20Infraestructura/Ingl%C3%A9s/PowerPlantsAllGE100MW_NorthAmerica_201606.xlsx | North American Cooperation on Energy Information and ComisiÃ³n Reguladora de EnergÃ­a | 1013045 | 2016 | [12 empty] | 3545.77 | HYDRO-V1 | HYDRO-V1 | HYDRO-V1 | HYDRO-V1 | HYDRO-V1
MEX | Mexico | San Lorenzo Potencia |  | MEX0001811 | 382.1 | 19.1194 | -98.2412 | Gas |  |  |  |  | CFE | CFE-CENACE | http://base.energia.gob.mx/nacei/Archivos/3%20P%C3%A1gina%20Datos%20de%20Infraestructura/Ingl%C3%A9s/PowerPlantsAllGE100MW_NorthAmerica_201606.xlsx | North American Cooperation on Energy Information and ComisiÃ³n Reguladora de EnergÃ­a | 1056555 | 2016 | [12 empty] | 2997.43 | NO-ESTIMATION | NO-ESTIMATION | NO-ESTIMATION | NO-ESTIMATION | CAPACITY-FACTOR-V1
MEX | Mexico | Nonoalco |  | MEX0001839 | 106 | 19.4503 | -99.1500 | Gas |  |  |  |  | CFE | CFE-CENACE | http://base.energia.gob.mx/nacei/Archivos/3%20P%C3%A1gina%20Datos%20de%20Infraestructura/Ingl%C3%A9s/PowerPlantsAllGE100MW_NorthAmerica_201606.xlsx | North American Cooperation on Energy Information and ComisiÃ³n Reguladora de EnergÃ­a |  | 2016 | [12 empty] | 831.53 | NO-ESTIMATION | NO-ESTIMATION | NO-ESTIMATION | NO-ESTIMATION | CAPACITY-FACTOR-V1
MEX | Mexico | Valle de MÃ©xico (CC) |  | MEX0001787 | 549.3 | 19.6183 | -98.9764 | Gas |  |  |  |  | CFE | CFE-CENACE | http://base.energia.gob.mx/nacei/Archivos/3%20P%C3%A1gina%20Datos%20de%20Infraestructura/Ingl%C3%A9s/PowerPlantsAllGE100MW_NorthAmerica_201606.xlsx | North American Cooperation on Energy Information and ComisiÃ³n Reguladora de EnergÃ­a |  | 2016 | [12 empty] | 4309.06 | NO-ESTIMATION | NO-ESTIMATION | NO-ESTIMATION | NO-ESTIMATION | CAPACITY-FACTOR-V1
MEX | Mexico | Valle de MÃ©xico (Vapor) |  | MEX0001808 | 450 | 19.6183 | -98.9764 | Gas |  |  |  |  | CFE | CFE-CENACE | http://base.energia.gob.mx/nacei/Archivos/3%20P%C3%A1gina%20Datos%20de%20Infraestructura/Ingl%C3%A9s/PowerPlantsAllGE100MW_NorthAmerica_201606.xlsx | North American Cooperation on Energy Information and ComisiÃ³n Reguladora de EnergÃ­a |  | 2016 | [12 empty] | 3530.08 | NO-ESTIMATION | NO-ESTIMATION | NO-ESTIMATION | NO-ESTIMATION | CAPACITY-FACTOR-V1
MEX | Mexico | Pemex-RefinaciÃ³n RefinerÃ­a Miguel Hidalgo |  | MEX0001841 | 133.7 | 20.0489 | -99.2802 | Gas |  |  |  |  | Pemex | CFE-CENACE | http://base.energia.gob.mx/nacei/Archivos/3%20P%C3%A1gina%20Datos%20de%20Infraestructura/Ingl%C3%A9s/PowerPlantsAllGE100MW_NorthAmerica_201606.xlsx | North American Cooperation on Energy Information and ComisiÃ³n Reguladora de EnergÃ­a |  | 2016 | [12 empty] | 1048.82 | NO-ESTIMATION | NO-ESTIMATION | NO-ESTIMATION | NO-ESTIMATION | CAPACITY-FACTOR-V1
MEX | Mexico | Tula |  | MEX0001801 | 489 | 20.0596 | -99.2774 | Gas |  |  |  |  | CFE | CFE-CENACE | http://base.energia.gob.mx/nacei/Archivos/3%20P%C3%A1gina%20Datos%20de%20Infraestructura/Ingl%C3%A9s/PowerPlantsAllGE100MW_NorthAmerica_201606.xlsx | North American Cooperation on Energy Information and ComisiÃ³n Reguladora de EnergÃ­a |  | 2016 | [12 empty] | 3836.02 | HYDRO-V1 | HYDRO-V1 | HYDRO-V1 | HYDRO-V1 | HYDRO-V1
MEX | Mexico | El SÃ¡uz |  | MEX0001804 | 591 | 20.4575 | -100.1206 | Gas |  |  |  |  | CFE | CFE-CENACE | http://base.energia.gob.mx/nacei/Archivos/3%20P%C3%A1gina%20Datos%20de%20Infraestructura/Ingl%C3%A9s/PowerPlantsAllGE100MW_NorthAmerica_201606.xlsx | North American Cooperation on Energy Information and ComisiÃ³n Reguladora de EnergÃ­a | 1013049 | 2016 | [12 empty] | 4636.18 | NO-ESTIMATION | NO-ESTIMATION | NO-ESTIMATION | NO-ESTIMATION | CAPACITY-FACTOR-V1
MEX | Mexico | BajÃ­o (El SÃ¡uz) |  | MEX0001795 | 495 | 20.4584 | -100.1208 | Gas |  |  |  |  | CFE/PIE | CFE-CENACE | http://base.energia.gob.mx/nacei/Archivos/3%20P%C3%A1gina%20Datos%20de%20Infraestructura/Ingl%C3%A9s/PowerPlantsAllGE100MW_NorthAmerica_201606.xlsx | North American Cooperation on Energy Information and ComisiÃ³n Reguladora de EnergÃ­a |  | 2016 | [12 empty] | 3883.09 | HYDRO-V1 | HYDRO-V1 | HYDRO-V1 | HYDRO-V1 | HYDRO-V1
MEX | Mexico | Pemex-RefinaciÃ³n Ing. Antonio M. Amor |  | MEX0001840 | 142.8 | 20.5814 | -101.1799 | Gas |  |  |  |  | Pemex | CFE-CENACE | http://base.energia.gob.mx/nacei/Archivos/3%20P%C3%A1gina%20Datos%20de%20Infraestructura/Ingl%C3%A9s/PowerPlantsAllGE100MW_NorthAmerica_201606.xlsx | North American Cooperation on Energy Information and ComisiÃ³n Reguladora de EnergÃ­a | 1115691 | 2016 | [12 empty] | 1120.21 | HYDRO-V1 | HYDRO-V1 | HYDRO-V1 | HYDRO-V1 | HYDRO-V1
MEX | Mexico | Valladolid III |  | MEX0001790 | 525 | 20.6931 | -88.2675 | Gas |  |  |  |  | CFE/PIE | CFE-CENACE | http://base.energia.gob.mx/nacei/Archivos/3%20P%C3%A1gina%20Datos%20de%20Infraestructura/Ingl%C3%A9s/PowerPlantsAllGE100MW_NorthAmerica_201606.xlsx | North American Cooperation on Energy Information and ComisiÃ³n Reguladora de EnergÃ­a | 1053376 | 2016 | [12 empty] | 4118.43 | NO-ESTIMATION | NO-ESTIMATION | NO-ESTIMATION | NO-ESTIMATION | CAPACITY-FACTOR-V1
MEX | Mexico | Felipe Carrillo Puerto (Valladolid) |  | MEX0001832 | 220 | 20.6971 | -88.2659 | Gas |  |  |  |  | CFE | CFE-CENACE | http://base.energia.gob.mx/nacei/Archivos/3%20P%C3%A1gina%20Datos%20de%20Infraestructura/Ingl%C3%A9s/PowerPlantsAllGE100MW_NorthAmerica_201606.xlsx | North American Cooperation on Energy Information and ComisiÃ³n Reguladora de EnergÃ­a | 1053376 | 2016 | [12 empty] | 1725.82 | NO-ESTIMATION | NO-ESTIMATION | NO-ESTIMATION | NO-ESTIMATION | SOLAR-V1
MEX | Mexico | Tuxpan III y IV |  | MEX0001775 | 983 | 20.8386 | -97.2536 | Gas |  |  |  |  | CFE/PIE | CFE-CENACE | http://base.energia.gob.mx/nacei/Archivos/3%20P%C3%A1gina%20Datos%20de%20Infraestructura/Ingl%C3%A9s/PowerPlantsAllGE100MW_NorthAmerica_201606.xlsx | North American Cooperation on Energy Information and ComisiÃ³n Reguladora de EnergÃ­a |  | 2016 | [12 empty] | 7711.28 | NO-ESTIMATION | NO-ESTIMATION | NO-ESTIMATION | NO-ESTIMATION | CAPACITY-FACTOR-V1
MEX | Mexico | Tuxpan II |  | MEX0001798 | 495 | 20.8390 | -97.2534 | Gas |  |  |  |  | CFE/PIE | CFE-CENACE | http://base.energia.gob.mx/nacei/Archivos/3%20P%C3%A1gina%20Datos%20de%20Infraestructura/Ingl%C3%A9s/PowerPlantsAllGE100MW_NorthAmerica_201606.xlsx | North American Cooperation on Energy Information and ComisiÃ³n Reguladora de EnergÃ­a | 1059199 | 2016 | [12 empty] | 3883.09 | NO-ESTIMATION | NO-ESTIMATION | NO-ESTIMATION | NO-ESTIMATION | CAPACITY-FACTOR-V1
MEX | Mexico | Tuxpan V |  | MEX0001799 | 495 | 20.8453 | -97.2442 | Gas |  |  |  |  | CFE/PIE | CFE-CENACE | http://base.energia.gob.mx/nacei/Archivos/3%20P%C3%A1gina%20Datos%20de%20Infraestructura/Ingl%C3%A9s/PowerPlantsAllGE100MW_NorthAmerica_201606.xlsx | North American Cooperation on Energy Information and ComisiÃ³n Reguladora de EnergÃ­a | 1059199 | 2016 | [12 empty] | 3883.09 | NO-ESTIMATION | NO-ESTIMATION | NO-ESTIMATION | NO-ESTIMATION | CAPACITY-FACTOR-V1
MEX | Mexico | MÃ©rida III |  | MEX0001803 | 484 | 20.9336 | -89.6992 | Gas |  |  |  |  | CFE/PIE | CFE-CENACE | http://base.energia.gob.mx/nacei/Archivos/3%20P%C3%A1gina%20Datos%20de%20Infraestructura/Ingl%C3%A9s/PowerPlantsAllGE100MW_NorthAmerica_201606.xlsx | North American Cooperation on Energy Information and ComisiÃ³n Reguladora de EnergÃ­a | 1009772 | 2016 | [12 empty] | 3796.8 | NO-ESTIMATION | NO-ESTIMATION | NO-ESTIMATION | NO-ESTIMATION | SOLAR-V1
MEX | Mexico | EnergÃ­a Azteca VIII |  | MEX0001842 | 131.1 | 21.2452 | -100.6111 | Gas |  |  |  |  | EnergÃ­a Azteca VIII S. De R. L. De C. V. | CFE-CENACE | http://base.energia.gob.mx/nacei/Archivos/3%20P%C3%A1gina%20Datos%20de%20Infraestructura/Ingl%C3%A9s/PowerPlantsAllGE100MW_NorthAmerica_201606.xlsx | North American Cooperation on Energy Information and ComisiÃ³n Reguladora de EnergÃ­a |  | 2016 | [12 empty] | 1028.43 | HYDRO-V1 | HYDRO-V1 | HYDRO-V1 | HYDRO-V1 | HYDRO-V1
MEX | Mexico | Tamazunchale |  | MEX0001772 | 1135 | 21.3113 | -98.7565 | Gas |  |  |  |  | CFE/PIE | CFE-CENACE | http://base.energia.gob.mx/nacei/Archivos/3%20P%C3%A1gina%20Datos%20de%20Infraestructura/Ingl%C3%A9s/PowerPlantsAllGE100MW_NorthAmerica_201606.xlsx | North American Cooperation on Energy Information and ComisiÃ³n Reguladora de EnergÃ­a | 1053375 | 2016 | [12 empty] | 8903.66 | NO-ESTIMATION | NO-ESTIMATION | NO-ESTIMATION | SOLAR-V1 | SOLAR-V1
MEX | Mexico | Pemex-RefinaciÃ³n RefinerÃ­a Francisco I. Madero |  | MEX0001843 | 129 | 22.2667 | -97.8000 | Gas |  |  |  |  | Pemex | CFE-CENACE | http://base.energia.gob.mx/nacei/Archivos/3%20P%C3%A1gina%20Datos%20de%20Infraestructura/Ingl%C3%A9s/PowerPlantsAllGE100MW_NorthAmerica_201606.xlsx | North American Cooperation on Energy Information and ComisiÃ³n Reguladora de EnergÃ­a | 1114701 | 2016 | [12 empty] | 1011.95 | NO-ESTIMATION | NO-ESTIMATION | NO-ESTIMATION | SOLAR-V1 | SOLAR-V1
MEX | Mexico | Enertek |  | MEX0001844 | 128 | 22.3739 | -97.8913 | Gas |  |  |  |  | Enertek S. A. De C. V. | CFE-CENACE | http://base.energia.gob.mx/nacei/Archivos/3%20P%C3%A1gina%20Datos%20de%20Infraestructura/Ingl%C3%A9s/PowerPlantsAllGE100MW_NorthAmerica_201606.xlsx | North American Cooperation on Energy Information and ComisiÃ³n Reguladora de EnergÃ­a |  | 2016 | [12 empty] | 1004.11 | NO-ESTIMATION | NO-ESTIMATION | NO-ESTIMATION | NO-ESTIMATION | CAPACITY-FACTOR-V1
MEX | Mexico | Altamira III y IV |  | MEX0001774 | 1036 | 22.4939 | -97.9014 | Gas |  |  |  |  | CFE/PIE | CFE-CENACE | http://base.energia.gob.mx/nacei/Archivos/3%20P%C3%A1gina%20Datos%20de%20Infraestructura/Ingl%C3%A9s/PowerPlantsAllGE100MW_NorthAmerica_201606.xlsx | North American Cooperation on Energy Information and ComisiÃ³n Reguladora de EnergÃ­a |  | 2016 | [12 empty] | 8127.04 | HYDRO-V1 | HYDRO-V1 | HYDRO-V1 | HYDRO-V1 | HYDRO-V1
MEX | Mexico | Altamira II |  | MEX0001794 | 495 | 22.4978 | -97.9017 | Gas |  |  |  |  | CFE/PIE | CFE-CENACE | http://base.energia.gob.mx/nacei/Archivos/3%20P%C3%A1gina%20Datos%20de%20Infraestructura/Ingl%C3%A9s/PowerPlantsAllGE100MW_NorthAmerica_201606.xlsx | North American Cooperation on Energy Information and ComisiÃ³n Reguladora de EnergÃ­a | 1043683 | 2016 | [12 empty] | 3883.09 | NO-ESTIMATION | NO-ESTIMATION | NO-ESTIMATION | NO-ESTIMATION | CAPACITY-FACTOR-V1
MEX | Mexico | Altamira V |  | MEX0001773 | 1121 | 22.4997 | -97.9053 | Gas |  |  |  |  | CFE/PIE | CFE-CENACE | http://base.energia.gob.mx/nacei/Archivos/3%20P%C3%A1gina%20Datos%20de%20Infraestructura/Ingl%C3%A9s/PowerPlantsAllGE100MW_NorthAmerica_201606.xlsx | North American Cooperation on Energy Information and ComisiÃ³n Reguladora de EnergÃ­a | 1053373 | 2016 | [12 empty] | 8793.84 | NO-ESTIMATION | NO-ESTIMATION | NO-ESTIMATION | NO-ESTIMATION | CAPACITY-FACTOR-V1
MEX | Mexico | Norte Durango (La Trinidad) |  | MEX0001807 | 450 | 24.2297 | -104.4796 | Gas |  |  |  |  | CFE/PIE | CFE-CENACE | http://base.energia.gob.mx/nacei/Archivos/3%20P%C3%A1gina%20Datos%20de%20Infraestructura/Ingl%C3%A9s/PowerPlantsAllGE100MW_NorthAmerica_201606.xlsx | North American Cooperation on Energy Information and ComisiÃ³n Reguladora de EnergÃ­a | 1066941 | 2016 | [12 empty] | 3530.08 | NO-ESTIMATION | NO-ESTIMATION | NO-ESTIMATION | NO-ESTIMATION | CAPACITY-FACTOR-V1
MEX | Mexico | GÃ³mez Palacio |  | MEX0001830 | 239.8 | 25.5934 | -103.4772 | Gas |  |  |  |  | CFE | CFE-CENACE | http://base.energia.gob.mx/nacei/Archivos/3%20P%C3%A1gina%20Datos%20de%20Infraestructura/Ingl%C3%A9s/PowerPlantsAllGE100MW_NorthAmerica_201606.xlsx | North American Cooperation on Energy Information and ComisiÃ³n Reguladora de EnergÃ­a | 1013061 | 2016 | [12 empty] | 1881.14 | NO-ESTIMATION | NO-ESTIMATION | NO-ESTIMATION | NO-ESTIMATION | SOLAR-V1
MEX | Mexico | Saltillo |  | MEX0001829 | 247.5 | 25.5939 | -100.9164 | Gas |  |  |  |  | CFE/PIE | CFE-CENACE | http://base.energia.gob.mx/nacei/Archivos/3%20P%C3%A1gina%20Datos%20de%20Infraestructura/Ingl%C3%A9s/PowerPlantsAllGE100MW_NorthAmerica_201606.xlsx | North American Cooperation on Energy Information and ComisiÃ³n Reguladora de EnergÃ­a | 1110134¦1110595¦1115552 | 2016 | [12 empty] | 1941.54 | NO-ESTIMATION | NO-ESTIMATION | NO-ESTIMATION | NO-ESTIMATION | NO-ESTIMATION
MEX | Mexico | La Laguna II |  | MEX0001793 | 498 | 25.6017 | -103.4672 | Gas |  |  |  |  | CFE/PIE | CFE-CENACE | http://base.energia.gob.mx/nacei/Archivos/3%20P%C3%A1gina%20Datos%20de%20Infraestructura/Ingl%C3%A9s/PowerPlantsAllGE100MW_NorthAmerica_201606.xlsx | North American Cooperation on Energy Information and ComisiÃ³n Reguladora de EnergÃ­a |  | 2016 | [12 empty] | 3906.63 | NO-ESTIMATION | NO-ESTIMATION | NO-ESTIMATION | NO-ESTIMATION | NO-ESTIMATION
MEX | Mexico | HuinalÃ¡ (CC) |  | MEX0001788 | 377.7 | 25.7180 | -100.0962 | Gas |  |  |  |  | CFE | CFE-CENACE | http://base.energia.gob.mx/nacei/Archivos/3%20P%C3%A1gina%20Datos%20de%20Infraestructura/Ingl%C3%A9s/PowerPlantsAllGE100MW_NorthAmerica_201606.xlsx | North American Cooperation on Energy Information and ComisiÃ³n Reguladora de EnergÃ­a |  | 2016 | [12 empty] | 2962.92 | HYDRO-V1 | HYDRO-V1 | HYDRO-V1 | HYDRO-V1 | HYDRO-V1
MEX | Mexico | Monterrey III (Dulces Nombres) |  | MEX0001809 | 449 | 25.7192 | -100.1017 | Gas |  |  |  |  | CFE/PIE | CFE-CENACE | http://base.energia.gob.mx/nacei/Archivos/3%20P%C3%A1gina%20Datos%20de%20Infraestructura/Ingl%C3%A9s/PowerPlantsAllGE100MW_NorthAmerica_201606.xlsx | North American Cooperation on Energy Information and ComisiÃ³n Reguladora de EnergÃ­a | 1013109¦1047026 | 2016 | [12 empty] | 3522.24 | HYDRO-V1 | HYDRO-V1 | HYDRO-V1 | HYDRO-V1 | HYDRO-V1
MEX | Mexico | HuinalÃ¡ (TurbogÃ¡s) |  | MEX0001789 | 150 | 25.7195 | -100.1016 | Gas |  |  |  |  | CFE | CFE-CENACE | http://base.energia.gob.mx/nacei/Archivos/3%20P%C3%A1gina%20Datos%20de%20Infraestructura/Ingl%C3%A9s/PowerPlantsAllGE100MW_NorthAmerica_201606.xlsx | North American Cooperation on Energy Information and ComisiÃ³n Reguladora de EnergÃ­a |  | 2016 | [12 empty] | 1176.69 | NO-ESTIMATION | NO-ESTIMATION | NO-ESTIMATION | NO-ESTIMATION | CAPACITY-FACTOR-V1
MEX | Mexico | HuinalÃ¡ II |  | MEX0001806 | 471.2 | 25.7221 | -100.1034 | Gas |  |  |  |  | CFE | CFE-CENACE | http://base.energia.gob.mx/nacei/Archivos/3%20P%C3%A1gina%20Datos%20de%20Infraestructura/Ingl%C3%A9s/PowerPlantsAllGE100MW_NorthAmerica_201606.xlsx | North American Cooperation on Energy Information and ComisiÃ³n Reguladora de EnergÃ­a |  | 2016 | [12 empty] | 3696.39 | NO-ESTIMATION | NO-ESTIMATION | NO-ESTIMATION | NO-ESTIMATION | CAPACITY-FACTOR-V1
MEX | Mexico | Iberdrola EnergÃ­a Monterrey |  | MEX0001782 | 659.2 | 25.7403 | -100.0680 | Gas |  |  |  |  | Iberdrola EnergÃ­a Monterrey S. A. De C. V. | CFE-CENACE | http://base.energia.gob.mx/nacei/Archivos/3%20P%C3%A1gina%20Datos%20de%20Infraestructura/Ingl%C3%A9s/PowerPlantsAllGE100MW_NorthAmerica_201606.xlsx | North American Cooperation on Energy Information and ComisiÃ³n Reguladora de EnergÃ­a | 1013109 | 2016 | [12 empty] | 5171.18 | NO-ESTIMATION | NO-ESTIMATION | NO-ESTIMATION | NO-ESTIMATION | CAPACITY-FACTOR-V1
MEX | Mexico | Tractebel EnergÃ­a de Monterrey |  | MEX0001824 | 284 | 25.7674 | -100.5482 | Gas |  |  |  |  | Tractebel EnergÃ­a De Monterrey S. De R. L. De C. V. | CFE-CENACE | http://base.energia.gob.mx/nacei/Archivos/3%20P%C3%A1gina%20Datos%20de%20Infraestructura/Ingl%C3%A9s/PowerPlantsAllGE100MW_NorthAmerica_201606.xlsx | North American Cooperation on Energy Information and ComisiÃ³n Reguladora de EnergÃ­a | 1048400 | 2016 | [12 empty] | 2227.87 | HYDRO-V1 | HYDRO-V1 | HYDRO-V1 | HYDRO-V1 | HYDRO-V1
MEX | Mexico | RÃ­o Bravo II (AnÃ¡huac) |  | MEX0001796 | 495 | 25.7969 | -97.7828 | Gas |  |  |  |  | CFE/PIE | CFE-CENACE | http://base.energia.gob.mx/nacei/Archivos/3%20P%C3%A1gina%20Datos%20de%20Infraestructura/Ingl%C3%A9s/PowerPlantsAllGE100MW_NorthAmerica_201606.xlsx | North American Cooperation on Energy Information and ComisiÃ³n Reguladora de EnergÃ­a |  | 2016 | [12 empty] | 3883.09 | SOLAR-V1 | SOLAR-V1 | SOLAR-V1 | SOLAR-V1 | SOLAR-V1
MEX | Mexico | RÃ­o Bravo III |  | MEX0001797 | 495 | 25.7969 | -97.7828 | Gas |  |  |  |  | CFE/PIE | CFE-CENACE | http://base.energia.gob.mx/nacei/Archivos/3%20P%C3%A1gina%20Datos%20de%20Infraestructura/Ingl%C3%A9s/PowerPlantsAllGE100MW_NorthAmerica_201606.xlsx | North American Cooperation on Energy Information and ComisiÃ³n Reguladora de EnergÃ­a |  | 2016 | [12 empty] | 3883.09 | NO-ESTIMATION | NO-ESTIMATION | NO-ESTIMATION | NO-ESTIMATION | CAPACITY-FACTOR-V1
MEX | Mexico | Emilio Portes Gil (RÃ­o Bravo) (CC) |  | MEX0001833 | 211.1 | 25.9821 | -98.0627 | Gas |  |  |  |  | CFE | CFE-CENACE | http://base.energia.gob.mx/nacei/Archivos/3%20P%C3%A1gina%20Datos%20de%20Infraestructura/Ingl%C3%A9s/PowerPlantsAllGE100MW_NorthAmerica_201606.xlsx | North American Cooperation on Energy Information and ComisiÃ³n Reguladora de EnergÃ­a |  | 2016 | [12 empty] | 1656 | NO-ESTIMATION | NO-ESTIMATION | NO-ESTIMATION | NO-ESTIMATION | CAPACITY-FACTOR-V1
MEX | Mexico | Emilio Portes Gil (RÃ­o Bravo) (Vapor) |  | MEX0001820 | 300 | 25.9821 | -98.0627 | Gas |  |  |  |  | CFE | CFE-CENACE | http://base.energia.gob.mx/nacei/Archivos/3%20P%C3%A1gina%20Datos%20de%20Infraestructura/Ingl%C3%A9s/PowerPlantsAllGE100MW_NorthAmerica_201606.xlsx | North American Cooperation on Energy Information and ComisiÃ³n Reguladora de EnergÃ­a |  | 2016 | [12 empty] | 2353.39 | NO-ESTIMATION | NO-ESTIMATION | NO-ESTIMATION | NO-ESTIMATION | CAPACITY-FACTOR-V1
MEX | Mexico | RÃ­o Bravo IV |  | MEX0001792 | 500 | 25.9821 | -98.0627 | Gas |  |  |  |  | CFE/PIE | CFE-CENACE | http://base.energia.gob.mx/nacei/Archivos/3%20P%C3%A1gina%20Datos%20de%20Infraestructura/Ingl%C3%A9s/PowerPlantsAllGE100MW_NorthAmerica_201606.xlsx | North American Cooperation on Energy Information and ComisiÃ³n Reguladora de EnergÃ­a |  | 2016 | [12 empty] | 3922.32 | NO-ESTIMATION | NO-ESTIMATION | NO-ESTIMATION | NO-ESTIMATION | NO-ESTIMATION
MEX | Mexico | Norte II |  | MEX0001810 | 433 | 28.4333 | -105.9153 | Gas |  |  |  |  | CFE/PIE | CFE-CENACE | http://base.energia.gob.mx/nacei/Archivos/3%20P%C3%A1gina%20Datos%20de%20Infraestructura/Ingl%C3%A9s/PowerPlantsAllGE100MW_NorthAmerica_201606.xlsx | North American Cooperation on Energy Information and ComisiÃ³n Reguladora de EnergÃ­a | 1066941¦1083129 | 2016 | [12 empty] | 3396.72 | NO-ESTIMATION | NO-ESTIMATION | NO-ESTIMATION | NO-ESTIMATION | CAPACITY-FACTOR-V1
MEX | Mexico | Chihuahua II (El Encino) |  | MEX0001784 | 619.4 | 28.4461 | -105.9200 | Gas |  |  |  |  | CFE | CFE-CENACE | http://base.energia.gob.mx/nacei/Archivos/3%20P%C3%A1gina%20Datos%20de%20Infraestructura/Ingl%C3%A9s/PowerPlantsAllGE100MW_NorthAmerica_201606.xlsx | North American Cooperation on Energy Information and ComisiÃ³n Reguladora de EnergÃ­a | 1013048 | 2016 | [12 empty] | 4858.97 | NO-ESTIMATION | NO-ESTIMATION | NO-ESTIMATION | NO-ESTIMATION | CAPACITY-FACTOR-V1
MEX | Mexico | Altos Hornos de MÃ©xico |  | MEX0001834 | 180.3 | 28.4658 | -100.7001 | Gas |  |  |  |  | Altos Hornos De MÃ©xico S. A. De C. V. | CFE-CENACE | http://base.energia.gob.mx/nacei/Archivos/3%20P%C3%A1gina%20Datos%20de%20Infraestructura/Ingl%C3%A9s/PowerPlantsAllGE100MW_NorthAmerica_201606.xlsx | North American Cooperation on Energy Information and ComisiÃ³n Reguladora de EnergÃ­a |  | 2016 | [12 empty] | 1414.38 | NO-ESTIMATION | NO-ESTIMATION | NO-ESTIMATION | NO-ESTIMATION | CAPACITY-FACTOR-V1
MEX | Mexico | Hermosillo |  | MEX0001831 | 227 | 29.0331 | -110.8351 | Gas |  |  |  |  | CFE | CFE-CENACE | http://base.energia.gob.mx/nacei/Archivos/3%20P%C3%A1gina%20Datos%20de%20Infraestructura/Ingl%C3%A9s/PowerPlantsAllGE100MW_NorthAmerica_201606.xlsx | North American Cooperation on Energy Information and ComisiÃ³n Reguladora de EnergÃ­a |  | 2016 | [12 empty] | 1780.73 | HYDRO-V1 | HYDRO-V1 | HYDRO-V1 | HYDRO-V1 | HYDRO-V1
MEX | Mexico | Fuerza y EnergÃ­a de Hermosillo |  | MEX0001828 | 250 | 29.0806 | -111.0250 | Gas |  |  |  |  | CFE/PIE | CFE-CENACE | http://base.energia.gob.mx/nacei/Archivos/3%20P%C3%A1gina%20Datos%20de%20Infraestructura/Ingl%C3%A9s/PowerPlantsAllGE100MW_NorthAmerica_201606.xlsx | North American Cooperation on Energy Information and ComisiÃ³n Reguladora de EnergÃ­a | 1043680 | 2016 | [12 empty] | 1961.16 | NO-ESTIMATION | NO-ESTIMATION | NO-ESTIMATION | NO-ESTIMATION | CAPACITY-FACTOR-V1
MEX | Mexico | Naco Nogales |  | MEX0001826 | 258 | 31.2222 | -109.6081 | Gas |  |  |  |  | CFE/PIE | CFE-CENACE | http://base.energia.gob.mx/nacei/Archivos/3%20P%C3%A1gina%20Datos%20de%20Infraestructura/Ingl%C3%A9s/PowerPlantsAllGE100MW_NorthAmerica_201606.xlsx | North American Cooperation on Energy Information and ComisiÃ³n Reguladora de EnergÃ­a | 1038434 | 2016 | [12 empty] | 2023.91 | NO-ESTIMATION | NO-ESTIMATION | NO-ESTIMATION | NO-ESTIMATION | CAPACITY-FACTOR-V1
MEX | Mexico | Samalayuca II |  | MEX0001791 | 521.8 | 31.3276 | -106.4841 | Gas |  |  |  |  | CFE | CFE-CENACE | http://base.energia.gob.mx/nacei/Archivos/3%20P%C3%A1gina%20Datos%20de%20Infraestructura/Ingl%C3%A9s/PowerPlantsAllGE100MW_NorthAmerica_201606.xlsx | North American Cooperation on Energy Information and ComisiÃ³n Reguladora de EnergÃ­a | 1013138 | 2016 | [12 empty] | 4093.33 | NO-ESTIMATION | NO-ESTIMATION | NO-ESTIMATION | NO-ESTIMATION | SOLAR-V1
MEX | Mexico | Transalta Chihuahua III |  | MEX0001825 | 259 | 31.3308 | -106.4865 | Gas |  |  |  |  | CFE/PIE | CFE-CENACE | http://base.energia.gob.mx/nacei/Archivos/3%20P%C3%A1gina%20Datos%20de%20Infraestructura/Ingl%C3%A9s/PowerPlantsAllGE100MW_NorthAmerica_201606.xlsx | North American Cooperation on Energy Information and ComisiÃ³n Reguladora de EnergÃ­a | 1050681 | 2016 | [12 empty] | 2031.76 | NO-ESTIMATION | NO-ESTIMATION | NO-ESTIMATION | WIND-V1 | WIND-V1
MEX | Mexico | Tijuana |  | MEX0001838 | 345 | 32.3685 | -117.0694 | Gas |  |  |  |  | CFE | CFE-CENACE | http://base.energia.gob.mx/nacei/Archivos/3%20P%C3%A1gina%20Datos%20de%20Infraestructura/Ingl%C3%A9s/PowerPlantsAllGE100MW_NorthAmerica_201606.xlsx | North American Cooperation on Energy Information and ComisiÃ³n Reguladora de EnergÃ­a | 1013162 | 2016 | [12 empty] | 2706.4 | WIND-V1 | WIND-V1 | WIND-V1 | WIND-V1 | WIND-V1
MEX | Mexico | Presidente JuÃ¡rez (Rosarito) (CC) |  | MEX0001777 | 773 | 32.3698 | -117.0685 | Gas |  |  |  |  | CFE | CFE-CENACE | http://base.energia.gob.mx/nacei/Archivos/3%20P%C3%A1gina%20Datos%20de%20Infraestructura/Ingl%C3%A9s/PowerPlantsAllGE100MW_NorthAmerica_201606.xlsx | North American Cooperation on Energy Information and ComisiÃ³n Reguladora de EnergÃ­a |  | 2016 | [12 empty] | 6063.9 | NO-ESTIMATION | NO-ESTIMATION | NO-ESTIMATION | NO-ESTIMATION | CAPACITY-FACTOR-V1
MEX | Mexico | Mexicali |  | MEX0001800 | 489 | 32.5981 | -115.6297 | Gas |  |  |  |  | CFE/PIE | CFE-CENACE | http://base.energia.gob.mx/nacei/Archivos/3%20P%C3%A1gina%20Datos%20de%20Infraestructura/Ingl%C3%A9s/PowerPlantsAllGE100MW_NorthAmerica_201606.xlsx | North American Cooperation on Energy Information and ComisiÃ³n Reguladora de EnergÃ­a | 1050590 | 2016 | [12 empty] | 3836.02 | HYDRO-V1 | HYDRO-V1 | HYDRO-V1 | HYDRO-V1 | HYDRO-V1
MEX | Mexico | EnergÃ­a Azteca X |  | MEX0001821 | 298.6 | 32.5982 | -115.6297 | Gas |  |  |  |  | EnergÃ­a Azteca X S. De R. L. De C. V. | CFE-CENACE | http://base.energia.gob.mx/nacei/Archivos/3%20P%C3%A1gina%20Datos%20de%20Infraestructura/Ingl%C3%A9s/PowerPlantsAllGE100MW_NorthAmerica_201606.xlsx | North American Cooperation on Energy Information and ComisiÃ³n Reguladora de EnergÃ­a |  | 2016 | [12 empty] | 2342.4 | HYDRO-V1 | HYDRO-V1 | HYDRO-V1 | HYDRO-V1 | HYDRO-V1
MEX | Mexico | Energia de BC |  | MEX0001814 | 337.1 | 32.6009 | -115.6275 | Gas |  |  |  |  | Energia De Bc S. De R.l. De C. V. | CFE-CENACE | http://base.energia.gob.mx/nacei/Archivos/3%20P%C3%A1gina%20Datos%20de%20Infraestructura/Ingl%C3%A9s/PowerPlantsAllGE100MW_NorthAmerica_201606.xlsx | North American Cooperation on Energy Information and ComisiÃ³n Reguladora de EnergÃ­a |  | 2016 | [12 empty] | 2644.42 | WIND-V1 | WIND-V1 | WIND-V1 | WIND-V1 | WIND-V1
MEX | Mexico | Termoelectrica de Mexicali |  | MEX0001781 | 679.7 | 32.6013 | -115.6615 | Gas |  |  |  |  | Termoelectrica De Mexicali S. De R.l. De C. V. | CFE-CENACE | http://base.energia.gob.mx/nacei/Archivos/3%20P%C3%A1gina%20Datos%20de%20Infraestructura/Ingl%C3%A9s/PowerPlantsAllGE100MW_NorthAmerica_201606.xlsx | North American Cooperation on Energy Information and ComisiÃ³n Reguladora de EnergÃ­a | 1050590 | 2016 | [12 empty] | 5332 | NO-ESTIMATION | NO-ESTIMATION | NO-ESTIMATION | NO-ESTIMATION | CAPACITY-FACTOR-V1
MMR | Myanmar | Ngam Tae |  | WRI1061382 | 230 | 16.4600 | 97.6550 | Gas |  |  |  | 2017.0 | Myanmar Lighting | Myanmar Times | https://www.mmtimes.com/business/21535-thai-firm-to-invest-in-mawlamyine-power-plant.html | WRI | [14 empty] | 1263.63 | NO-ESTIMATION | NO-ESTIMATION | NO-ESTIMATION | NO-ESTIMATION | CAPACITY-FACTOR-V1
MMR | Myanmar | Mawlamyaing |  | WRI1061360 | 12 | 16.4700 | 97.6540 | Gas |  |  |  | 1980.0 |  | Open Development Myanmar | https://opendevelopmentmyanmar.net/dataset/?id=myanmar-power-stations&search_query=P3R5cGU9ZGF0YXNldCZ0YXhvbm9teT1hbGwmc29ydGluZz1zY29yZSZxdWVyeT1wb3dlcg== | WRI | 1023240 |  |  |  | 60.0 |  |  |  |  | Open Development Myanmar |  |  |  |  | 65.92 | NO-ESTIMATION | NO-ESTIMATION | NO-ESTIMATION | NO-ESTIMATION | CAPACITY-FACTOR-V1
MMR | Myanmar | Ahlone |  | WRI1061349 | 154.2 | 16.7800 | 96.1310 | Gas |  |  |  |  | Myanmar Electric Power Enterprise (MEPE) | Open Development Myanmar | https://opendevelopmentmyanmar.net/dataset/?id=myanmar-power-stations&search_query=P3R5cGU9ZGF0YXNldCZ0YXhvbm9teT1hbGwmc29ydGluZz1zY29yZSZxdWVyeT1wb3dlcg== | WRI | 1023224 |  |  |  | 990.0 |  |  |  |  | Open Development Myanmar |  |  |  |  | 847.18 | NO-ESTIMATION | NO-ESTIMATION | NO-ESTIMATION | NO-ESTIMATION | CAPACITY-FACTOR-V1
MMR | Myanmar | Thakayta |  | WRI1061369 | 92 | 16.8100 | 96.2260 | Gas | Oil |  |  | 1990.0 |  | Open Development Myanmar | https://opendevelopmentmyanmar.net/dataset/?id=myanmar-power-stations&search_query=P3R5cGU9ZGF0YXNldCZ0YXhvbm9teT1hbGwmc29ydGluZz1zY29yZSZxdWVyeT1wb3dlcg== | WRI | 1023266 |  |  |  | 568.0 |  |  |  |  | Open Development Myanmar |  |  |  |  | 505.45 | NO-ESTIMATION | NO-ESTIMATION | NO-ESTIMATION | NO-ESTIMATION | CAPACITY-FACTOR-V1
MMR | Myanmar | Ywama |  | WRI1061375 | 70.3 | 16.9000 | 96.0890 | Gas | [5 empty] | Open Development Myanmar | https://opendevelopmentmyanmar.net/dataset/?id=myanmar-power-stations&search_query=P3R5cGU9ZGF0YXNldCZ0YXhvbm9teT1hbGwmc29ydGluZz1zY29yZSZxdWVyeT1wb3dlcg== | WRI | 1023271 |  |  |  | 238.0 |  |  |  |  | Open Development Myanmar |  |  |  |  | 386.23 | NO-ESTIMATION | NO-ESTIMATION | NO-ESTIMATION | NO-ESTIMATION | NO-ESTIMATION
MMR | Myanmar | Thaton |  | WRI1061371 | 50.95 | 16.9600 | 97.4080 | Gas | [5 empty] | Open Development Myanmar | https://opendevelopmentmyanmar.net/dataset/?id=myanmar-power-stations&search_query=P3R5cGU9ZGF0YXNldCZ0YXhvbm9teT1hbGwmc29ydGluZz1zY29yZSZxdWVyeT1wb3dlcg== | WRI | 1023267 |  |  |  | 300.0 |  |  |  |  | Open Development Myanmar |  |  |  |  | 279.92 | NO-ESTIMATION | NO-ESTIMATION | NO-ESTIMATION | NO-ESTIMATION | CAPACITY-FACTOR-V1
MMR | Myanmar | Hlawga |  | WRI1061352 | 154.2 | 16.9800 | 96.1250 | Gas | [5 empty] | Open Development Myanmar | https://opendevelopmentmyanmar.net/dataset/?id=myanmar-power-stations&search_query=P3R5cGU9ZGF0YXNldCZ0YXhvbm9teT1hbGwmc29ydGluZz1zY29yZSZxdWVyeT1wb3dlcg== | WRI | 1109529 |  |  |  | 990.0 |  |  |  |  | Open Development Myanmar |  |  |  |  | 847.18 | NO-ESTIMATION | NO-ESTIMATION | NO-ESTIMATION | NO-ESTIMATION | NO-ESTIMATION
MMR | Myanmar | Myanaung |  | WRI1061362 | 34.7 | 18.3100 | 95.2970 | Gas | [5 empty] | Open Development Myanmar | https://opendevelopmentmyanmar.net/dataset/?id=myanmar-power-stations&search_query=P3R5cGU9ZGF0YXNldCZ0YXhvbm9teT1hbGwmc29ydGluZz1zY29yZSZxdWVyeT1wb3dlcg== | WRI |  |  |  |  | 200.0 |  |  |  |  | Open Development Myanmar |  |  |  |  | 190.64 | WIND-V1 | WIND-V1 | WIND-V1 | WIND-V1 | WIND-V1
MMR | Myanmar | Shwedaung |  | WRI1061365 | 55.35 | 18.7300 | 95.2290 | Gas |  |  |  | 1984.0 |  | Open Development Myanmar | https://opendevelopmentmyanmar.net/dataset/?id=myanmar-power-stations&search_query=P3R5cGU9ZGF0YXNldCZ0YXhvbm9teT1hbGwmc29ydGluZz1zY29yZSZxdWVyeT1wb3dlcg== | WRI | 1023263 |  |  |  | 300.0 |  |  |  |  | Open Development Myanmar |  |  |  |  | 304.09 | NO-ESTIMATION | NO-ESTIMATION | NO-ESTIMATION | NO-ESTIMATION | CAPACITY-FACTOR-V1
MMR | Myanmar | Kyunchaung |  | WRI1061358 | 54.3 | 21.0300 | 94.4180 | Gas |  |  |  | 1974.0 |  | Open Development Myanmar | https://opendevelopmentmyanmar.net/dataset/?id=myanmar-power-stations&search_query=P3R5cGU9ZGF0YXNldCZ0YXhvbm9teT1hbGwmc29ydGluZz1zY29yZSZxdWVyeT1wb3dlcg== | WRI | 1023236 |  |  |  | 300.0 |  |  |  |  | Open Development Myanmar |  |  |  |  | 298.32 | NO-ESTIMATION | NO-ESTIMATION | NO-ESTIMATION | NO-ESTIMATION | CAPACITY-FACTOR-V1
MMR | Myanmar | Mann |  | WRI1061359 | 36.9 | 21.1900 | 94.8030 | Gas |  |  |  | 1978.0 |  | Open Development Myanmar | https://opendevelopmentmyanmar.net/dataset/?id=myanmar-power-stations&search_query=P3R5cGU9ZGF0YXNldCZ0YXhvbm9teT1hbGwmc29ydGluZz1zY29yZSZxdWVyeT1wb3dlcg== | WRI | 1023239 |  |  |  | 0.0 |  |  |  |  | Open Development Myanmar |  |  |  |  | 202.73 | NO-ESTIMATION | NO-ESTIMATION | NO-ESTIMATION | NO-ESTIMATION | CAPACITY-FACTOR-V1
MMR | Myanmar | Kyaukse |  | WRI1061379 | 102 | 21.6000 | 86.2130 | Gas |  |  |  | 2015.0 | Myanmar Electric Power Enterprise (MEPE) | Power Mag | http://www.powermag.com/kyaukse-power-plant-kyaukse-myanmar-owneroperator-myanmar-electric-power-enterpriseapr-energy/?pagenum=1 | WRI | 1101354 | [13 empty] | 560.39 | NO-ESTIMATION | SOLAR-V1 | SOLAR-V1 | SOLAR-V1 | SOLAR-V1
MRT | Mauritania | Nouadhibou |  | WRI1023107 | 120 | 20.8954 | -17.0572 | Gas | [5 empty] | African Development Bank Group | http://powerafrica.opendataforafrica.org | WRI | [15 empty] | NO-ESTIMATION | NO-ESTIMATION | NO-ESTIMATION | NO-ESTIMATION | CAPACITY-FACTOR-V1
MWI | Malawi | Chichiri (Blantyre) |  | WRI1023101 | 15.5 | -15.7833 | 35.0000 | Gas | [5 empty] | African Development Bank Group | http://powerafrica.opendataforafrica.org | Power Africa | [15 empty] | WIND-V1 | WIND-V1 | WIND-V1 | WIND-V1 | WIND-V1
MYS | Malaysia | Pahlawan Power |  | WRI1000253 | 322 | 2.2238 | 102.1519 | Gas | [5 empty] | Penisular Malaysia Electricity Supply Company | http://www.st.gov.my/index.php/component/k2/item/606-peninsular-malaysia-electricity-supply-industry-outlook-2014.html | GEODB | [14 empty] | 1609.03 | NO-ESTIMATION | NO-ESTIMATION | NO-ESTIMATION | NO-ESTIMATION | WIND-V1
MYS | Malaysia | Tyanku Jaafar (PDII) |  | WRI1000251 | 708 | 2.5327 | 101.7910 | Gas | [5 empty] | Penisular Malaysia Electricity Supply Company | http://www.st.gov.my/index.php/component/k2/item/606-peninsular-malaysia-electricity-supply-industry-outlook-2014.html | WRI | [14 empty] | 3537.88 | WIND-V1 | WIND-V1 | WIND-V1 | WIND-V1 | WIND-V1
MYS | Malaysia | Tuanku Jaafar (PDI) |  | WRI1000250 | 714 | 2.5330 | 101.7912 | Gas | [5 empty] | Penisular Malaysia Electricity Supply Company | http://www.st.gov.my/index.php/component/k2/item/606-peninsular-malaysia-electricity-supply-industry-outlook-2014.html | GEODB | 1031214 | [13 empty] | 3567.86 | HYDRO-V1 | HYDRO-V1 | HYDRO-V1 | HYDRO-V1 | HYDRO-V1
MYS | Malaysia | Genting Sanyen |  | WRI1000248 | 762 | 2.7977 | 101.6493 | Gas | [5 empty] | Penisular Malaysia Electricity Supply Company | http://www.st.gov.my/index.php/component/k2/item/606-peninsular-malaysia-electricity-supply-industry-outlook-2014.html | GEODB | [14 empty] | 3807.72 | HYDRO-V1 | HYDRO-V1 | HYDRO-V1 | HYDRO-V1 | HYDRO-V1
MYS | Malaysia | Putrajaya |  | WRI1000247 | 625 | 2.9659 | 101.6847 | Gas | [5 empty] | Penisular Malaysia Electricity Supply Company | http://www.st.gov.my/index.php/component/k2/item/606-peninsular-malaysia-electricity-supply-industry-outlook-2014.html | GEODB | [14 empty] | 3123.13 | WIND-V1 | WIND-V1 | WIND-V1 | WIND-V1 | WIND-V1
MYS | Malaysia | Connought Bridge |  | WRI1000246 | 828 | 3.0433 | 101.4696 | Gas | [5 empty] | Penisular Malaysia Electricity Supply Company | http://www.st.gov.my/index.php/component/k2/item/606-peninsular-malaysia-electricity-supply-industry-outlook-2014.html | GEODB | [14 empty] | 4137.52 | WIND-V1 | WIND-V1 | WIND-V1 | WIND-V1 | WIND-V1
MYS | Malaysia | Kapar Energy Ventures (KEV) |  | WRI1000245 | 2420 | 3.1167 | 101.3217 | Gas | [5 empty] | Penisular Malaysia Electricity Supply Company | http://www.st.gov.my/index.php/component/k2/item/606-peninsular-malaysia-electricity-supply-industry-outlook-2014.html | WRI | [14 empty] | 12092.77 | NO-ESTIMATION | NO-ESTIMATION | NO-ESTIMATION | NO-ESTIMATION | CAPACITY-FACTOR-V1
MYS | Malaysia | TG. Kidurong |  | WRI1000281 | 192 | 3.2880 | 113.0926 | Gas | [5 empty] | Penisular Malaysia Electricity Supply Company | http://www.st.gov.my/index.php/component/k2/item/606-peninsular-malaysia-electricity-supply-industry-outlook-2014.html | GEODB | [14 empty] | 959.42 | NO-ESTIMATION | NO-ESTIMATION | NO-ESTIMATION | NO-ESTIMATION | CAPACITY-FACTOR-V1
MYS | Malaysia | Segari |  | WRI1000243 | 1303 | 4.3908 | 100.5894 | Gas | [5 empty] | Penisular Malaysia Electricity Supply Company | http://www.st.gov.my/index.php/component/k2/item/606-peninsular-malaysia-electricity-supply-industry-outlook-2014.html | GEODB | 1028852 | [13 empty] | 6511.11 | NO-ESTIMATION | NO-ESTIMATION | NO-ESTIMATION | NO-ESTIMATION | CAPACITY-FACTOR-V1
MYS | Malaysia | GB3 |  | WRI1000244 | 640 | 4.3923 | 100.5897 | Gas | [5 empty] | Penisular Malaysia Electricity Supply Company | http://www.st.gov.my/index.php/component/k2/item/606-peninsular-malaysia-electricity-supply-industry-outlook-2014.html | GEODB | [14 empty] | 3198.08 | NO-ESTIMATION | NO-ESTIMATION | NO-ESTIMATION | SOLAR-V1 | SOLAR-V1
MYS | Malaysia | MIRI |  | WRI1000276 | 79 | 4.4148 | 114.0089 | Gas | [5 empty] | Penisular Malaysia Electricity Supply Company | http://www.st.gov.my/index.php/component/k2/item/606-peninsular-malaysia-electricity-supply-industry-outlook-2014.html | CARMA | 1028047 | [13 empty] | 394.76 | NO-ESTIMATION | NO-ESTIMATION | NO-ESTIMATION | NO-ESTIMATION | CAPACITY-FACTOR-V1
MYS | Malaysia | Paka |  | WRI1000258 | 1136 | 4.6017 | 103.4495 | Gas | [5 empty] | Penisular Malaysia Electricity Supply Company | http://www.st.gov.my/index.php/component/k2/item/606-peninsular-malaysia-electricity-supply-industry-outlook-2014.html | GEODB | 1031198 | [13 empty] | 5676.6 | NO-ESTIMATION | NO-ESTIMATION | NO-ESTIMATION | NO-ESTIMATION | CAPACITY-FACTOR-V1
MYS | Malaysia | YTL Paka |  | WRI1000257 | 780 | 4.6017 | 103.4495 | Gas | [5 empty] | Penisular Malaysia Electricity Supply Company | http://www.st.gov.my/index.php/component/k2/item/606-peninsular-malaysia-electricity-supply-industry-outlook-2014.html | GEODB | 1033688 | [13 empty] | 3897.67 | NO-ESTIMATION | NO-ESTIMATION | NO-ESTIMATION | NO-ESTIMATION | NO-ESTIMATION
MYS | Malaysia | TNB Prai |  | WRI1000284 | 1071 | 5.3744 | 100.3746 | Gas | [5 empty] | Penisular Malaysia Electricity Supply Company | http://www.st.gov.my/index.php/component/k2/item/606-peninsular-malaysia-electricity-supply-industry-outlook-2014.html | WRI | 1031192 | [13 empty] | 5351.8 | NO-ESTIMATION | NO-ESTIMATION | NO-ESTIMATION | NO-ESTIMATION | CAPACITY-FACTOR-V1
MYS | Malaysia | Prai Power |  | WRI1000230 | 350 | 5.3752 | 100.3740 | Gas | [5 empty] | Penisular Malaysia Electricity Supply Company | http://www.st.gov.my/index.php/component/k2/item/606-peninsular-malaysia-electricity-supply-industry-outlook-2014.html | GEODB | [14 empty] | 1748.95 | NO-ESTIMATION | NO-ESTIMATION | NO-ESTIMATION | NO-ESTIMATION | CAPACITY-FACTOR-V1
MYS | Malaysia | Gelugor |  | WRI1000231 | 330 | 5.3803 | 100.3147 | Gas | [5 empty] | Penisular Malaysia Electricity Supply Company | http://www.st.gov.my/index.php/component/k2/item/606-peninsular-malaysia-electricity-supply-industry-outlook-2014.html | GEODB | 1047801 | [13 empty] | 1649.01 | NO-ESTIMATION | NO-ESTIMATION | NO-ESTIMATION | NO-ESTIMATION | NO-ESTIMATION
MYS | Malaysia | Sepangar Bay Power Corporation (IPP) |  | WRI1000263 | 100 | 6.0909 | 116.1667 | Gas | [5 empty] | Penisular Malaysia Electricity Supply Company | http://www.st.gov.my/index.php/component/k2/item/606-peninsular-malaysia-electricity-supply-industry-outlook-2014.html | GEODB | 1064547 | [13 empty] | 499.7 | WIND-V1 | WIND-V1 | WIND-V1 | WIND-V1 | WIND-V1
MYS | Malaysia | Ranhill Powertron (IPP) |  | WRI1000262 | 190 | 6.0918 | 116.1630 | Gas | [5 empty] | Penisular Malaysia Electricity Supply Company | http://www.st.gov.my/index.php/component/k2/item/606-peninsular-malaysia-electricity-supply-industry-outlook-2014.html | GEODB | [14 empty] | 949.43 | NO-ESTIMATION | NO-ESTIMATION | NO-ESTIMATION | NO-ESTIMATION | SOLAR-V1
MYS | Malaysia | Ranhill Powertron II (IPP) |  | WRI1000261 | 130 | 6.0918 | 116.1630 | Gas | [5 empty] | Penisular Malaysia Electricity Supply Company | http://www.st.gov.my/index.php/component/k2/item/606-peninsular-malaysia-electricity-supply-industry-outlook-2014.html | GEODB | [14 empty] | 649.61 | NO-ESTIMATION | NO-ESTIMATION | NO-ESTIMATION | NO-ESTIMATION | SOLAR-V1
MYS | Malaysia | Teknologi Tenaga Perlis Consortium |  | WRI1000228 | 650 | 6.3404 | 100.1568 | Gas | [5 empty] | Penisular Malaysia Electricity Supply Company | http://www.st.gov.my/index.php/component/k2/item/606-peninsular-malaysia-electricity-supply-industry-outlook-2014.html | GEODB | 1025387 | [13 empty] | 3248.05 | NO-ESTIMATION | NO-ESTIMATION | NO-ESTIMATION | NO-ESTIMATION | CAPACITY-FACTOR-V1
NGA | Nigeria | Ibom Power |  | WRI1000034 | 190 | 4.5644 | 7.5680 | Gas | [5 empty] | Nidel Power | https://web.archive.org/web/20131002035947/http:/www.nidelpower.com/main/geregu | GEODB | 1053623¦1063059 | [13 empty] | 444.92 | NO-ESTIMATION | NO-ESTIMATION | NO-ESTIMATION | NO-ESTIMATION | CAPACITY-FACTOR-V1
NGA | Nigeria | Gbarain |  | WRI1000027 | 225 | 4.7980 | 5.8970 | Gas |  |  |  |  | Gbarain Generation Company | Nidel Power | https://web.archive.org/web/20131002035726/http:/www.nidelpower.com/main/gbarain | GEODB | [14 empty] | 526.88 | HYDRO-V1 | HYDRO-V1 | HYDRO-V1 | HYDRO-V1 | HYDRO-V1
NGA | Nigeria | Alaoji |  | WRI1000030 | 1074 | 5.0670 | 7.3216 | Gas | [5 empty] | Nidel Power | https://web.archive.org/web/20131103224412/http:/www.nidelpower.com/main/alaoji | GEODB | 1064776 | [13 empty] | 2514.99 | NO-ESTIMATION | WIND-V1 | WIND-V1 | WIND-V1 | WIND-V1
NGA | Nigeria | Calabar |  | WRI1000025 | 561 | 5.0702 | 8.3394 | Gas |  |  |  |  | Calabar Generation Company | Nidel Power | https://web.archive.org/web/20131103224627/http:/www.nidelpower.com/main/calabar | WRI | 1064808 | [13 empty] | 1313.69 | NO-ESTIMATION | NO-ESTIMATION | NO-ESTIMATION | NO-ESTIMATION | CAPACITY-FACTOR-V1
NGA | Nigeria | Omoku |  | WRI1000029 | 150 | 5.3900 | 6.6632 | Gas |  |  |  |  | Sahara Power | Sahara Power | http://www.sahara-group.com/sahara-power-acquires-additional-power-generation-assets.html | GEODB | 1064790 | [13 empty] | 351.25 | NO-ESTIMATION | NO-ESTIMATION | NO-ESTIMATION | NO-ESTIMATION | CAPACITY-FACTOR-V1
NGA | Nigeria | Sapele |  | WRI1000028 | 450 | 5.9254 | 5.6450 | Gas |  |  |  |  | Ihovbor Generating Company | Nidel Power | https://web.archive.org/web/20131103223738/http:/www.nidelpower.com/main/sapele | GEODB | 1088447 | [13 empty] | 1053.76 | WIND-V1 | WIND-V1 | WIND-V1 | WIND-V1 | WIND-V1
NGA | Nigeria | Ihovbor |  | WRI1000026 | 450 | 6.4065 | 5.6828 | Gas | [5 empty] | Nidel Power | https://web.archive.org/web/20131103223838/http:/www.nidelpower.com/main/ihovbor | GEODB | 1064809 | [13 empty] | 1053.76 | SOLAR-V1-NO-AGE | SOLAR-V1-NO-AGE | SOLAR-V1-NO-AGE | SOLAR-V1-NO-AGE | SOLAR-V1-NO-AGE
NGA | Nigeria | Omotosho II |  | WRI1000032 | 500 | 6.7357 | 4.7106 | Gas | [5 empty] | Nidel Power | https://web.archive.org/web/20131103224542/http:/www.nidelpower.com/main/olorunsogo | GEODB | 1088448 | [13 empty] | 1170.85 | NO-ESTIMATION | NO-ESTIMATION | NO-ESTIMATION | NO-ESTIMATION | CAPACITY-FACTOR-V1
NGA | Nigeria | Olorunsogo II |  | WRI1000031 | 750 | 6.8982 | 3.2041 | Gas | [5 empty] | Nidel Power | https://web.archive.org/web/20131103224542/http:/www.nidelpower.com/main/olorunsogo | WRI | 1041400 | [13 empty] | 1756.28 | NO-ESTIMATION | NO-ESTIMATION | NO-ESTIMATION | NO-ESTIMATION | CAPACITY-FACTOR-V1
NIC | Nicaragua | ENEL Las Brisas Thermal Power Plant Nicaragua |  | GEODB0043594 | 65 | 12.1581 | -86.3107 | Gas | [5 empty] | GEODB | http://globalenergyobservatory.org | GEODB | 1019634 | 2017 | [13 empty] | HYDRO-V1 | HYDRO-V1 | HYDRO-V1 | HYDRO-V1 | HYDRO-V1
NLD | Netherlands | ELSTA |  | WRI1005509 | 456 | 51.3331 | 3.7787 | Gas |  |  |  |  | TenneT | TenneT | http://energieinfo.tennet.org/Production/InstalledCapacity.aspx | GEODB | 1015616 |  |  |  | 853.555 | 1156.215 | 1278.961 |  |  | JRC-PPDB-OPEN |  |  |  |  | 1898.38 | NO-ESTIMATION | NO-ESTIMATION | NO-ESTIMATION | NO-ESTIMATION | CAPACITY-FACTOR-V1
NLD | Netherlands | Sloe |  | WRI1019287 | 870 | 51.4482 | 3.6928 | Gas |  |  |  | 2010.0 | EDF/DELTA | SloeCentrale | http://www.sloecentrale.com/ | WRI |  |  |  |  | 2385.628 |  |  |  |  | ENTSOE |  |  |  |  | 3621.92 | NO-ESTIMATION | NO-ESTIMATION | NO-ESTIMATION | NO-ESTIMATION | CAPACITY-FACTOR-V1
NLD | Netherlands | Rijnmond II |  | WRI1005515 | 427 | 51.8902 | 4.3552 | Gas |  |  |  |  | TenneT | TenneT | http://energieinfo.tennet.org/Production/InstalledCapacity.aspx | GEODB | [14 empty] | 1777.65 | HYDRO-V1 | HYDRO-V1 | HYDRO-V1 | HYDRO-V1 | HYDRO-V1
NLD | Netherlands | Centrale Merwedekanaal |  | WRI1005499 | 227 | 52.1017 | 5.0794 | Gas |  |  |  |  | TenneT | TenneT | http://energieinfo.tennet.org/Production/InstalledCapacity.aspx | GEODB |  |  |  |  | 0.0 |  |  |  |  | ENTSOE |  |  |  |  | 945.02 | NO-ESTIMATION | NO-ESTIMATION | NO-ESTIMATION | NO-ESTIMATION | CAPACITY-FACTOR-V1
NLD | Netherlands | Diemen 33 |  | WRI1019310 | 684 | 52.3389 | 5.0213 | Gas |  |  |  | 1995.0 | Vattenfall | Vattenfall | http://powerplants.vattenfall.com/diemen | GEODB | 1032335 |  |  |  | 2276.803 | 2409.116 | 2631.0 |  |  | JRC-PPDB-OPEN |  |  |  |  | 2847.57 | NO-ESTIMATION | NO-ESTIMATION | NO-ESTIMATION | NO-ESTIMATION | CAPACITY-FACTOR-V1
NLD | Netherlands | HARCULO |  | WRI1019306 | 349 | 52.4680 | 6.1088 | Gas |  |  |  |  | GDF Suez | GDF Suez | https://www.google.com/url?sa=t&rct=j&q=&esrc=s&source=web&cd=3&ved=0ahUKEwilnu-T0aXOAhUBjz4KHT5VCjYQFggsMAI&url=http%3A%2F%2Fwww.engie.com%2Fwp-content%2Fuploads%2F2012%2F08%2FGDF_SUEZ_power_asset_table_vdef.xls&usg=AFQjCNHSG0cjbY0ZCS761mkpSWj0Z6E2zA&sig2=v45V3Rq0dF8CVwsH9bx9OQ&cad=rja | GEODB | [14 empty] | 1452.93 | NO-ESTIMATION | SOLAR-V1 | SOLAR-V1 | SOLAR-V1 | SOLAR-V1
NLD | Netherlands | Ijmond |  | WRI1019313 | 114 | 52.4758 | 4.6048 | Gas |  |  |  | 1997.0 | Vattenfall | Vattenfall | http://powerplants.vattenfall.com/ijmond | GEODB |  |  |  |  | 903.272 | 969.664 | 804.958 |  |  | JRC-PPDB-OPEN |  |  |  |  | 474.59 | NO-ESTIMATION | NO-ESTIMATION | NO-ESTIMATION | NO-ESTIMATION | CAPACITY-FACTOR-V1
NLD | Netherlands | FLEVO |  | WRI1019305 | 999 | 52.5772 | 5.5300 | Gas |  |  |  | 2010.0 | GDF Suez | GDF Suez | https://www.google.com/url?sa=t&rct=j&q=&esrc=s&source=web&cd=3&ved=0ahUKEwilnu-T0aXOAhUBjz4KHT5VCjYQFggsMAI&url=http%3A%2F%2Fwww.engie.com%2Fwp-content%2Fuploads%2F2012%2F08%2FGDF_SUEZ_power_asset_table_vdef.xls&usg=AFQjCNHSG0cjbY0ZCS761mkpSWj0Z6E2zA&sig2=v45V3Rq0dF8CVwsH9bx9OQ&cad=rja | GEODB | 1016593 |  |  |  | 3168.709 | 3756.323 | 3277.12 |  |  | JRC-PPDB-OPEN |  |  |  |  | 4158.96 | NO-ESTIMATION | NO-ESTIMATION | NO-ESTIMATION | NO-ESTIMATION | CAPACITY-FACTOR-V1
NLD | Netherlands | Maxima |  | WRI1019290 | 880 | 52.5772 | 5.5300 | Gas |  |  |  | 2010.0 | Electrabel | Engie | http://www.engie.com/en/journalists/press-releases/electrabel-gdf-suez-group-inaugurates-its-maxima-plant-in-the-netherlands/ | GEODB | 1084826 | [13 empty] | 3663.55 | NO-ESTIMATION | NO-ESTIMATION | NO-ESTIMATION | NO-ESTIMATION | CAPACITY-FACTOR-V1
NLD | Netherlands | Delesto |  | WRI1005506 | 530 | 53.3185 | 6.9544 | Gas |  |  |  |  | TenneT | TenneT | http://energieinfo.tennet.org/Production/InstalledCapacity.aspx | GEODB | 1009980 | [13 empty] | 2206.45 | NO-ESTIMATION | NO-ESTIMATION | NO-ESTIMATION | NO-ESTIMATION | CAPACITY-FACTOR-V1
NLD | Netherlands | Eems |  | WRI1019288 | 2465 | 53.4441 | 6.8560 | Gas |  |  |  | 1996.0 | Electrabel | GDF Suez | https://www.google.com/url?sa=t&rct=j&q=&esrc=s&source=web&cd=3&ved=0ahUKEwilnu-T0aXOAhUBjz4KHT5VCjYQFggsMAI&url=http%3A%2F%2Fwww.engie.com%2Fwp-content%2Fuploads%2F2012%2F08%2FGDF_SUEZ_power_asset_table_vdef.xls&usg=AFQjCNHSG0cjbY0ZCS761mkpSWj0Z6E2zA&sig2=v45V3Rq0dF8CVwsH9bx9OQ&cad=rja | GEODB | 1016591 |  |  |  | 3889.044 | 5711.626 | 5215.841 |  |  | JRC-PPDB-OPEN |  |  |  |  | 10262.1 | NO-ESTIMATION | NO-ESTIMATION | NO-ESTIMATION | NO-ESTIMATION | CAPACITY-FACTOR-V1
NLD | Netherlands | Magnum |  | WRI1019311 | 1311 | 53.4502 | 6.8548 | Gas |  |  |  | 2013.0 | Vattenfall | Vattenfall | http://powerplants.vattenfall.com/magnum | WRI | 1064558 | [13 empty] | 5457.85 | NO-ESTIMATION | NO-ESTIMATION | NO-ESTIMATION | NO-ESTIMATION | CAPACITY-FACTOR-V1
NOR | Norway | Naturkraft CCPP |  | WRI1003378 | 520 | 59.2751 | 5.5129 | Gas | [5 empty] | ENTSOE | https://transparency.entsoe.eu/generation/r2/installedCapacityPerProductionUnit/show?name=&defaultValue=true&viewType=TABLE&areaType=BZN&atch=false&dateTime.dateTime=01.01.2016+00:00¦UTC¦YEAR&area.values=CTY¦10YNO-0--------C!BZN¦10YNO-1--------2&productionType.values=B01&productionType.values=B02&productionType.values=B03&productionType.values=B04&productionType.values=B05&productionType.values=B06&productionType.values=B07&productionType.values=B08&productionType.values=B09&productionType.values=B10&productionType.values=B11&productionType.values=B12&productionType.values=B13&productionType.values=B14&productionType.values=B20&productionType.values=B15&productionType.values=B16&productionType.values=B17&productionType.values=B18&productionType.values=B19&DataTables_Table_0_length=459 | WRI | [14 empty] | 1495.44 | NO-ESTIMATION | NO-ESTIMATION | NO-ESTIMATION | NO-ESTIMATION | CAPACITY-FACTOR-V1
NOR | Norway | EVM |  | WRI1003110 | 382 | 60.8085 | 5.0374 | Gas | [5 empty] | ENTSOE | https://transparency.entsoe.eu/generation/r2/installedCapacityPerProductionUnit/show?name=&defaultValue=true&viewType=TABLE&areaType=BZN&atch=false&dateTime.dateTime=01.01.2016+00:00¦UTC¦YEAR&area.values=CTY¦10YNO-0--------C!BZN¦10YNO-1--------2&productionType.values=B01&productionType.values=B02&productionType.values=B03&productionType.values=B04&productionType.values=B05&productionType.values=B06&productionType.values=B07&productionType.values=B08&productionType.values=B09&productionType.values=B10&productionType.values=B11&productionType.values=B12&productionType.values=B13&productionType.values=B14&productionType.values=B20&productionType.values=B15&productionType.values=B16&productionType.values=B17&productionType.values=B18&productionType.values=B19&DataTables_Table_0_length=55 | WRI | [14 empty] | 1098.58 | HYDRO-V1 | HYDRO-V1 | HYDRO-V1 | HYDRO-V1 | HYDRO-V1
NOR | Norway | RKA Nyhamna |  | WRI1003453 | 253 | 62.8489 | 6.9433 | Gas | [5 empty] | ENTSOE | https://transparency.entsoe.eu/generation/r2/installedCapacityPerProductionUnit/show?name=&defaultValue=true&viewType=TABLE&areaType=BZN&atch=false&dateTime.dateTime=01.01.2016+00:00¦UTC¦YEAR&area.values=CTY¦10YNO-0--------C!BZN¦10YNO-1--------2&productionType.values=B01&productionType.values=B02&productionType.values=B03&productionType.values=B04&productionType.values=B05&productionType.values=B06&productionType.values=B07&productionType.values=B08&productionType.values=B09&productionType.values=B10&productionType.values=B11&productionType.values=B12&productionType.values=B13&productionType.values=B14&productionType.values=B20&productionType.values=B15&productionType.values=B16&productionType.values=B17&productionType.values=B18&productionType.values=B19&DataTables_Table_0_length=329 | WRI | 1068249 | [13 empty] | 727.59 | NO-ESTIMATION | NO-ESTIMATION | NO-ESTIMATION | NO-ESTIMATION | CAPACITY-FACTOR-V1
NOR | Norway | Finnfjordbotn |  | WRI1003122 | 49 | 69.2306 | 18.0889 | Gas | [5 empty] | ENTSOE | https://transparency.entsoe.eu/generation/r2/installedCapacityPerProductionUnit/show?name=&defaultValue=true&viewType=TABLE&areaType=BZN&atch=false&dateTime.dateTime=01.01.2016+00:00¦UTC¦YEAR&area.values=CTY¦10YNO-0--------C!BZN¦10YNO-1--------2&productionType.values=B01&productionType.values=B02&productionType.values=B03&productionType.values=B04&productionType.values=B05&productionType.values=B06&productionType.values=B07&productionType.values=B08&productionType.values=B09&productionType.values=B10&productionType.values=B11&productionType.values=B12&productionType.values=B13&productionType.values=B14&productionType.values=B20&productionType.values=B15&productionType.values=B16&productionType.values=B17&productionType.values=B18&productionType.values=B19&DataTables_Table_0_length=224 | WRI | [14 empty] | 140.91 | NO-ESTIMATION | NO-ESTIMATION | NO-ESTIMATION | NO-ESTIMATION | CAPACITY-FACTOR-V1
NOR | Norway | Melkoya |  | WRI1003355 | 250 | 70.6840 | 23.5929 | Gas | [5 empty] | ENTSOE | https://transparency.entsoe.eu/generation/r2/installedCapacityPerProductionUnit/show?name=&defaultValue=true&viewType=TABLE&areaType=BZN&atch=false&dateTime.dateTime=01.01.2016+00:00¦UTC¦YEAR&area.values=CTY¦10YNO-0--------C!BZN¦10YNO-1--------2&productionType.values=B01&productionType.values=B02&productionType.values=B03&productionType.values=B04&productionType.values=B05&productionType.values=B06&productionType.values=B07&productionType.values=B08&productionType.values=B09&productionType.values=B10&productionType.values=B11&productionType.values=B12&productionType.values=B13&productionType.values=B14&productionType.values=B20&productionType.values=B15&productionType.values=B16&productionType.values=B17&productionType.values=B18&productionType.values=B19&DataTables_Table_0_length=199 | WRI | [14 empty] | 718.96 | SOLAR-V1 | SOLAR-V1 | SOLAR-V1 | SOLAR-V1 | SOLAR-V1
NZL | New Zealand | Huntly (CC) |  | WRI1000305 | 403 | -37.5444 | 175.1500 | Gas |  |  |  | 2007.0 | Genesis Energy | Genesis Energy | https://www.genesisenergy.co.nz/generation-assets | GEODB | 1015220 | [13 empty] | 1897.69 | NO-ESTIMATION | NO-ESTIMATION | NO-ESTIMATION | NO-ESTIMATION | CAPACITY-FACTOR-V1
NZL | New Zealand | Huntly (unit 6) |  | WRI1000307 | 60 | -37.5444 | 175.1500 | Gas |  |  |  | 2004.0 | Genesis Energy | Genesis Energy | https://www.genesisenergy.co.nz/generation-assets | GEODB | 1015220 | [13 empty] | 282.53 | NO-ESTIMATION | NO-ESTIMATION | NO-ESTIMATION | NO-ESTIMATION | CAPACITY-FACTOR-V1
NZL | New Zealand | Te Rapa |  | WRI1000336 | 44 | -37.7500 | 175.2167 | Gas |  |  |  |  | Contact Energy | Contact Energy | https://contact.co.nz/corporate/about/our-company/powerstations | CARMA | 1023903¦1084121 | [13 empty] | 207.19 | NO-ESTIMATION | NO-ESTIMATION | NO-ESTIMATION | NO-ESTIMATION | CAPACITY-FACTOR-V1
OMN | Oman | Al Kamil |  | WRI1023726 | 285 | 22.3903 | 59.0695 | Gas |  |  |  | 2003.0 |  | Arab Union of Electricity | http://www.auptde.org/PublicationsFile.aspx?lang=en&CID=855 | WRI | 1046212 | [13 empty] | 1075.46 | NO-ESTIMATION | NO-ESTIMATION | NO-ESTIMATION | NO-ESTIMATION | CAPACITY-FACTOR-V1
OMN | Oman | Manah |  | WRI1023721 | 279 | 22.7067 | 57.5779 | Gas |  |  |  | 1997.0 |  | Arab Union of Electricity | http://www.auptde.org/PublicationsFile.aspx?lang=en&CID=855 | WRI | 1032517 | [13 empty] | 1052.82 | NO-ESTIMATION | NO-ESTIMATION | NO-ESTIMATION | SOLAR-V1 | SOLAR-V1
OMN | Oman | Rusail |  | WRI1023720 | 684 | 23.5542 | 58.1993 | Gas |  |  |  | 1984.0 |  | Arab Union of Electricity | http://www.auptde.org/PublicationsFile.aspx?lang=en&CID=855 | WRI | 1024821 | [13 empty] | 2581.11 | NO-ESTIMATION | NO-ESTIMATION | NO-ESTIMATION | NO-ESTIMATION | CAPACITY-FACTOR-V1
OMN | Oman | AL GHUBRAH |  | WRI1023719 | 480 | 23.6031 | 58.4164 | Gas |  |  |  | 1976.0 |  | Arab Union of Electricity | http://www.auptde.org/PublicationsFile.aspx?lang=en&CID=855 | WRI | 1024814 | [13 empty] | 1811.3 | NO-ESTIMATION | NO-ESTIMATION | NO-ESTIMATION | NO-ESTIMATION | CAPACITY-FACTOR-V1
OMN | Oman | SMN Barka |  | WRI1023724 | 716 | 23.7070 | 57.9816 | Gas |  |  |  | 2008.0 |  | Arab Union of Electricity | http://www.auptde.org/PublicationsFile.aspx?lang=en&CID=855 | GEODB | 1045215¦1077403 | [13 empty] | 2701.86 | NO-ESTIMATION | NO-ESTIMATION | NO-ESTIMATION | NO-ESTIMATION | CAPACITY-FACTOR-V1
OMN | Oman | ACWA Barka |  | WRI1023723 | 471 | 23.7073 | 57.9845 | Gas |  |  |  | 2003.0 |  | Arab Union of Electricity | http://www.auptde.org/PublicationsFile.aspx?lang=en&CID=855 | WRI | [14 empty] | 1777.34 | NO-ESTIMATION | NO-ESTIMATION | NO-ESTIMATION | NO-ESTIMATION | CAPACITY-FACTOR-V1
OMN | Oman | Wadi Jizzi |  | WRI1023722 | 325 | 24.3080 | 56.4235 | Gas |  |  |  | 1985.0 |  | Arab Union of Electricity | http://www.auptde.org/PublicationsFile.aspx?lang=en&CID=855 | GEODB | 1024824 | [13 empty] | 1226.4 | NO-ESTIMATION | NO-ESTIMATION | SOLAR-V1 | SOLAR-V1 | SOLAR-V1
OMN | Oman | Sohar Alumnium |  | WRI1023727 | 1000 | 24.4722 | 56.6331 | Gas |  |  |  | 2008.0 |  | Cubic News | https://www.google.com/url?sa=t&rct=j&q=&esrc=s&source=web&cd=6&ved=0ahUKEwiRmIehvb_QAhUpxoMKHfa7CdwQFghBMAU&url=http%3A%2F%2Fwww.cubic.asia%2FAdmin%2FPublic%2FDWSDownload.aspx%3FFile%3D%252FFiles%252FFiler%252Fcubic_website_v2%252FCUBIC%2BNews%252FArtikler%2BCUBIC%2BNEWS%252FSohar%2BAluminimum%2BPower%2BPlant%2B-%2BOman.pdf&usg=AFQjCNF041IDwcpd4gOFquNZmLCjzn8zHQ&sig2=la4P6ACD2ytOhuhBJrdtAg&cad=rja | WRI | 1061756 | [13 empty] | 3773.55 | SOLAR-V1 | SOLAR-V1 | SOLAR-V1 | SOLAR-V1 | SOLAR-V1
OMN | Oman | Sohar |  | WRI1023725 | 632 | 24.4885 | 56.6135 | Gas |  |  |  | 2006.0 |  | Arab Union of Electricity | http://www.auptde.org/PublicationsFile.aspx?lang=en&CID=855 | WRI | 1057568 | [13 empty] | 2384.88 | HYDRO-V1 | HYDRO-V1 | HYDRO-V1 | HYDRO-V1 | HYDRO-V1
PAK | Pakistan | Korangi (thermal) |  | WRI1001621 | 316 | 24.7857 | 67.1386 | Gas |  |  |  |  | Karachi Electric Supply Company (KESC) | Islamabad Chamber of Commerce and Industry | http://icci.com.pk/data/downloads/63/1293619048_1.pdf | GEODB | 1020513 | [13 empty] | 1824.44 | HYDRO-V1 | HYDRO-V1 | HYDRO-V1 | HYDRO-V1 | HYDRO-V1
PAK | Pakistan | Korangi (gas turbine) |  | WRI1001622 | 80 | 24.8483 | 67.1453 | Gas |  |  |  |  | Karachi Electric Supply Company (KESC) | Islamabad Chamber of Commerce and Industry | http://icci.com.pk/data/downloads/63/1293619048_1.pdf | GEODB | 1020513 | [13 empty] | 461.88 | HYDRO-V1 | HYDRO-V1 | HYDRO-V1 | HYDRO-V1 | HYDRO-V1
PAK | Pakistan | SITE |  | WRI1001623 | 100 | 24.9130 | 66.9902 | Gas |  |  |  | 2009.0 | Karachi Electric Supply Company (KESC) | Islamabad Chamber of Commerce and Industry | http://icci.com.pk/data/downloads/63/1293619048_1.pdf | GEODB | 1020514 | [13 empty] | 577.35 | HYDRO-V1 | HYDRO-V1 | HYDRO-V1 | HYDRO-V1 | HYDRO-V1
PAK | Pakistan | Walter Power Interenational Naudero-I |  | WRI1001683 | 101 | 27.6648 | 68.3622 | Gas |  |  |  |  | Government RPP | Islamabad Chamber of Commerce and Industry | http://icci.com.pk/data/downloads/63/1293619048_1.pdf | CARMA | [14 empty] | 583.12 | HYDRO-V1 | HYDRO-V1 | HYDRO-V1 | HYDRO-V1 | HYDRO-V1
PAK | Pakistan | Foundation Power Company (Daharki) |  | WRI1001645 | 185 | 27.9880 | 69.6710 | Gas |  |  |  | 2011.0 | IPP | Private Power and Infrastructure Board | http://ppib.gov.pk/N_commissioned_ipps.htm | GEODB | 1058024 | [13 empty] | 1068.1 | HYDRO-V1 | HYDRO-V1 | HYDRO-V1 | HYDRO-V1 | HYDRO-V1
PAK | Pakistan | Engro Energy Ltd. Karachi |  | WRI1001644 | 217 | 28.0270 | 69.3631 | Gas |  |  |  | 2010.0 | IPP | Private Power and Infrastructure Board | http://ppib.gov.pk/N_commissioned_ipps.htm | GEODB | [14 empty] | 1252.86 | NO-ESTIMATION | NO-ESTIMATION | NO-ESTIMATION | NO-ESTIMATION | CAPACITY-FACTOR-V1
PAK | Pakistan | Liberty Power Project |  | WRI1001636 | 232 | 28.0318 | 69.6357 | Gas |  |  |  | 2001.0 | IPP | Private Power and Infrastructure Board | http://ppib.gov.pk/N_commissioned_ipps.htm | GEODB | [14 empty] | 1339.46 | NO-ESTIMATION | NO-ESTIMATION | NO-ESTIMATION | NO-ESTIMATION | SOLAR-V1
PAK | Pakistan | Guddu |  | WRI1001668 | 110 | 28.4272 | 69.6970 | Gas |  |  |  |  | Government RPP | Islamabad Chamber of Commerce and Industry | http://icci.com.pk/data/downloads/63/1293619048_1.pdf | GEODB | 1033201 | [13 empty] | 635.09 | NO-ESTIMATION | NO-ESTIMATION | NO-ESTIMATION | NO-ESTIMATION | NO-ESTIMATION
PAK | Pakistan | Uch Power Limited |  | WRI1001641 | 586 | 28.5828 | 68.1782 | Gas |  |  |  | 2000.0 | IPP | Private Power and Infrastructure Board | http://ppib.gov.pk/N_commissioned_ipps.htm | GEODB | 1032275 | [13 empty] | 3383.29 | NO-ESTIMATION | NO-ESTIMATION | NO-ESTIMATION | NO-ESTIMATION | CAPACITY-FACTOR-V1
PAK | Pakistan | Uch-II Power Project |  | WRI1001654 | 404 | 28.5828 | 68.1782 | Gas |  |  |  | 2014.0 | IPP | Private Power and Infrastructure Board | http://ppib.gov.pk/N_commissioned_ipps.htm | GEODB | 1032275 | [13 empty] | 2332.51 | NO-ESTIMATION | NO-ESTIMATION | NO-ESTIMATION | NO-ESTIMATION | NO-ESTIMATION
PAK | Pakistan | Habibullah Coastal Power ltd. Lahore |  | WRI1001633 | 140 | 30.2773 | 66.9740 | Gas |  |  |  | 1999.0 | IPP | Private Power and Infrastructure Board | http://ppib.gov.pk/N_commissioned_ipps.htm | GEODB | 1012929 | [13 empty] | 808.29 | NO-ESTIMATION | NO-ESTIMATION | NO-ESTIMATION | NO-ESTIMATION | CAPACITY-FACTOR-V1
PAK | Pakistan | Fauji KabirWala Khanela |  | WRI1001631 | 157 | 30.5237 | 71.9555 | Gas |  |  |  | 1999.0 | IPP | Private Power and Infrastructure Board | http://ppib.gov.pk/N_commissioned_ipps.htm | GEODB | 1016940 | [13 empty] | 906.44 | NO-ESTIMATION | NO-ESTIMATION | NO-ESTIMATION | NO-ESTIMATION | CAPACITY-FACTOR-V1
PAK | Pakistan | Atlas Power Sheikhupura |  | WRI1001643 | 225 | 31.6786 | 74.0839 | Gas |  |  |  | 2009.0 | IPP | Private Power and Infrastructure Board | http://ppib.gov.pk/N_commissioned_ipps.htm | GEODB | 1067348 | [13 empty] | 1299.04 | NO-ESTIMATION | NO-ESTIMATION | NO-ESTIMATION | NO-ESTIMATION | CAPACITY-FACTOR-V1
PAN | Panama | Central 9 de Enero (JB) CCGT Power Plant Panama |  | GEODB0043528 | 160 | 9.3796 | -79.8219 | Gas | [5 empty] | GEODB | http://globalenergyobservatory.org | GEODB |  | 2017 | [13 empty] | NO-ESTIMATION | NO-ESTIMATION | NO-ESTIMATION | NO-ESTIMATION | SOLAR-V1
PER | Peru | Ventanilla |  | WRI1022057 | 524 | -11.9358 | -77.1180 | Gas |  |  |  |  | Edegel S.A.A. | Peru Ministry of Energy and Mines | http://www.minem.gob.pe/minem/archivos/Capitulo%203%20Generacion%20electrica%202015%20FINAL.pdf | GEODB | 1015690 |  |  |  | 2890.0 |  |  |  |  | Peru Ministry of Energy and Mines |  |  |  |  | 3106.49 | NO-ESTIMATION | NO-ESTIMATION | NO-ESTIMATION | SOLAR-V1 | SOLAR-V1
PER | Peru | Santa Rosa |  | WRI1022056 | 491 | -12.0401 | -77.0119 | Gas |  |  |  |  | Edegel S.A.A. | Peru Ministry of Energy and Mines | http://www.minem.gob.pe/minem/archivos/Capitulo%203%20Generacion%20electrica%202015%20FINAL.pdf | GEODB | 1015696 |  |  |  | 754.0 |  |  |  |  | Peru Ministry of Energy and Mines |  |  |  |  | 2910.86 | NO-ESTIMATION | NO-ESTIMATION | NO-ESTIMATION | NO-ESTIMATION | CAPACITY-FACTOR-V1
PER | Peru | Chilca 1 |  | WRI1022053 | 734.1 | -12.4970 | -76.7292 | Gas |  |  |  |  | EnergÃ­a del Sur S.A. | Peru Ministry of Energy and Mines | http://www.minem.gob.pe/minem/archivos/Capitulo%203%20Generacion%20electrica%202015%20FINAL.pdf | WRI |  |  |  |  | 5838.0 |  |  |  |  | Peru Ministry of Energy and Mines |  |  |  |  | 4352.06 | NO-ESTIMATION | NO-ESTIMATION | NO-ESTIMATION | NO-ESTIMATION | CAPACITY-FACTOR-V1
PER | Peru | Kallpa |  | WRI1022052 | 952.3 | -12.4976 | -76.7295 | Gas |  |  |  |  | Kallpa GeneraciÃ³n S.A | Peru Ministry of Energy and Mines | http://www.minem.gob.pe/minem/archivos/Capitulo%203%20Generacion%20electrica%202015%20FINAL.pdf | WRI | 1070044 |  |  |  | 5057.0 |  |  |  |  | Peru Ministry of Energy and Mines |  |  |  |  | 5645.64 | NO-ESTIMATION | NO-ESTIMATION | NO-ESTIMATION | NO-ESTIMATION | CAPACITY-FACTOR-V1
PER | Peru | Fenix |  | WRI1022051 | 578.8 | -12.5440 | -76.7357 | Gas |  |  |  |  | FÃ©nix Power PerÃº S.A. | Peru Ministry of Energy and Mines | http://www.minem.gob.pe/minem/archivos/Capitulo%203%20Generacion%20electrica%202015%20FINAL.pdf | WRI | 1069974 |  |  |  | 3621.0 |  |  |  |  | Peru Ministry of Energy and Mines |  |  |  |  | 3431.37 | NO-ESTIMATION | NO-ESTIMATION | NO-ESTIMATION | NO-ESTIMATION | SOLAR-V1
PER | Peru | Pisco |  | WRI1022049 | 75 | -13.7159 | -75.9695 | Gas |  |  |  | 2010.0 | Emp. de GeneraciÃ³n ElÃ©ctrica de Arequipa S. A. | Peru Ministry of Energy and Mines | http://www.minem.gob.pe/minem/archivos/Capitulo%203%20Generacion%20electrica%202015%20FINAL.pdf | GEODB | 1082949 |  |  |  | 524.0 |  |  |  |  | Peru Ministry of Energy and Mines |  |  |  |  | 444.63 | NO-ESTIMATION | NO-ESTIMATION | NO-ESTIMATION | NO-ESTIMATION | SOLAR-V1
PER | Peru | Reserva Fria Ilo |  | WRI1022046 | 569 | -17.7772 | -71.1871 | Gas |  |  |  | 2013.0 | EnergÃ­a del Sur S.A. | Peru Ministry of Energy and Mines | http://www.minem.gob.pe/minem/archivos/Capitulo%203%20Generacion%20electrica%202015%20FINAL.pdf | WRI |  |  |  |  | 35.0 |  |  |  |  | Peru Ministry of Energy and Mines |  |  |  |  | 3373.27 | NO-ESTIMATION | NO-ESTIMATION | NO-ESTIMATION | NO-ESTIMATION | CAPACITY-FACTOR-V1
PER | Peru | Ilo 2 |  | WRI1022064 | 135 | -17.7780 | -71.1859 | Gas |  |  |  |  | EnergÃ­a del Sur S.A. | Peru Ministry of Energy and Mines | http://www.minem.gob.pe/minem/archivos/Capitulo%203%20Generacion%20electrica%202015%20FINAL.pdf | WRI |  |  |  |  | 248.0 |  |  |  |  | Peru Ministry of Energy and Mines |  |  |  |  | 800.33 | NO-ESTIMATION | NO-ESTIMATION | NO-ESTIMATION | NO-ESTIMATION | CAPACITY-FACTOR-V1
PER | Peru | AguaytÃa |  | WRI1022062 | 203 | -9.0288 | -75.4926 | Gas |  |  |  |  | Termoselva S.R.L. | Peru Ministry of Energy and Mines | http://www.minem.gob.pe/minem/archivos/Capitulo%203%20Generacion%20electrica%202015%20FINAL.pdf | WRI |  |  |  |  | 441.0 |  |  |  |  | Peru Ministry of Energy and Mines |  |  |  |  | 1203.47 | SOLAR-V1 | SOLAR-V1 | SOLAR-V1 | SOLAR-V1 | SOLAR-V1
PHL | Philippines | ILIJAN |  | WRI1001886 | 1271 | 13.6220 | 121.0795 | Gas | [5 empty] | Philippines Department of Energy | https://www.doe.gov.ph/list-existing-power-plants | GEODB | 1020748 | [13 empty] | 9135.32 | NO-ESTIMATION | SOLAR-V1 | SOLAR-V1 | SOLAR-V1 | SOLAR-V1
PHL | Philippines | Avion |  | WRI1029960 | 100 | 13.7606 | 121.0460 | Gas |  |  |  | 2016.0 | Prime Meridian PowerGen Corp. | Philippines Department of Energy | https://www.doe.gov.ph/list-existing-power-plants | WRI | 1102334 | [13 empty] | 718.75 | NO-ESTIMATION | NO-ESTIMATION | NO-ESTIMATION | NO-ESTIMATION | CAPACITY-FACTOR-V1
PHL | Philippines | STA RITA |  | WRI1001885 | 1060 | 13.7703 | 121.0350 | Gas | [5 empty] | Philippines Department of Energy | https://www.doe.gov.ph/list-existing-power-plants | GEODB | [14 empty] | 7618.75 | NO-ESTIMATION | NO-ESTIMATION | NO-ESTIMATION | NO-ESTIMATION | CAPACITY-FACTOR-V1
PHL | Philippines | SAN LORENZO |  | WRI1001887 | 530 | 13.7717 | 124.0349 | Gas | [5 empty] | Philippines Department of Energy | https://www.doe.gov.ph/list-existing-power-plants | WRI | 1017046 | [13 empty] | 3809.37 | NO-ESTIMATION | NO-ESTIMATION | NO-ESTIMATION | NO-ESTIMATION | CAPACITY-FACTOR-V1
PHL | Philippines | San Gabriel |  | WRI1029961 | 450 | 13.7769 | 121.0261 | Gas |  |  |  | 2016.0 | First NatGas Power Corp. | Philippines Department of Energy | https://www.doe.gov.ph/list-existing-power-plants | WRI | 1066595 | [13 empty] | 3234.37 | NO-ESTIMATION | NO-ESTIMATION | NO-ESTIMATION | NO-ESTIMATION | SOLAR-V1
PNG | Papua New Guinea | Hides |  | WRI1022430 | 72 | -6.0048 | 142.8096 | Gas |  |  |  |  | Barrick Mining | Barrick | http://www.barrick.com/operations/papua-new-guinea/porgera/ | WRI | 1025558 | [14 empty] | NO-ESTIMATION | NO-ESTIMATION | NO-ESTIMATION | NO-ESTIMATION | CAPACITY-FACTOR-V1
POL | Poland | EC Bielsko-BiaÅ‚a 1 |  | WRI1061514 | 77 | 49.8123 | 19.0538 | Gas | Coal |  |  | 1973.0 | PKE S.A. | Tauron CiepÅ‚o | http://www.tauron-cieplo.pl/O-Nas/obszary-wytwarzania/Strony/zw-bielsko-biala.aspx | University of DÄ…browa GÃ³rnicza | [15 empty] | NO-ESTIMATION | NO-ESTIMATION | NO-ESTIMATION | NO-ESTIMATION | CAPACITY-FACTOR-V1
POL | Poland | EC PniÃ³wek |  | WRI1061527 | 14 | 49.9672 | 18.6943 | Gas | Coal |  |  |  | PGNiG Termika | PGNiG Termika | https://www.ptep.pl/o-firmie/zaklady/oddzial-pniowek/ | University of DÄ…browa GÃ³rnicza | [15 empty] | NO-ESTIMATION | NO-ESTIMATION | NO-ESTIMATION | SOLAR-V1 | SOLAR-V1
POL | Poland | EC Suszec |  | WRI1061526 | 11 | 50.0468 | 18.7609 | Gas | Coal |  |  |  | PGNiG Termika | PGNiG Termika | https://www.ptep.pl/o-firmie/zaklady/oddzial-suszec/ | University of DÄ…browa GÃ³rnicza | [15 empty] | NO-ESTIMATION | SOLAR-V1 | SOLAR-V1 | SOLAR-V1 | SOLAR-V1
POL | Poland | EC RzeszÃ³w |  | WRI1019087 | 129 | 50.0646 | 22.0294 | Gas |  |  |  |  | Polska Grupa Energetyczna SA | ENTSOE | https://transparency.entsoe.eu/generation/r2/installedCapacityPerProductionUnit/show | University of DÄ…browa GÃ³rnicza | 1053068 |  |  |  | 446.233 | 495.96 | 485.334 |  |  | JRC-PPDB-OPEN | [5 empty] | NO-ESTIMATION | NO-ESTIMATION | NO-ESTIMATION | NO-ESTIMATION | CAPACITY-FACTOR-V1
POL | Poland | EC DÄ™bieÅ„sko-Megawat |  | WRI1061516 | 16 | 50.1576 | 18.6505 | Gas | Biomass |  |  |  | SWF Energia | PrzdsiÄ™biorstwo Energetyczne Megawat S.A. | http://www.sfwenergia.com.pl/en/przedsibiorstwo-energetyczne-megawat-sp-z-oo.html | University of DÄ…browa GÃ³rnicza | [15 empty] | NO-ESTIMATION | NO-ESTIMATION | NO-ESTIMATION | NO-ESTIMATION | CAPACITY-FACTOR-V1
POL | Poland | EC Nowa Sarzyna |  | WRI1019077 | 116 | 50.3172 | 22.3237 | Gas |  |  |  | 2000.0 | POLENERGIA | ENTSOE | https://transparency.entsoe.eu/generation/r2/installedCapacityPerProductionUnit/show | University of DÄ…browa GÃ³rnicza | 1016528 | [14 empty] | NO-ESTIMATION | SOLAR-V1 | SOLAR-V1 | SOLAR-V1 | SOLAR-V1
POL | Poland | Blachownia |  | WRI1019069 | 158 | 50.3562 | 18.2907 | Gas |  |  |  |  | TAURON Wytwarzanie S.A. | ENTSOE | https://transparency.entsoe.eu/generation/r2/installedCapacityPerProductionUnit/show | University of DÄ…browa GÃ³rnicza | 1015571 | [14 empty] | SOLAR-V1 | SOLAR-V1 | SOLAR-V1 | SOLAR-V1 | SOLAR-V1
POL | Poland | EC Lublin WrotkÃ³w |  | WRI1019058 | 231 | 51.2161 | 22.5583 | Gas |  |  |  | 2002.0 | Polska Grupa Energetyczna SA | ENTSOE | https://transparency.entsoe.eu/generation/r2/installedCapacityPerProductionUnit/show | University of DÄ…browa GÃ³rnicza | 1052779 |  |  |  | 970.88 | 1167.071 | 1063.781 |  |  | JRC-PPDB-OPEN | [5 empty] | SOLAR-V1 | SOLAR-V1 | SOLAR-V1 | SOLAR-V1 | SOLAR-V1
POL | Poland | EC Zielona GÃ³ra |  | WRI1019067 | 188 | 51.9514 | 15.4879 | Gas |  |  |  | 1974.0 | Polska Grupa Energetyczna SA | ENTSOE | https://transparency.entsoe.eu/generation/r2/installedCapacityPerProductionUnit/show | University of DÄ…browa GÃ³rnicza | 1015529 |  |  |  | 839.232 | 892.411 | 933.856 |  |  | JRC-PPDB-OPEN | [5 empty] | NO-ESTIMATION | NO-ESTIMATION | NO-ESTIMATION | SOLAR-V1 | SOLAR-V1
POL | Poland | EC Siedlce |  | WRI1061499 | 51 | 52.1572 | 22.3061 | Gas |  |  |  | 2002.0 | PEC Siedlce | PEC Siedlce | http://www.pec-siedlce.com.pl/ | University of DÄ…browa GÃ³rnicza | [15 empty] | SOLAR-V1 | SOLAR-V1 | SOLAR-V1 | SOLAR-V1 | SOLAR-V1
POL | Poland | EC WÅ‚ocÅ‚awek |  | WRI1019049 | 453 | 52.7074 | 18.9589 | Gas |  |  |  | 2017.0 | PKN Orlen | ENTSOE | https://transparency.entsoe.eu/generation/r2/installedCapacityPerProductionUnit/show | University of DÄ…browa GÃ³rnicza |  |  |  |  | 2206.758 |  |  |  |  | ENTSOE | [5 empty] | SOLAR-V1 | SOLAR-V1 | SOLAR-V1 | SOLAR-V1 | SOLAR-V1
POL | Poland | EC GorzÃ³w |  | WRI1019074 | 243 | 52.7504 | 15.2712 | Gas | Coal |  |  |  | Polska Grupa Energetyczna SA | ENTSOE | https://transparency.entsoe.eu/generation/r2/installedCapacityPerProductionUnit/show | [7 empty] | 985.5 |  |  | ENTSOE | [5 empty] | NO-ESTIMATION | SOLAR-V1 | SOLAR-V1 | SOLAR-V1 | SOLAR-V1
POL | Poland | EC ToruÅ„ |  | WRI1061497 | 106 | 53.0475 | 18.6932 | Gas |  |  |  |  | Polska Grupa Energetyczna SA | Polska Grupa Energetyczna SA | https://pgeenergiaciepla.pl/node/150 | University of DÄ…browa GÃ³rnicza | [15 empty] | NO-ESTIMATION | NO-ESTIMATION | NO-ESTIMATION | NO-ESTIMATION | CAPACITY-FACTOR-V1
POL | Poland | EC WÅ‚adysÅ‚awowo |  | WRI1061508 | 11 | 54.7921 | 18.4228 | Gas |  |  |  | 2002.0 | Energobaltic | Energobaltic | https://www.energobaltic.com.pl/ | University of DÄ…browa GÃ³rnicza | [15 empty] | NO-ESTIMATION | NO-ESTIMATION | NO-ESTIMATION | NO-ESTIMATION | CAPACITY-FACTOR-V1
PRT | Portugal | Ribatejo |  | WRI1023228 | 1176 | 39.0118 | -8.9521 | Gas |  |  |  | 2005.0 |  | ENTSOE | https://transparency.entsoe.eu/generation/r2/installedCapacityPerProductionUnit/show?name=&defaultValue=true&viewType=TABLE&areaType=BZN&atch=false&dateTime.dateTime=01.01.2016+00:00¦UTC¦YEAR&area.values=CTY¦10YPT-REN------W!BZN¦10YPT-REN------W&productionType.values=B01&productionType.values=B02&productionType.values=B03&productionType.values=B04&productionType.values=B05&productionType.values=B06&productionType.values=B07&productionType.values=B08&productionType.values=B09&productionType.values=B10&productionType.values=B11&productionType.values=B12&productionType.values=B13&productionType.values=B14&productionType.values=B20&productionType.values=B15&productionType.values=B16&productionType.values=B17&productionType.values=B18&productionType.values=B19&DataTables_Table_0_length=50# | WRI | 1049809 |  |  |  | 756.496 | 1658.245 | 2577.336 |  |  | JRC-PPDB-OPEN |  |  |  |  | 4801.88 | NO-ESTIMATION | NO-ESTIMATION | NO-ESTIMATION | NO-ESTIMATION | CAPACITY-FACTOR-V1
PRT | Portugal | Pego C.C. |  | WRI1023230 | 837 | 39.4689 | -8.1113 | Gas | [5 empty] | ENTSOE | https://transparency.entsoe.eu/generation/r2/installedCapacityPerProductionUnit/show?name=&defaultValue=true&viewType=TABLE&areaType=BZN&atch=false&dateTime.dateTime=01.01.2016+00:00¦UTC¦YEAR&area.values=CTY¦10YPT-REN------W!BZN¦10YPT-REN------W&productionType.values=B01&productionType.values=B02&productionType.values=B03&productionType.values=B04&productionType.values=B05&productionType.values=B06&productionType.values=B07&productionType.values=B08&productionType.values=B09&productionType.values=B10&productionType.values=B11&productionType.values=B12&productionType.values=B13&productionType.values=B14&productionType.values=B20&productionType.values=B15&productionType.values=B16&productionType.values=B17&productionType.values=B18&productionType.values=B19&DataTables_Table_0_length=50# | WRI | 1072522 |  |  |  | 600.244 | 1133.695 | 3642.734 |  |  | JRC-PPDB-OPEN |  |  |  |  | 3417.67 | NO-ESTIMATION | NO-ESTIMATION | NO-ESTIMATION | NO-ESTIMATION | CAPACITY-FACTOR-V1
PRT | Portugal | Lares |  | WRI1023231 | 826 | 40.1245 | -8.7750 | Gas |  |  |  | 2009.0 |  | ENTSOE | https://transparency.entsoe.eu/generation/r2/installedCapacityPerProductionUnit/show?name=&defaultValue=true&viewType=TABLE&areaType=BZN&atch=false&dateTime.dateTime=01.01.2016+00:00¦UTC¦YEAR&area.values=CTY¦10YPT-REN------W!BZN¦10YPT-REN------W&productionType.values=B01&productionType.values=B02&productionType.values=B03&productionType.values=B04&productionType.values=B05&productionType.values=B06&productionType.values=B07&productionType.values=B08&productionType.values=B09&productionType.values=B10&productionType.values=B11&productionType.values=B12&productionType.values=B13&productionType.values=B14&productionType.values=B20&productionType.values=B15&productionType.values=B16&productionType.values=B17&productionType.values=B18&productionType.values=B19&DataTables_Table_0_length=50# | WRI | 1067931 |  |  |  | 1845.046 | 1958.519 | 3397.013 |  |  | JRC-PPDB-OPEN |  |  |  |  | 3372.75 | NO-ESTIMATION | NO-ESTIMATION | NO-ESTIMATION | NO-ESTIMATION | CAPACITY-FACTOR-V1
PRT | Portugal | Tapada do Outeiro |  | WRI1023229 | 990 | 41.0700 | -8.4587 | Gas | [5 empty] | ENTSOE | https://transparency.entsoe.eu/generation/r2/installedCapacityPerProductionUnit/show?name=&defaultValue=true&viewType=TABLE&areaType=BZN&atch=false&dateTime.dateTime=01.01.2016+00:00¦UTC¦YEAR&area.values=CTY¦10YPT-REN------W!BZN¦10YPT-REN------W&productionType.values=B01&productionType.values=B02&productionType.values=B03&productionType.values=B04&productionType.values=B05&productionType.values=B06&productionType.values=B07&productionType.values=B08&productionType.values=B09&productionType.values=B10&productionType.values=B11&productionType.values=B12&productionType.values=B13&productionType.values=B14&productionType.values=B20&productionType.values=B15&productionType.values=B16&productionType.values=B17&productionType.values=B18&productionType.values=B19&DataTables_Table_0_length=50# | WRI | 1032083 |  |  |  | 2066.358 | 2641.851 | 3912.006 |  |  | JRC-PPDB-OPEN |  |  |  |  | 4042.4 | NO-ESTIMATION | NO-ESTIMATION | NO-ESTIMATION | SOLAR-V1 | SOLAR-V1
QAT | Qatar | Qatalum CCGT Power Plant Qatar |  | GEODB0045477 | 1350 | 24.9713 | 51.5811 | Gas | [5 empty] | GEODB | http://globalenergyobservatory.org | GEODB |  | 2017 | [12 empty] | 6909.69 | NO-ESTIMATION | NO-ESTIMATION | SOLAR-V1 | SOLAR-V1 | SOLAR-V1
QAT | Qatar | Mesaieed CCGT Power Plant Qatar |  | GEODB0042859 | 2007 | 24.9753 | 51.5783 | Gas | [5 empty] | GEODB | http://globalenergyobservatory.org | GEODB | 1069561 | 2017 | [12 empty] | 10272.41 | NO-ESTIMATION | NO-ESTIMATION | NO-ESTIMATION | NO-ESTIMATION | SOLAR-V1
QAT | Qatar | Doha South Super GT Power Plant Qatar |  | GEODB0002951 | 67 | 25.1940 | 51.5246 | Gas | [5 empty] | GEODB | http://globalenergyobservatory.org | GEODB |  | 2017 | [12 empty] | 342.92 | NO-ESTIMATION | NO-ESTIMATION | NO-ESTIMATION | SOLAR-V1 | SOLAR-V1
QAT | Qatar | Ras Abu Fontas B-2 OCGT Cogen Power Plant Qatar |  | GEODB0005021 | 567 | 25.1964 | 51.6159 | Gas | [5 empty] | GEODB | http://globalenergyobservatory.org | GEODB | 1064659 | 2017 | [12 empty] | 2902.07 | NO-ESTIMATION | NO-ESTIMATION | NO-ESTIMATION | SOLAR-V1 | SOLAR-V1
QAT | Qatar | Ras Abu Fontas B-1 OCGT Power Plant Qatar |  | GEODB0005020 | 376 | 25.1978 | 51.6167 | Gas | [5 empty] | GEODB | http://globalenergyobservatory.org | GEODB | 1026417 | 2017 | [12 empty] | 1924.47 | NO-ESTIMATION | NO-ESTIMATION | SOLAR-V1 | SOLAR-V1 | SOLAR-V1
QAT | Qatar | Ras Abu Fontas B OCGT Cogen Power Plant Qatar |  | GEODB0005019 | 609 | 25.1989 | 51.6166 | Gas | [5 empty] | GEODB | http://globalenergyobservatory.org | GEODB | 1064659 | 2017 | [12 empty] | 3117.04 | NO-ESTIMATION | NO-ESTIMATION | SOLAR-V1 | SOLAR-V1 | SOLAR-V1
QAT | Qatar | Ras Abu Fontas A OCGT Cogen Power Plant Qatar |  | GEODB0005018 | 626 | 25.2058 | 51.6174 | Gas | [5 empty] | GEODB | http://globalenergyobservatory.org | GEODB | 1026417¦1064659 | 2017 | [12 empty] | 3204.05 | NO-ESTIMATION | NO-ESTIMATION | NO-ESTIMATION | SOLAR-V1 | SOLAR-V1
QAT | Qatar | Al Saliyah GT Power Plant Qatar |  | GEODB0002017 | 134 | 25.2065 | 51.3926 | Gas | [5 empty] | GEODB | http://globalenergyobservatory.org | GEODB |  | 2017 | [12 empty] | 685.85 | NO-ESTIMATION | NO-ESTIMATION | NO-ESTIMATION | NO-ESTIMATION | SOLAR-V1
QAT | Qatar | Al Wajbha GT Power Plant Qatar |  | GEODB0002019 | 301 | 25.2997 | 51.4046 | Gas | [5 empty] | GEODB | http://globalenergyobservatory.org | GEODB |  | 2017 | [12 empty] | 1540.6 | NO-ESTIMATION | SOLAR-V1 | SOLAR-V1 | SOLAR-V1 | SOLAR-V1
QAT | Qatar | Ras Laffan A Cogen GT Power Plant Qatar |  | GEODB0005022 | 756 | 25.9228 | 51.5452 | Gas | [5 empty] | GEODB | http://globalenergyobservatory.org | GEODB | 1050795 | 2017 | [12 empty] | 3869.43 | NO-ESTIMATION | NO-ESTIMATION | NO-ESTIMATION | SOLAR-V1 | SOLAR-V1
QAT | Qatar | Ras Laffan B CCGT Power Plant Qatar |  | GEODB0005023 | 1025 | 25.9243 | 51.5481 | Gas | [5 empty] | GEODB | http://globalenergyobservatory.org | GEODB | 1061757 | 2017 | [12 empty] | 5246.25 | NO-ESTIMATION | NO-ESTIMATION | NO-ESTIMATION | SOLAR-V1 | SOLAR-V1
QAT | Qatar | Ras Laffan C (Ras Qartas) CCGT Power Plant Qatar |  | GEODB0042860 | 2730 | 25.9360 | 51.5235 | Gas | [5 empty] | GEODB | http://globalenergyobservatory.org | GEODB |  | 2017 | [12 empty] | 13972.94 | NO-ESTIMATION | NO-ESTIMATION | NO-ESTIMATION | NO-ESTIMATION | CAPACITY-FACTOR-V1
ROU | Romania | TPP Progresu |  | WRI1019116 | 184 | 44.3720 | 26.1073 | Gas | [5 empty] | ENTSOE | https://transparency.entsoe.eu/generation/r2/installedCapacityPerProductionUnit/show | GEODB | [14 empty] | 512.14 | NO-ESTIMATION | NO-ESTIMATION | NO-ESTIMATION | NO-ESTIMATION | CAPACITY-FACTOR-V1
ROU | Romania | TPP Bucuresti Sud |  | WRI1019107 | 280 | 44.4233 | 25.9790 | Gas | [5 empty] | ENTSOE | https://transparency.entsoe.eu/generation/r2/installedCapacityPerProductionUnit/show | GEODB |  |  |  |  | 721.693 | 586.73 | 849.138 |  |  | JRC-PPDB-OPEN |  |  |  |  | 779.34 | NO-ESTIMATION | NO-ESTIMATION | NO-ESTIMATION | NO-ESTIMATION | NO-ESTIMATION
ROU | Romania | TPP Bucuresti Vest |  | WRI1019106 | 298 | 44.4233 | 25.9790 | Gas | [5 empty] | ENTSOE | https://transparency.entsoe.eu/generation/r2/installedCapacityPerProductionUnit/show | GEODB |  |  |  |  | 732.006 | 1058.254 | 1064.073 |  |  | JRC-PPDB-OPEN |  |  |  |  | 829.44 | NO-ESTIMATION | NO-ESTIMATION | NO-ESTIMATION | NO-ESTIMATION | CAPACITY-FACTOR-V1
ROU | Romania | TPP Brazi |  | WRI1019111 | 220 | 44.8802 | 25.9988 | Gas |  |  |  | 2007.0 |  | ENTSOE | https://transparency.entsoe.eu/generation/r2/installedCapacityPerProductionUnit/show | GEODB |  |  |  |  | 2435.408 | 2859.791 | 2686.563 |  |  | JRC-PPDB-OPEN |  |  |  |  | 612.34 | NO-ESTIMATION | NO-ESTIMATION | NO-ESTIMATION | NO-ESTIMATION | CAPACITY-FACTOR-V1
ROU | Romania | TPP CCCC Petrom Brazi |  | WRI1019097 | 860 | 44.8802 | 25.9988 | Gas |  |  |  | 2012.0 |  | ENTSOE | https://transparency.entsoe.eu/generation/r2/installedCapacityPerProductionUnit/show | GEODB | [14 empty] | 2393.7 | SOLAR-V1 | SOLAR-V1 | SOLAR-V1 | SOLAR-V1 | SOLAR-V1
ROU | Romania | TPP Braila |  | WRI1019101 | 413 | 45.1660 | 27.9235 | Gas | [5 empty] | ENTSOE | https://transparency.entsoe.eu/generation/r2/installedCapacityPerProductionUnit/show | WRI |  |  |  |  | 0.0 | 0.0 | 0.0 |  |  | JRC-PPDB-OPEN |  |  |  |  | 1149.53 | SOLAR-V1 | SOLAR-V1 | SOLAR-V1 | SOLAR-V1 | SOLAR-V1
ROU | Romania | TPP Galati |  | WRI1019102 | 346 | 45.4360 | 27.9814 | Gas | [5 empty] | ENTSOE | https://transparency.entsoe.eu/generation/r2/installedCapacityPerProductionUnit/show | GEODB | 1027081 |  |  |  | 80.045 | 99.388 | 169.51 |  |  | JRC-PPDB-OPEN |  |  |  |  | 963.04 | SOLAR-V1 | SOLAR-V1 | SOLAR-V1 | SOLAR-V1 | SOLAR-V1
ROU | Romania | TPP Iernut |  | WRI1019098 | 751 | 46.4677 | 24.1833 | Gas | [5 empty] | ENTSOE | https://transparency.entsoe.eu/generation/r2/installedCapacityPerProductionUnit/show | GEODB |  |  |  |  | 1590.609 | 1509.056 | 1713.66 |  |  | JRC-PPDB-OPEN |  |  |  |  | 2090.31 | NO-ESTIMATION | NO-ESTIMATION | NO-ESTIMATION | NO-ESTIMATION | CAPACITY-FACTOR-V1
RUS | Russia | The Caspian Thermal Power Plant |  | WRI1061757 | 18 | 42.8850 | 47.6503 | Gas |  |  |  |  | LLC "Dagestanenergo" | EnergyBase (RUS) | https://energybase.ru/power-plant/Caspian_CHP | EnergyBase (RUS) | [14 empty] | 78.96 | NO-ESTIMATION | NO-ESTIMATION | NO-ESTIMATION | NO-ESTIMATION | CAPACITY-FACTOR-V1
RUS | Russia | Makhachkala TPP |  | WRI1061758 | 18 | 42.9746 | 47.5308 | Gas | Oil |  |  |  | LLC "Dagestanenergo" | EnergyBase (RUS) | https://energybase.ru/power-plant/Makhachkala_CHP | EnergyBase (RUS) | [14 empty] | 78.96 | NO-ESTIMATION | NO-ESTIMATION | NO-ESTIMATION | NO-ESTIMATION | CAPACITY-FACTOR-V1
RUS | Russia | Mini-cogeneration plant "Oceanarium" (Russkiy Island) |  | WRI1061978 | 13.2 | 43.0048 | 131.9163 | Gas | Oil |  |  | 2014.0 | JSC "DVEUK" | EnergyBase (RUS) | https://energybase.ru/power-plant/mini-chp-oceanarium-russkiy-island | EnergyBase (RUS) | [14 empty] | 57.9 | NO-ESTIMATION | NO-ESTIMATION | NO-ESTIMATION | NO-ESTIMATION | CAPACITY-FACTOR-V1
RUS | Russia | Mini-cogeneration plant "Tsentralnaya" (Russky Island) |  | WRI1061977 | 33 | 43.0367 | 131.8834 | Gas | Oil |  |  | 2014.0 | JSC "DVEUK" | EnergyBase (RUS) | https://energybase.ru/power-plant/mini-chp-central-russkiy-island | EnergyBase (RUS) | [14 empty] | 144.76 | HYDRO-V1 | HYDRO-V1 | HYDRO-V1 | HYDRO-V1 | HYDRO-V1
RUS | Russia | Mini-cogeneration plant "Severnaya" (Russky Island) |  | WRI1061976 | 3.6 | 43.0538 | 131.8868 | Gas | Oil |  |  | 2014.0 | JSC "DVEUK" | EnergyBase (RUS) | https://energybase.ru/power-plant/mini-chp-north-russkiy-island | EnergyBase (RUS) | [14 empty] | 15.79 | NO-ESTIMATION | NO-ESTIMATION | NO-ESTIMATION | NO-ESTIMATION | CAPACITY-FACTOR-V1
RUS | Russia | Vladivostok CHPP |  | WRI1003850 | 497 | 43.1003 | 131.9728 | Gas |  |  |  |  | JSC "FAR EASTERN GK" (JSC "DGK") | EnergyBase (RUS) | https://energybase.ru/power-plant/Vladivostok_CHP-2 | WRI | 1026808 | [13 empty] | 2180.2 | NO-ESTIMATION | NO-ESTIMATION | NO-ESTIMATION | NO-ESTIMATION | WIND-V1
RUS | Russia | GTES of Vladivostokskaya CHPP-1 |  | WRI1061798 | 45 | 43.1258 | 131.8781 | Gas |  |  |  |  | JSC "FAR EASTERN GK" (JSC "DGK") | EnergyBase (RUS) | https://energybase.ru/power-plant/GTPP_Vladivostok_CHP-1 | EnergyBase (RUS) | [14 empty] | 197.4 | NO-ESTIMATION | NO-ESTIMATION | NO-ESTIMATION | NO-ESTIMATION | CAPACITY-FACTOR-V1
RUS | Russia | Artyomovskaya CHPP |  | WRI1003661 | 400 | 43.3714 | 132.3050 | Gas |  |  |  |  | JSC "FAR EASTERN GK" (JSC "DGK") | EnergyBase (RUS) | https://energybase.ru/power-plant/Artemovskaya_CHP | EnergyBase (RUS) | [14 empty] | 1754.69 | NO-ESTIMATION | NO-ESTIMATION | NO-ESTIMATION | NO-ESTIMATION | CAPACITY-FACTOR-V1
RUS | Russia | Adler Thermal Power Station |  | WRI1061913 | 351 | 43.4202 | 39.9492 | Gas |  |  |  | 2013.0 | PJSC "OGK-2" | EnergyBase (RUS) | https://energybase.ru/power-plant/adlerskaya-tpp | EnergyBase (RUS) | [14 empty] | 1539.74 | NO-ESTIMATION | NO-ESTIMATION | SOLAR-V1 | SOLAR-V1 | SOLAR-V1
RUS | Russia | Sochinskaya |  | WRI1003815 | 160.5 | 43.5947 | 39.7544 | Gas | Oil |  |  | 2004.0 | JSC INTER RAO-Electric Power Generation | EnergyBase (RUS) | https://energybase.ru/power-plant/Sochi_TPP | CARMA | 1057077 | [13 empty] | 704.07 | NO-ESTIMATION | NO-ESTIMATION | NO-ESTIMATION | NO-ESTIMATION | NO-ESTIMATION
RUS | Russia | Kislovodskaya TPP |  | WRI1061759 | 12 | 43.9083 | 42.7182 | Gas |  |  |  |  | OOO LUKOIL-Stavropolenergo | EnergyBase (RUS) | https://energybase.ru/power-plant/Kislovodsk_CHP | EnergyBase (RUS) | [14 empty] | 52.64 | NO-ESTIMATION | NO-ESTIMATION | NO-ESTIMATION | NO-ESTIMATION | CAPACITY-FACTOR-V1
RUS | Russia | GTU TPP LLC "RN-Tuapse Oil Refinery" |  | WRI1062042 | 153 | 44.1055 | 39.1003 | Gas |  |  |  | 2014.0 | PJSC "NK" ROSNEFT " | EnergyBase (RUS) | https://energybase.ru/power-plant/gtu-chp-rosneft-tuapse-refinery | EnergyBase (RUS) | [14 empty] | 671.17 | NO-ESTIMATION | SOLAR-V1 | SOLAR-V1 | SOLAR-V1 | SOLAR-V1
RUS | Russia | Dzhubginskaya |  | WRI1003699 | 198 | 44.4388 | 38.7636 | Gas |  |  |  | 2013.0 | JSC INTER RAO-Electric Power Generation | EnergyBase (RUS) | https://energybase.ru/power-plant/Dzhubginskaya_TPP | EnergyBase (RUS) | [14 empty] | 868.57 | NO-ESTIMATION | NO-ESTIMATION | NO-ESTIMATION | SOLAR-V1 | SOLAR-V1
RUS | Russia | Nevinnomysskya |  | WRI1003757 | 1530.2 | 44.6595 | 41.9294 | Gas | Oil |  |  | 1960.0 | PJSC "Enel Russia" | EnergyBase (RUS) | https://energybase.ru/power-plant/Nevinnomysskaya_TPP | GEODB | [14 empty] | 6712.58 | NO-ESTIMATION | SOLAR-V1 | SOLAR-V1 | SOLAR-V1 | SOLAR-V1
RUS | Russia | Budennovskaya TPP |  | WRI1062043 | 149.9 | 44.8291 | 44.1064 | Gas |  |  |  | 2014.0 | OOO LUKOIL-Stavropolenergo | EnergyBase (RUS) | https://energybase.ru/power-plant/budenovskaya-tpp | EnergyBase (RUS) | [14 empty] | 657.57 | NO-ESTIMATION | NO-ESTIMATION | NO-ESTIMATION | SOLAR-V1 | SOLAR-V1
RUS | Russia | GT CHPP |  | WRI1062193 | 18 | 44.9209 | 38.0217 | Gas |  |  |  |  | JSC "GTEnergo" | EnergyBase (RUS) | https://energybase.ru/power-plant/gtpp-krymskaya | EnergyBase (RUS) | [14 empty] | 78.96 | SOLAR-V1 | SOLAR-V1 | SOLAR-V1 | SOLAR-V1 | SOLAR-V1
RUS | Russia | Krasnodar TPP |  | WRI1061761 | 1120 | 45.0178 | 39.0608 | Gas | Oil |  |  |  | OOO LUKOIL-Kubanenergo | EnergyBase (RUS) | https://energybase.ru/power-plant/Krasnodar_CHP | EnergyBase (RUS) | [14 empty] | 4913.14 | SOLAR-V1 | SOLAR-V1 | SOLAR-V1 | SOLAR-V1 | SOLAR-V1
RUS | Russia | Stavropolskaya GRES |  | WRI1003819 | 2415 | 45.3122 | 41.5111 | Gas | Oil |  |  | 1971.0 | PJSC "OGK-2" | EnergyBase (RUS) | https://energybase.ru/power-plant/Stavropolskaya_TPP | WRI | 1027570 | [13 empty] | 10593.97 | WIND-V1 | WIND-V1 | WIND-V1 | WIND-V1 | WIND-V1
RUS | Russia | GTE HPP Elista |  | WRI1062195 | 18 | 46.2986 | 44.3157 | Gas |  |  |  |  | JSC "GTEnergo" | EnergyBase (RUS) | https://energybase.ru/power-plant/gtpp-elistinskaya | EnergyBase (RUS) | [14 empty] | 78.96 | NO-ESTIMATION | NO-ESTIMATION | NO-ESTIMATION | NO-ESTIMATION | CAPACITY-FACTOR-V1
RUS | Russia | Astrakhanskaya CHPP-2 |  | WRI1061755 | 380 | 46.3321 | 48.0861 | Gas |  |  |  |  | OOO "LUKOIL-Astrakhanenergo" | EnergyBase (RUS) | https://energybase.ru/power-plant/Astrakhan_CHP-2 | EnergyBase (RUS) | [14 empty] | 1666.96 | NO-ESTIMATION | NO-ESTIMATION | NO-ESTIMATION | NO-ESTIMATION | CAPACITY-FACTOR-V1
RUS | Russia | Astrakhanskaya GRES |  | WRI1061756 | 110 | 46.3753 | 48.0881 | Gas |  |  |  |  | OOO "LUKOIL-Astrakhanenergo" | EnergyBase (RUS) | https://energybase.ru/power-plant/Astrakhan_TPP | EnergyBase (RUS) | [14 empty] | 482.54 | NO-ESTIMATION | NO-ESTIMATION | NO-ESTIMATION | NO-ESTIMATION | CAPACITY-FACTOR-V1
RUS | Russia | Central boiler-house [Astrakhan] |  | WRI1061754 | 235 | 46.4196 | 48.0996 | Gas |  |  |  | 2013.0 | OOO "LUKOIL-Astrakhanenergo" | EnergyBase (RUS) | https://energybase.ru/power-plant/Central_Boiler_Astrakhan | EnergyBase (RUS) | [14 empty] | 1030.88 | NO-ESTIMATION | NO-ESTIMATION | NO-ESTIMATION | NO-ESTIMATION | CAPACITY-FACTOR-V1
RUS | Russia | CHP-Severnaya |  | WRI1062205 | 8 | 46.4253 | 47.9744 | Gas |  |  |  |  | Owner / Investor | EnergyBase (RUS) | https://energybase.ru/power-plant/chp-severnaya | EnergyBase (RUS) | [14 empty] | 35.09 | NO-ESTIMATION | NO-ESTIMATION | NO-ESTIMATION | NO-ESTIMATION | CAPACITY-FACTOR-V1
RUS | Russia | Rostov CHPP-2 |  | WRI1061760 | 160 | 47.2161 | 39.5794 | Gas |  |  |  |  | OOO LUKOIL-Rostovenergo | EnergyBase (RUS) | https://energybase.ru/power-plant/Rostov_CHP-2 | EnergyBase (RUS) | [14 empty] | 701.87 | NO-ESTIMATION | NO-ESTIMATION | NO-ESTIMATION | NO-ESTIMATION | CAPACITY-FACTOR-V1
RUS | Russia | Smolensk TPP-2 |  | WRI1003813 | 275 | 47.2161 | 39.5794 | Gas |  |  |  | 1973.0 | Quandra | Quandra | http://www.quadra.ru/about/production_capacity/ | GEODB | 1026749 | [13 empty] | 1206.35 | NO-ESTIMATION | NO-ESTIMATION | NO-ESTIMATION | NO-ESTIMATION | CAPACITY-FACTOR-V1
RUS | Russia | TPP-2 |  | WRI1003836 | 642 | 47.2161 | 39.5794 | Gas |  |  |  | 1957.0 | Quandra | Quandra | http://www.quadra.ru/about/production_capacity/ | GEODB | [14 empty] | 2816.28 | NO-ESTIMATION | NO-ESTIMATION | NO-ESTIMATION | NO-ESTIMATION | CAPACITY-FACTOR-V1
RUS | Russia | GT CHP Novocherkasskaya |  | WRI1062197 | 18 | 47.4803 | 40.0983 | Gas |  |  |  |  | JSC "GTEnergo" | EnergyBase (RUS) | https://energybase.ru/power-plant/gtpp-novocherkasskaya | EnergyBase (RUS) | [14 empty] | 78.96 | NO-ESTIMATION | NO-ESTIMATION | NO-ESTIMATION | NO-ESTIMATION | CAPACITY-FACTOR-V1
RUS | Russia | Volgodonsk cogeneration station-2 |  | WRI1061768 | 420 | 47.4961 | 42.2106 | Gas |  |  |  |  | OOO LUKOIL-Rostovenergo | EnergyBase (RUS) | https://energybase.ru/power-plant/Volgodonskaya_CHP-2 | EnergyBase (RUS) | [14 empty] | 1842.43 | NO-ESTIMATION | NO-ESTIMATION | NO-ESTIMATION | NO-ESTIMATION | CAPACITY-FACTOR-V1
RUS | Russia | Shakhtinskaya CHPP |  | WRI1061868 | 100 | 47.7583 | 40.2997 | Gas |  |  |  | 1925.0 | LLC "Shakhty Gas Turbine Power Plant" (Holding "Megapolis Group") | EnergyBase (RUS) | https://energybase.ru/power-plant/Shakhtynsk_CHP | EnergyBase (RUS) | [14 empty] | 438.67 | NO-ESTIMATION | NO-ESTIMATION | NO-ESTIMATION | NO-ESTIMATION | CAPACITY-FACTOR-V1
RUS | Russia | Kamenskaya TPP |  | WRI1061767 | 34 | 48.3214 | 40.2394 | Gas | Oil |  |  |  | OOO LUKOIL-Rostovenergo | EnergyBase (RUS) | https://energybase.ru/power-plant/Kamensky_CHP | EnergyBase (RUS) | [14 empty] | 149.14 | NO-ESTIMATION | NO-ESTIMATION | NO-ESTIMATION | NO-ESTIMATION | CAPACITY-FACTOR-V1
RUS | Russia | Volgogradskaya CHPP-3 |  | WRI1061766 | 296 | 48.4575 | 44.6683 | Gas |  |  |  |  | Branch of JSC "Caustic" Volgogradskaya CHPP-3 | EnergyBase (RUS) | https://energybase.ru/power-plant/Volgograd_CHP-3 | EnergyBase (RUS) | [14 empty] | 1298.47 | NO-ESTIMATION | NO-ESTIMATION | SOLAR-V1 | SOLAR-V1 | SOLAR-V1
RUS | Russia | Volgogradskaya CHPP-2 |  | WRI1061752 | 300 | 48.5031 | 44.6089 | Gas | Oil |  |  |  | OOO LUKOIL-Volgogradenergo | EnergyBase (RUS) | https://energybase.ru/power-plant/Volgograd_CHP-2 | EnergyBase (RUS) | [14 empty] | 1316.02 | HYDRO-V1 | HYDRO-V1 | HYDRO-V1 | HYDRO-V1 | HYDRO-V1
RUS | Russia | Volgograd state district power station |  | WRI1061753 | 72 | 48.5677 | 44.4498 | Gas |  |  |  |  | OOO LUKOIL-Volgogradenergo | EnergyBase (RUS) | https://energybase.ru/power-plant/Volgograd_TPP | EnergyBase (RUS) | [14 empty] | 315.84 | SOLAR-V1 | SOLAR-V1 | SOLAR-V1 | SOLAR-V1 | SOLAR-V1
RUS | Russia | Volzhskaya CHPP-2 |  | WRI1061763 | 220 | 48.7750 | 44.8397 | Gas | Oil |  |  |  | OOO LUKOIL-Volgogradenergo | EnergyBase (RUS) | https://energybase.ru/power-plant/Volga_CHP-2 | EnergyBase (RUS) | [14 empty] | 965.08 | NO-ESTIMATION | NO-ESTIMATION | NO-ESTIMATION | NO-ESTIMATION | CAPACITY-FACTOR-V1
RUS | Russia | Volzhskaya HPP 1 |  | WRI1061764 | 541 | 48.8242 | 44.8178 | Gas |  |  |  |  | OOO LUKOIL-Volgogradenergo | EnergyBase (RUS) | https://energybase.ru/power-plant/Volga_CHP-1 | EnergyBase (RUS) | [14 empty] | 2373.22 | NO-ESTIMATION | NO-ESTIMATION | NO-ESTIMATION | NO-ESTIMATION | CAPACITY-FACTOR-V1
RUS | Russia | Kamyshinskaya CHPP |  | WRI1061762 | 72 | 50.1115 | 45.4005 | Gas | Oil |  |  |  | OOO LUKOIL-Volgogradenergo | EnergyBase (RUS) | https://energybase.ru/power-plant/Kamyshinskaya_CHP | EnergyBase (RUS) | [14 empty] | 315.84 | NO-ESTIMATION | NO-ESTIMATION | NO-ESTIMATION | NO-ESTIMATION | CAPACITY-FACTOR-V1
RUS | Russia | Amurskaya CHPP |  | WRI1003656 | 285 | 50.2274 | 136.8821 | Gas | Oil |  |  |  | JSC "FAR EASTERN GK" (JSC "DGK") | EnergyBase (RUS) | https://energybase.ru/power-plant/Amur_CHP-1 | EnergyBase (RUS) | [14 empty] | 1250.22 | NO-ESTIMATION | NO-ESTIMATION | NO-ESTIMATION | NO-ESTIMATION | CAPACITY-FACTOR-V1
RUS | Russia | GT-TPP (gas turbine TPP) "Luch" |  | WRI1003705 | 60 | 50.5609 | 36.5806 | Gas |  |  |  | 2005.0 | PJSC "Quadra - Power Generation" | EnergyBase (RUS) | https://energybase.ru/power-plant/GTU_CHP_BEAM | CARMA | 1059861 | [13 empty] | 263.2 | NO-ESTIMATION | NO-ESTIMATION | NO-ESTIMATION | NO-ESTIMATION | CAPACITY-FACTOR-V1
RUS | Russia | Belgorod TPP (thermal power plant) |  | WRI1003664 | 60 | 50.6000 | 36.6186 | Gas |  |  |  | 1938.0 | PJSC "Quadra - Power Generation" | EnergyBase (RUS) | https://energybase.ru/power-plant/Belgorod_CHP | CARMA | 1026538 | [13 empty] | 263.2 | NO-ESTIMATION | NO-ESTIMATION | NO-ESTIMATION | NO-ESTIMATION | CAPACITY-FACTOR-V1
RUS | Russia | GT CHP Michurinskaya |  | WRI1062188 | 36 | 50.6116 | 36.5649 | Gas |  |  |  |  | JSC "GTEnergo" | EnergyBase (RUS) | https://energybase.ru/power-plant/gtpp-michurinskaya | EnergyBase (RUS) | [14 empty] | 157.92 | NO-ESTIMATION | NO-ESTIMATION | NO-ESTIMATION | NO-ESTIMATION | CAPACITY-FACTOR-V1
RUS | Russia | Orsk TPP-1 |  | WRI1003777 | 245 | 51.2408 | 58.4986 | Gas | Oil |  |  | 1938.0 | Orenburg Branch of PJSC "T Plus" | EnergyBase (RUS) | https://energybase.ru/power-plant/Orsk_CHP-1 | GEODB | [14 empty] | 1074.75 | HYDRO-V1 | HYDRO-V1 | HYDRO-V1 | HYDRO-V1 | HYDRO-V1
RUS | Russia | Gubkin TPP |  | WRI1003707 | 29 | 51.2809 | 37.5784 | Gas |  |  |  | 1954.0 | PJSC "Quadra - Power Generation" | EnergyBase (RUS) | https://energybase.ru/power-plant/Gubkinskaya_CHP | CARMA | [14 empty] | 127.21 | NO-ESTIMATION | NO-ESTIMATION | NO-ESTIMATION | NO-ESTIMATION | CAPACITY-FACTOR-V1
RUS | Russia | Engels TPP-3 |  | WRI1003703 | 182 | 51.4603 | 46.1537 | Gas |  |  |  | 1958.0 | Saratov Branch of PJSC "T Plus" | EnergyBase (RUS) | https://energybase.ru/power-plant/Engels_CHP-3 | GEODB | [14 empty] | 798.38 | NO-ESTIMATION | NO-ESTIMATION | NO-ESTIMATION | NO-ESTIMATION | CAPACITY-FACTOR-V1
RUS | Russia | De-Kastrinskaya CHPP |  | WRI1062095 | 8 | 51.4690 | 140.7741 | Gas |  |  |  |  | OJSC "De-Kastrinskaya TPP" | EnergyBase (RUS) | https://energybase.ru/power-plant/de-kastri-chp | EnergyBase (RUS) | [14 empty] | 35.09 | NO-ESTIMATION | NO-ESTIMATION | SOLAR-V1 | SOLAR-V1 | SOLAR-V1
RUS | Russia | Gaiskaya TPP |  | WRI1062073 | 24 | 51.4821 | 58.4589 | Gas | Oil |  |  |  | JSC "Gaisky mining and processing enterprise" | EnergyBase (RUS) | https://energybase.ru/power-plant/ggok-chp | EnergyBase (RUS) | [14 empty] | 105.28 | NO-ESTIMATION | NO-ESTIMATION | NO-ESTIMATION | NO-ESTIMATION | CAPACITY-FACTOR-V1
RUS | Russia | Saratov TPP- HPP 1 |  | WRI1003801 | 54 | 51.5223 | 46.0339 | Gas |  |  |  | 1930.0 | Saratov Branch of PJSC "T Plus" | EnergyBase (RUS) | https://energybase.ru/power-plant/Saratov_TPP | CARMA | 1026731 | [13 empty] | 236.88 | NO-ESTIMATION | NO-ESTIMATION | NO-ESTIMATION | NO-ESTIMATION | CAPACITY-FACTOR-V1
RUS | Russia | Saratov HPP-2 |  | WRI1003800 | 669 | 51.6239 | 46.0097 | Gas |  |  |  | 1955.0 | Saratov Branch of PJSC "T Plus" | EnergyBase (RUS) | https://energybase.ru/power-plant/Saratov_CHP-2 | GEODB | 1026732 | [13 empty] | 2934.72 | NO-ESTIMATION | NO-ESTIMATION | NO-ESTIMATION | NO-ESTIMATION | CAPACITY-FACTOR-V1
RUS | Russia | Voronezhskaya CHPP-2 |  | WRI1061725 | 127 | 51.6867 | 39.1577 | Gas |  |  |  | 1957.0 | PJSC "Quadra - Power Generation" | EnergyBase (RUS) | https://energybase.ru/power-plant/Voronezh_CHP-2 | EnergyBase (RUS) | [14 empty] | 557.11 | NO-ESTIMATION | NO-ESTIMATION | NO-ESTIMATION | NO-ESTIMATION | CAPACITY-FACTOR-V1
RUS | Russia | Kursk TPP-4* |  | WRI1003745 | 4.8 | 51.7308 | 36.1985 | Gas |  |  |  | 1934.0 | PJSC "Quadra - Power Generation" | EnergyBase (RUS) | https://energybase.ru/power-plant/Kursk_CHP-4 | EnergyBase (RUS) | [14 empty] | 21.05 | NO-ESTIMATION | NO-ESTIMATION | NO-ESTIMATION | NO-ESTIMATION | CAPACITY-FACTOR-V1
RUS | Russia | Iriklinskaya |  | WRI1003711 | 2444 | 51.7540 | 58.8033 | Gas | Oil |  |  | 1970.0 | JSC INTER RAO-Electric Power Generation | EnergyBase (RUS) | https://energybase.ru/power-plant/Iriklinskaya_TPP | WRI | 1026587 | [13 empty] | 10721.18 | SOLAR-V1 | SOLAR-V1 | SOLAR-V1 | SOLAR-V1 | SOLAR-V1
RUS | Russia | TPP Quadra |  | WRI1003833 | 116.9 | 51.7660 | 36.1389 | Gas |  |  |  | 2011.0 | PJSC "Quadra - Power Generation" | EnergyBase (RUS) | https://energybase.ru/power-plant/CHP_Northwestern_District | EnergyBase (RUS) | [14 empty] | 512.8 | NO-ESTIMATION | NO-ESTIMATION | SOLAR-V1 | SOLAR-V1 | SOLAR-V1
RUS | Russia | Nogliki GTES |  | WRI1061922 | 48 | 51.7738 | 143.1131 | Gas |  |  |  | 1999.0 | OJSC "Nogliki GTES" | EnergyBase (RUS) | https://energybase.ru/power-plant/noglitskaya-gtpp | EnergyBase (RUS) | [14 empty] | 210.56 | NO-ESTIMATION | NO-ESTIMATION | NO-ESTIMATION | SOLAR-V1 | SOLAR-V1
RUS | Russia | Sakmarskaya TPP |  | WRI1003795 | 460 | 51.8433 | 55.0988 | Gas |  |  |  | 1969.0 | Orenburg Branch of PJSC "T Plus" | EnergyBase (RUS) | https://energybase.ru/power-plant/Sakmarskaya_TPP | GEODB | 1026727 | [13 empty] | 2017.89 | NO-ESTIMATION | NO-ESTIMATION | SOLAR-V1 | SOLAR-V1 | SOLAR-V1
RUS | Russia | Kargalinskaya |  | WRI1003723 | 320 | 51.8661 | 54.7741 | Gas |  |  |  | 1973.0 | Orenburg Branch of PJSC "T Plus" | EnergyBase (RUS) | https://energybase.ru/power-plant/Kargalin_CHP | GEODB | [14 empty] | 1403.75 | NO-ESTIMATION | SOLAR-V1 | SOLAR-V1 | SOLAR-V1 | SOLAR-V1
RUS | Russia | Balakovo TPP-4 |  | WRI1003662 | 370 | 51.9756 | 47.7833 | Gas |  |  |  | 1962.0 | Saratov Branch of PJSC "T Plus" | EnergyBase (RUS) | https://energybase.ru/power-plant/Balakovo_CHP-4 | GEODB | [14 empty] | 1623.09 | NO-ESTIMATION | SOLAR-V1 | SOLAR-V1 | SOLAR-V1 | SOLAR-V1
RUS | Russia | Livenskaya TPP |  | WRI1061736 | 42 | 52.4099 | 37.5430 | Gas |  |  |  | 1958.0 | PJSC "Quadra - Power Generation" | EnergyBase (RUS) | https://energybase.ru/power-plant/Livenskaya_CHP | EnergyBase (RUS) | [14 empty] | 184.24 | NO-ESTIMATION | NO-ESTIMATION | NO-ESTIMATION | NO-ESTIMATION | CAPACITY-FACTOR-V1
RUS | Russia | UTETS NLMK |  | WRI1062135 | 150 | 52.5296 | 39.6478 | Gas |  |  |  |  | OJSC "NLMK" | EnergyBase (RUS) | https://energybase.ru/power-plant/nlmk-utilization-chp | EnergyBase (RUS) | [14 empty] | 658.01 | HYDRO-V1 | HYDRO-V1 | HYDRO-V1 | HYDRO-V1 | HYDRO-V1
RUS | Russia | NLMK cogeneration plant |  | WRI1062136 | 282 | 52.5558 | 39.6001 | Gas |  |  |  |  | OJSC "NLMK" | EnergyBase (RUS) | https://energybase.ru/power-plant/nlmk-chp | EnergyBase (RUS) | [14 empty] | 1237.06 | NO-ESTIMATION | NO-ESTIMATION | NO-ESTIMATION | NO-ESTIMATION | CAPACITY-FACTOR-V1
RUS | Russia | Lipetsk CHPP-2 |  | WRI1061733 | 515 | 52.5896 | 39.4944 | Gas |  |  |  | 1978.0 | PJSC "Quadra - Power Generation" | EnergyBase (RUS) | https://energybase.ru/power-plant/Lipetsk_CHP-2 | EnergyBase (RUS) | [14 empty] | 2259.17 | NO-ESTIMATION | NO-ESTIMATION | NO-ESTIMATION | NO-ESTIMATION | CAPACITY-FACTOR-V1
RUS | Russia | Yelets Thermal Power Plant |  | WRI1061732 | 67 | 52.5947 | 38.5148 | Gas |  |  |  | 1955.0 | PJSC "Quadra - Power Generation" | EnergyBase (RUS) | https://energybase.ru/power-plant/Eletskaya_CHP | EnergyBase (RUS) | [14 empty] | 293.91 | NO-ESTIMATION | NO-ESTIMATION | NO-ESTIMATION | NO-ESTIMATION | CAPACITY-FACTOR-V1
RUS | Russia | Kotovskaya TPP |  | WRI1061731 | 80 | 52.5968 | 41.5280 | Gas | Oil |  |  | 1964.0 | CenterMetrocom-Energo JSC | EnergyBase (RUS) | https://energybase.ru/power-plant/Kotovskaya_CHP | EnergyBase (RUS) | [14 empty] | 350.93 | HYDRO-V1 | HYDRO-V1 | HYDRO-V1 | HYDRO-V1 | HYDRO-V1
RUS | Russia | Zauralskaya TPP |  | WRI1003868 | 15 | 52.7264 | 58.7072 | Gas |  |  |  | 2004.0 | LLC "Bashkir Generation Company" | EnergyBase (RUS) | https://energybase.ru/power-plant/Zauralskaya_CHP | EnergyBase (RUS) | [14 empty] | 65.8 | NO-ESTIMATION | NO-ESTIMATION | NO-ESTIMATION | NO-ESTIMATION | CAPACITY-FACTOR-V1
RUS | Russia | Klintsovskaya TPP |  | WRI1061727 | 12 | 52.7501 | 32.2546 | Gas | Oil |  |  | 1937.0 | PJSC "KKS-Group" | EnergyBase (RUS) | https://energybase.ru/power-plant/Klintsovskaya_CHP | EnergyBase (RUS) | [14 empty] | 52.64 | NO-ESTIMATION | NO-ESTIMATION | NO-ESTIMATION | NO-ESTIMATION | NO-ESTIMATION
RUS | Russia | Tambov TPP |  | WRI1003824 | 235 | 52.7533 | 41.4785 | Gas | Oil |  |  | 1954.0 | PJSC "Quadra - Power Generation" | EnergyBase (RUS) | https://energybase.ru/power-plant/Tambov_CHP | CARMA | 1026769 | [13 empty] | 1030.88 | NO-ESTIMATION | NO-ESTIMATION | NO-ESTIMATION | NO-ESTIMATION | CAPACITY-FACTOR-V1
RUS | Russia | Kumertauskaya TPP |  | WRI1003743 | 120 | 52.7715 | 55.8231 | Gas |  |  |  | 1954.0 | OJSC "Sverdlovsk Energy and Gas Company" (JSC "SEGK") | EnergyBase (RUS) | https://energybase.ru/power-plant/Kumertauskaya_CHP | CARMA | 1026630 | [13 empty] | 526.4 | NO-ESTIMATION | NO-ESTIMATION | NO-ESTIMATION | SOLAR-V1 | SOLAR-V1
RUS | Russia | GT TEC Tambov |  | WRI1062186 | 18 | 52.7736 | 41.4076 | Gas |  |  |  |  | JSC "GTEnergo" | EnergyBase (RUS) | https://energybase.ru/power-plant/gtpp-tambovskaya | EnergyBase (RUS) | [14 empty] | 78.96 | NO-ESTIMATION | NO-ESTIMATION | SOLAR-V1 | SOLAR-V1 | SOLAR-V1
RUS | Russia | Kamchatka CHPP-1 |  | WRI1061797 | 229 | 52.9699 | 158.6806 | Gas | Oil |  |  |  | JSC "KAMCHATSKENERGO" | EnergyBase (RUS) | https://energybase.ru/power-plant/Kamchatka_CHP-1 | EnergyBase (RUS) | [14 empty] | 1004.56 | NO-ESTIMATION | NO-ESTIMATION | SOLAR-V1 | SOLAR-V1 | SOLAR-V1
RUS | Russia | Orel TPP |  | WRI1003776 | 330 | 52.9879 | 36.0983 | Gas |  |  |  | 1946.0 | PJSC "Quadra - Power Generation" | EnergyBase (RUS) | https://energybase.ru/power-plant/Orel_CHP | WRI | 1067078 | [13 empty] | 1447.62 | NO-ESTIMATION | NO-ESTIMATION | NO-ESTIMATION | SOLAR-V1 | SOLAR-V1
RUS | Russia | Kamchatka CHPP-2 |  | WRI1061796 | 163.2 | 53.0114 | 158.7394 | Gas | Oil |  |  |  | JSC "KAMCHATSKENERGO" | EnergyBase (RUS) | https://energybase.ru/power-plant/Kamchatka_CHP-2 | EnergyBase (RUS) | [14 empty] | 715.91 | NO-ESTIMATION | NO-ESTIMATION | NO-ESTIMATION | NO-ESTIMATION | SOLAR-V1
RUS | Russia | GT Orlovskaya TPP |  | WRI1062189 | 18 | 53.0121 | 36.1571 | Gas |  |  |  |  | JSC "GTEnergo" | EnergyBase (RUS) | https://energybase.ru/power-plant/gtpp-orlovskaya | EnergyBase (RUS) | [14 empty] | 78.96 | NO-ESTIMATION | NO-ESTIMATION | NO-ESTIMATION | NO-ESTIMATION | SOLAR-V1
RUS | Russia | Syzran TPP |  | WRI1003823 | 372.4 | 53.0642 | 48.3994 | Gas |  |  |  | 1947.0 | Samara branch of PJSC "T Plus" | EnergyBase (RUS) | https://energybase.ru/power-plant/Syzranskaya_CHP | GEODB | 1026765 | [13 empty] | 1633.62 | NO-ESTIMATION | NO-ESTIMATION | NO-ESTIMATION | NO-ESTIMATION | SOLAR-V1
RUS | Russia | Novokuybyshevskaya CHPP-2 |  | WRI1062215 | 470 | 53.0816 | 49.8701 | Gas |  |  |  | 1962.0 | Novokuibyshevskaya Petrochemical Company JSC | EnergyBase (RUS) | https://energybase.ru/power-plant/Novokuibyshev_CHP-2 | EnergyBase (RUS) | [14 empty] | 2061.76 | NO-ESTIMATION | NO-ESTIMATION | NO-ESTIMATION | NO-ESTIMATION | CAPACITY-FACTOR-V1
RUS | Russia | Novokuibyshevsk HPP-1 |  | WRI1003772 | 482 | 53.1103 | 49.9204 | Gas |  |  |  | 1947.0 | Samara branch of PJSC "T Plus" | EnergyBase (RUS) | https://energybase.ru/power-plant/Novokuibyshev_CHP-1 | GEODB | [14 empty] | 2114.4 | NO-ESTIMATION | NO-ESTIMATION | NO-ESTIMATION | NO-ESTIMATION | CAPACITY-FACTOR-V1
RUS | Russia | Komsomolskiye CHPPs |  | WRI1003736 | 600 | 53.1347 | 140.7236 | Gas |  |  |  |  | RusHydro | RusHydro | http://www.eng.rushydro.ru/company_geography/ | WRI | [14 empty] | 2632.04 | NO-ESTIMATION | NO-ESTIMATION | NO-ESTIMATION | NO-ESTIMATION | CAPACITY-FACTOR-V1
RUS | Russia | Mykolaiv TPP |  | WRI1061794 | 130.6 | 53.1347 | 140.7244 | Gas |  |  |  |  | JSC "FAR EASTERN GK" (JSC "DGK") | EnergyBase (RUS) | https://energybase.ru/power-plant/Nikolaev_CHP | EnergyBase (RUS) | [14 empty] | 572.9 | NO-ESTIMATION | NO-ESTIMATION | NO-ESTIMATION | NO-ESTIMATION | CAPACITY-FACTOR-V1
RUS | Russia | Samara GRES |  | WRI1003797 | 61 | 53.1450 | 50.0564 | Gas |  |  |  | 1900.0 | Samara branch of PJSC "T Plus" | EnergyBase (RUS) | https://energybase.ru/power-plant/Samara_TPP | CARMA | 1027922 | [13 empty] | 267.59 | NO-ESTIMATION | NO-ESTIMATION | NO-ESTIMATION | NO-ESTIMATION | CAPACITY-FACTOR-V1
RUS | Russia | Efremov TPP |  | WRI1003700 | 160 | 53.1573 | 38.1179 | Gas |  |  |  | 1931.0 | PJSC "Quadra - Power Generation" | EnergyBase (RUS) | https://energybase.ru/power-plant/Efremovskaya_CHP | EnergyBase (RUS) | [14 empty] | 701.87 | NO-ESTIMATION | NO-ESTIMATION | SOLAR-V1 | SOLAR-V1 | SOLAR-V1
RUS | Russia | Penza TPP-1 |  | WRI1003781 | 401 | 53.1601 | 45.0082 | Gas |  |  |  | 1943.0 | Penza branch of PJSC "T Plus" | EnergyBase (RUS) | https://energybase.ru/power-plant/Penza_CHP-1 | WRI | 1026709 | [13 empty] | 1759.08 | NO-ESTIMATION | NO-ESTIMATION | NO-ESTIMATION | NO-ESTIMATION | CAPACITY-FACTOR-V1
RUS | Russia | Bezymyanskaya CHP |  | WRI1003670 | 169.7 | 53.1992 | 50.2944 | Gas |  |  |  | 1941.0 | Samara branch of PJSC "T Plus" | EnergyBase (RUS) | https://energybase.ru/power-plant/Bezimyanskaya_CHP | GEODB | 1026542 | [13 empty] | 744.42 | NO-ESTIMATION | NO-ESTIMATION | NO-ESTIMATION | NO-ESTIMATION | CAPACITY-FACTOR-V1
RUS | Russia | Bryansk state district power station |  | WRI1061728 | 38 | 53.2164 | 34.6592 | Gas | Coal |  |  |  | Administration of Bryansk region | EnergyBase (RUS) | https://energybase.ru/power-plant/Bryansk_TPP | EnergyBase (RUS) | [14 empty] | 166.69 | NO-ESTIMATION | NO-ESTIMATION | SOLAR-V1 | SOLAR-V1 | SOLAR-V1
RUS | Russia | Samara TPP |  | WRI1003798 | 440 | 53.2514 | 50.2756 | Gas |  |  |  | 1971.0 | Samara branch of PJSC "T Plus" | EnergyBase (RUS) | https://energybase.ru/power-plant/Samara_CHP | GEODB | 1027921 | [13 empty] | 1930.16 | NO-ESTIMATION | NO-ESTIMATION | NO-ESTIMATION | NO-ESTIMATION | CAPACITY-FACTOR-V1
RUS | Russia | Dankov TPP |  | WRI1003696 | 10 | 53.2561 | 39.1642 | Gas |  |  |  | 1961.0 | PJSC "Quadra - Power Generation" | EnergyBase (RUS) | https://energybase.ru/power-plant/Dankovskaya_CHP | EnergyBase (RUS) | [14 empty] | 43.86 | NO-ESTIMATION | NO-ESTIMATION | NO-ESTIMATION | NO-ESTIMATION | CAPACITY-FACTOR-V1
RUS | Russia | GTU of Barnaulskaya Thermal Power Plant |  | WRI1062192 | 36 | 53.3770 | 83.7713 | Gas |  |  |  |  | JSC "GTEnergo" | EnergyBase (RUS) | https://energybase.ru/power-plant/gtpp-barnaulskaya | EnergyBase (RUS) | [14 empty] | 157.92 | NO-ESTIMATION | NO-ESTIMATION | NO-ESTIMATION | NO-ESTIMATION | CAPACITY-FACTOR-V1
RUS | Russia | Salavatskaya TPP |  | WRI1003796 | 185 | 53.3969 | 55.8875 | Gas |  |  |  | 1953.0 | LLC "Bashkir Generation Company" | EnergyBase (RUS) | https://energybase.ru/power-plant/Salavatskaya_CHP | EnergyBase (RUS) | [14 empty] | 811.54 | NO-ESTIMATION | NO-ESTIMATION | NO-ESTIMATION | NO-ESTIMATION | SOLAR-V1
RUS | Russia | GT CHP of Magnitogorsk |  | WRI1062075 | 18 | 53.4109 | 58.9491 | Gas |  |  |  |  | JSC "GTEnergo" | EnergyBase (RUS) | https://energybase.ru/power-plant/gtenergo-magnitogorsk | EnergyBase (RUS) | [14 empty] | 78.96 | NO-ESTIMATION | NO-ESTIMATION | NO-ESTIMATION | NO-ESTIMATION | CAPACITY-FACTOR-V1
RUS | Russia | GTU Ishimbay |  | WRI1061856 | 10 | 53.4374 | 56.0305 | Gas |  |  |  |  | LLC "Bashkir distribution heat networks" | EnergyBase (RUS) | https://energybase.ru/power-plant/GTU_Ishimbai | EnergyBase (RUS) | [14 empty] | 43.86 | NO-ESTIMATION | NO-ESTIMATION | NO-ESTIMATION | NO-ESTIMATION | SOLAR-V1
RUS | Russia | Berezniki CHPP-10 |  | WRI1003667 | 27 | 53.5097 | 45.3184 | Gas |  |  |  | 1953.0 | t+group | t+group | http://www.tplusgroup.ru/org/perm/organization/bereznikovskaja-chp10/ | CARMA | 1047119 | [13 empty] | 118.44 | NO-ESTIMATION | NO-ESTIMATION | NO-ESTIMATION | NO-ESTIMATION | SOLAR-V1
RUS | Russia | Okhinskaya CHPP |  | WRI1061848 | 99 | 53.5733 | 142.9098 | Gas |  |  |  |  | JSC "Okhinskaya CHPP" | EnergyBase (RUS) | https://energybase.ru/power-plant/Ohinskaya_CHP | EnergyBase (RUS) | [14 empty] | 434.28 | NO-ESTIMATION | NO-ESTIMATION | NO-ESTIMATION | NO-ESTIMATION | SOLAR-V1
RUS | Russia | CHP Volga Car |  | WRI1003685 | 1172 | 53.5750 | 49.2453 | Gas |  |  |  | 1967.0 | Samara branch of PJSC "T Plus" | EnergyBase (RUS) | https://energybase.ru/power-plant/CHP_VAZ | GEODB | [14 empty] | 5141.25 | NO-ESTIMATION | NO-ESTIMATION | NO-ESTIMATION | NO-ESTIMATION | CAPACITY-FACTOR-V1
RUS | Russia | Novo-Sterlitamak TPP |  | WRI1061811 | 225 | 53.6661 | 55.8849 | Gas | Oil |  |  | 1977.0 | LLC "Bashkir Generation Company" | EnergyBase (RUS) | https://energybase.ru/power-plant/Novo_Sterlitamak_CHP | EnergyBase (RUS) | [14 empty] | 987.01 | HYDRO-V1 | HYDRO-V1 | HYDRO-V1 | HYDRO-V1 | HYDRO-V1
RUS | Russia | Sterlitamakskaya TPP |  | WRI1003820 | 345 | 53.6666 | 55.9619 | Gas |  |  |  | 1957.0 | LLC "Bashkir Generation Company" | EnergyBase (RUS) | https://energybase.ru/power-plant/Sterlitamak_CHP | EnergyBase (RUS) | [14 empty] | 1513.42 | NO-ESTIMATION | NO-ESTIMATION | SOLAR-V1 | SOLAR-V1 | SOLAR-V1
RUS | Russia | CHPP of OAO Altai-koks |  | WRI1061845 | 200 | 53.6834 | 84.9897 | Gas |  |  |  |  | OAO Altai-koks | EnergyBase (RUS) | https://energybase.ru/power-plant/CHP_Altai | EnergyBase (RUS) | [14 empty] | 877.34 | NO-ESTIMATION | NO-ESTIMATION | NO-ESTIMATION | NO-ESTIMATION | CAPACITY-FACTOR-V1
RUS | Russia | State Unitary Enterprise Krasnousolsk |  | WRI1061874 | 1.95 | 53.9197 | 56.5224 | Gas |  |  |  | 2002.0 | LLC "Bashkir Generation Company" | EnergyBase (RUS) | https://energybase.ru/power-plant/GPA_Krasnousolsk | EnergyBase (RUS) | [14 empty] | 8.55 | SOLAR-V1 | SOLAR-V1 | SOLAR-V1 | SOLAR-V1 | SOLAR-V1
RUS | Russia | Shchekinskaya SDPS* |  | WRI1003809 | 400 | 53.9486 | 37.6489 | Gas |  |  |  | 1950.0 | PJSC "Quadra - Power Generation" | EnergyBase (RUS) | https://energybase.ru/power-plant/Shekinskaya_TPP | EnergyBase (RUS) | [14 empty] | 1754.69 | SOLAR-V1 | SOLAR-V1 | SOLAR-V1 | SOLAR-V1 | SOLAR-V1
RUS | Russia | Pervomaiskaya TPP |  | WRI1061737 | 105 | 54.0336 | 37.5361 | Gas |  |  |  |  | PJSC "Quadra - Power Generation" | EnergyBase (RUS) | https://energybase.ru/power-plant/Day_CHP | EnergyBase (RUS) | [14 empty] | 460.6 | NO-ESTIMATION | NO-ESTIMATION | NO-ESTIMATION | NO-ESTIMATION | SOLAR-V1
RUS | Russia | Novomoskovsk SDPS |  | WRI1003773 | 233.7 | 54.0864 | 38.2375 | Gas |  |  |  | 1934.0 | PJSC "Quadra - Power Generation" | EnergyBase (RUS) | https://energybase.ru/power-plant/Novomoskovskaya_TPP | EnergyBase (RUS) | [14 empty] | 1025.18 | NO-ESTIMATION | NO-ESTIMATION | NO-ESTIMATION | NO-ESTIMATION | CAPACITY-FACTOR-V1
RUS | Russia | Saransk CHP-2 |  | WRI1003799 | 340 | 54.2171 | 45.2093 | Gas |  |  |  | 1958.0 | Mordovian branch of PJSC "T Plus" | EnergyBase (RUS) | https://energybase.ru/power-plant/Saransk_CHP-2 | WRI | 1026729 | [13 empty] | 1491.49 | NO-ESTIMATION | NO-ESTIMATION | NO-ESTIMATION | NO-ESTIMATION | CAPACITY-FACTOR-V1
RUS | Russia | GT CHPP of Saransk |  | WRI1062184 | 18 | 54.2258 | 45.1602 | Gas |  |  |  |  | JSC "GTEnergo" | EnergyBase (RUS) | https://energybase.ru/power-plant/gtpp-saranskaya | EnergyBase (RUS) | [14 empty] | 78.96 | NO-ESTIMATION | NO-ESTIMATION | NO-ESTIMATION | NO-ESTIMATION | CAPACITY-FACTOR-V1
RUS | Russia | Ulyanovsk TPP-1 |  | WRI1003843 | 852 | 54.3472 | 48.6250 | Gas |  |  |  | 1952.0 | Ulyanovsk branch of PJSC "T Plus" | EnergyBase (RUS) | https://energybase.ru/power-plant/Ulyanovsk_CHP-1 | GEODB | [14 empty] | 3737.5 | NO-ESTIMATION | NO-ESTIMATION | NO-ESTIMATION | NO-ESTIMATION | CAPACITY-FACTOR-V1
RUS | Russia | GT SES |  | WRI1062183 | 18 | 54.3702 | 41.9420 | Gas |  |  |  |  | JSC "GTEnergo" | EnergyBase (RUS) | https://energybase.ru/power-plant/gtpp-sasovskaya | EnergyBase (RUS) | [14 empty] | 78.96 | HYDRO-V1 | HYDRO-V1 | HYDRO-V1 | HYDRO-V1 | HYDRO-V1
RUS | Russia | Yuzhnouralskaya 2 |  | WRI1003864 | 1591.5 | 54.4557 | 61.2325 | Gas | Oil |  |  | 2014.0 | JSC INTER RAO-Electric Power Generation | EnergyBase (RUS) | https://energybase.ru/power-plant/Yuzhnouralskaya_TPP-2 | GEODB | [14 empty] | 6981.49 | NO-ESTIMATION | NO-ESTIMATION | NO-ESTIMATION | NO-ESTIMATION | NO-ESTIMATION
RUS | Russia | Kaluzhskaya CHP Plant-1 |  | WRI1061729 | 41.8 | 54.5480 | 36.2612 | Gas | Oil |  |  | 1948.0 | PJSC "Quadra - Power Generation" | EnergyBase (RUS) | https://energybase.ru/power-plant/Kaluga_CHP-1 | EnergyBase (RUS) | [14 empty] | 183.36 | NO-ESTIMATION | NO-ESTIMATION | NO-ESTIMATION | NO-ESTIMATION | NO-ESTIMATION
RUS | Russia | Novo-Ryazan Thermal Power Station |  | WRI1061847 | 425 | 54.5649 | 39.7662 | Gas |  |  |  |  | OOO NOVO-RJaZANSKAYA TEZ | EnergyBase (RUS) | https://energybase.ru/power-plant/Novo-Ryazan_CHP | EnergyBase (RUS) | [14 empty] | 1864.36 | NO-ESTIMATION | NO-ESTIMATION | NO-ESTIMATION | NO-ESTIMATION | NO-ESTIMATION
RUS | Russia | Gusevskaya TPP |  | WRI1061838 | 15.5 | 54.5912 | 22.1818 | Gas | Oil |  |  |  | OAO Kaliningrad Generation Company | EnergyBase (RUS) | https://energybase.ru/power-plant/Gusevskaya_CHP | EnergyBase (RUS) | [14 empty] | 67.99 | NO-ESTIMATION | NO-ESTIMATION | NO-ESTIMATION | NO-ESTIMATION | CAPACITY-FACTOR-V1
RUS | Russia | Kaliningradskaya |  | WRI1003716 | 900 | 54.6619 | 20.5908 | Gas | Oil |  |  | 2018.0 | JSC INTER RAO-Electric Power Generation | EnergyBase (RUS) | https://energybase.ru/power-plant/Kaliningrad_CHP-2 | WRI | 1047146 | [13 empty] | 3948.06 | NO-ESTIMATION | NO-ESTIMATION | NO-ESTIMATION | NO-ESTIMATION | CAPACITY-FACTOR-V1
RUS | Russia | Gas turbine power station of Shaksha |  | WRI1061812 | 10 | 54.7643 | 56.2457 | Gas |  |  |  |  | LLC "Bashkir distribution heat networks" | EnergyBase (RUS) | https://energybase.ru/power-plant/GTU_CHP_Shaksha | EnergyBase (RUS) | [14 empty] | 43.86 | HYDRO-V1 | HYDRO-V1 | HYDRO-V1 | HYDRO-V1 | HYDRO-V1
RUS | Russia | Smolenskaya CHPP-2 |  | WRI1061734 | 275 | 54.7713 | 32.1439 | Gas |  |  |  | 1973.0 | PJSC "Quadra - Power Generation" | EnergyBase (RUS) | https://energybase.ru/power-plant/Smolensk_CHP-2 | EnergyBase (RUS) | [14 empty] | 1206.35 | HYDRO-V1 | HYDRO-V1 | HYDRO-V1 | HYDRO-V1 | HYDRO-V1
RUS | Russia | TPP-1 a generation facility of Ufimskaya TPP-4 |  | WRI1003835 | 77.74 | 54.8400 | 56.0911 | Gas |  |  |  | 1938.0 | LLC "Bashkir Generation Company" | EnergyBase (RUS) | https://energybase.ru/power-plant/Ufa_CHP-1 | EnergyBase (RUS) | [14 empty] | 341.02 | NO-ESTIMATION | NO-ESTIMATION | NO-ESTIMATION | NO-ESTIMATION | NO-ESTIMATION
RUS | Russia | TPP-1 |  | WRI1003834 | 313 | 54.8402 | 56.0910 | Gas |  |  |  | 1955.0 | Quandra | Quandra | http://www.quadra.ru/about/production_capacity/ | GEODB | [14 empty] | 1373.04 | NO-ESTIMATION | NO-ESTIMATION | NO-ESTIMATION | NO-ESTIMATION | CAPACITY-FACTOR-V1
RUS | Russia | Sarov HPP-1 |  | WRI1061881 | 72 | 54.9048 | 43.3379 | Gas | Oil |  |  | 1951.0 | CJSC "Sarov Generation Company" | EnergyBase (RUS) | https://energybase.ru/power-plant/Sarovskaya_CHP-1 | EnergyBase (RUS) | [14 empty] | 315.84 | NO-ESTIMATION | NO-ESTIMATION | NO-ESTIMATION | NO-ESTIMATION | NO-ESTIMATION
RUS | Russia | Ufimskaya TPP-2 |  | WRI1003842 | 929 | 54.9131 | 56.0719 | Gas |  |  |  | 1940.0 | LLC "Bashkir Generation Company" | EnergyBase (RUS) | https://energybase.ru/power-plant/Ufa_CHP-2 | GEODB | [14 empty] | 4075.28 | NO-ESTIMATION | NO-ESTIMATION | NO-ESTIMATION | NO-ESTIMATION | NO-ESTIMATION
RUS | Russia | GT Thermal Power Station Kasimovskaya |  | WRI1062196 | 18 | 54.9558 | 41.4080 | Gas |  |  |  |  | JSC "GTEnergo" | EnergyBase (RUS) | https://energybase.ru/power-plant/gtpp-kasimovskaya | EnergyBase (RUS) | [14 empty] | 78.96 | NO-ESTIMATION | NO-ESTIMATION | NO-ESTIMATION | NO-ESTIMATION | NO-ESTIMATION
RUS | Russia | Dorogobuzhskaya TPP |  | WRI1061735 | 128 | 54.9876 | 33.3761 | Gas |  |  |  | 1957.0 | Administration of the Smolensk region | EnergyBase (RUS) | https://energybase.ru/power-plant/Dorogobuzhskaya_CHP | EnergyBase (RUS) | [14 empty] | 561.5 | HYDRO-V1 | HYDRO-V1 | HYDRO-V1 | HYDRO-V1 | HYDRO-V1
RUS | Russia | Priufimskaya TPP |  | WRI1003787 | 210 | 55.0288 | 56.0330 | Gas |  |  |  | 1976.0 | LLC "Bashkir Generation Company" | EnergyBase (RUS) | https://energybase.ru/power-plant/Priufimskaya_CHP | EnergyBase (RUS) | [14 empty] | 921.21 | NO-ESTIMATION | NO-ESTIMATION | NO-ESTIMATION | NO-ESTIMATION | CAPACITY-FACTOR-V1
RUS | Russia | Turgoiak TEC |  | WRI1062176 | 50 | 55.1164 | 60.1428 | Gas |  |  |  |  | JSC "Miass Machine Building Plant" (JSC "MMZ") | EnergyBase (RUS) | https://energybase.ru/power-plant/turgoiak-tec | EnergyBase (RUS) | [14 empty] | 219.33 | NO-ESTIMATION | NO-ESTIMATION | NO-ESTIMATION | NO-ESTIMATION | NO-ESTIMATION
RUS | Russia | Obninsk GTU-CHP â„– 1 |  | WRI1062053 | 20.8 | 55.1375 | 36.6133 | Gas |  |  |  | 2010.0 | OJSC "Kaluga Sales Company" | EnergyBase (RUS) | https://energybase.ru/power-plant/obninskaya-gt-chp-1 | EnergyBase (RUS) | [14 empty] | 91.24 | NO-ESTIMATION | NO-ESTIMATION | NO-ESTIMATION | NO-ESTIMATION | NO-ESTIMATION
RUS | Russia | Chelyabinsk GRES |  | WRI1003682 | 742 | 55.2014 | 61.4031 | Gas |  |  |  | 1930.0 | PJSC "Fortum" | EnergyBase (RUS) | https://energybase.ru/power-plant/Chelyabinsk_TPP | GEODB | 1066928 | [13 empty] | 3254.96 | NO-ESTIMATION | NO-ESTIMATION | NO-ESTIMATION | NO-ESTIMATION | NO-ESTIMATION
RUS | Russia | Chelyabinsk CHP-1 |  | WRI1003681 | 1129.1 | 55.2300 | 61.4908 | Gas |  |  |  | 1942.0 | PJSC "Fortum" | EnergyBase (RUS) | https://energybase.ru/power-plant/Chelyabinsk_CHP-1 | GEODB | 1012147¦1012149 | [13 empty] | 4953.06 | NO-ESTIMATION | NO-ESTIMATION | NO-ESTIMATION | NO-ESTIMATION | NO-ESTIMATION
RUS | Russia | Zainskaya GRES |  | WRI1061821 | 2200 | 55.2903 | 52.0228 | Gas |  |  |  |  | JSC "Tatenergo" (JSC "Generation Company") | EnergyBase (RUS) | https://energybase.ru/power-plant/Zainskaya_TPP | EnergyBase (RUS) | [14 empty] | 9650.82 | HYDRO-V1 | HYDRO-V1 | HYDRO-V1 | HYDRO-V1 | HYDRO-V1
RUS | Russia | Western Thermal Power Plant |  | WRI1062105 | 23.23 | 55.4273 | 65.2930 | Gas |  |  |  |  | OAO Kurgan Generation Company | EnergyBase (RUS) | https://energybase.ru/power-plant/zapadnaya-chp | EnergyBase (RUS) | [14 empty] | 101.9 | NO-ESTIMATION | NO-ESTIMATION | NO-ESTIMATION | NO-ESTIMATION | CAPACITY-FACTOR-V1
RUS | Russia | Kurgan CHPP-2 |  | WRI1061879 | 222 | 55.4908 | 65.3611 | Gas |  |  |  | 2014.0 | OOO "Kurgan TEZ" | EnergyBase (RUS) | https://energybase.ru/power-plant/Kurgan-CHP-2 | EnergyBase (RUS) | [14 empty] | 973.85 | NO-ESTIMATION | NO-ESTIMATION | NO-ESTIMATION | NO-ESTIMATION | NO-ESTIMATION
RUS | Russia | Shaturskaya GRES |  | WRI1003808 | 1493 | 55.5833 | 39.5611 | Gas | Biomass |  |  | 1923.0 | PJSC "Unipro" | EnergyBase (RUS) | https://energybase.ru/power-plant/Shaturskaya_TPP | GEODB | [14 empty] | 6549.4 | NO-ESTIMATION | NO-ESTIMATION | NO-ESTIMATION | NO-ESTIMATION | CAPACITY-FACTOR-V1
RUS | Russia | Smolenskaya GRES |  | WRI1003814 | 630 | 55.6056 | 32.4139 | Gas |  |  |  | 1970.0 | PJSC "Unipro" | EnergyBase (RUS) | https://energybase.ru/power-plant/Smolenskaya_TPP | GEODB | [14 empty] | 2763.64 | NO-ESTIMATION | NO-ESTIMATION | NO-ESTIMATION | NO-ESTIMATION | CAPACITY-FACTOR-V1
RUS | Russia | Nizhnekamsk cogeneration station-1 |  | WRI1061829 | 880 | 55.6066 | 51.9404 | Gas | Oil |  |  |  | OJSC "TGC-16" | EnergyBase (RUS) | https://energybase.ru/power-plant/Nizhnekamsk_CHP-1 | EnergyBase (RUS) | [14 empty] | 3860.33 | WIND-V1 | WIND-V1 | WIND-V1 | WIND-V1 | WIND-V1
RUS | Russia | Nizhnekamsk cogeneration station-2 |  | WRI1061831 | 724 | 55.6066 | 51.9404 | Gas | Oil |  |  |  | OOO "Nizhnekamsk COGENERATION STATION" | EnergyBase (RUS) | https://energybase.ru/power-plant/Nizhnekamsk_CHP | EnergyBase (RUS) | [14 empty] | 3175.99 | NO-ESTIMATION | NO-ESTIMATION | NO-ESTIMATION | NO-ESTIMATION | CAPACITY-FACTOR-V1
RUS | Russia | GTPP "Vnukovo" |  | WRI1062134 | 90.66 | 55.6100 | 37.2628 | Gas |  |  |  |  | State-owned enterprise "Moscow Energy Directorate" | EnergyBase (RUS) | https://energybase.ru/power-plant/gtpp-vnukovo | EnergyBase (RUS) | [14 empty] | 397.7 | NO-ESTIMATION | NO-ESTIMATION | NO-ESTIMATION | NO-ESTIMATION | CAPACITY-FACTOR-V1
RUS | Russia | Tomilino Power Center |  | WRI1062112 | 23.5 | 55.6457 | 37.9243 | Gas |  |  |  |  | ZAO NATEK Invest-Energo | EnergyBase (RUS) | https://energybase.ru/power-plant/energy-center-tomilino | EnergyBase (RUS) | [14 empty] | 103.08 | NO-ESTIMATION | NO-ESTIMATION | NO-ESTIMATION | NO-ESTIMATION | CAPACITY-FACTOR-V1
RUS | Russia | GTU-TPP Kuryanovo OJSC MOEK |  | WRI1061859 | 12 | 55.6459 | 37.6987 | Gas |  |  |  |  | PJSC "MOSCOW UNITED ENERGY COMPANY" (MOEK) | EnergyBase (RUS) | https://energybase.ru/power-plant/Gas_turbine_CHP_Kuryanovo_of_MIPC | EnergyBase (RUS) | [14 empty] | 52.64 | WIND-V1 | WIND-V1 | WIND-V1 | WIND-V1 | WIND-V1
RUS | Russia | GTES "Kolomenskoye" |  | WRI1062166 | 135.9 | 55.6490 | 37.6411 | Gas |  |  |  |  | LLC "VTK-invest" | EnergyBase (RUS) | https://energybase.ru/power-plant/gtpp-kolomenskoe | EnergyBase (RUS) | [14 empty] | 596.15 | HYDRO-V1 | HYDRO-V1 | HYDRO-V1 | HYDRO-V1 | HYDRO-V1
RUS | Russia | GTES "TERESHKOVO" |  | WRI1061910 | 217.9 | 55.6596 | 37.4015 | Gas |  |  |  | 2005.0 | OOO ROSMIKS | EnergyBase (RUS) | https://energybase.ru/power-plant/gtpp-tereshkovo | EnergyBase (RUS) | [14 empty] | 955.87 | WIND-V1 | WIND-V1 | WIND-V1 | WIND-V1 | WIND-V1
RUS | Russia | GTU-TPP Lyublino OAO MOEK |  | WRI1061835 | 12 | 55.6753 | 37.7871 | Gas |  |  |  |  | PJSC "MOSCOW UNITED ENERGY COMPANY" (MOEK) | EnergyBase (RUS) | https://energybase.ru/power-plant/Gas_turbine_CHP_Ljublino_of_MIPC | EnergyBase (RUS) | [14 empty] | 52.64 | WIND-V1 | WIND-V1 | WIND-V1 | WIND-V1 | WIND-V1
RUS | Russia | Naberezhnye Chelny Thermal Power Plant |  | WRI1061818 | 1180 | 55.6906 | 52.4758 | Gas | Oil |  |  |  | JSC "Tatenergo" (JSC "Generation Company") | EnergyBase (RUS) | https://energybase.ru/power-plant/Naberezhnye_Chelny_CHP | EnergyBase (RUS) | [14 empty] | 5176.35 | NO-ESTIMATION | NO-ESTIMATION | NO-ESTIMATION | NO-ESTIMATION | CAPACITY-FACTOR-V1
RUS | Russia | CHP-20 |  | WRI1003689 | 1150 | 55.7001 | 37.5860 | Gas | Oil |  |  | 1952.0 | PJSC "Mosenergo" | EnergyBase (RUS) | https://energybase.ru/power-plant/CHP-20 | GEODB | [14 empty] | 5044.74 | NO-ESTIMATION | WIND-V1 | WIND-V1 | WIND-V1 | WIND-V1
RUS | Russia | CHP-9 |  | WRI1061625 | 274.8 | 55.7050 | 37.6500 | Gas |  |  |  | 1933.0 | PJSC "Mosenergo" | EnergyBase (RUS) | https://energybase.ru/power-plant/CHP-9 | EnergyBase (RUS) | [14 empty] | 1205.47 | WIND-V1 | WIND-V1 | WIND-V1 | WIND-V1 | WIND-V1
RUS | Russia | GTU-TPP in the city of Zvenigorod |  | WRI1062110 | 18 | 55.7217 | 36.8678 | Gas |  |  |  |  | ZAO NATEK Invest-Energo | EnergyBase (RUS) | https://energybase.ru/power-plant/gt-chp-zvenigorod | EnergyBase (RUS) | [14 empty] | 78.96 | NO-ESTIMATION | NO-ESTIMATION | NO-ESTIMATION | NO-ESTIMATION | CAPACITY-FACTOR-V1
RUS | Russia | CHP-8 |  | WRI1003693 | 605 | 55.7242 | 37.6966 | Gas |  |  |  | 1930.0 | PJSC "Mosenergo" | EnergyBase (RUS) | https://energybase.ru/power-plant/CHP-8 | GEODB | [14 empty] | 2653.97 | HYDRO-V1 | HYDRO-V1 | HYDRO-V1 | HYDRO-V1 | HYDRO-V1
RUS | Russia | GTU-TPP md. Olgino |  | WRI1062111 | 66.6 | 55.7428 | 37.9807 | Gas |  |  |  |  | ZAO NATEK Invest-Energo | EnergyBase (RUS) | https://energybase.ru/power-plant/gt-chp-olgino | EnergyBase (RUS) | [14 empty] | 292.15 | NO-ESTIMATION | NO-ESTIMATION | NO-ESTIMATION | NO-ESTIMATION | NO-ESTIMATION
RUS | Russia | GES-1 (PG Smidovich) |  | WRI1003704 | 86 | 55.7481 | 37.6302 | Gas |  |  |  |  | Mosenergo (subsidiary of Gazprom) | Mosenergo | https://web.archive.org/web/20160314015543/http://www.mosenergo.ru/catalog/228.aspx | GEODB | 1064822¦1028497 | [13 empty] | 377.25 | NO-ESTIMATION | NO-ESTIMATION | NO-ESTIMATION | NO-ESTIMATION | CAPACITY-FACTOR-V1
RUS | Russia | CHP-11 (MJ Ufaev) |  | WRI1003686 | 330 | 55.7528 | 37.7303 | Gas |  |  |  | 1936.0 | PJSC "Mosenergo" | EnergyBase (RUS) | https://energybase.ru/power-plant/CHP-11 | GEODB | [14 empty] | 1447.62 | NO-ESTIMATION | NO-ESTIMATION | NO-ESTIMATION | NO-ESTIMATION | CAPACITY-FACTOR-V1
RUS | Russia | TES "International" |  | WRI1061909 | 236 | 55.7603 | 37.5280 | Gas |  |  |  | 2006.0 | OOO "Cityenergo" | EnergyBase (RUS) | https://energybase.ru/power-plant/mezdunarodnaya-chp | EnergyBase (RUS) | [14 empty] | 1035.27 | NO-ESTIMATION | NO-ESTIMATION | NO-ESTIMATION | NO-ESTIMATION | SOLAR-V1
RUS | Russia | Kazan CHP-1 |  | WRI1061820 | 220 | 55.7606 | 49.1255 | Gas | Oil |  |  |  | JSC "Tatenergo" (JSC "Generation Company") | EnergyBase (RUS) | https://energybase.ru/power-plant/Kazan_CHP-1 | EnergyBase (RUS) | [14 empty] | 965.08 | NO-ESTIMATION | NO-ESTIMATION | NO-ESTIMATION | NO-ESTIMATION | CAPACITY-FACTOR-V1
RUS | Russia | CHP-16 |  | WRI1003687 | 780 | 55.7833 | 37.5022 | Gas |  |  |  | 1955.0 | PJSC "Mosenergo" | EnergyBase (RUS) | https://energybase.ru/power-plant/CHP-16 | GEODB | [14 empty] | 3421.65 | SOLAR-V1 | SOLAR-V1 | SOLAR-V1 | SOLAR-V1 | SOLAR-V1
RUS | Russia | SSU "Strogino" |  | WRI1062178 | 130 | 55.7917 | 37.3849 | Gas |  |  |  |  | PJSC "MOSCOW UNITED ENERGY COMPANY" (MOEK) | EnergyBase (RUS) | https://energybase.ru/power-plant/ccpp-strogino | EnergyBase (RUS) | [14 empty] | 570.27 | WIND-V1 | WIND-V1 | WIND-V1 | WIND-V1 | WIND-V1
RUS | Russia | Thermal power station Myakinino |  | WRI1062108 | 30 | 55.8124 | 37.3858 | Gas |  |  |  |  | ZAO NATEK Invest-Energo | EnergyBase (RUS) | https://energybase.ru/power-plant/chp-myakinino | EnergyBase (RUS) | [14 empty] | 131.6 | HYDRO-V1 | HYDRO-V1 | HYDRO-V1 | HYDRO-V1 | HYDRO-V1
RUS | Russia | Kazan CHP 3 |  | WRI1061830 | 772.64 | 55.8674 | 48.9521 | Gas |  |  |  |  | OJSC "TGC-16" | EnergyBase (RUS) | https://energybase.ru/power-plant/Kazan_CHP-3 | EnergyBase (RUS) | [14 empty] | 3389.36 | HYDRO-V1 | HYDRO-V1 | HYDRO-V1 | HYDRO-V1 | HYDRO-V1
RUS | Russia | TPP-3 (R.E. Klasson) |  | WRI1003837 | 589 | 55.8833 | 38.7833 | Gas |  |  |  | 1914.0 | PJSC "Mosenergo" | EnergyBase (RUS) | https://energybase.ru/power-plant/CHP-3_im_Klassona | WRI | [14 empty] | 2583.78 | NO-ESTIMATION | NO-ESTIMATION | NO-ESTIMATION | NO-ESTIMATION | CAPACITY-FACTOR-V1
RUS | Russia | CHP-28 |  | WRI1061724 | 25 | 55.8917 | 37.5061 | Gas |  |  |  |  | PJSC "Mosenergo" | EnergyBase (RUS) | https://energybase.ru/power-plant/CHP-28 | EnergyBase (RUS) | [14 empty] | 109.66 | NO-ESTIMATION | NO-ESTIMATION | SOLAR-V1 | SOLAR-V1 | SOLAR-V1
RUS | Russia | CHP-21 |  | WRI1003690 | 1800 | 55.8947 | 37.5107 | Gas |  |  |  | 1963.0 | PJSC "Mosenergo" | EnergyBase (RUS) | https://energybase.ru/power-plant/CHP-21 | GEODB | [14 empty] | 7896.12 | NO-ESTIMATION | NO-ESTIMATION | SOLAR-V1 | SOLAR-V1 | SOLAR-V1
RUS | Russia | GTES URAL-4000 [GTU Agidel] |  | WRI1061855 | 8 | 55.8993 | 53.9379 | Gas |  |  |  |  | LLC "Bashkir distribution heat networks" | EnergyBase (RUS) | https://energybase.ru/power-plant/GTPP_URAL-4000 | EnergyBase (RUS) | [14 empty] | 35.09 | NO-ESTIMATION | NO-ESTIMATION | SOLAR-V1 | SOLAR-V1 | SOLAR-V1
RUS | Russia | CHP-23 |  | WRI1003692 | 5690 | 55.9162 | 37.6879 | Gas | Oil |  |  | 1966.0 | PJSC "Mosenergo" | EnergyBase (RUS) | https://energybase.ru/power-plant/CHP-23 | GEODB | [14 empty] | 24960.54 | NO-ESTIMATION | NO-ESTIMATION | SOLAR-V1 | SOLAR-V1 | SOLAR-V1
RUS | Russia | GT CHP Shelkovskaya |  | WRI1062185 | 18 | 55.9171 | 37.9736 | Gas |  |  |  |  | JSC "GTEnergo" | EnergyBase (RUS) | https://energybase.ru/power-plant/gtpp-shelkovskaya | EnergyBase (RUS) | [14 empty] | 78.96 | NO-ESTIMATION | NO-ESTIMATION | NO-ESTIMATION | NO-ESTIMATION | CAPACITY-FACTOR-V1
RUS | Russia | GTU Shigili |  | WRI1061857 | 4 | 55.9408 | 58.2732 | Gas |  |  |  |  | LLC "Bashkir distribution heat networks" | EnergyBase (RUS) | https://energybase.ru/power-plant/GTU_Shigili | EnergyBase (RUS) | [14 empty] | 17.54 | HYDRO-V1 | HYDRO-V1 | HYDRO-V1 | HYDRO-V1 | HYDRO-V1
RUS | Russia | CHPP in Lobnya |  | WRI1062109 | 36 | 56.0259 | 37.4408 | Gas |  |  |  |  | ZAO NATEK Invest-Energo | EnergyBase (RUS) | https://energybase.ru/power-plant/chp-lobnya | EnergyBase (RUS) | [14 empty] | 157.92 | NO-ESTIMATION | NO-ESTIMATION | NO-ESTIMATION | NO-ESTIMATION | CAPACITY-FACTOR-V1
RUS | Russia | Cheboksary CHPP=2 |  | WRI1003680 | 460 | 56.1260 | 47.2996 | Gas |  |  |  | 1979.0 | Branch of Mari El and Chuvashia PJSC "T Plus" | EnergyBase (RUS) | https://energybase.ru/power-plant/Cheboksary_CHP-2 | WRI | 1012466 | [13 empty] | 2017.89 | NO-ESTIMATION | NO-ESTIMATION | NO-ESTIMATION | NO-ESTIMATION | CAPACITY-FACTOR-V1
RUS | Russia | Vladimirskaya TPP-2 [boiler-house] |  | WRI1061744 | 6 | 56.1448 | 40.4546 | Gas | Oil |  |  |  | Vladimir Branch of PJSC "T Plus" | EnergyBase (RUS) | https://energybase.ru/power-plant/Vladimir_CHP-2 | EnergyBase (RUS) | [14 empty] | 26.32 | NO-ESTIMATION | NO-ESTIMATION | NO-ESTIMATION | NO-ESTIMATION | CAPACITY-FACTOR-V1
RUS | Russia | Vladmir Branch |  | WRI1003851 | 596 | 56.1448 | 40.4546 | Gas | Oil |  |  | 1962.0 | Vladimir Branch of PJSC "T Plus" | EnergyBase (RUS) | https://energybase.ru/power-plant/Vladimir_CHP | WRI | [14 empty] | 2614.49 | NO-ESTIMATION | NO-ESTIMATION | NO-ESTIMATION | NO-ESTIMATION | CAPACITY-FACTOR-V1
RUS | Russia | Dzerzhinsk TPP |  | WRI1003698 | 580 | 56.2336 | 43.5208 | Gas |  |  |  | 1961.0 | Nizhny Novgorod branch of PJSC "T Plus" | EnergyBase (RUS) | https://energybase.ru/power-plant/Dzerzhinsk_CHP | WRI | 1024119 | [13 empty] | 2544.3 | NO-ESTIMATION | NO-ESTIMATION | NO-ESTIMATION | NO-ESTIMATION | CAPACITY-FACTOR-V1
RUS | Russia | Karmanovskaya TPP |  | WRI1003724 | 1831 | 56.2486 | 54.5882 | Gas |  |  |  | 1968.0 | LLC "Bashkir Generation Company" | EnergyBase (RUS) | https://energybase.ru/power-plant/Karmanovskaia_TPP | WRI | [14 empty] | 8032.11 | NO-ESTIMATION | NO-ESTIMATION | NO-ESTIMATION | NO-ESTIMATION | CAPACITY-FACTOR-V1
RUS | Russia | Igumnovskaya TPP |  | WRI1061749 | 75 | 56.2517 | 43.6200 | Gas | Oil |  |  |  | LLC "Synthesis of OKA" | EnergyBase (RUS) | https://energybase.ru/power-plant/Igumnovo_CHP | EnergyBase (RUS) | [14 empty] | 329 | NO-ESTIMATION | NO-ESTIMATION | NO-ESTIMATION | NO-ESTIMATION | CAPACITY-FACTOR-V1
RUS | Russia | Sormovo cogeneration station |  | WRI1003816 | 350 | 56.3525 | 43.8914 | Gas |  |  |  | 1974.0 | Nizhny Novgorod branch of PJSC "T Plus" | EnergyBase (RUS) | https://energybase.ru/power-plant/Sormovskaya_CHP | WRI | 1026753 | [13 empty] | 1535.35 | HYDRO-V1 | HYDRO-V1 | HYDRO-V1 | HYDRO-V1 | HYDRO-V1
RUS | Russia | Sinarsky CHPP |  | WRI1062174 | 24 | 56.4396 | 61.9161 | Gas |  |  |  |  | JSC "Sinarskaya TPP" | EnergyBase (RUS) | https://energybase.ru/power-plant/sinarskaya-chp | EnergyBase (RUS) | [14 empty] | 105.28 | NO-ESTIMATION | NO-ESTIMATION | NO-ESTIMATION | NO-ESTIMATION | CAPACITY-FACTOR-V1
RUS | Russia | Sarapulskaya TPP |  | WRI1061742 | 10.7 | 56.4492 | 53.7714 | Gas | Oil |  |  | 1944.0 | Udmurtsky branch of PJSC "T Plus" | EnergyBase (RUS) | https://energybase.ru/power-plant/Sarapulskaya_CHP | EnergyBase (RUS) | [14 empty] | 46.93 | HYDRO-V1 | HYDRO-V1 | HYDRO-V1 | HYDRO-V1 | HYDRO-V1
RUS | Russia | Tomsk TPP-1 |  | WRI1061780 | 14.7 | 56.4822 | 84.9451 | Gas |  |  |  |  | Tomsk Generation JSC | EnergyBase (RUS) | https://energybase.ru/power-plant/Tomsk_CHP-1 | EnergyBase (RUS) | [14 empty] | 64.48 | NO-ESTIMATION | NO-ESTIMATION | NO-ESTIMATION | NO-ESTIMATION | CAPACITY-FACTOR-V1
RUS | Russia | Nizhny Novgorod state district power station |  | WRI1061745 | 112 | 56.5008 | 43.5861 | Gas |  |  |  | 1925.0 | Open Society "Volga" | EnergyBase (RUS) | https://energybase.ru/power-plant/Nizhny_Novgorod_TPP | EnergyBase (RUS) | [14 empty] | 491.31 | HYDRO-V1 | HYDRO-V1 | HYDRO-V1 | HYDRO-V1 | HYDRO-V1
RUS | Russia | Tomsk TPP-3 |  | WRI1061781 | 140 | 56.6211 | 85.0422 | Gas | Oil |  |  | 1988.0 | Tomsk Generation JSC | EnergyBase (RUS) | https://energybase.ru/power-plant/Tomsk_CHP-3 | EnergyBase (RUS) | [14 empty] | 614.14 | NO-ESTIMATION | NO-ESTIMATION | NO-ESTIMATION | NO-ESTIMATION | CAPACITY-FACTOR-V1
RUS | Russia | Yoshkar-Ola CHPP-2 |  | WRI1003860 | 195 | 56.6322 | 47.8722 | Gas |  |  |  | 1984.0 | Branch of Mari El and Chuvashia PJSC "T Plus" | EnergyBase (RUS) | https://energybase.ru/power-plant/Yoshkar-Ola_CHP | CARMA | 1047135 | [13 empty] | 855.41 | HYDRO-V1 | HYDRO-V1 | HYDRO-V1 | HYDRO-V1 | HYDRO-V1
RUS | Russia | Konakovskaya |  | WRI1003737 | 2520 | 56.7410 | 36.7707 | Gas | Oil |  |  | 1965.0 | PJSC "Enel Russia" | EnergyBase (RUS) | https://energybase.ru/power-plant/Konakovskaya_TPP | GEODB | 1026620 | [13 empty] | 11054.58 | NO-ESTIMATION | NO-ESTIMATION | NO-ESTIMATION | NO-ESTIMATION | CAPACITY-FACTOR-V1
RUS | Russia | Thermal Power Station Akademicheskaya |  | WRI1061894 | 228.4 | 56.7709 | 60.5533 | Gas |  |  |  | 2014.0 | Sverdlovsk Branch of PJSC "T Plus" | EnergyBase (RUS) | https://energybase.ru/power-plant/chp-akademicheskaya | EnergyBase (RUS) | [14 empty] | 1001.93 | NO-ESTIMATION | NO-ESTIMATION | NO-ESTIMATION | NO-ESTIMATION | NO-ESTIMATION
RUS | Russia | Novo Sverdlovsk |  | WRI1003764 | 557 | 56.8397 | 60.8410 | Gas |  |  |  | 1982.0 | Sverdlovsk Branch of PJSC "T Plus" | EnergyBase (RUS) | https://energybase.ru/power-plant/Novo_Sverdlovsk_CHP | GEODB | 1026692¦1030657 | [13 empty] | 2443.41 | NO-ESTIMATION | NO-ESTIMATION | NO-ESTIMATION | NO-ESTIMATION | CAPACITY-FACTOR-V1
RUS | Russia | Tverskaya CHPP-4 |  | WRI1061721 | 88 | 56.8425 | 35.9626 | Gas |  |  |  |  | OOO "Tver Generation" | EnergyBase (RUS) | https://energybase.ru/power-plant/Tverskaya_CHP-4 | EnergyBase (RUS) | [14 empty] | 386.03 | NO-ESTIMATION | NO-ESTIMATION | NO-ESTIMATION | NO-ESTIMATION | CAPACITY-FACTOR-V1
RUS | Russia | Izhevsk CHP Plant-1 |  | WRI1061743 | 290 | 56.8454 | 53.1783 | Gas | Oil |  |  | 1934.0 | Udmurtsky branch of PJSC "T Plus" | EnergyBase (RUS) | https://energybase.ru/power-plant/Izhevsk_CHP-1 | EnergyBase (RUS) | [14 empty] | 1272.15 | NO-ESTIMATION | NO-ESTIMATION | NO-ESTIMATION | NO-ESTIMATION | CAPACITY-FACTOR-V1
RUS | Russia | CHP "VIZ-Stal" |  | WRI1061918 | 98 | 56.8498 | 60.5490 | Gas |  |  |  |  | OOO VIZ-STAL | EnergyBase (RUS) | https://energybase.ru/power-plant/chp-viz-steel | EnergyBase (RUS) | [14 empty] | 429.9 | NO-ESTIMATION | NO-ESTIMATION | NO-ESTIMATION | NO-ESTIMATION | CAPACITY-FACTOR-V1
RUS | Russia | Tverskaya CHPP-1 |  | WRI1061719 | 17 | 56.8526 | 35.8575 | Gas |  |  |  |  | OOO "Tver Generation" | EnergyBase (RUS) | https://energybase.ru/power-plant/Tverskaya_CHP-1 | EnergyBase (RUS) | [14 empty] | 74.57 | NO-ESTIMATION | NO-ESTIMATION | NO-ESTIMATION | NO-ESTIMATION | CAPACITY-FACTOR-V1
RUS | Russia | Sverdlovsk CHP |  | WRI1003822 | 36 | 56.8760 | 60.5940 | Gas |  |  |  | 1932.0 | Sverdlovsk Branch of PJSC "T Plus" | EnergyBase (RUS) | https://energybase.ru/power-plant/Sverdlovsk_CHP | CARMA | 1030657 | [13 empty] | 157.92 | NO-ESTIMATION | NO-ESTIMATION | NO-ESTIMATION | NO-ESTIMATION | CAPACITY-FACTOR-V1
RUS | Russia | GT CHP Ekaterinburg |  | WRI1062190 | 18 | 56.8809 | 60.6440 | Gas |  |  |  |  | JSC "GTEnergo" | EnergyBase (RUS) | https://energybase.ru/power-plant/gtpp-ekaterinburgskaya | EnergyBase (RUS) | [14 empty] | 78.96 | NO-ESTIMATION | NO-ESTIMATION | NO-ESTIMATION | NO-ESTIMATION | CAPACITY-FACTOR-V1
RUS | Russia | Izhevsk HPP-1 |  | WRI1003714 | 681 | 56.8936 | 53.3404 | Gas |  |  |  |  | t+group | t+group | http://www.tplusgroup.ru/org/udmurtia/organization/izhevskaja-chp2/ | WRI | 1026591 | [13 empty] | 2987.36 | NO-ESTIMATION | SOLAR-V1 | SOLAR-V1 | SOLAR-V1 | SOLAR-V1
RUS | Russia | Pervouralsk TEZ |  | WRI1003785 | 36 | 56.8948 | 59.9839 | Gas |  |  |  | 1956.0 | Sverdlovsk Branch of PJSC "T Plus" | EnergyBase (RUS) | https://energybase.ru/power-plant/Pervouralskaya_CHP | CARMA | 1026714 | [13 empty] | 157.92 | NO-ESTIMATION | NO-ESTIMATION | NO-ESTIMATION | NO-ESTIMATION | CAPACITY-FACTOR-V1
RUS | Russia | Ivanovskaya CHPP-3 |  | WRI1003712 | 530 | 56.9907 | 41.0113 | Gas |  |  |  | 1974.0 | t+group | t+group | http://www.tplusgroup.ru/org/ivanovo/key-figure/ | GEODB | [14 empty] | 2324.97 | NO-ESTIMATION | NO-ESTIMATION | NO-ESTIMATION | NO-ESTIMATION | CAPACITY-FACTOR-V1
RUS | Russia | Srednevralskaya |  | WRI1003818 | 1578.5 | 57.0023 | 60.4635 | Gas | Oil |  |  | 1936.0 | PJSC "Enel Russia" | EnergyBase (RUS) | https://energybase.ru/power-plant/Sredneuralskaya_TPP | WRI | 1026757 | [13 empty] | 6924.46 | NO-ESTIMATION | NO-ESTIMATION | NO-ESTIMATION | NO-ESTIMATION | CAPACITY-FACTOR-V1
RUS | Russia | Ivanovskiye |  | WRI1003713 | 325 | 57.0231 | 40.3848 | Gas | Oil |  |  | 2008.0 | JSC INTER RAO-Electric Power Generation | EnergyBase (RUS) | https://energybase.ru/power-plant/Ivanovo_CCPF | EnergyBase (RUS) | [14 empty] | 1425.69 | NO-ESTIMATION | NO-ESTIMATION | NO-ESTIMATION | NO-ESTIMATION | CAPACITY-FACTOR-V1
RUS | Russia | Test stand of Ivanovskaya GRES |  | WRI1061815 | 110 | 57.0252 | 40.3841 | Gas |  |  |  |  | PJSC "Inter RAO" | EnergyBase (RUS) | https://energybase.ru/power-plant/Testbed_of_Ivanovo_TPP | EnergyBase (RUS) | [14 empty] | 482.54 | WIND-V1 | WIND-V1 | WIND-V1 | WIND-V1 | WIND-V1
RUS | Russia | Tyumen CHP-1 |  | WRI1003840 | 1417 | 57.0867 | 65.6269 | Gas |  |  |  | 1960.0 | PJSC "Fortum" | EnergyBase (RUS) | https://energybase.ru/power-plant/Tyumen_CHP-1 | GEODB | 1026782 | [13 empty] | 6216 | NO-ESTIMATION | NO-ESTIMATION | NO-ESTIMATION | NO-ESTIMATION | CAPACITY-FACTOR-V1
RUS | Russia | Verkhnetagilskaya |  | WRI1003849 | 1062.15 | 57.3556 | 59.9603 | Gas |  |  |  | 1955.0 | JSC INTER RAO-Electric Power Generation | EnergyBase (RUS) | https://energybase.ru/power-plant/Verhnetagilskaya_TPP | GEODB | 1030658 | [13 empty] | 4659.37 | HYDRO-V1 | HYDRO-V1 | HYDRO-V1 | HYDRO-V1 | HYDRO-V1
RUS | Russia | GT CHP Rezhevskaya |  | WRI1062198 | 18 | 57.3756 | 61.4311 | Gas |  |  |  |  | JSC "GTEnergo" | EnergyBase (RUS) | https://energybase.ru/power-plant/gtpp-rezhevskaya | EnergyBase (RUS) | [14 empty] | 78.96 | NO-ESTIMATION | NO-ESTIMATION | NO-ESTIMATION | NO-ESTIMATION | CAPACITY-FACTOR-V1
RUS | Russia | Krostromskaya |  | WRI1003742 | 3600 | 57.4596 | 41.1741 | Gas | Oil |  |  |  | Inter RAO | Inter RAO | http://irao-generation.com/en/stations/ | WRI | [14 empty] | 15792.25 | NO-ESTIMATION | NO-ESTIMATION | NO-ESTIMATION | NO-ESTIMATION | SOLAR-V1
RUS | Russia | Pskovskaya GRES |  | WRI1003788 | 440 | 57.5097 | 29.9694 | Gas | Oil |  |  | 1993.0 | PJSC "OGK-2" | EnergyBase (RUS) | https://energybase.ru/power-plant/Pskovskaya_TPP | GEODB | 1028497 | [13 empty] | 1930.16 | NO-ESTIMATION | NO-ESTIMATION | NO-ESTIMATION | NO-ESTIMATION | CAPACITY-FACTOR-V1
RUS | Russia | Yaroslavl TPP-1 |  | WRI1003858 | 850 | 57.5506 | 39.7711 | Gas |  |  |  | 1934.0 | TGC-2 | TGC-2 | http://www.tgc-2.ru/about/indicators/ | WRI | 1026826 | [13 empty] | 3728.72 | NO-ESTIMATION | NO-ESTIMATION | NO-ESTIMATION | NO-ESTIMATION | CAPACITY-FACTOR-V1
RUS | Russia | Vyshnevolotskaya CHPP |  | WRI1061722 | 4 | 57.6064 | 34.5633 | Gas |  |  |  |  | PJSC "TGC-2" | EnergyBase (RUS) | https://energybase.ru/power-plant/Vyshnevolotskaya_CHP | EnergyBase (RUS) | [14 empty] | 17.54 | NO-ESTIMATION | NO-ESTIMATION | NO-ESTIMATION | NO-ESTIMATION | CAPACITY-FACTOR-V1
RUS | Russia | Huadyan-Teninskaya TPP |  | WRI1061933 | 450 | 57.7200 | 39.6901 | Gas |  |  |  | 2014.0 | PJSC "TGC-2" | EnergyBase (RUS) | https://energybase.ru/power-plant/huadian-teninskaya-chp | EnergyBase (RUS) | [14 empty] | 1974.03 | NO-ESTIMATION | NO-ESTIMATION | NO-ESTIMATION | NO-ESTIMATION | CAPACITY-FACTOR-V1
RUS | Russia | GTES of the Igolsko-Talovoye field |  | WRI1062102 | 24 | 57.7491 | 76.4345 | Gas |  |  |  | 2002.0 | OAO Tomskneft VNK | EnergyBase (RUS) | https://energybase.ru/power-plant/gtpp-igolsko-tall-oil-field | EnergyBase (RUS) | [14 empty] | 105.28 | NO-ESTIMATION | NO-ESTIMATION | NO-ESTIMATION | NO-ESTIMATION | CAPACITY-FACTOR-V1
RUS | Russia | Kostroma CHPP-1 |  | WRI1003738 | 203 | 57.7536 | 41.0300 | Gas |  |  |  | 1930.0 | PJSC "TGC-2" | EnergyBase (RUS) | https://energybase.ru/power-plant/Kostroma_CHP-1 | CARMA | 1021265 | [13 empty] | 890.5 | NO-ESTIMATION | NO-ESTIMATION | NO-ESTIMATION | NO-ESTIMATION | CAPACITY-FACTOR-V1
RUS | Russia | Permskaya CHPP-9 |  | WRI1061770 | 575 | 57.9250 | 56.1472 | Gas | Oil |  |  | 1957.0 | Perm Branch of PJSC "T Plus" | EnergyBase (RUS) | https://energybase.ru/power-plant/Perm_CHP-9 | EnergyBase (RUS) | [14 empty] | 2522.37 | SOLAR-V1 | SOLAR-V1 | SOLAR-V1 | SOLAR-V1 | SOLAR-V1
RUS | Russia | TPP of OAO NPK "Uralvagonzavod" |  | WRI1061916 | 100 | 57.9311 | 60.0832 | Gas |  |  |  |  | OAO NPK "Uralvagonzavod" | EnergyBase (RUS) | https://energybase.ru/power-plant/chp-uralvagonzavod | EnergyBase (RUS) | [14 empty] | 438.67 | NO-ESTIMATION | NO-ESTIMATION | NO-ESTIMATION | NO-ESTIMATION | SOLAR-V1
RUS | Russia | GTES "Ilyichevskaya" |  | WRI1062090 | 16 | 57.9368 | 56.8429 | Gas |  |  |  |  | OOO "LUKOIL-PERM" | EnergyBase (RUS) | https://energybase.ru/power-plant/illichivska-gtpp | EnergyBase (RUS) | [14 empty] | 70.18 | NO-ESTIMATION | NO-ESTIMATION | NO-ESTIMATION | NO-ESTIMATION | CAPACITY-FACTOR-V1
RUS | Russia | Perm HPP-13 |  | WRI1003782 | 543.7 | 57.9772 | 56.2561 | Gas |  |  |  | 1959.0 | Perm Branch of PJSC "T Plus" | EnergyBase (RUS) | https://energybase.ru/power-plant/Perm_CHP-13 | GEODB | 1047623¦1047625 | [13 empty] | 2385.06 | NO-ESTIMATION | NO-ESTIMATION | NO-ESTIMATION | NO-ESTIMATION | CAPACITY-FACTOR-V1
RUS | Russia | Power Center of Yarakta Oil and Gas |  | WRI1062182 | 96 | 57.9839 | 106.7944 | Gas | Oil |  |  |  | LLC "INC" (Irkutsk Oil Company) | EnergyBase (RUS) | https://energybase.ru/power-plant/energycenter-yaraktinskogo-oilfield | EnergyBase (RUS) | [14 empty] | 421.12 | NO-ESTIMATION | NO-ESTIMATION | SOLAR-V1 | SOLAR-V1 | SOLAR-V1
RUS | Russia | Zakamskaya |  | WRI1003866 | 69 | 58.0772 | 55.7706 | Gas |  |  |  | 1936.0 | Perm Branch of PJSC "T Plus" | EnergyBase (RUS) | https://energybase.ru/power-plant/Zakamskaya_CHP-5 | EnergyBase (RUS) | [14 empty] | 302.68 | NO-ESTIMATION | NO-ESTIMATION | NO-ESTIMATION | NO-ESTIMATION | CAPACITY-FACTOR-V1
RUS | Russia | Tobolsk CHP |  | WRI1003829 | 878.3 | 58.2449 | 68.4453 | Gas |  |  |  | 1980.0 | TOBOLSKAYA TPP | EnergyBase (RUS) | https://energybase.ru/power-plant/Tobolsk_TEC | GEODB | 1026773 | [13 empty] | 3852.87 | NO-ESTIMATION | NO-ESTIMATION | SOLAR-V1 | SOLAR-V1 | SOLAR-V1
RUS | Russia | GTES of Dvurechensky deposit |  | WRI1062103 | 24 | 58.2713 | 75.7496 | Gas |  |  |  |  | OAO Tomskneft VNK | EnergyBase (RUS) | https://energybase.ru/power-plant/gtpp-dvurechenskoe-oil-field | EnergyBase (RUS) | [14 empty] | 105.28 | NO-ESTIMATION | NO-ESTIMATION | NO-ESTIMATION | NO-ESTIMATION | NO-ESTIMATION
RUS | Russia | Shinginskaya GTES |  | WRI1062129 | 24 | 58.3303 | 78.4879 | Gas |  |  |  |  | OOO Gazpromneft-Vostok | EnergyBase (RUS) | https://energybase.ru/power-plant/shinginskay-gtpp | EnergyBase (RUS) | [14 empty] | 105.28 | NO-ESTIMATION | NO-ESTIMATION | NO-ESTIMATION | NO-ESTIMATION | CAPACITY-FACTOR-V1
RUS | Russia | Permskaya |  | WRI1003784 | 3363 | 58.4959 | 56.3471 | Gas | Oil |  |  | 1986.0 | JSC INTER RAO-Electric Power Generation | EnergyBase (RUS) | https://energybase.ru/power-plant/Permskaya_TPP | GEODB | [14 empty] | 14752.6 | NO-ESTIMATION | NO-ESTIMATION | NO-ESTIMATION | NO-ESTIMATION | CAPACITY-FACTOR-V1
RUS | Russia | Kirov TPP-3 |  | WRI1061740 | 385 | 58.5558 | 49.9831 | Gas | Coal |  |  | 1942.0 | Kirov branch of PJSC "T Plus" | EnergyBase (RUS) | https://energybase.ru/power-plant/Kirov_CHP-3 | EnergyBase (RUS) | [14 empty] | 1688.89 | HYDRO-V1 | HYDRO-V1 | HYDRO-V1 | HYDRO-V1 | HYDRO-V1
RUS | Russia | GT Luzhskaya HPP |  | WRI1062194 | 36 | 58.5775 | 31.2789 | Gas |  |  |  |  | JSC "GTEnergo" | EnergyBase (RUS) | https://energybase.ru/power-plant/gtpp-luzhskaya | EnergyBase (RUS) | [14 empty] | 157.92 | NO-ESTIMATION | NO-ESTIMATION | NO-ESTIMATION | NO-ESTIMATION | CAPACITY-FACTOR-V1
RUS | Russia | Nizhnetourinskaya GRES |  | WRI1061773 | 484 | 58.6141 | 59.8537 | Gas | Coal |  |  | 1948.0 | Sverdlovsk Branch of PJSC "T Plus" | EnergyBase (RUS) | https://energybase.ru/power-plant/Nizhnetouriskaya_TPP | EnergyBase (RUS) | [14 empty] | 2123.18 | NO-ESTIMATION | NO-ESTIMATION | NO-ESTIMATION | NO-ESTIMATION | CAPACITY-FACTOR-V1
RUS | Russia | Kirov TPP-1 |  | WRI1061739 | 10.3 | 58.6216 | 49.6716 | Gas |  |  |  | 1934.0 | Kirov branch of PJSC "T Plus" | EnergyBase (RUS) | https://energybase.ru/power-plant/Kirov_CHP-1 | EnergyBase (RUS) | [14 empty] | 45.18 | HYDRO-V1 | HYDRO-V1 | HYDRO-V1 | HYDRO-V1 | HYDRO-V1
RUS | Russia | Kachkanar HPP |  | WRI1061774 | 50 | 58.7066 | 59.5119 | Gas | Oil |  |  |  | EVRAZ Kachkanarsky Ore Mining and Processing Enterprise | EnergyBase (RUS) | https://energybase.ru/power-plant/Kachkanarskaya_CHP | EnergyBase (RUS) | [14 empty] | 219.33 | NO-ESTIMATION | NO-ESTIMATION | NO-ESTIMATION | NO-ESTIMATION | CAPACITY-FACTOR-V1
RUS | Russia | Thermal power station EVS-2 |  | WRI1062180 | 160 | 59.1276 | 37.8291 | Gas |  |  |  |  | PJSC Severstal | EnergyBase (RUS) | https://energybase.ru/power-plant/severstal-chp-evs2 | EnergyBase (RUS) | [14 empty] | 701.87 | NO-ESTIMATION | NO-ESTIMATION | NO-ESTIMATION | NO-ESTIMATION | CAPACITY-FACTOR-V1
RUS | Russia | CHP-PVS |  | WRI1062179 | 286 | 59.1372 | 37.8484 | Gas |  |  |  |  | PJSC Severstal | EnergyBase (RUS) | https://energybase.ru/power-plant/severstal-chp-pvs | EnergyBase (RUS) | [14 empty] | 1254.6 | NO-ESTIMATION | NO-ESTIMATION | NO-ESTIMATION | NO-ESTIMATION | CAPACITY-FACTOR-V1
RUS | Russia | CHPP of JSC "PhosAgro-Cherepovets" |  | WRI1062088 | 102 | 59.1781 | 37.6999 | Gas |  |  |  |  | JSC "PhosAgro-Cherepovets" | EnergyBase (RUS) | https://energybase.ru/power-plant/cherepovets-phosagro-chp | EnergyBase (RUS) | [14 empty] | 447.44 | NO-ESTIMATION | NO-ESTIMATION | NO-ESTIMATION | NO-ESTIMATION | CAPACITY-FACTOR-V1
RUS | Russia | Vologda CHP |  | WRI1003852 | 136.1 | 59.1950 | 39.9389 | Gas |  |  |  | 2011.0 | PJSC "TGC-2" | EnergyBase (RUS) | https://energybase.ru/power-plant/Vologda_CHP | GEODB | [14 empty] | 597.03 | NO-ESTIMATION | NO-ESTIMATION | NO-ESTIMATION | NO-ESTIMATION | CAPACITY-FACTOR-V1
RUS | Russia | Yavinskaya GRES |  | WRI1003859 | 1025 | 59.3378 | 57.2461 | Gas |  |  |  | 1956.0 | PJSC "Unipro" | EnergyBase (RUS) | https://energybase.ru/power-plant/Yayvinskaya_TPP | GEODB | 1047629 | [13 empty] | 4496.4 | NO-ESTIMATION | NO-ESTIMATION | NO-ESTIMATION | NO-ESTIMATION | CAPACITY-FACTOR-V1
RUS | Russia | Bereznikovskaya CHP Plant-10 |  | WRI1061772 | 27 | 59.3872 | 56.7753 | Gas |  |  |  |  | Perm Branch of PJSC "T Plus" | EnergyBase (RUS) | https://energybase.ru/power-plant/Bereznikovskaya_CHP-10 | EnergyBase (RUS) | [14 empty] | 118.44 | NO-ESTIMATION | NO-ESTIMATION | NO-ESTIMATION | NO-ESTIMATION | CAPACITY-FACTOR-V1
RUS | Russia | Berezniki CHPP-2 |  | WRI1003668 | 127.2 | 59.4069 | 56.7358 | Gas |  |  |  | 1947.0 | Perm Branch of PJSC "T Plus" | EnergyBase (RUS) | https://energybase.ru/power-plant/Bereznikovskaya_CHP-2 | CARMA | 1026555 | [13 empty] | 557.99 | HYDRO-V1 | HYDRO-V1 | HYDRO-V1 | HYDRO-V1 | HYDRO-V1
RUS | Russia | Kirishskaya GRES |  | WRI1003729 | 2595 | 59.4892 | 32.0503 | Gas | Oil |  |  |  | PJSC "OGK-2" | EnergyBase (RUS) | https://energybase.ru/power-plant/Kirishskaya_TPP | GEODB | [14 empty] | 11383.58 | NO-ESTIMATION | NO-ESTIMATION | NO-ESTIMATION | NO-ESTIMATION | CAPACITY-FACTOR-V1
RUS | Russia | Solikamsk cogeneration station |  | WRI1062167 | 144.7 | 59.6957 | 56.6750 | Gas |  |  |  |  | JSC Solikamskbumprom (LLC Solikamskaya CHP Plant) | EnergyBase (RUS) | https://energybase.ru/power-plant/solikamskaya-chp | EnergyBase (RUS) | [14 empty] | 634.76 | NO-ESTIMATION | NO-ESTIMATION | NO-ESTIMATION | NO-ESTIMATION | CAPACITY-FACTOR-V1
RUS | Russia | TPP of the PGU "GSR Energo" |  | WRI1061919 | 110 | 59.7583 | 30.5897 | Gas |  |  |  | 2014.0 | JSC "GSR CHP" | EnergyBase (RUS) | https://energybase.ru/power-plant/ccpp-chp-gsr-energo | EnergyBase (RUS) | [14 empty] | 482.54 | NO-ESTIMATION | NO-ESTIMATION | NO-ESTIMATION | NO-ESTIMATION | WIND-V1
RUS | Russia | GSR CHPP |  | WRI1061920 | 21 | 59.7614 | 30.5752 | Gas |  |  |  | 1952.0 | JSC "GSR CHP" | EnergyBase (RUS) | https://energybase.ru/power-plant/gsr-chp | EnergyBase (RUS) | [14 empty] | 92.12 | NO-ESTIMATION | NO-ESTIMATION | NO-ESTIMATION | NO-ESTIMATION | WIND-V1
RUS | Russia | Talakanskaya GTES |  | WRI1062201 | 48 | 59.7931 | 110.8726 | Gas |  |  |  |  | OJSC "Surgutneftegas" | EnergyBase (RUS) | https://energybase.ru/power-plant/talakanskaya-gtpp | EnergyBase (RUS) | [14 empty] | 210.56 | NO-ESTIMATION | NO-ESTIMATION | NO-ESTIMATION | NO-ESTIMATION | CAPACITY-FACTOR-V1
RUS | Russia | Yuzhnaya Tets |  | WRI1003862 | 1207 | 59.8276 | 30.4512 | Gas | Oil |  |  | 1978.0 | PJSC "TGC-1" | EnergyBase (RUS) | https://energybase.ru/power-plant/South_CHP-22 | WRI | 1066804 | [13 empty] | 5294.79 | HYDRO-V1 | HYDRO-V1 | HYDRO-V1 | HYDRO-V1 | HYDRO-V1
RUS | Russia | Dubrovskaya TPP-8 |  | WRI1061629 | 92 | 59.8686 | 30.9789 | Gas | Oil |  |  | 1933.0 | OOO "DUBROVSKAYA HEAT STATION" | EnergyBase (RUS) | https://energybase.ru/power-plant/Dubrovskaja_CHP-8 | EnergyBase (RUS) | [14 empty] | 403.57 | NO-ESTIMATION | NO-ESTIMATION | NO-ESTIMATION | NO-ESTIMATION | SOLAR-V1
RUS | Russia | Avtovskaya CHP Plant-15 |  | WRI1061626 | 321 | 59.8701 | 30.2869 | Gas | Oil |  |  | 1956.0 | PJSC "TGC-1" | EnergyBase (RUS) | https://energybase.ru/power-plant/Avtovskaya_CHP-15 | EnergyBase (RUS) | [14 empty] | 1408.14 | HYDRO-V1 | HYDRO-V1 | HYDRO-V1 | HYDRO-V1 | HYDRO-V1
RUS | Russia | Pervomaiskaya TPP-14 |  | WRI1061631 | 524 | 59.8731 | 30.2467 | Gas | Oil |  |  | 1957.0 | PJSC "TGC-1" | EnergyBase (RUS) | https://energybase.ru/power-plant/Pervomayskaya_CHP-14 | EnergyBase (RUS) | [14 empty] | 2298.65 | WIND-V1 | WIND-V1 | WIND-V1 | WIND-V1 | WIND-V1
RUS | Russia | CHP-5 Red October |  | WRI1061632 | 180 | 59.8737 | 30.5040 | Gas |  |  |  |  | PJSC "TGC-1" | EnergyBase (RUS) | https://energybase.ru/power-plant/TEP-5_Krasnyj_Oktyabr | EnergyBase (RUS) | [14 empty] | 789.61 | SOLAR-V1 | SOLAR-V1 | SOLAR-V1 | SOLAR-V1 | SOLAR-V1
RUS | Russia | Pravoberezhnaya CHPP-5 |  | WRI1061633 | 643 | 59.8746 | 30.5035 | Gas | Oil |  |  | 1988.0 | PJSC "TGC-1" | EnergyBase (RUS) | https://energybase.ru/power-plant/Right_Bank_CHP-5 | EnergyBase (RUS) | [14 empty] | 2820.67 | NO-ESTIMATION | NO-ESTIMATION | NO-ESTIMATION | NO-ESTIMATION | CAPACITY-FACTOR-V1
RUS | Russia | The central thermal power station (ES-1) |  | WRI1062199 | 155 | 59.9069 | 30.3344 | Gas | Oil |  |  |  | PJSC "TGC-1" | EnergyBase (RUS) | https://energybase.ru/power-plant/central-chp-1 | EnergyBase (RUS) | [14 empty] | 679.94 | NO-ESTIMATION | NO-ESTIMATION | SOLAR-V1 | SOLAR-V1 | SOLAR-V1
RUS | Russia | Central Thermal Power Plant (ES-3) |  | WRI1062200 | 155 | 59.9228 | 30.3240 | Gas |  |  |  |  | PJSC "TGC-1" | EnergyBase (RUS) | https://energybase.ru/power-plant/central-chp-3 | EnergyBase (RUS) | [14 empty] | 679.94 | NO-ESTIMATION | NO-ESTIMATION | NO-ESTIMATION | NO-ESTIMATION | CAPACITY-FACTOR-V1
RUS | Russia | Vasileostrovskaya CHPP-7 |  | WRI1061627 | 135 | 59.9253 | 30.2469 | Gas | Oil |  |  | 1932.0 | PJSC "TGC-1" | EnergyBase (RUS) | https://energybase.ru/power-plant/Vasilyeostrovskaya_CHP-7 | EnergyBase (RUS) | [14 empty] | 592.2 | NO-ESTIMATION | NO-ESTIMATION | NO-ESTIMATION | NO-ESTIMATION | CAPACITY-FACTOR-V1
RUS | Russia | Central Heat and Power Plant (ES-2) |  | WRI1061635 | 155 | 59.9342 | 30.3875 | Gas | Oil |  |  |  | PJSC "TGC-1" | EnergyBase (RUS) | https://energybase.ru/power-plant/central-chp-2 | EnergyBase (RUS) | [14 empty] | 679.94 | HYDRO-V1 | HYDRO-V1 | HYDRO-V1 | HYDRO-V1 | HYDRO-V1
RUS | Russia | Vyborgskaya CHPP-17 |  | WRI1061628 | 250.5 | 59.9694 | 30.3767 | Gas | Oil |  |  | 1954.0 | PJSC "TGC-1" | EnergyBase (RUS) | https://energybase.ru/power-plant/Vyborg_CHP-17 | EnergyBase (RUS) | [14 empty] | 1098.87 | NO-ESTIMATION | NO-ESTIMATION | NO-ESTIMATION | NO-ESTIMATION | CAPACITY-FACTOR-V1
RUS | Russia | Severo-Zapadnaya |  | WRI1003806 | 900 | 60.0160 | 30.0978 | Gas | Oil |  |  |  | JSC INTER RAO-Electric Power Generation | EnergyBase (RUS) | https://energybase.ru/power-plant/North-West_CHP | WRI | 1021885 | [13 empty] | 3948.06 | NO-ESTIMATION | NO-ESTIMATION | NO-ESTIMATION | NO-ESTIMATION | WIND-V1
RUS | Russia | GT TETS Vsevolozhskaya |  | WRI1062191 | 18 | 60.0254 | 30.6143 | Gas |  |  |  |  | JSC "GTEnergo" | EnergyBase (RUS) | https://energybase.ru/power-plant/gtpp-vsevolozhskaya | EnergyBase (RUS) | [14 empty] | 78.96 | NO-ESTIMATION | NO-ESTIMATION | NO-ESTIMATION | NO-ESTIMATION | WIND-V1
RUS | Russia | Severnaya CHPP-21 |  | WRI1061634 | 500 | 60.0758 | 30.4744 | Gas | Oil |  |  | 1975.0 | PJSC "TGC-1" | EnergyBase (RUS) | https://energybase.ru/power-plant/North_CHP-21 | EnergyBase (RUS) | [14 empty] | 2193.36 | NO-ESTIMATION | NO-ESTIMATION | NO-ESTIMATION | NO-ESTIMATION | CAPACITY-FACTOR-V1
RUS | Russia | GTPP of the West-Poludenny deposit |  | WRI1062104 | 7.5 | 60.5531 | 76.4839 | Gas |  |  |  |  | OAO Tomskneft VNK | EnergyBase (RUS) | https://energybase.ru/power-plant/gtpp-zapadno-poludennoe-oil-field | EnergyBase (RUS) | [14 empty] | 32.9 | SOLAR-V1 | SOLAR-V1 | SOLAR-V1 | SOLAR-V1 | SOLAR-V1
RUS | Russia | Krasavinskaya GT CHPP |  | WRI1062085 | 63.8 | 60.9575 | 46.4848 | Gas |  |  |  |  | GEP "Vologdaoblkommunenergo" | EnergyBase (RUS) | https://energybase.ru/power-plant/krasavinskaya-ggpp | EnergyBase (RUS) | [14 empty] | 279.87 | SOLAR-V1 | SOLAR-V1 | SOLAR-V1 | SOLAR-V1 | SOLAR-V1
RUS | Russia | Nizhnevartovskaya |  | WRI1003761 | 2013 | 60.9758 | 76.9433 | Gas |  |  |  | 1993.0 | ZAO Nizhnevartovskaya GRES | EnergyBase (RUS) | https://energybase.ru/power-plant/Nizhnevartovsk_TPP | GEODB | 1026672 | [13 empty] | 8830.5 | NO-ESTIMATION | NO-ESTIMATION | NO-ESTIMATION | NO-ESTIMATION | CAPACITY-FACTOR-V1
RUS | Russia | Ð“Ð¢ HPP Velskaya |  | WRI1062187 | 18 | 61.0629 | 42.1147 | Gas |  |  |  |  | JSC "GTEnergo" | EnergyBase (RUS) | https://energybase.ru/power-plant/gtpp-velskaya | EnergyBase (RUS) | [14 empty] | 78.96 | NO-ESTIMATION | NO-ESTIMATION | NO-ESTIMATION | NO-ESTIMATION | CAPACITY-FACTOR-V1
RUS | Russia | Priobskaya GTES |  | WRI1062071 | 315 | 61.1070 | 70.2429 | Gas |  |  |  | 2007.0 | PJSC "NK" ROSNEFT " | EnergyBase (RUS) | https://energybase.ru/power-plant/priobskaya-gtpp | EnergyBase (RUS) | [14 empty] | 1381.82 | WIND-V1 | WIND-V1 | WIND-V1 | WIND-V1 | WIND-V1
RUS | Russia | Surgutskaya GRES-2 |  | WRI1003821 | 8865 | 61.2794 | 73.4889 | Gas |  |  |  | 1979.0 | PJSC "Unipro" | EnergyBase (RUS) | https://energybase.ru/power-plant/Surgutskaya_TPP-2 | GEODB | [14 empty] | 38888.43 | NO-ESTIMATION | NO-ESTIMATION | NO-ESTIMATION | NO-ESTIMATION | CAPACITY-FACTOR-V1
RUS | Russia | Petrozavodsk cogeneration station |  | WRI1061640 | 280 | 61.8036 | 34.2756 | Gas | Oil |  |  | 1976.0 | PJSC "TGC-1" | EnergyBase (RUS) | https://energybase.ru/power-plant/Petrozavodsk_CHP | EnergyBase (RUS) | [14 empty] | 1228.28 | WIND-V1 | WIND-V1 | WIND-V1 | WIND-V1 | WIND-V1
RUS | Russia | Mondi Syktyvkar thermal power station |  | WRI1061895 | 553 | 61.8183 | 50.7263 | Gas | Oil |  |  | 1966.0 | Open Society "Mondi Syktyvkar LPK" | EnergyBase (RUS) | https://energybase.ru/power-plant/chp-mondi | EnergyBase (RUS) | [14 empty] | 2425.86 | NO-ESTIMATION | NO-ESTIMATION | NO-ESTIMATION | NO-ESTIMATION | NO-ESTIMATION
RUS | Russia | Yakutsk TPP |  | WRI1061809 | 12 | 62.0443 | 129.7639 | Gas |  |  |  |  | PJSC "Yakutskenergo" | EnergyBase (RUS) | https://energybase.ru/power-plant/Yakutsk_CHP | EnergyBase (RUS) | [14 empty] | 52.64 | NO-ESTIMATION | NO-ESTIMATION | NO-ESTIMATION | NO-ESTIMATION | CAPACITY-FACTOR-V1
RUS | Russia | Yakutsk SDPP-2 |  | WRI1061905 | 170 | 62.0540 | 129.6294 | Gas |  |  |  | 2014.0 | JSC "RAO Energy Systems of the East" | EnergyBase (RUS) | https://energybase.ru/power-plant/yakutskaya-tpp-2 | EnergyBase (RUS) | [14 empty] | 745.74 | NO-ESTIMATION | NO-ESTIMATION | NO-ESTIMATION | NO-ESTIMATION | CAPACITY-FACTOR-V1
RUS | Russia | Yakutsk SDPP |  | WRI1061810 | 368 | 62.0598 | 129.7743 | Gas |  |  |  |  | PJSC "Yakutskenergo" | EnergyBase (RUS) | https://energybase.ru/power-plant/Yakutsk_TPP | EnergyBase (RUS) | [14 empty] | 1614.31 | NO-ESTIMATION | NO-ESTIMATION | NO-ESTIMATION | NO-ESTIMATION | CAPACITY-FACTOR-V1
RUS | Russia | Myrninskaya GRES |  | WRI1062059 | 72 | 62.5599 | 113.9770 | Gas |  |  |  | 1986.0 | PJSC "Yakutskenergo" | EnergyBase (RUS) | https://energybase.ru/power-plant/mirninskaya-chp | EnergyBase (RUS) | [14 empty] | 315.84 | SOLAR-V1 | SOLAR-V1 | SOLAR-V1 | SOLAR-V1 | SOLAR-V1
RUS | Russia | Mobile power station "Kazym" |  | WRI1062054 | 72 | 63.7030 | 67.2385 | Gas |  |  |  |  | OJSC "Mobile power engineering" | EnergyBase (RUS) | https://energybase.ru/power-plant/kazim | EnergyBase (RUS) | [14 empty] | 315.84 | NO-ESTIMATION | NO-ESTIMATION | NO-ESTIMATION | NO-ESTIMATION | CAPACITY-FACTOR-V1
RUS | Russia | Arkhangelsk CHPP |  | WRI1003660 | 450 | 64.5753 | 40.5731 | Gas |  |  |  | 1970.0 | PJSC "TGC-2" | EnergyBase (RUS) | https://energybase.ru/power-plant/Arkhangelsk_CHP | WRI | 1055999 | [13 empty] | 1974.03 | HYDRO-V1 | HYDRO-V1 | HYDRO-V1 | HYDRO-V1 | HYDRO-V1
RUS | Russia | Anadyr CHPP |  | WRI1003657 | 50 | 64.7305 | 177.4995 | Gas |  |  |  |  | JSC "Chukotenergo" | EnergyBase (RUS) | https://energybase.ru/power-plant/Anadyr_CHP | CARMA | 1022163 | [13 empty] | 219.33 | WIND-V1 | WIND-V1 | WIND-V1 | WIND-V1 | WIND-V1
RUS | Russia | Pechorskaya |  | WRI1003780 | 1060 | 65.1344 | 57.3156 | Gas | Oil |  |  | 1979.0 | JSC INTER RAO-Electric Power Generation | EnergyBase (RUS) | https://energybase.ru/power-plant/Pechorskaya_TPP | GEODB | 1028495 | [13 empty] | 4649.94 | NO-ESTIMATION | NO-ESTIMATION | NO-ESTIMATION | NO-ESTIMATION | CAPACITY-FACTOR-V1
RUS | Russia | Urengoyskaya |  | WRI1003845 | 979.7 | 66.0350 | 78.0838 | Gas | Oil |  |  | 2012.0 | Technoproexport | Technoproexport | Technoproexport (p.6-7) | GEODB | [14 empty] | 4297.68 | HYDRO-V1 | HYDRO-V1 | HYDRO-V1 | HYDRO-V1 | HYDRO-V1
RUS | Russia | Urengoy Mobile PP |  | WRI1003844 | 72 | 66.0922 | 76.7341 | Gas |  |  |  |  | OJSC "Mobile power engineering" | EnergyBase (RUS) | https://energybase.ru/power-plant/urengoy | EnergyBase (RUS) | [14 empty] | 315.84 | NO-ESTIMATION | NO-ESTIMATION | NO-ESTIMATION | NO-ESTIMATION | CAPACITY-FACTOR-V1
RUS | Russia | GTU-TPP of Usinskoe deposit |  | WRI1062131 | 100 | 66.1798 | 57.3316 | Gas |  |  |  |  | OOO LUKOIL-Komi | EnergyBase (RUS) | https://energybase.ru/power-plant/gtpp-usinskoe-oilfield | EnergyBase (RUS) | [14 empty] | 438.67 | NO-ESTIMATION | NO-ESTIMATION | NO-ESTIMATION | NO-ESTIMATION | CAPACITY-FACTOR-V1
RUS | Russia | Egvenkinotskaya TPP |  | WRI1003701 | 34 | 66.4013 | -179.1338 | Gas |  |  |  |  | JSC "Chukotenergo" | EnergyBase (RUS) | https://energybase.ru/power-plant/Egvekinotskaya_TPP | EnergyBase (RUS) | [14 empty] | 149.14 | HYDRO-V1 | HYDRO-V1 | HYDRO-V1 | HYDRO-V1 | HYDRO-V1
RUS | Russia | Gas Turbine Power Plant of Salekhardenergo JSC |  | WRI1062127 | 39.4 | 66.5378 | 66.6710 | Gas |  |  |  |  | Salekhardenergo JSC | EnergyBase (RUS) | https://energybase.ru/power-plant/gtpp-slenergo | EnergyBase (RUS) | [14 empty] | 172.83 | HYDRO-V1 | HYDRO-V1 | HYDRO-V1 | HYDRO-V1 | HYDRO-V1
RUS | Russia | Labytnangi Mobile PP |  | WRI1003748 | 73 | 66.6652 | 66.4185 | Gas |  |  |  |  | OJSC "Mobile power engineering" | EnergyBase (RUS) | https://energybase.ru/power-plant/labytnangi | CARMA | 1034965 | [13 empty] | 320.23 | NO-ESTIMATION | NO-ESTIMATION | NO-ESTIMATION | NO-ESTIMATION | CAPACITY-FACTOR-V1
RUS | Russia | Naryan-Mar power plant |  | WRI1062181 | 38.15 | 67.6413 | 53.0379 | Gas | Oil |  |  |  | GUP NAO "NARYAN-MARSK POWER PLANT" | EnergyBase (RUS) | https://energybase.ru/power-plant/naryan-mar-power-plant | EnergyBase (RUS) | [14 empty] | 167.35 | NO-ESTIMATION | NO-ESTIMATION | NO-ESTIMATION | NO-ESTIMATION | CAPACITY-FACTOR-V1
RUS | Russia | Vankor GTPP |  | WRI1061891 | 200 | 67.8036 | 83.5328 | Gas |  |  |  | 2007.0 | Vankorneft JSC | EnergyBase (RUS) | https://energybase.ru/power-plant/Vankor_GTPP | EnergyBase (RUS) | [14 empty] | 877.34 | HYDRO-V1 | HYDRO-V1 | HYDRO-V1 | HYDRO-V1 | HYDRO-V1
RUS | Russia | Deputy TPP |  | WRI1062058 | 7.5 | 69.3051 | 139.9745 | Gas |  |  |  |  | Sakhaenergo JSC | EnergyBase (RUS) | https://energybase.ru/power-plant/deputat-chp | EnergyBase (RUS) | [14 empty] | 32.9 | NO-ESTIMATION | NO-ESTIMATION | NO-ESTIMATION | NO-ESTIMATION | CAPACITY-FACTOR-V1
RUS | Russia | Norilsk CHPP-2 |  | WRI1061843 | 425 | 69.5183 | 88.3442 | Gas |  |  |  | 1965.0 | JSC Norilsk-Taimyr Energy Company (JSC NTEK) | EnergyBase (RUS) | https://energybase.ru/power-plant/HPP-2_OJSC_NTEC | EnergyBase (RUS) | [14 empty] | 1864.36 | NO-ESTIMATION | NO-ESTIMATION | NO-ESTIMATION | NO-ESTIMATION | CAPACITY-FACTOR-V1
RWA | Rwanda | KivuWatt |  | WRI1061167 | 26 | -2.0680 | 29.3200 | Gas |  |  |  | 2016.0 | KivuWatt Limited (ContourGlobal) | Power Africa | https://medium.com/power-africa/the-floating-gas-plant-that-powers-rwanda-1638362a8c76 | KTH | [15 empty] | NO-ESTIMATION | NO-ESTIMATION | NO-ESTIMATION | NO-ESTIMATION | CAPACITY-FACTOR-V1
SAU | Saudi Arabia | YANBU (ARAM) |  | WRI1030721 | 82.5 | 23.9800 | 38.2570 | Gas |  |  |  | 2005.0 | Saudi Aramco | ECRA | http://www.ecra.gov.sa/en-us/DataAndStatistics/NationalRecord/StationCapacities/Pages/Home.aspx | WRI | [14 empty] | 505.35 | NO-ESTIMATION | NO-ESTIMATION | NO-ESTIMATION | NO-ESTIMATION | CAPACITY-FACTOR-V1
SAU | Saudi Arabia | RIYADH REF |  | WRI1030702 | 66 | 24.5200 | 46.8650 | Gas |  |  |  | 2005.0 | Saudi Aramco | ECRA | http://www.ecra.gov.sa/en-us/DataAndStatistics/NationalRecord/StationCapacities/Pages/Home.aspx | WRI | [14 empty] | 404.28 | NO-ESTIMATION | NO-ESTIMATION | NO-ESTIMATION | NO-ESTIMATION | CAPACITY-FACTOR-V1
SAU | Saudi Arabia | Riyadh 7 |  | WRI1030688 | 1315.6 | 24.5700 | 46.8830 | Gas | Oil |  |  | 2005.0 | Saudi Electricity Company (SEC) | ECRA | http://www.ecra.gov.sa/en-us/DataAndStatistics/NationalRecord/StationCapacities/Pages/Home.aspx | WRI | 1028156 | [13 empty] | 8058.71 | NO-ESTIMATION | NO-ESTIMATION | NO-ESTIMATION | NO-ESTIMATION | CAPACITY-FACTOR-V1
SAU | Saudi Arabia | Riyadh 8 |  | WRI1030689 | 2071.92 | 24.6000 | 46.5710 | Gas | Oil |  |  | 2008.0 | Saudi Electricity Company (SEC) | ECRA | http://www.ecra.gov.sa/en-us/DataAndStatistics/NationalRecord/StationCapacities/Pages/Home.aspx | WRI | 1028157 | [13 empty] | 12691.55 | NO-ESTIMATION | NO-ESTIMATION | NO-ESTIMATION | NO-ESTIMATION | CAPACITY-FACTOR-V1
SAU | Saudi Arabia | Riyadh 12 |  | WRI1030684 | 2055.6 | 24.7900 | 45.6210 | Gas | Oil |  |  | 2016.0 | Saudi Electricity Company (SEC) | ECRA | http://www.ecra.gov.sa/en-us/DataAndStatistics/NationalRecord/StationCapacities/Pages/Home.aspx | WRI | 1091774 | [13 empty] | 12591.58 | NO-ESTIMATION | NO-ESTIMATION | NO-ESTIMATION | NO-ESTIMATION | CAPACITY-FACTOR-V1
SAU | Saudi Arabia | UTHMANIYAH CO-GENERATION GAS PLANT |  | WRI1030719 | 496.7 | 25.1900 | 49.3070 | Gas |  |  |  | 2015.0 | Tihama Power Generation Company | ECRA | http://www.ecra.gov.sa/en-us/DataAndStatistics/NationalRecord/StationCapacities/Pages/Home.aspx | WRI | 1056636 | [13 empty] | 3042.53 | NO-ESTIMATION | NO-ESTIMATION | NO-ESTIMATION | NO-ESTIMATION | CAPACITY-FACTOR-V1
SAU | Saudi Arabia | UTHMANIYAH |  | WRI1030718 | 320 | 25.1900 | 49.3120 | Gas |  |  |  | 1975.0 | Saudi Electricity Company (SEC) | ECRA | http://www.ecra.gov.sa/en-us/DataAndStatistics/NationalRecord/StationCapacities/Pages/Home.aspx | WRI | 1074053 | [13 empty] | 1960.16 | HYDRO-V1 | HYDRO-V1 | HYDRO-V1 | HYDRO-V1 | HYDRO-V1
SAU | Saudi Arabia | SHEDGUM |  | WRI1030707 | 1100.5 | 25.6800 | 49.4330 | Gas |  |  |  | 1983.0 | Saudi Electricity Company (SEC) | ECRA | http://www.ecra.gov.sa/en-us/DataAndStatistics/NationalRecord/StationCapacities/Pages/Home.aspx | WRI | 1028174¦1056635 | [13 empty] | 6741.11 | NO-ESTIMATION | NO-ESTIMATION | NO-ESTIMATION | NO-ESTIMATION | CAPACITY-FACTOR-V1
SAU | Saudi Arabia | SHEDGUM CO-GENERATION GAS PLANT |  | WRI1030708 | 496.7 | 25.6800 | 49.4490 | Gas |  |  |  | 2015.0 | Tihama Power Generation Company | ECRA | http://www.ecra.gov.sa/en-us/DataAndStatistics/NationalRecord/StationCapacities/Pages/Home.aspx | WRI | [14 empty] | 3042.53 | HYDRO-V1 | HYDRO-V1 | HYDRO-V1 | HYDRO-V1 | HYDRO-V1
SAU | Saudi Arabia | Ain Dar |  | WRI1030637 | 55 | 25.8200 | 49.3390 | Gas |  |  |  | 1980.0 | Saudi Cement Company | ECRA | http://www.ecra.gov.sa/en-us/DataAndStatistics/NationalRecord/StationCapacities/Pages/Home.aspx | WRI | [14 empty] | 336.9 | NO-ESTIMATION | NO-ESTIMATION | NO-ESTIMATION | NO-ESTIMATION | SOLAR-V1
SAU | Saudi Arabia | Hajr for Electricity Production Co. Station |  | WRI1030656 | 4098 | 25.8300 | 50.1320 | Gas | Oil |  |  | 2014.0 | Hajr for Electricity Production Company | ECRA | http://www.ecra.gov.sa/en-us/DataAndStatistics/NationalRecord/StationCapacities/Pages/Home.aspx | WRI | [14 empty] | 25102.31 | NO-ESTIMATION | NO-ESTIMATION | NO-ESTIMATION | NO-ESTIMATION | CAPACITY-FACTOR-V1
SAU | Saudi Arabia | QURAYYAH -STEAM |  | WRI1030695 | 2500 | 25.8600 | 50.1180 | Gas |  |  |  | 1992.0 | Saudi Electricity Company (SEC) | ECRA | http://www.ecra.gov.sa/en-us/DataAndStatistics/NationalRecord/StationCapacities/Pages/Home.aspx | WRI | [14 empty] | 15313.76 | HYDRO-V1 | HYDRO-V1 | HYDRO-V1 | HYDRO-V1 | HYDRO-V1
SAU | Saudi Arabia | QURAYYAH- CC |  | WRI1030694 | 3846 | 25.8600 | 50.1180 | Gas | Oil |  |  | 2014.0 | Saudi Electricity Company (SEC) | ECRA | http://www.ecra.gov.sa/en-us/DataAndStatistics/NationalRecord/StationCapacities/Pages/Home.aspx | WRI | 1078196 | [13 empty] | 23558.68 | NO-ESTIMATION | NO-ESTIMATION | NO-ESTIMATION | NO-ESTIMATION | CAPACITY-FACTOR-V1
SAU | Saudi Arabia | ABQ PP |  | WRI1030636 | 162 | 25.9400 | 49.6880 | Gas |  |  |  | 2002.0 | Saudi Aramco | ECRA | http://www.ecra.gov.sa/en-us/DataAndStatistics/NationalRecord/StationCapacities/Pages/Home.aspx | WRI | [14 empty] | 992.33 | SOLAR-V1 | SOLAR-V1 | SOLAR-V1 | SOLAR-V1 | SOLAR-V1
SAU | Saudi Arabia | DAMMAM |  | WRI1030650 | 397.9 | 26.3800 | 50.0930 | Gas | Oil |  |  | 2000.0 | Saudi Electricity Company (SEC) | ECRA | http://www.ecra.gov.sa/en-us/DataAndStatistics/NationalRecord/StationCapacities/Pages/Home.aspx | WRI | 1028114 | [13 empty] | 2437.33 | NO-ESTIMATION | NO-ESTIMATION | NO-ESTIMATION | NO-ESTIMATION | CAPACITY-FACTOR-V1
SAU | Saudi Arabia | QATIF G-1 |  | WRI1030693 | 144 | 26.5500 | 49.9320 | Gas |  |  |  | 2004.0 | Saudi Aramco | ECRA | http://www.ecra.gov.sa/en-us/DataAndStatistics/NationalRecord/StationCapacities/Pages/Home.aspx | WRI | [14 empty] | 882.07 | NO-ESTIMATION | NO-ESTIMATION | NO-ESTIMATION | NO-ESTIMATION | NO-ESTIMATION
SAU | Saudi Arabia | RAS TANURA CO-GENERATION PLANT |  | WRI1030701 | 153 | 26.6900 | 50.1030 | Gas |  |  |  | 2006.0 | Tihama Power Generation Company | ECRA | http://www.ecra.gov.sa/en-us/DataAndStatistics/NationalRecord/StationCapacities/Pages/Home.aspx | WRI | 1058965 | [13 empty] | 937.2 | NO-ESTIMATION | NO-ESTIMATION | NO-ESTIMATION | NO-ESTIMATION | CAPACITY-FACTOR-V1
SAU | Saudi Arabia | JUAYMAH CO-GENERATION GAS PLANT |  | WRI1030664 | 496.7 | 26.8000 | 50.0050 | Gas |  |  |  | 2015.0 | Tihama Power Generation Company | ECRA | http://www.ecra.gov.sa/en-us/DataAndStatistics/NationalRecord/StationCapacities/Pages/Home.aspx | WRI | [14 empty] | 3042.53 | HYDRO-V1 | HYDRO-V1 | HYDRO-V1 | HYDRO-V1 | HYDRO-V1
SAU | Saudi Arabia | JUAYMAH |  | WRI1030663 | 121.2 | 26.8000 | 50.0060 | Gas |  |  |  | 1976.0 | Saudi Electricity Company (SEC) | ECRA | http://www.ecra.gov.sa/en-us/DataAndStatistics/NationalRecord/StationCapacities/Pages/Home.aspx | WRI | 1028159 | [13 empty] | 742.41 | NO-ESTIMATION | NO-ESTIMATION | NO-ESTIMATION | NO-ESTIMATION | CAPACITY-FACTOR-V1
SAU | Saudi Arabia | GHAZLAN |  | WRI1030653 | 4256 | 26.8500 | 49.8960 | Gas |  |  |  | 2003.0 | Saudi Electricity Company (SEC) | ECRA | http://www.ecra.gov.sa/en-us/DataAndStatistics/NationalRecord/StationCapacities/Pages/Home.aspx | WRI | 1028170 | [13 empty] | 26070.14 | NO-ESTIMATION | NO-ESTIMATION | NO-ESTIMATION | SOLAR-V1 | SOLAR-V1
SAU | Saudi Arabia | MARAFIQ IWPP (1) |  | WRI1030677 | 2941.3 | 26.9000 | 49.7690 | Gas | Oil |  |  | 2010.0 | Jubail Water and Power Company | ECRA | http://www.ecra.gov.sa/en-us/DataAndStatistics/NationalRecord/StationCapacities/Pages/Home.aspx | WRI | [14 empty] | 18016.94 | NO-ESTIMATION | NO-ESTIMATION | NO-ESTIMATION | NO-ESTIMATION | CAPACITY-FACTOR-V1
SAU | Saudi Arabia | JUBAIL (SWCC) |  | WRI1030666 | 1570 | 26.9100 | 49.7690 | Gas |  |  |  | 1982.0 | Saline Water Conversion Corporation (SWCC) | ECRA | http://www.ecra.gov.sa/en-us/DataAndStatistics/NationalRecord/StationCapacities/Pages/Home.aspx | WRI | 1027857 | [13 empty] | 9617.04 | NO-ESTIMATION | NO-ESTIMATION | NO-ESTIMATION | NO-ESTIMATION | CAPACITY-FACTOR-V1
SAU | Saudi Arabia | BERI GP |  | WRI1030647 | 298 | 26.9600 | 49.5950 | Gas |  |  |  | 2005.0 | Saudi Aramco | ECRA | http://www.ecra.gov.sa/en-us/DataAndStatistics/NationalRecord/StationCapacities/Pages/Home.aspx | WRI | 1057522 | [13 empty] | 1825.4 | NO-ESTIMATION | NO-ESTIMATION | NO-ESTIMATION | NO-ESTIMATION | CAPACITY-FACTOR-V1
SAU | Saudi Arabia | JUBAIL COGEN (JEC) |  | WRI1030667 | 250 | 27.0200 | 49.5310 | Gas |  |  |  | 2005.0 | Jubail Energy Company | ECRA | http://www.ecra.gov.sa/en-us/DataAndStatistics/NationalRecord/StationCapacities/Pages/Home.aspx | WRI | [14 empty] | 1531.37 | NO-ESTIMATION | NO-ESTIMATION | NO-ESTIMATION | NO-ESTIMATION | CAPACITY-FACTOR-V1
SAU | Saudi Arabia | Wasit Gas Plant |  | WRI1030720 | 1412 | 27.1100 | 49.3120 | Gas |  |  |  | 2016.0 | Saudi Aramco | ECRA | http://www.ecra.gov.sa/en-us/DataAndStatistics/NationalRecord/StationCapacities/Pages/Home.aspx | WRI | 1085623 | [13 empty] | 8649.21 | NO-ESTIMATION | NO-ESTIMATION | NO-ESTIMATION | NO-ESTIMATION | CAPACITY-FACTOR-V1
SAU | Saudi Arabia | Khursaniyah |  | WRI1030671 | 447 | 27.1500 | 49.2070 | Gas |  |  |  | 2012.0 | Saudi Aramco | ECRA | http://www.ecra.gov.sa/en-us/DataAndStatistics/NationalRecord/StationCapacities/Pages/Home.aspx | WRI | 1075665 | [13 empty] | 2738.1 | HYDRO-V1 | HYDRO-V1 | HYDRO-V1 | HYDRO-V1 | HYDRO-V1
SAU | Saudi Arabia | BERI (SEC) |  | WRI1030646 | 195 | 27.1900 | 49.7210 | Gas |  |  |  | 1977.0 | Saudi Electricity Company (SEC) | ECRA | http://www.ecra.gov.sa/en-us/DataAndStatistics/NationalRecord/StationCapacities/Pages/Home.aspx | WRI | [14 empty] | 1194.47 | HYDRO-V1 | HYDRO-V1 | HYDRO-V1 | HYDRO-V1 | HYDRO-V1
SAU | Saudi Arabia | FARAS |  | WRI1030652 | 1244 | 27.4600 | 46.8640 | Gas |  |  |  | 2009.0 | Saudi Electricity Company (SEC) | ECRA | http://www.ecra.gov.sa/en-us/DataAndStatistics/NationalRecord/StationCapacities/Pages/Home.aspx | WRI | 1028168 | [13 empty] | 7620.12 | NO-ESTIMATION | NO-ESTIMATION | NO-ESTIMATION | NO-ESTIMATION | CAPACITY-FACTOR-V1
SAU | Saudi Arabia | RAS Al Khair |  | WRI1030700 | 1460 | 27.5300 | 49.1430 | Gas | Oil |  |  | 2015.0 | Saline Water Conversion Corporation (SWCC) | ECRA | http://www.ecra.gov.sa/en-us/DataAndStatistics/NationalRecord/StationCapacities/Pages/Home.aspx | WRI | 1061089 | [13 empty] | 8943.23 | NO-ESTIMATION | NO-ESTIMATION | NO-ESTIMATION | NO-ESTIMATION | CAPACITY-FACTOR-V1
SAU | Saudi Arabia | Manifa CO-GENERATION PLANT |  | WRI1030676 | 374.5 | 27.5800 | 48.8680 | Gas |  |  |  | 2014.0 | Saudi Aramco | ECRA | http://www.ecra.gov.sa/en-us/DataAndStatistics/NationalRecord/StationCapacities/Pages/Home.aspx | WRI | 1075664 | [13 empty] | 2294 | NO-ESTIMATION | NO-ESTIMATION | NO-ESTIMATION | NO-ESTIMATION | CAPACITY-FACTOR-V1
SAU | Saudi Arabia | SAFANIYAH |  | WRI1030703 | 75 | 28.0100 | 48.7510 | Gas |  |  |  | 1974.0 | Saudi Electricity Company (SEC) | ECRA | http://www.ecra.gov.sa/en-us/DataAndStatistics/NationalRecord/StationCapacities/Pages/Home.aspx | WRI | 1028164 | [13 empty] | 459.41 | SOLAR-V1 | SOLAR-V1 | SOLAR-V1 | SOLAR-V1 | SOLAR-V1
SDN | Sudan | El Jaili |  | WRI1023169 | 319 | 16.1200 | 32.6920 | Gas | [5 empty] | African Development Bank Group | http://powerafrica.opendataforafrica.org | Power Africa | [14 empty] | 0 | HYDRO-V1 | HYDRO-V1 | HYDRO-V1 | HYDRO-V1 | HYDRO-V1
SGP | Singapore | SembCorp Pulau Sakra CCGT Cogen Power Station Singapore |  | GEODB0004959 | 1215 | 1.2540 | 103.7026 | Gas | [5 empty] | GEODB | http://globalenergyobservatory.org | GEODB |  | 2017 | [12 empty] | 6708.46 | HYDRO-V1 | HYDRO-V1 | HYDRO-V1 | HYDRO-V1 | HYDRO-V1
SGP | Singapore | Pasir Panjang Gas Turbine Power Station Singapore |  | GEODB0004720 | 210 | 1.2715 | 103.7989 | Gas | [5 empty] | GEODB | http://globalenergyobservatory.org | GEODB |  | 2017 | [12 empty] | 1159.48 | HYDRO-V1 | HYDRO-V1 | HYDRO-V1 | HYDRO-V1 | HYDRO-V1
SGP | Singapore | PowerSeraya Pulau Seraya CCGT Cogen Power Plant Singapore |  | GEODB0004960 | 1540 | 1.2765 | 103.7266 | Gas | [5 empty] | GEODB | http://globalenergyobservatory.org | GEODB | 1025750 | 2017 | [12 empty] | 8502.91 | NO-ESTIMATION | NO-ESTIMATION | NO-ESTIMATION | NO-ESTIMATION | CAPACITY-FACTOR-V1
SGP | Singapore | PowerSeraya OCGT Power Plant Singapore |  | GEODB0004889 | 210 | 1.2813 | 103.7239 | Gas | [5 empty] | GEODB | http://globalenergyobservatory.org | GEODB |  | 2017 | [12 empty] | 1159.48 | NO-ESTIMATION | NO-ESTIMATION | NO-ESTIMATION | NO-ESTIMATION | CAPACITY-FACTOR-V1
SGP | Singapore | Keppel Merlimau Cogen Power Plant Singapore |  | GEODB0042425 | 1300 | 1.2824 | 103.6750 | Gas | [5 empty] | GEODB | http://globalenergyobservatory.org | GEODB |  | 2017 | [12 empty] | 7177.78 | HYDRO-V1 | HYDRO-V1 | HYDRO-V1 | HYDRO-V1 | HYDRO-V1
SGP | Singapore | Jurong Island - PLP CCGT Power Plant Singapore |  | GEODB0045352 | 800 | 1.2843 | 103.7250 | Gas | [5 empty] | GEODB | http://globalenergyobservatory.org | GEODB | 1054199 | 2017 | [12 empty] | 4417.09 | WIND-V1 | WIND-V1 | WIND-V1 | WIND-V1 | WIND-V1
SGP | Singapore | Tuas CCGT Power Station Singapore |  | GEODB0005795 | 1470 | 1.2888 | 103.6414 | Gas | [5 empty] | GEODB | http://globalenergyobservatory.org | GEODB | 1032064 | 2017 | [12 empty] | 8116.41 | NO-ESTIMATION | NO-ESTIMATION | NO-ESTIMATION | NO-ESTIMATION | CAPACITY-FACTOR-V1
SGP | Singapore | Senoko I-VII CCGT Power Plants Singapore |  | GEODB0005331 | 2807 | 1.4655 | 103.7996 | Gas | [5 empty] | GEODB | http://globalenergyobservatory.org | GEODB | 1025695 | 2017 | [12 empty] | 15498.48 | WIND-V1 | WIND-V1 | WIND-V1 | WIND-V1 | WIND-V1
SVK | Slovakia | PPC Bratislava CCGT CHP Power Plant Slovakia |  | GEODB0042640 | 218 | 48.1775 | 17.1548 | Gas | [5 empty] | GEODB | http://globalenergyobservatory.org | GEODB | 1033871 | 2017 |  |  |  |  | 1.512 |  |  | JRC-PPDB-OPEN |  |  |  |  | 334.94 | WIND-V1 | WIND-V1 | WIND-V1 | WIND-V1 | WIND-V1
SVK | Slovakia | Levice CCGT CHP Power Plant Slovakia |  | GEODB0042639 | 80 | 48.2022 | 18.5970 | Gas | [5 empty] | GEODB | http://globalenergyobservatory.org | GEODB |  | 2017 | [12 empty] | 122.91 | NO-ESTIMATION | NO-ESTIMATION | NO-ESTIMATION | NO-ESTIMATION | SOLAR-V1
SVK | Slovakia | Malzenice CCGT Power Plant Slovakia |  | GEODB0042638 | 430 | 48.4296 | 17.6978 | Gas | [5 empty] | GEODB | http://globalenergyobservatory.org | GEODB | 1051032 | 2017 | [12 empty] | 660.67 | NO-ESTIMATION | NO-ESTIMATION | NO-ESTIMATION | NO-ESTIMATION | CAPACITY-FACTOR-V1
SVN | Slovenia | Brestanica (TEB) |  | WRI1022411 | 297 | 45.9975 | 15.4796 | Gas | [5 empty] | ENTSOE | https://transparency.entsoe.eu/generation/r2/installedCapacityPerProductionUnit/show | GEODB | 1031236 |  |  |  | 9.466 |  |  |  |  | ENTSOE |  |  |  |  | 322.83 | WIND-V1 | WIND-V1 | WIND-V1 | WIND-V1 | WIND-V1
SWE | Sweden | Nya Ã–resundsverket |  | WRI1029978 | 440 | 55.6261 | 13.0404 | Gas | [5 empty] | E.ON | https://www.eon.se/oresundsverketeng | GEODB | [14 empty] | 139.43 | NO-ESTIMATION | NO-ESTIMATION | NO-ESTIMATION | NO-ESTIMATION | CAPACITY-FACTOR-V1
SWE | Sweden | Rya |  | WRI1029979 | 261 | 57.6924 | 11.8905 | Gas | [5 empty] | Goteborg Energi | http://www.goteborgenergi.se/English/About_Goteborg_Energi%20(see%20annual%20reports) | GEODB | 1058813 |  |  |  |  | 603.855 | 205.859 |  |  | JRC-PPDB-OPEN |  |  |  |  | 82.71 | HYDRO-V1 | HYDRO-V1 | HYDRO-V1 | HYDRO-V1 | HYDRO-V1
SWE | Sweden | VÃ¤rme |  | WRI1019441 | 639 | 59.3532 | 18.0985 | Gas |  |  |  | 1980.0 | Fortum | Fortum Sweden | http://www.fortum.com/en/corporation/fortumworldwide/sweden/pages/default.aspx | WRI | [14 empty] | 202.5 | WIND-V1 | WIND-V1 | WIND-V1 | WIND-V1 | WIND-V1
SYR | Syrian Arab Republic | Dier Ali CCGT Power Plant Syria |  | GEODB0041662 | 750 | 33.2698 | 36.3278 | Gas | [5 empty] | GEODB | http://globalenergyobservatory.org | GEODB | 1061782 | 2017 | [12 empty] | 1332.75 | WIND-V1 | WIND-V1 | WIND-V1 | WIND-V1 | WIND-V1
SYR | Syrian Arab Republic | Teshreen (Tishrin) OCGT Power Project Syria |  | GEODB0041667 | 256 | 33.4214 | 36.6889 | Gas | [5 empty] | GEODB | http://globalenergyobservatory.org | GEODB | 1016718 | 2017 | [12 empty] | 454.91 | WIND-V1 | WIND-V1 | WIND-V1 | WIND-V1 | WIND-V1
SYR | Syrian Arab Republic | Al Nasryeh (Nasserieh) OCGT Power Plant Syria |  | GEODB0041668 | 384 | 33.8012 | 36.6828 | Gas | [5 empty] | GEODB | http://globalenergyobservatory.org | GEODB | 1016705 | 2017 | [12 empty] | 682.37 | NO-ESTIMATION | NO-ESTIMATION | NO-ESTIMATION | NO-ESTIMATION | NO-ESTIMATION
SYR | Syrian Arab Republic | Jandar CCGT Power Plant Syria |  | GEODB0041654 | 700 | 34.4662 | 36.7834 | Gas | [5 empty] | GEODB | http://globalenergyobservatory.org | GEODB | 1016711 | 2017 | [12 empty] | 1243.9 | NO-ESTIMATION | NO-ESTIMATION | NO-ESTIMATION | NO-ESTIMATION | NO-ESTIMATION
SYR | Syrian Arab Republic | Al Tayem OCGT Power Plant Syria |  | GEODB0041669 | 100 | 35.2308 | 40.0672 | Gas | [5 empty] | GEODB | http://globalenergyobservatory.org | GEODB | 1016716 | 2017 | [12 empty] | 177.7 | NO-ESTIMATION | NO-ESTIMATION | NO-ESTIMATION | NO-ESTIMATION | CAPACITY-FACTOR-V1
SYR | Syrian Arab Republic | Zayzoun (Zayzun) CCGT Power Plant Syria |  | GEODB0041670 | 544 | 35.7370 | 36.3620 | Gas | [5 empty] | GEODB | http://globalenergyobservatory.org | GEODB | 1016721 | 2017 | [12 empty] | 966.69 | NO-ESTIMATION | NO-ESTIMATION | NO-ESTIMATION | NO-ESTIMATION | CAPACITY-FACTOR-V1
SYR | Syrian Arab Republic | Aleppo OCGT Power Plant Syria |  | GEODB0041671 | 30 | 36.1743 | 37.4401 | Gas | [5 empty] | GEODB | http://globalenergyobservatory.org | GEODB | 1016707 | 2017 | [12 empty] | 53.31 | NO-ESTIMATION | NO-ESTIMATION | NO-ESTIMATION | NO-ESTIMATION | CAPACITY-FACTOR-V1
SYR | Syrian Arab Republic | Swedieh ( Suwaidiyah) OCGT Power Plant Syria |  | GEODB0041677 | 150 | 37.0025 | 42.0698 | Gas | [5 empty] | GEODB | http://globalenergyobservatory.org | GEODB | 1016715 | 2017 | [12 empty] | 266.55 | NO-ESTIMATION | NO-ESTIMATION | NO-ESTIMATION | NO-ESTIMATION | CAPACITY-FACTOR-V1
TGO | Togo | Tag-Lpo |  | WRI1023198 | 28.3 | 6.1699 | 1.3496 | Gas | [5 empty] | African Development Bank Group | http://powerafrica.opendataforafrica.org | Power Africa | [15 empty] | WIND-V1 | WIND-V1 | WIND-V1 | WIND-V1 | WIND-V1
THA | Thailand | Glow Energy Phase 5 Power Plant |  | WRI1019460 | 412 | 12.6779 | 101.1356 | Gas |  |  |  | 2011.0 | GLOW Group | Glow Group | http://www.glow.co.th/index.php?op=product_business_line_plants-detail&cid=1&id=8 | WRI | [14 empty] | 1801.71 | NO-ESTIMATION | WIND-V1 | WIND-V1 | WIND-V1 | WIND-V1
THA | Thailand | Glow Energy Phase 2 Power Plant |  | WRI1019479 | 258 | 12.6940 | 101.1452 | Gas |  |  |  |  | GLOW Group | Glow Group | http://www.glow.co.th/index.php?op=product_business_line_plants-detail&cid=1&id=6 | WRI | [14 empty] | 1128.25 | NO-ESTIMATION | NO-ESTIMATION | NO-ESTIMATION | SOLAR-V1 | SOLAR-V1
THA | Thailand | Glow Demin |  | WRI1019461 | 124 | 12.6971 | 101.1191 | Gas |  |  |  | 1998.0 | GLOW Group | Glow Group | http://www.glow.co.th/index.php?op=product_business_line_plants-detail&cid=1&id=9 | WRI | [14 empty] | 542.26 | NO-ESTIMATION | NO-ESTIMATION | SOLAR-V1 | SOLAR-V1 | SOLAR-V1
THA | Thailand | CUP-1 |  | WRI1019463 | 228 | 12.7014 | 101.1258 | Gas |  |  |  |  | GPSC | GPSC | http://www.gpscgroup.com/gpsc_Product.aspx?m=g9UP07nQAURSX8ZGsqy8GQ%3d%3d | GEODB | 1112644 | [13 empty] | 997.06 | NO-ESTIMATION | NO-ESTIMATION | SOLAR-V1 | SOLAR-V1 | SOLAR-V1
THA | Thailand | CUP-2 |  | WRI1019464 | 114 | 12.7547 | 101.1637 | Gas |  |  |  |  | GPSC | GPSC | http://www.gpscgroup.com/gpsc_Product.aspx?m=KlJeYs68sGriQnrlz1R6Og%3d%3d | GEODB | 1112645 | [13 empty] | 498.53 | NO-ESTIMATION | NO-ESTIMATION | NO-ESTIMATION | NO-ESTIMATION | CAPACITY-FACTOR-V1
THA | Thailand | Rayong |  | WRI1019466 | 1232 | 12.7623 | 101.1562 | Gas |  |  |  | 1994.0 | EGCO | EGCO | http://www.egco.com/en/corperate_profile_busin_groupmap.asp | GEODB | 1015288 | [13 empty] | 5387.64 | NO-ESTIMATION | NO-ESTIMATION | NO-ESTIMATION | NO-ESTIMATION | CAPACITY-FACTOR-V1
THA | Thailand | GSPP 11 |  | WRI1019462 | 272 | 13.0013 | 101.1361 | Gas |  |  |  |  | GLOW Group | Glow Group | http://www.glow.co.th/index.php?op=product_business_line_plants-detail&cid=1&id=11 | WRI | [14 empty] | 1189.47 | WIND-V1 | WIND-V1 | WIND-V1 | WIND-V1 | WIND-V1
THA | Thailand | Bowin Clean Energy |  | WRI1019490 | 132 | 13.0505 | 101.0859 | Gas | [5 empty] | B Grimm | http://www.bgrimmpower.com/power-plants/power-plants-in-operation/ | WRI | [14 empty] | 577.24 | NO-ESTIMATION | NO-ESTIMATION | NO-ESTIMATION | NO-ESTIMATION | CAPACITY-FACTOR-V1
THA | Thailand | Glow IPP |  | WRI1019459 | 713 | 13.0536 | 101.0857 | Gas |  |  |  | 2003.0 | GLOW Group | Glow Group | http://www.glow.co.th/index.php?op=product_business_line_plants-detail&cid=2&id=3 | WRI | 1012951 | [13 empty] | 3118.01 | WIND-V1 | WIND-V1 | WIND-V1 | WIND-V1 | WIND-V1
THA | Thailand | Laem Chabang |  | WRI1019487 | 159 | 13.0913 | 100.8943 | Gas | [5 empty] | B Grimm | http://www.bgrimmpower.com/power-plants/power-plants-in-operation/ | GEODB | 1111693 | [13 empty] | 695.32 | WIND-V1 | WIND-V1 | WIND-V1 | WIND-V1 | WIND-V1
THA | Thailand | Saha Patana |  | WRI1019493 | 122 | 13.0988 | 100.9606 | Gas |  |  |  | 1999.0 | Sahacogen Co Ltd | Sahacogen Co Ltd | http://www.sahacogen.com/chonburi/page-13 | GEODB | 1038510 | [13 empty] | 533.51 | NO-ESTIMATION | NO-ESTIMATION | NO-ESTIMATION | NO-ESTIMATION | CAPACITY-FACTOR-V1
THA | Thailand | Sriracha |  | WRI1019465 | 700 | 13.1128 | 100.9085 | Gas |  |  |  |  | GPSC | GPSC | http://www.gpscgroup.com/gpsc_Product.aspx?m=Guot8gFqqVmOBzLZMbBAQA%3d%3d | GEODB | [14 empty] | 3061.16 | NO-ESTIMATION | NO-ESTIMATION | NO-ESTIMATION | NO-ESTIMATION | CAPACITY-FACTOR-V1
THA | Thailand | Amata B Grimm |  | WRI1019486 | 733 | 13.4191 | 101.0272 | Gas | [5 empty] | B Grimm | http://www.bgrimmpower.com/power-plants/power-plants-in-operation/ | WRI | [14 empty] | 3205.47 | WIND-V1 | WIND-V1 | WIND-V1 | WIND-V1 | WIND-V1
THA | Thailand | Bang Bo |  | WRI1019483 | 350 | 13.4920 | 100.8416 | Gas |  |  |  | 2000.0 | Eastern Power and Electric Company | Alstom | http://www.alstom.com/press-centre/2013/1/alstom-will-service-and-upgrade-bang-bo-gas-fired-power-plant-in-thailand/ | GEODB | 1043155 | [13 empty] | 1530.58 | NO-ESTIMATION | NO-ESTIMATION | NO-ESTIMATION | NO-ESTIMATION | CAPACITY-FACTOR-V1
THA | Thailand | Bang Pakong |  | WRI1000161 | 4384 | 13.5010 | 101.0253 | Gas |  |  |  |  | Electric Generating Authority of Thailand | EGAT | http://www.egat.co.th/en/index.php?option=com_content&view=article&id=92&Itemid=118 | GEODB | 1014230 | [13 empty] | 19171.61 | NO-ESTIMATION | NO-ESTIMATION | NO-ESTIMATION | NO-ESTIMATION | CAPACITY-FACTOR-V1
THA | Thailand | Tri Energy Power Plant |  | WRI1000156 | 700 | 13.5360 | 99.7430 | Gas |  |  |  | 2000.0 | Ratchaburi Electric Generating Company | Ratchaburi Electric Generating Company | http://www.ratch.co.th/en/business/project-location/thailand | GEODB | [14 empty] | 3061.16 | NO-ESTIMATION | NO-ESTIMATION | NO-ESTIMATION | NO-ESTIMATION | CAPACITY-FACTOR-V1
THA | Thailand | Ratchaburi (RATCHGEN) |  | WRI1000157 | 3645 | 13.5979 | 99.8841 | Gas |  |  |  |  | Ratchaburi Electric Generating Company | Ratchaburi Electric Generating Company | http://www.ratch.co.th/en/business/project-location/thailand | GEODB | 1014284 | [13 empty] | 15939.9 | NO-ESTIMATION | NO-ESTIMATION | NO-ESTIMATION | NO-ESTIMATION | CAPACITY-FACTOR-V1
THA | Thailand | Ratchaburi Power (RPCL) |  | WRI1000155 | 1400 | 13.6068 | 99.8902 | Gas |  |  |  | 2008.0 | Ratchaburi Electric Generating Company | Ratchaburi Electric Generating Company | http://www.ratch.co.th/en/business/project-location/thailand | GEODB | 1059695 | [13 empty] | 6122.32 | NO-ESTIMATION | NO-ESTIMATION | NO-ESTIMATION | NO-ESTIMATION | CAPACITY-FACTOR-V1
THA | Thailand | South Bangkok |  | WRI1000164 | 1691 | 13.6170 | 100.5590 | Gas |  |  |  | 1971.0 | Electric Generating Authority of Thailand | EGAT | http://www.egat.co.th/en/index.php?option=com_content&view=article&id=92&Itemid=121 | GEODB | 1014291 | [13 empty] | 7394.89 | NO-ESTIMATION | NO-ESTIMATION | NO-ESTIMATION | NO-ESTIMATION | NO-ESTIMATION
THA | Thailand | North Bangkok Power Station |  | WRI1000162 | 704 | 13.8129 | 100.5092 | Gas |  |  |  | 2010.0 | Electric Generating Authority of Thailand | EGAT | http://www.egat.co.th/en/index.php?option=com_content&view=article&id=92&Itemid=119 | GEODB | 1014280 | [13 empty] | 3078.65 | NO-ESTIMATION | NO-ESTIMATION | NO-ESTIMATION | NO-ESTIMATION | CAPACITY-FACTOR-V1
THA | Thailand | B Grimm BIP |  | WRI1019488 | 230 | 13.9745 | 100.5649 | Gas | [5 empty] | B Grimm | http://www.bgrimmpower.com/power-plants/power-plants-in-operation/ | WRI | [14 empty] | 1005.81 | NO-ESTIMATION | NO-ESTIMATION | NO-ESTIMATION | NO-ESTIMATION | CAPACITY-FACTOR-V1
THA | Thailand | EGCO Cogen |  | WRI1019467 | 112 | 14.0977 | 100.5727 | Gas |  |  |  | 2003.0 | EGCO | EGCO | http://www.egco.com/en/corperate_profile_busin_group_blcp.asp | WRI | 1085142 | [13 empty] | 489.78 | NO-ESTIMATION | NO-ESTIMATION | NO-ESTIMATION | NO-ESTIMATION | CAPACITY-FACTOR-V1
THA | Thailand | Wang Noi |  | WRI1000169 | 2027 | 14.2324 | 100.7805 | Gas |  |  |  |  | Electric Generating Authority of Thailand | EGAT | http://www.egat.co.th/en/index.php?option=com_content&view=article&id=92&Itemid=126 | GEODB | 1014299 | [13 empty] | 8864.24 | NO-ESTIMATION | NO-ESTIMATION | SOLAR-V1 | SOLAR-V1 | SOLAR-V1
THA | Thailand | Rojana Power Plant 1 |  | WRI1019485 | 1600 | 14.3324 | 100.6382 | Gas |  |  |  | 2015.0 | J-Power | J-Power | http://www.jpower.co.jp/english/news_release/pdf/news140602.pdf | WRI | 1027545 | [13 empty] | 6996.93 | NO-ESTIMATION | SOLAR-V1 | SOLAR-V1 | SOLAR-V1 | SOLAR-V1
THA | Thailand | Nong Khae |  | WRI1019481 | 126 | 14.3406 | 100.8673 | Gas |  |  |  | 2000.0 | EGCO | EGCO | http://www.egco.com/en/corperate_profile_busin_groupmap.asp | CARMA | 1043259 | [13 empty] | 551 | NO-ESTIMATION | NO-ESTIMATION | NO-ESTIMATION | NO-ESTIMATION | CAPACITY-FACTOR-V1
THA | Thailand | Nong Saeng |  | WRI1019484 | 1600 | 14.4417 | 100.7756 | Gas |  |  |  | 2014.0 | J-Power | J-Power | http://www.jpower.co.jp/english/news_release/pdf/news140602.pdf | WRI | 1071703 | [13 empty] | 6996.93 | NO-ESTIMATION | NO-ESTIMATION | NO-ESTIMATION | NO-ESTIMATION | CAPACITY-FACTOR-V1
THA | Thailand | Kaeng Khoi 2 |  | WRI1019482 | 1468 | 14.6050 | 101.0259 | Gas |  |  |  | 2008.0 | EGCO | EGCO | http://www.egco.com/en/corperate_profile_busin_group_gpg.asp | GEODB | 1063241 | [13 empty] | 6419.69 | NO-ESTIMATION | NO-ESTIMATION | NO-ESTIMATION | NO-ESTIMATION | CAPACITY-FACTOR-V1
THA | Thailand | Lan Krabue |  | WRI1000168 | 150 | 16.6300 | 99.8533 | Gas |  |  |  | 1982.0 | Electric Generating Authority of Thailand | EGAT | http://www.egat.co.th/en/index.php?option=com_content&view=article&id=92&Itemid=125 | WRI | 1014259 | [13 empty] | 655.96 | NO-ESTIMATION | NO-ESTIMATION | NO-ESTIMATION | NO-ESTIMATION | CAPACITY-FACTOR-V1
THA | Thailand | Nam Phom |  | WRI1000165 | 710 | 16.6820 | 102.7422 | Gas |  |  |  |  | Electric Generating Authority of Thailand | EGAT | http://www.egat.co.th/en/index.php?option=com_content&view=article&id=92&Itemid=122 | GEODB | [14 empty] | 3104.89 | HYDRO-V1 | HYDRO-V1 | HYDRO-V1 | HYDRO-V1 | HYDRO-V1
THA | Thailand | Chana |  | WRI1000167 | 1531 | 6.9553 | 100.7076 | Gas |  |  |  |  | Electric Generating Authority of Thailand | Power and Technology Magazine | http://www.power-technology.com/projects/chana-combined-cycle-power-plant-block-2/ | GEODB | 1014292 | [13 empty] | 6695.19 | NO-ESTIMATION | NO-ESTIMATION | NO-ESTIMATION | NO-ESTIMATION | CAPACITY-FACTOR-V1
THA | Thailand | Krabi |  | WRI1000163 | 340 | 7.9934 | 99.0482 | Gas |  |  |  | 2004.0 | Electric Generating Authority of Thailand | EGAT | http://www.egat.co.th/en/index.php?option=com_content&view=article&id=92&Itemid=120 | GEODB | [14 empty] | 1486.84 | HYDRO-V1 | HYDRO-V1 | HYDRO-V1 | HYDRO-V1 | HYDRO-V1
THA | Thailand | Surat Thani |  | WRI1000166 | 244 | 9.0723 | 99.2418 | Gas |  |  |  | 2001.0 | Electric Generating Authority of Thailand | EGAT | http://www.egat.co.th/en/index.php?option=com_content&view=article&id=92&Itemid=123 | WRI | 1014294 | [13 empty] | 1067.03 | HYDRO-V1 | HYDRO-V1 | HYDRO-V1 | HYDRO-V1 | HYDRO-V1
THA | Thailand | Khanom |  | WRI1019468 | 748 | 9.2357 | 99.8593 | Gas |  |  |  | 1996.0 | EGCO | EGCO | http://www.egco.com/en/corperate_profile_busin_group_kegco.asp | GEODB | 1015287 | [13 empty] | 3271.06 | NO-ESTIMATION | NO-ESTIMATION | NO-ESTIMATION | NO-ESTIMATION | CAPACITY-FACTOR-V1
TKM | Turkmenistan | Ashgabat OCGT Power Plant |  | GEODB0041743 | 254 | 37.8285 | 58.3841 | Gas | [5 empty] | GEODB | http://globalenergyobservatory.org | GEODB | 1045412 | 2017 | [12 empty] | 999.31 | NO-ESTIMATION | NO-ESTIMATION | NO-ESTIMATION | NO-ESTIMATION | CAPACITY-FACTOR-V1
TKM | Turkmenistan | Abadan Power Plant Turkmenistan |  | GEODB0041747 | 371 | 38.0592 | 58.1641 | Gas | [5 empty] | GEODB | http://globalenergyobservatory.org | GEODB | 1060198 | 2017 | [12 empty] | 1459.63 | HYDRO-V1 | HYDRO-V1 | HYDRO-V1 | HYDRO-V1 | HYDRO-V1
TKM | Turkmenistan | Balkanabat OCGT Power Plant Turkmenistan |  | GEODB0041741 | 174 | 39.5105 | 54.3273 | Gas | [5 empty] | GEODB | http://globalenergyobservatory.org | GEODB | 1059994 | 2017 | [12 empty] | 684.57 | NO-ESTIMATION | NO-ESTIMATION | NO-ESTIMATION | NO-ESTIMATION | NO-ESTIMATION
TKM | Turkmenistan | Turkmenbashi Oil Refinery OCGT Power Plant Turkmenistan |  | GEODB0041740 | 126 | 40.0328 | 52.9590 | Gas | [5 empty] | GEODB | http://globalenergyobservatory.org | GEODB | 1109806 | 2017 | [12 empty] | 495.72 | SOLAR-V1 | SOLAR-V1 | SOLAR-V1 | SOLAR-V1 | SOLAR-V1
TKM | Turkmenistan | Dashoguz OCGT Power Plant Turkmenistan |  | GEODB0041744 | 254 | 41.8603 | 59.9479 | Gas | [5 empty] | GEODB | http://globalenergyobservatory.org | GEODB | 1066323 | 2017 | [12 empty] | 999.31 | NO-ESTIMATION | NO-ESTIMATION | NO-ESTIMATION | NO-ESTIMATION | CAPACITY-FACTOR-V1
TTO | Trinidad and Tobago | Penal |  | WRI1002029 | 236 | 10.1476 | -61.4747 | Gas |  |  |  |  | Power Generation Company of Trinidad and Tobago | Power Generation Company of Trinidad and Tobago | http://www.powergen.co.tt/Power/History-of-Power-Stations/Penal | WRI | 1025686 | [13 empty] | 1440.5 | SOLAR-V1 | SOLAR-V1 | SOLAR-V1 | SOLAR-V1 | SOLAR-V1
TTO | Trinidad and Tobago | Union Estate Power Station |  | WRI1002031 | 720 | 10.2171 | -61.6254 | Gas |  |  |  | 2009.0 | Trinidad Generation Unlimited | Trinidad and Tobago Energy Agency | http://www.energy.gov.tt/our-business/electric-power/ | WRI | 1064543 | [13 empty] | 4394.76 | NO-ESTIMATION | NO-ESTIMATION | NO-ESTIMATION | NO-ESTIMATION | CAPACITY-FACTOR-V1
TTO | Trinidad and Tobago | Point Lisas |  | WRI1002028 | 852 | 10.4188 | -61.4855 | Gas |  |  |  | 1999.0 | Power Generation Company of Trinidad and Tobago | Power Generation Company of Trinidad and Tobago | http://www.powergen.co.tt/Power/History-of-Power-Stations/Point-Lisas | WRI | 1025687 | [13 empty] | 5200.46 | NO-ESTIMATION | NO-ESTIMATION | NO-ESTIMATION | NO-ESTIMATION | CAPACITY-FACTOR-V1
TTO | Trinidad and Tobago | Cove Power Station |  | WRI1002032 | 65.6 | 11.1425 | -60.7913 | Gas |  |  |  | 2009.0 | Trinidad and Tobago Energy Company | Trinidad and Tobago Energy Agency | http://www.energy.gov.tt/our-business/electric-power/ | WRI | 1068656 | [13 empty] | 400.41 | WIND-V1 | WIND-V1 | WIND-V1 | WIND-V1 | WIND-V1
TUN | Tunisia | Zarzis |  | WRI1023599 | 34 | 33.4701 | 11.0112 | Gas |  |  |  | 1984.0 |  | Arab Union of Electricity | https://www.google.com/url?sa=t&rct=j&q=&esrc=s&source=web&cd=1&cad=rja&uact=8&sqi=2&ved=0ahUKEwi_xP3Co7PQAhXH7SYKHWDVCxQQFggbMAA&url=http%3A%2F%2Fwww.auptde.org%2FNewsDetails.aspx%3Flang%3Den%26NID%3D283&usg=AFQjCNEkUcc5GeGitCkuTTJR3QTQZU1lMg&sig2=FaVNwaTMbtVIKuotQfNLwQ&bvm=bv.139250283 d.eWE | WRI | 1050689 | [13 empty] | 192.08 | WIND-V1 | WIND-V1 | WIND-V1 | WIND-V1 | WIND-V1
TUN | Tunisia | Bouchemma 1 |  | WRI1023604 | 185 | 33.9181 | 10.0376 | Gas |  |  |  | 1977.0 |  | Arab Union of Electricity | https://www.google.com/url?sa=t&rct=j&q=&esrc=s&source=web&cd=1&cad=rja&uact=8&sqi=2&ved=0ahUKEwi_xP3Co7PQAhXH7SYKHWDVCxQQFggbMAA&url=http%3A%2F%2Fwww.auptde.org%2FNewsDetails.aspx%3Flang%3Den%26NID%3D283&usg=AFQjCNEkUcc5GeGitCkuTTJR3QTQZU1lMg&sig2=FaVNwaTMbtVIKuotQfNLwQ&bvm=bv.139250283 d.eWE | WRI | 1029344 | [13 empty] | 1045.16 | HYDRO-V1 | HYDRO-V1 | HYDRO-V1 | HYDRO-V1 | HYDRO-V1
TUN | Tunisia | Ghannouch |  | WRI1023613 | 415 | 33.9263 | 10.0932 | Gas |  |  |  | 2011.0 |  | Arab Union of Electricity | https://www.google.com/url?sa=t&rct=j&q=&esrc=s&source=web&cd=1&cad=rja&uact=8&sqi=2&ved=0ahUKEwi_xP3Co7PQAhXH7SYKHWDVCxQQFggbMAA&url=http%3A%2F%2Fwww.auptde.org%2FNewsDetails.aspx%3Flang%3Den%26NID%3D283&usg=AFQjCNEkUcc5GeGitCkuTTJR3QTQZU1lMg&sig2=FaVNwaTMbtVIKuotQfNLwQ&bvm=bv.139250283 d.eWE | GEODB | 1029347 | [13 empty] | 2344.55 | NO-ESTIMATION | NO-ESTIMATION | NO-ESTIMATION | NO-ESTIMATION | CAPACITY-FACTOR-V1
TUN | Tunisia | Ghannouch |  | WRI1023603 | 22 | 33.9263 | 10.0932 | Gas |  |  |  | 1973.0 |  | Arab Union of Electricity | https://www.google.com/url?sa=t&rct=j&q=&esrc=s&source=web&cd=1&cad=rja&uact=8&sqi=2&ved=0ahUKEwi_xP3Co7PQAhXH7SYKHWDVCxQQFggbMAA&url=http%3A%2F%2Fwww.auptde.org%2FNewsDetails.aspx%3Flang%3Den%26NID%3D283&usg=AFQjCNEkUcc5GeGitCkuTTJR3QTQZU1lMg&sig2=FaVNwaTMbtVIKuotQfNLwQ&bvm=bv.139250283 d.eWE | GEODB | 1029347 | [13 empty] | 124.28 | NO-ESTIMATION | NO-ESTIMATION | SOLAR-V1 | SOLAR-V1 | SOLAR-V1
TUN | Tunisia | Thyna 1 |  | WRI1023607 | 375 | 34.6868 | 10.6424 | Gas |  |  |  | 2004.0 |  | Arab Union of Electricity | https://www.google.com/url?sa=t&rct=j&q=&esrc=s&source=web&cd=1&cad=rja&uact=8&sqi=2&ved=0ahUKEwi_xP3Co7PQAhXH7SYKHWDVCxQQFggbMAA&url=http%3A%2F%2Fwww.auptde.org%2FNewsDetails.aspx%3Flang%3Den%26NID%3D283&usg=AFQjCNEkUcc5GeGitCkuTTJR3QTQZU1lMg&sig2=FaVNwaTMbtVIKuotQfNLwQ&bvm=bv.139250283 d.eWE | WRI | 1029356 | [13 empty] | 2118.56 | NO-ESTIMATION | NO-ESTIMATION | NO-ESTIMATION | NO-ESTIMATION | CAPACITY-FACTOR-V1
TUN | Tunisia | Sfax |  | WRI1023597 | 44 | 34.8073 | 10.7031 | Gas |  |  |  | 1977.0 |  | Arab Union of Electricity | https://www.google.com/url?sa=t&rct=j&q=&esrc=s&source=web&cd=1&cad=rja&uact=8&sqi=2&ved=0ahUKEwi_xP3Co7PQAhXH7SYKHWDVCxQQFggbMAA&url=http%3A%2F%2Fwww.auptde.org%2FNewsDetails.aspx%3Flang%3Den%26NID%3D283&usg=AFQjCNEkUcc5GeGitCkuTTJR3QTQZU1lMg&sig2=FaVNwaTMbtVIKuotQfNLwQ&bvm=bv.139250283 d.eWE | WRI | 1029354 | [13 empty] | 248.57 | HYDRO-V1 | HYDRO-V1 | HYDRO-V1 | HYDRO-V1 | HYDRO-V1
TUN | Tunisia | Feriana 1 |  | WRI1023606 | 236 | 34.9054 | 8.5408 | Gas |  |  |  | 2005.0 |  | Arab Union of Electricity | https://www.google.com/url?sa=t&rct=j&q=&esrc=s&source=web&cd=1&cad=rja&uact=8&sqi=2&ved=0ahUKEwi_xP3Co7PQAhXH7SYKHWDVCxQQFggbMAA&url=http%3A%2F%2Fwww.auptde.org%2FNewsDetails.aspx%3Flang%3Den%26NID%3D283&usg=AFQjCNEkUcc5GeGitCkuTTJR3QTQZU1lMg&sig2=FaVNwaTMbtVIKuotQfNLwQ&bvm=bv.139250283 d.eWE | GEODB | 1046175 | [13 empty] | 1333.28 | NO-ESTIMATION | NO-ESTIMATION | NO-ESTIMATION | NO-ESTIMATION | CAPACITY-FACTOR-V1
TUN | Tunisia | Kasserine |  | WRI1023596 | 68 | 35.2031 | 8.7709 | Gas |  |  |  | 1984.0 |  | Arab Union of Electricity | https://www.google.com/url?sa=t&rct=j&q=&esrc=s&source=web&cd=1&cad=rja&uact=8&sqi=2&ved=0ahUKEwi_xP3Co7PQAhXH7SYKHWDVCxQQFggbMAA&url=http%3A%2F%2Fwww.auptde.org%2FNewsDetails.aspx%3Flang%3Den%26NID%3D283&usg=AFQjCNEkUcc5GeGitCkuTTJR3QTQZU1lMg&sig2=FaVNwaTMbtVIKuotQfNLwQ&bvm=bv.139250283 d.eWE | WRI | 1029348 | [13 empty] | 384.16 | NO-ESTIMATION | NO-ESTIMATION | NO-ESTIMATION | NO-ESTIMATION | NO-ESTIMATION
TUN | Tunisia | Sousse A |  | WRI1023610 | 320 | 35.7848 | 10.6791 | Gas |  |  |  | 1980.0 |  | Arab Union of Electricity | https://www.google.com/url?sa=t&rct=j&q=&esrc=s&source=web&cd=1&cad=rja&uact=8&sqi=2&ved=0ahUKEwi_xP3Co7PQAhXH7SYKHWDVCxQQFggbMAA&url=http%3A%2F%2Fwww.auptde.org%2FNewsDetails.aspx%3Flang%3Den%26NID%3D283&usg=AFQjCNEkUcc5GeGitCkuTTJR3QTQZU1lMg&sig2=FaVNwaTMbtVIKuotQfNLwQ&bvm=bv.139250283 d.eWE | GEODB | 1029358 | [13 empty] | 1807.84 | NO-ESTIMATION | NO-ESTIMATION | NO-ESTIMATION | NO-ESTIMATION | CAPACITY-FACTOR-V1
TUN | Tunisia | Sousse B |  | WRI1023611 | 364 | 35.7848 | 10.6791 | Gas |  |  |  | 1995.0 |  | Arab Union of Electricity | https://www.google.com/url?sa=t&rct=j&q=&esrc=s&source=web&cd=1&cad=rja&uact=8&sqi=2&ved=0ahUKEwi_xP3Co7PQAhXH7SYKHWDVCxQQFggbMAA&url=http%3A%2F%2Fwww.auptde.org%2FNewsDetails.aspx%3Flang%3Den%26NID%3D283&usg=AFQjCNEkUcc5GeGitCkuTTJR3QTQZU1lMg&sig2=FaVNwaTMbtVIKuotQfNLwQ&bvm=bv.139250283 d.eWE | GEODB | 1029358 | [13 empty] | 2056.42 | NO-ESTIMATION | NO-ESTIMATION | NO-ESTIMATION | NO-ESTIMATION | CAPACITY-FACTOR-V1
TUN | Tunisia | Sousse C |  | WRI1023614 | 424 | 35.7855 | 10.6782 | Gas |  |  |  | 2014.0 |  | Arab Union of Electricity | https://www.google.com/url?sa=t&rct=j&q=&esrc=s&source=web&cd=1&cad=rja&uact=8&sqi=2&ved=0ahUKEwi_xP3Co7PQAhXH7SYKHWDVCxQQFggbMAA&url=http%3A%2F%2Fwww.auptde.org%2FNewsDetails.aspx%3Flang%3Den%26NID%3D283&usg=AFQjCNEkUcc5GeGitCkuTTJR3QTQZU1lMg&sig2=FaVNwaTMbtVIKuotQfNLwQ&bvm=bv.139250283 d.eWE | GEODB | 1029358 | [13 empty] | 2395.39 | HYDRO-V1 | HYDRO-V1 | HYDRO-V1 | HYDRO-V1 | HYDRO-V1
TUN | Tunisia | Sousse D |  | WRI1023615 | 424 | 35.7855 | 10.6782 | Gas |  |  |  | 2015.0 |  | Arab Union of Electricity | https://www.google.com/url?sa=t&rct=j&q=&esrc=s&source=web&cd=1&cad=rja&uact=8&sqi=2&ved=0ahUKEwi_xP3Co7PQAhXH7SYKHWDVCxQQFggbMAA&url=http%3A%2F%2Fwww.auptde.org%2FNewsDetails.aspx%3Flang%3Den%26NID%3D283&usg=AFQjCNEkUcc5GeGitCkuTTJR3QTQZU1lMg&sig2=FaVNwaTMbtVIKuotQfNLwQ&bvm=bv.139250283 d.eWE | GEODB | 1029358 | [13 empty] | 2395.39 | NO-ESTIMATION | NO-ESTIMATION | NO-ESTIMATION | NO-ESTIMATION | CAPACITY-FACTOR-V1
TUN | Tunisia | Bir Mcherga 1 |  | WRI1023605 | 486 | 36.4634 | 10.0567 | Gas |  |  |  | 1997.0 |  | Arab Union of Electricity | https://www.google.com/url?sa=t&rct=j&q=&esrc=s&source=web&cd=1&cad=rja&uact=8&sqi=2&ved=0ahUKEwi_xP3Co7PQAhXH7SYKHWDVCxQQFggbMAA&url=http%3A%2F%2Fwww.auptde.org%2FNewsDetails.aspx%3Flang%3Den%26NID%3D283&usg=AFQjCNEkUcc5GeGitCkuTTJR3QTQZU1lMg&sig2=FaVNwaTMbtVIKuotQfNLwQ&bvm=bv.139250283 d.eWE | WRI | 1029343 | [13 empty] | 2745.66 | WIND-V1 | WIND-V1 | WIND-V1 | WIND-V1 | WIND-V1
TUN | Tunisia | Korba 1 |  | WRI1023602 | 56 | 36.5809 | 10.8288 | Gas |  |  |  | 1978.0 |  | Arab Union of Electricity | https://www.google.com/url?sa=t&rct=j&q=&esrc=s&source=web&cd=1&cad=rja&uact=8&sqi=2&ved=0ahUKEwi_xP3Co7PQAhXH7SYKHWDVCxQQFggbMAA&url=http%3A%2F%2Fwww.auptde.org%2FNewsDetails.aspx%3Flang%3Den%26NID%3D283&usg=AFQjCNEkUcc5GeGitCkuTTJR3QTQZU1lMg&sig2=FaVNwaTMbtVIKuotQfNLwQ&bvm=bv.139250283 d.eWE | WRI | 1029349 | [13 empty] | 316.37 | HYDRO-V1 | HYDRO-V1 | HYDRO-V1 | HYDRO-V1 | HYDRO-V1
TUN | Tunisia | Tunis - Sud 1 |  | WRI1023601 | 66 | 36.7659 | 10.2015 | Gas |  |  |  | 1975.0 |  | Arab Union of Electricity | https://www.google.com/url?sa=t&rct=j&q=&esrc=s&source=web&cd=1&cad=rja&uact=8&sqi=2&ved=0ahUKEwi_xP3Co7PQAhXH7SYKHWDVCxQQFggbMAA&url=http%3A%2F%2Fwww.auptde.org%2FNewsDetails.aspx%3Flang%3Den%26NID%3D283&usg=AFQjCNEkUcc5GeGitCkuTTJR3QTQZU1lMg&sig2=FaVNwaTMbtVIKuotQfNLwQ&bvm=bv.139250283 d.eWE | WRI | 1029360 | [13 empty] | 372.86 | HYDRO-V1 | HYDRO-V1 | HYDRO-V1 | HYDRO-V1 | HYDRO-V1
TUN | Tunisia | Rades A1 |  | WRI1023609 | 700 | 36.7967 | 10.2830 | Gas |  |  |  | 1985.0 |  | Arab Union of Electricity | https://www.google.com/url?sa=t&rct=j&q=&esrc=s&source=web&cd=1&cad=rja&uact=8&sqi=2&ved=0ahUKEwi_xP3Co7PQAhXH7SYKHWDVCxQQFggbMAA&url=http%3A%2F%2Fwww.auptde.org%2FNewsDetails.aspx%3Flang%3Den%26NID%3D283&usg=AFQjCNEkUcc5GeGitCkuTTJR3QTQZU1lMg&sig2=FaVNwaTMbtVIKuotQfNLwQ&bvm=bv.139250283 d.eWE | GEODB | 1029351 | [13 empty] | 3954.66 | HYDRO-V1 | HYDRO-V1 | HYDRO-V1 | HYDRO-V1 | HYDRO-V1
TUN | Tunisia | IPP Rades 2 |  | WRI1023612 | 470 | 36.7990 | 10.2865 | Gas |  |  |  | 2002.0 |  | Arab Union of Electricity | https://www.google.com/url?sa=t&rct=j&q=&esrc=s&source=web&cd=1&cad=rja&uact=8&sqi=2&ved=0ahUKEwi_xP3Co7PQAhXH7SYKHWDVCxQQFggbMAA&url=http%3A%2F%2Fwww.auptde.org%2FNewsDetails.aspx%3Flang%3Den%26NID%3D283&usg=AFQjCNEkUcc5GeGitCkuTTJR3QTQZU1lMg&sig2=FaVNwaTMbtVIKuotQfNLwQ&bvm=bv.139250283 d.eWE | GEODB | 1034680 | [13 empty] | 2655.27 | NO-ESTIMATION | NO-ESTIMATION | NO-ESTIMATION | NO-ESTIMATION | CAPACITY-FACTOR-V1
TUN | Tunisia | Goulette |  | WRI1023608 | 123 | 36.8148 | 10.2897 | Gas |  |  |  | 2005.0 |  | Arab Union of Electricity | https://www.google.com/url?sa=t&rct=j&q=&esrc=s&source=web&cd=1&cad=rja&uact=8&sqi=2&ved=0ahUKEwi_xP3Co7PQAhXH7SYKHWDVCxQQFggbMAA&url=http%3A%2F%2Fwww.auptde.org%2FNewsDetails.aspx%3Flang%3Den%26NID%3D283&usg=AFQjCNEkUcc5GeGitCkuTTJR3QTQZU1lMg&sig2=FaVNwaTMbtVIKuotQfNLwQ&bvm=bv.139250283 d.eWE | WRI | 1046176 | [13 empty] | 694.89 | NO-ESTIMATION | NO-ESTIMATION | NO-ESTIMATION | NO-ESTIMATION | WIND-V1
TUN | Tunisia | Menzel Bourguiba |  | WRI1023600 | 44 | 37.1482 | 9.8006 | Gas |  |  |  | 1978.0 |  | Arab Union of Electricity | https://www.google.com/url?sa=t&rct=j&q=&esrc=s&source=web&cd=1&cad=rja&uact=8&sqi=2&ved=0ahUKEwi_xP3Co7PQAhXH7SYKHWDVCxQQFggbMAA&url=http%3A%2F%2Fwww.auptde.org%2FNewsDetails.aspx%3Flang%3Den%26NID%3D283&usg=AFQjCNEkUcc5GeGitCkuTTJR3QTQZU1lMg&sig2=FaVNwaTMbtVIKuotQfNLwQ&bvm=bv.139250283 d.eWE | WRI | 1029350 | [13 empty] | 248.57 | NO-ESTIMATION | NO-ESTIMATION | NO-ESTIMATION | NO-ESTIMATION | CAPACITY-FACTOR-V1
TUR | Turkey | Erzin DoÄŸalgaz Santrali |  | WRI1018756 | 904 | 36.9271 | 36.0534 | Gas |  |  |  |  | Akenerji | Enerji Atlasi | http://www.enerjiatlasi.com/dogalgaz/erzin-dogalgaz-santrali.html | WRI | [14 empty] | 5267.69 | NO-ESTIMATION | NO-ESTIMATION | NO-ESTIMATION | NO-ESTIMATION | CAPACITY-FACTOR-V1
TUR | Turkey | ÅžanlÄ±urfa OSB Enerji Santrali |  | WRI1018779 | 146 | 37.1103 | 38.6520 | Gas |  |  |  |  | Aksa Enerji | Enerji Atlasi | http://www.enerjiatlasi.com/dogalgaz/sanliurfa-osb-enerji-santrali.html | WRI | [14 empty] | 850.75 | HYDRO-V1 | HYDRO-V1 | HYDRO-V1 | HYDRO-V1 | HYDRO-V1
TUR | Turkey | Aksa Antalya DoÄŸalgaz Santrali |  | WRI1018754 | 1150 | 37.1203 | 30.6016 | Gas |  |  |  |  | Aksa Enerji | Enerji Atlasi | http://www.enerjiatlasi.com/dogalgaz/aksa-antalya-dogalgaz-santrali.html | WRI | [14 empty] | 6701.15 | NO-ESTIMATION | NO-ESTIMATION | NO-ESTIMATION | NO-ESTIMATION | CAPACITY-FACTOR-V1
TUR | Turkey | Turcas Denizli DoÄŸalgaz S. |  | WRI1018763 | 775 | 37.8504 | 29.4152 | Gas |  |  |  |  | Turcas Elektrik | Enerji Atlasi | http://www.enerjiatlasi.com/dogalgaz/turcas-denizli-dogalgaz.html | WRI | [14 empty] | 4515.99 | NO-ESTIMATION | NO-ESTIMATION | NO-ESTIMATION | NO-ESTIMATION | CAPACITY-FACTOR-V1
TUR | Turkey | Enka Ä°zmir DoÄŸalgaz Santrali |  | WRI1018750 | 1520 | 38.7467 | 26.9563 | Gas |  |  |  |  | Enka Elektrik | Enerji Atlasi | http://www.enerjiatlasi.com/dogalgaz/enka-izmir-dogalgaz-santrali.html | WRI | [14 empty] | 8857.18 | NO-ESTIMATION | NO-ESTIMATION | NO-ESTIMATION | NO-ESTIMATION | CAPACITY-FACTOR-V1
TUR | Turkey | Ä°Ã§ Anadolu DoÄŸalgaz Kombine Ã‡evrim Santrali |  | WRI1018765 | 560 | 39.7575 | 33.4480 | Gas |  |  |  |  | Gama Enerji | Enerji Atlasi | http://www.enerjiatlasi.com/dogalgaz/ic-anadolu-dogalgaz-santrali.html | WRI | [14 empty] | 3263.17 | NO-ESTIMATION | NO-ESTIMATION | NO-ESTIMATION | NO-ESTIMATION | CAPACITY-FACTOR-V1
TUR | Turkey | Baymina Ankara DoÄŸalgaz Santrali |  | WRI1018761 | 798 | 39.7773 | 32.4022 | Gas |  |  |  |  | Baymina Enerji | Enerji Atlasi | http://www.enerjiatlasi.com/dogalgaz/baymina-ankara-dogalgaz-santrali.html | WRI | 1032101 | [13 empty] | 4650.02 | NO-ESTIMATION | NO-ESTIMATION | NO-ESTIMATION | NO-ESTIMATION | CAPACITY-FACTOR-V1
TUR | Turkey | Bosen Bursa DoÄŸalgaz Santrali |  | WRI1018770 | 264 | 40.2377 | 28.9534 | Gas |  |  |  |  | Bosen Enerji | Enerji Atlasi | http://www.enerjiatlasi.com/dogalgaz/ | WRI | 1053474 | [13 empty] | 1538.35 | NO-ESTIMATION | NO-ESTIMATION | NO-ESTIMATION | NO-ESTIMATION | CAPACITY-FACTOR-V1
TUR | Turkey | Bursa DoÄŸalgaz Termik Santrali |  | WRI1018766 | 486 | 40.2394 | 28.9518 | Gas |  |  |  |  | Bis Enerji | Enerji Atlasi | http://www.enerjiatlasi.com/dogalgaz/bursa-dogalgaz-termik-santrali.html | WRI | 1078725 | [13 empty] | 2831.96 | NO-ESTIMATION | NO-ESTIMATION | NO-ESTIMATION | NO-ESTIMATION | CAPACITY-FACTOR-V1
TUR | Turkey | Bursa DoÄŸalgaz Santrali |  | WRI1018751 | 1432 | 40.2952 | 29.0736 | Gas |  |  |  |  | EÃœAÅž | Enerji Atlasi | http://www.enerjiatlasi.com/dogalgaz/bursa-dogalgaz-santrali.html | WRI | [14 empty] | 8344.39 | NO-ESTIMATION | NO-ESTIMATION | NO-ESTIMATION | NO-ESTIMATION | CAPACITY-FACTOR-V1
TUR | Turkey | Bandirma 2 DoÄŸalgaz Santrali |  | WRI1018764 | 607 | 40.3083 | 27.7687 | Gas |  |  |  |  | Enerjisa Elektrik | Enerji Atlasi | http://www.enerjiatlasi.com/dogalgaz/ | WRI | [14 empty] | 3537.04 | NO-ESTIMATION | NO-ESTIMATION | NO-ESTIMATION | NO-ESTIMATION | CAPACITY-FACTOR-V1
TUR | Turkey | BandÄ±rma DoÄŸalgaz Santrali |  | WRI1018755 | 931 | 40.3786 | 27.9116 | Gas |  |  |  |  | Enerjisa Elektrik | Enerji Atlasi | http://www.enerjiatlasi.com/dogalgaz/bandirma-dogalgaz-termik-santrali.html | WRI | [14 empty] | 5425.02 | NO-ESTIMATION | NO-ESTIMATION | NO-ESTIMATION | NO-ESTIMATION | CAPACITY-FACTOR-V1
TUR | Turkey | Enka Gebze DoÄŸalgaz Santrali |  | WRI1018749 | 1595 | 40.7638 | 30.3930 | Gas |  |  |  |  | Enka Elektrik | Enerji Atlasi | http://www.enerjiatlasi.com/dogalgaz/enka-gebze-dogalgaz-santrali.html | WRI | 1042640 | [13 empty] | 9294.21 | NO-ESTIMATION | NO-ESTIMATION | NO-ESTIMATION | NO-ESTIMATION | CAPACITY-FACTOR-V1
TUR | Turkey | Ä°zmit Ä°pekkaÄŸÄ±t Termik Santrali |  | WRI1018813 | 16 | 40.7882 | 30.0260 | Gas |  |  |  |  | Zorlu Enerji | Enerji Atlasi | http://www.enerjiatlasi.com/dogalgaz/ | WRI | [14 empty] | 93.23 | NO-ESTIMATION | NO-ESTIMATION | NO-ESTIMATION | NO-ESTIMATION | CAPACITY-FACTOR-V1
TUR | Turkey | Enka AdapazarÄ± DoÄŸalgaz Santrali |  | WRI1018762 | 770 | 40.8660 | 30.3873 | Gas |  |  |  |  | Enka Elektrik | Enerji Atlasi | http://www.enerjiatlasi.com/dogalgaz/ | WRI | [14 empty] | 4486.86 | NO-ESTIMATION | NO-ESTIMATION | NO-ESTIMATION | NO-ESTIMATION | CAPACITY-FACTOR-V1
TUR | Turkey | AmbarlÄ± A DoÄŸalgaz Santrali |  | WRI1018760 | 816 | 40.9793 | 28.6994 | Gas |  |  |  |  | EÃœAÅž | Enerji Atlasi | http://www.enerjiatlasi.com/dogalgaz/ | WRI | [14 empty] | 4754.9 | NO-ESTIMATION | NO-ESTIMATION | NO-ESTIMATION | SOLAR-V1 | SOLAR-V1
TUR | Turkey | AmbarlÄ± B DoÄŸalgaz Santrali |  | WRI1018752 | 1351 | 40.9834 | 28.6921 | Gas |  |  |  |  | EÃœAÅž | Enerji Atlasi | http://www.enerjiatlasi.com/dogalgaz/ | WRI | [14 empty] | 7872.4 | NO-ESTIMATION | NO-ESTIMATION | NO-ESTIMATION | NO-ESTIMATION | CAPACITY-FACTOR-V1
TUR | Turkey | Unimar Marmara EreÄŸlisi DoÄŸalgaz Kombine Ã‡evrim Santrali |  | WRI1018768 | 478 | 41.0072 | 27.9736 | Gas |  |  |  |  | Uni-Mar Enerji | Enerji Atlasi | http://www.enerjiatlasi.com/dogalgaz/marmaraereglisi-dogalgaz-santrali.html | WRI | [14 empty] | 2785.35 | NO-ESTIMATION | NO-ESTIMATION | NO-ESTIMATION | NO-ESTIMATION | CAPACITY-FACTOR-V1
TUR | Turkey | Cengiz Enerji Samsun |  | WRI1018759 | 849 | 41.2393 | 36.4799 | Gas |  |  |  |  | Cengiz Enerji | Enerji Atlasi | http://www.enerjiatlasi.com/dogalgaz/cengiz-enerji-samsun.html | WRI | [14 empty] | 4947.2 | NO-ESTIMATION | NO-ESTIMATION | NO-ESTIMATION | WIND-V1 | WIND-V1
TUR | Turkey | OMV Samsun DoÄŸalgaz Santrali |  | WRI1018757 | 887 | 41.2400 | 36.4767 | Gas |  |  |  |  | OMV Samsun Elektrik | Enerji Atlasi | http://www.enerjiatlasi.com/dogalgaz/omv-samsun-dogalgaz-santrali.html | WRI | [14 empty] | 5168.63 | NO-ESTIMATION | NO-ESTIMATION | NO-ESTIMATION | NO-ESTIMATION | SOLAR-V1
TUR | Turkey | Hamitabat Termik Santrali |  | WRI1018753 | 1156 | 41.4827 | 27.3366 | Gas |  |  |  |  | Limak Enerji | Enerji Atlasi | http://www.enerjiatlasi.com/dogalgaz/ | WRI | 1032152 | [13 empty] | 6736.12 | WIND-V1 | WIND-V1 | WIND-V1 | WIND-V1 | WIND-V1
TWN | Taiwan | Talin |  | WRI1000363 | 550 | 22.5353 | 120.3368 | Gas |  |  |  | 1995.0 |  | Bureau of Ministry Energy and Economic Affairs | https://web3.moeaboe.gov.tw/ECW/english/content/SubMenu.aspx?menu_id=1537 | GEODB | 1030842 | [14 empty] | HYDRO-V1 | HYDRO-V1 | HYDRO-V1 | HYDRO-V1 | HYDRO-V1
TWN | Taiwan | Nanpu (NG) |  | WRI1000377 | 800 | 22.6010 | 120.2995 | Gas | [5 empty] | Bureau of Ministry Energy and Economic Affairs | https://web3.moeaboe.gov.tw/ECW/english/content/SubMenu.aspx?menu_id=1537 | GEODB | [15 empty] | NO-ESTIMATION | NO-ESTIMATION | NO-ESTIMATION | NO-ESTIMATION | SOLAR-V1
TWN | Taiwan | Hsinta (gas) |  | WRI1000366 | 2410 | 22.8519 | 120.1991 | Gas | [5 empty] | Bureau of Ministry Energy and Economic Affairs | https://web3.moeaboe.gov.tw/ECW/english/content/SubMenu.aspx?menu_id=1537 | GEODB | 1030802 | [14 empty] | NO-ESTIMATION | NO-ESTIMATION | NO-ESTIMATION | NO-ESTIMATION | SOLAR-V1
TWN | Taiwan | Chiahui |  | WRI1000372 | 670 | 23.5072 | 120.4352 | Gas |  |  |  | 2004.0 |  | Bureau of Ministry Energy and Economic Affairs | https://web3.moeaboe.gov.tw/ECW/english/content/SubMenu.aspx?menu_id=1537 | GEODB | 1012173 | [14 empty] | NO-ESTIMATION | NO-ESTIMATION | NO-ESTIMATION | NO-ESTIMATION | CAPACITY-FACTOR-V1
TWN | Taiwan | Star Buck |  | WRI1000371 | 490 | 24.0783 | 120.4116 | Gas |  |  |  | 2009.0 |  | Bureau of Ministry Energy and Economic Affairs | https://web3.moeaboe.gov.tw/ECW/english/content/SubMenu.aspx?menu_id=1537 | GEODB | 1069476 | [14 empty] | NO-ESTIMATION | NO-ESTIMATION | NO-ESTIMATION | NO-ESTIMATION | CAPACITY-FACTOR-V1
TWN | Taiwan | Taichung |  | WRI1000365 | 288 | 24.2131 | 120.4850 | Gas | [5 empty] | Bureau of Ministry Energy and Economic Affairs | https://web3.moeaboe.gov.tw/ECW/english/content/SubMenu.aspx?menu_id=1537 | GEODB | [15 empty] | HYDRO-V1 | HYDRO-V1 | HYDRO-V1 | HYDRO-V1 | HYDRO-V1
TWN | Taiwan | Tunghsiao |  | WRI1000374 | 1785 | 24.4905 | 120.6694 | Gas |  |  |  | 1983.0 |  | Bureau of Ministry Energy and Economic Affairs | https://web3.moeaboe.gov.tw/ECW/english/content/SubMenu.aspx?menu_id=1537 | GEODB | 1030856 | [14 empty] | NO-ESTIMATION | NO-ESTIMATION | NO-ESTIMATION | NO-ESTIMATION | CAPACITY-FACTOR-V1
TWN | Taiwan | Dah-Tarn |  | WRI1000370 | 4380 | 25.0270 | 121.0480 | Gas | [5 empty] | Bureau of Ministry Energy and Economic Affairs | https://web3.moeaboe.gov.tw/ECW/english/content/SubMenu.aspx?menu_id=1537 | GEODB | 1030844 | [14 empty] | NO-ESTIMATION | NO-ESTIMATION | NO-ESTIMATION | NO-ESTIMATION | CAPACITY-FACTOR-V1
TWN | Taiwan | Linkou |  | WRI1000373 | 300 | 25.1195 | 121.2990 | Gas |  |  |  | 1998.0 |  | Bureau of Ministry Energy and Economic Affairs | https://web3.moeaboe.gov.tw/ECW/english/content/SubMenu.aspx?menu_id=1537 | WRI | 1030810 | [14 empty] | NO-ESTIMATION | NO-ESTIMATION | SOLAR-V1 | SOLAR-V1 | SOLAR-V1
TZA | Tanzania | Mtwara |  | WRI1019876 | 18 | -10.2600 | 40.0410 | Gas |  |  |  |  | Tanzania Electric Supply Company | Tanzania Electric Supply Company | http://www.tanesco.co.tz/index.php?option=com_content&view=article&id=78&Itemid=167 | WRI | [14 empty] | 103.15 | NO-ESTIMATION | NO-ESTIMATION | NO-ESTIMATION | NO-ESTIMATION | SOLAR-V1
TZA | Tanzania | Nyakato |  | WRI1019875 | 63 | -2.5240 | 32.9662 | Gas |  |  |  | 2012.0 | Tanzania Electric Supply Company | Tanzania Electric Supply Company | http://www.tanesco.co.tz/index.php?option=com_content&view=article&id=78&Itemid=167 | WRI | 1092908 | [13 empty] | 361.03 | NO-ESTIMATION | NO-ESTIMATION | NO-ESTIMATION | SOLAR-V1 | SOLAR-V1
TZA | Tanzania | Tegeta |  | WRI1019873 | 45 | -6.6741 | 39.1843 | Gas |  |  |  |  | Tanzania Electric Supply Company | Tanzania Electric Supply Company | http://www.tanesco.co.tz/index.php?option=com_content&view=article&id=78&Itemid=167 | WRI | 1092932 | [13 empty] | 257.88 | NO-ESTIMATION | NO-ESTIMATION | NO-ESTIMATION | NO-ESTIMATION | CAPACITY-FACTOR-V1
TZA | Tanzania | Ubungo Gas (Songas) |  | WRI1019872 | 207.5 | -6.7945 | 39.2086 | Gas |  |  |  |  | Tanzania Electric Supply Company | Tanzania Electric Supply Company | http://www.tanesco.co.tz/index.php?option=com_content&view=article&id=78&Itemid=167 | WRI | 1031008 | [13 empty] | 1189.13 | NO-ESTIMATION | NO-ESTIMATION | NO-ESTIMATION | NO-ESTIMATION | CAPACITY-FACTOR-V1
UKR | Ukraine | Karkov CHP-5 |  | WRI1005126 | 540 | 49.9719 | 36.1070 | Gas |  |  |  |  | Naftogaz Ukrainy | Naftogaz Ukrainy | http://www.tec5.kharkov.ua/eng/index.php | GEODB | 1020826 | [13 empty] | 1309 | NO-ESTIMATION | NO-ESTIMATION | NO-ESTIMATION | NO-ESTIMATION | CAPACITY-FACTOR-V1
UKR | Ukraine | Kiev CHP-5 |  | WRI1005125 | 1200 | 50.5320 | 30.6625 | Gas |  |  |  |  | Kyivenergo | DTEK | http://www.dtek.com/library/file/dtek-report-eng-2015-web.PDF | GEODB | 1020856 | [13 empty] | 2908.9 | NO-ESTIMATION | NO-ESTIMATION | NO-ESTIMATION | NO-ESTIMATION | NO-ESTIMATION
URY | Uruguay | PUNTA DEL TIGRE 7 Y 8 |  | URY0000826 | 50 | -34.7498 | -56.5411 | Gas | [5 empty] | La AdministraciÃ³n Nacional de Usinas y Trasmisiones ElÃ©ctricas (Uruguay) | https://www.ute.com.uy/SgePublico/mapa.aspx | La AdministraciÃ³n Nacional de Usinas y Trasmisiones ElÃ©ctricas (Uruguay) |  | 2018 | [13 empty] | NO-ESTIMATION | NO-ESTIMATION | NO-ESTIMATION | NO-ESTIMATION | CAPACITY-FACTOR-V1
URY | Uruguay | CTR |  | URY0000819 | 212 | -34.8265 | -56.2366 | Gas | [5 empty] | La AdministraciÃ³n Nacional de Usinas y Trasmisiones ElÃ©ctricas (Uruguay) | https://www.ute.com.uy/SgePublico/mapa.aspx | La AdministraciÃ³n Nacional de Usinas y Trasmisiones ElÃ©ctricas (Uruguay) |  | 2018 | [13 empty] | NO-ESTIMATION | NO-ESTIMATION | NO-ESTIMATION | NO-ESTIMATION | CAPACITY-FACTOR-V1
URY | Uruguay | ZENDALEATHER |  | URY0000837 | 3.72 | -34.8467 | -56.2347 | Gas | [5 empty] | La AdministraciÃ³n Nacional de Usinas y Trasmisiones ElÃ©ctricas (Uruguay) | https://www.ute.com.uy/SgePublico/mapa.aspx | La AdministraciÃ³n Nacional de Usinas y Trasmisiones ElÃ©ctricas (Uruguay) | 1085955 | 2018 | [13 empty] | NO-ESTIMATION | NO-ESTIMATION | NO-ESTIMATION | NO-ESTIMATION | CAPACITY-FACTOR-V1
USA | United States of America | Aguirre |  | WRI1028012 | 42 | 17.9533 | -66.2312 | Gas | [5 empty] | CEPR | http://energia.pr.gov/datos/plantas/ | WRI | [14 empty] | 148.11 | NO-ESTIMATION | NO-ESTIMATION | NO-ESTIMATION | NO-ESTIMATION | SOLAR-V1
USA | United States of America | Jobos |  | WRI1028010 | 42 | 17.9615 | -66.1402 | Gas | [5 empty] | CEPR | http://energia.pr.gov/datos/plantas/ | WRI | 30940 | [13 empty] | 148.11 | NO-ESTIMATION | NO-ESTIMATION | NO-ESTIMATION | NO-ESTIMATION | CAPACITY-FACTOR-V1
USA | United States of America | EcoElÃ©ctrica |  | WRI1026812 | 507 | 17.9812 | -66.7552 | Gas |  |  |  |  | Gas Natural Fenosa International Power | CEPR | http://energia.pr.gov/datos/plantas/ | WRI | 18991 | [13 empty] | 1787.93 | SOLAR-V1 | SOLAR-V1 | SOLAR-V1 | SOLAR-V1 | SOLAR-V1
USA | United States of America | Costa Sur |  | WRI1028011 | 42 | 18.0018 | -66.7537 | Gas | [5 empty] | CEPR | http://energia.pr.gov/datos/plantas/ | WRI | [14 empty] | 148.11 | NO-ESTIMATION | NO-ESTIMATION | NO-ESTIMATION | NO-ESTIMATION | CAPACITY-FACTOR-V1
USA | United States of America | Yabucoa |  | WRI1028014 | 42 | 18.1064 | -65.8249 | Gas | [5 empty] | CEPR | http://energia.pr.gov/datos/plantas/ | WRI | 30951 | [13 empty] | 148.11 | SOLAR-V1 | SOLAR-V1 | SOLAR-V1 | SOLAR-V1 | SOLAR-V1
USA | United States of America | MayagÃ¼ez |  | WRI1028007 | 220 | 18.2194 | -67.1600 | Gas | [5 empty] | CEPR | http://energia.pr.gov/datos/plantas/ | WRI | 30941 | [13 empty] | 775.82 | SOLAR-V1 | SOLAR-V1 | SOLAR-V1 | SOLAR-V1 | SOLAR-V1
USA | United States of America | Daguao |  | WRI1028013 | 42 | 18.2325 | -65.6677 | Gas | [5 empty] | CEPR | http://energia.pr.gov/datos/plantas/ | WRI | 30937 | [13 empty] | 148.11 | HYDRO-V1 | HYDRO-V1 | HYDRO-V1 | HYDRO-V1 | HYDRO-V1
USA | United States of America | Vega Baja |  | WRI1028009 | 42 | 18.4458 | -66.3914 | Gas | [5 empty] | CEPR | http://energia.pr.gov/datos/plantas/ | WRI | 30948 | [13 empty] | 148.11 | HYDRO-V1 | HYDRO-V1 | HYDRO-V1 | HYDRO-V1 | HYDRO-V1
USA | United States of America | Palo Seco |  | WRI1028008 | 126 | 18.4551 | -66.1498 | Gas | [5 empty] | CEPR | http://energia.pr.gov/datos/plantas/ | WRI | [14 empty] | 444.33 | NO-ESTIMATION | NO-ESTIMATION | NO-ESTIMATION | NO-ESTIMATION | NO-ESTIMATION
USA | United States of America | G W Ivey |  | USA0000665 | 35.7 | 25.4756 | -80.4700 | Gas | Oil |  |  | 1975.857142857143 | City of Homestead - (FL) | U.S. Energy Information Administration | http://www.eia.gov/electricity/data/browser/ | U.S. Energy Information Administration | 22304 | 2019 | 16.845 | 14.227 | 6.107000000000001 | 5.536999999999999 | 0.661 | -0.8160000000000001 | -0.512 | U.S. Energy Information Administration |  |  |  |  | 125.89 | NO-ESTIMATION | NO-ESTIMATION | NO-ESTIMATION | NO-ESTIMATION | CAPACITY-FACTOR-V1
USA | United States of America | Silas Ray |  | USA0003559 | 143.8 | 25.9131 | -97.5214 | Gas | Oil |  |  | 1993.6564673157147 | Brownsville Public Utilities Board | U.S. Energy Information Administration | http://www.eia.gov/electricity/data/browser/ | U.S. Energy Information Administration | 15049 | 2019 | 0.0 | 0.0 | 0.0 | 0.0 | 0.0 | 0.0 | 66.024 | U.S. Energy Information Administration |  |  |  |  | 507.11 | HYDRO-V1 | HYDRO-V1 | HYDRO-V1 | HYDRO-V1 | HYDRO-V1
USA | United States of America | Lauderdale |  | USA0000613 | 1215.9 | 26.0686 | -80.1984 | Gas | Oil |  |  | 2014.3560325684678 | Florida Power & Light Co | U.S. Energy Information Administration | http://www.eia.gov/electricity/data/browser/ | U.S. Energy Information Administration | 20264 | 2019 | 4764.354051 | 4559.518077000001 | 4519.964993 | 3058.879959 | 3317.425986 | 2910.5829799999997 | 421.894 | U.S. Energy Information Administration |  |  |  |  | 4287.86 | HYDRO-V1 | HYDRO-V1 | HYDRO-V1 | HYDRO-V1 | HYDRO-V1
USA | United States of America | Port Everglades |  | USA0000617 | 1352 | 26.0856 | -80.1253 | Gas | Oil |  |  | 2016.0 | Florida Power & Light Co | U.S. Energy Information Administration | http://www.eia.gov/electricity/data/browser/ | U.S. Energy Information Administration | 20276 | 2019 | 13.133000000000001 | 8.545 | 7.194 | 6021.546987 | 6735.998981000001 | 6908.116940000001 | 7204.963 | U.S. Energy Information Administration |  |  |  |  | 4767.82 | HYDRO-V1 | HYDRO-V1 | HYDRO-V1 | HYDRO-V1 | HYDRO-V1
USA | United States of America | Magic Valley Generating Station |  | USA0055123 | 801 | 26.3403 | -98.1900 | Gas |  |  |  | 2002.0 | Calpine Corp-Magic Valley | U.S. Energy Information Administration | http://www.eia.gov/electricity/data/browser/ | U.S. Energy Information Administration | 39995 | 2019 | 3527.167 | 3715.4190000000003 | 3217.688 | 3178.913 | 3105.2030000000004 | 3271.7430000000004 | 2850.038 | U.S. Energy Information Administration |  |  |  |  | 2824.72 | HYDRO-V1 | HYDRO-V1 | HYDRO-V1 | HYDRO-V1 | HYDRO-V1
USA | United States of America | Hidalgo Energy Center |  | USA0055545 | 551.3 | 26.3417 | -98.1758 | Gas |  |  |  | 2000.0000000000002 | Calpine Corp - Hidalgo | U.S. Energy Information Administration | http://www.eia.gov/electricity/data/browser/ | U.S. Energy Information Administration | 45485 | 2019 | 2183.0060000000003 | 1571.009 | 2820.3360000000002 | 2761.166 | 2344.83 | 1968.953 | 2722.153 | U.S. Energy Information Administration |  |  |  |  | 1944.15 | HYDRO-V1 | HYDRO-V1 | HYDRO-V1 | HYDRO-V1 | HYDRO-V1
USA | United States of America | Red Gate Power Plant |  | USA0059391 | 224.4 | 26.4511 | -98.1775 | Gas |  |  |  | 2017.000000000001 | South Texas Electric Coop Inc | U.S. Energy Information Administration | http://www.eia.gov/electricity/data/browser/ | U.S. Energy Information Administration | 66487 | 2019 |  |  |  | 6.591 | 230.397 | 371.234 | 434.521 | U.S. Energy Information Administration |  |  |  |  | 791.34 | NO-ESTIMATION | NO-ESTIMATION | NO-ESTIMATION | NO-ESTIMATION | CAPACITY-FACTOR-V1
USA | United States of America | Tom G Smith |  | USA0000673 | 98.7 | 26.6128 | -80.0677 | Gas | Oil |  |  | 1973.5187436676797 | City of Lake Worth - (FL) | U.S. Energy Information Administration | http://www.eia.gov/electricity/data/browser/ | U.S. Energy Information Administration | 24488 | 2019 | 0.0 | 0.0 | 0.0 | 5.067 | 0.0 | 0.0 | 5.054 | U.S. Energy Information Administration |  |  |  |  | 348.06 | NO-ESTIMATION | NO-ESTIMATION | NO-ESTIMATION | NO-ESTIMATION | CAPACITY-FACTOR-V1
USA | United States of America | Fort Myers |  | USA0000612 | 2680.9 | 26.6967 | -81.7831 | Gas | Oil |  |  | 1995.0605766720132 | Florida Power & Light Co | U.S. Energy Information Administration | http://www.eia.gov/electricity/data/browser/ | U.S. Energy Information Administration | 20262 | 2019 | 0.0 | 0.0 | 0.0 | 0.0 | 0.0 | 0.0 | 8419.57 | U.S. Energy Information Administration |  |  |  |  | 9454.18 | HYDRO-V1 | HYDRO-V1 | HYDRO-V1 | HYDRO-V1 | HYDRO-V1
USA | United States of America | West County Energy Center |  | USA0056407 | 4263 | 26.6986 | -80.3747 | Gas | Oil |  |  | 2009.6666666666667 | Florida Power & Light Co | U.S. Energy Information Administration | http://www.eia.gov/electricity/data/browser/ | U.S. Energy Information Administration | 54417 | 2019 | 21658.200776 | 19764.923289 | 20428.360491 | 20297.460007 | 20515.369717 | 19840.914515 | 21486.0019 | U.S. Energy Information Administration |  |  |  |  | 15033.45 | HYDRO-V1 | HYDRO-V1 | HYDRO-V1 | HYDRO-V1 | HYDRO-V1
USA | United States of America | Riviera |  | USA0000619 | 1295 | 26.7653 | -80.0525 | Gas | Oil |  |  | 2014.0 | Florida Power & Light Co | U.S. Energy Information Administration | http://www.eia.gov/electricity/data/browser/ | U.S. Energy Information Administration | 20278 | 2019 |  | 4826.932987 | 6979.870978 | 6271.761911 | 7048.769074 | 6720.599024 | 6439.926 | U.S. Energy Information Administration |  |  |  |  | 4566.81 | NO-ESTIMATION | NO-ESTIMATION | NO-ESTIMATION | NO-ESTIMATION | CAPACITY-FACTOR-V1
USA | United States of America | Martin |  | USA0006043 | 2448.5 | 27.0536 | -80.5628 | Gas | Oil | Solar | Other | 1998.8862160506437 | Florida Power & Light Co | U.S. Energy Information Administration | http://www.eia.gov/electricity/data/browser/ | U.S. Energy Information Administration | 20268 | 2019 | 11951.058009 | 10667.947018 | 13013.151079 | 10884.520919 | 10885.514925 | 12881.580990999999 | 11744.797 | U.S. Energy Information Administration |  |  |  |  | 8634.62 | NO-ESTIMATION | NO-ESTIMATION | NO-ESTIMATION | NO-ESTIMATION | CAPACITY-FACTOR-V1
USA | United States of America | Treasure Coast Energy Center |  | USA0056400 | 411.4 | 27.3839 | -80.3775 | Gas | Oil |  |  | 2008.0 | Fort Pierce Utilities Authority | U.S. Energy Information Administration | http://www.eia.gov/electricity/data/browser/ | U.S. Energy Information Administration | 54685 | 2019 | 1797.0840140000003 | 1862.817007 | 1645.1109900000001 | 1774.258006 | 1838.9860390000001 | 1847.8689829999998 | 1787.745 | U.S. Energy Information Administration |  |  |  |  | 1450.8 | HYDRO-V1 | HYDRO-V1 | HYDRO-V1 | HYDRO-V1 | HYDRO-V1
USA | United States of America | Tropicana Products Bradent |  | USA0050971 | 46.8 | 27.4834 | -82.5483 | Gas |  |  |  | 1990.0000000000002 | Tropicana Products Inc | U.S. Energy Information Administration | http://www.eia.gov/electricity/data/browser/ | U.S. Energy Information Administration | 35002 | 2019 | 191.941 | 183.526 | 187.452 | 187.526 | 179.479 | 196.525 | 191.409 | U.S. Energy Information Administration |  |  |  |  | 165.03 | HYDRO-V1 | HYDRO-V1 | HYDRO-V1 | HYDRO-V1 | HYDRO-V1
USA | United States of America | Vandolah Power Station |  | USA0055415 | 728 | 27.5236 | -81.9240 | Gas | Oil |  |  | 2002.0 | Vandolah Power Co LLC | U.S. Energy Information Administration | http://www.eia.gov/electricity/data/browser/ | U.S. Energy Information Administration | 48013 | 2019 | 0.0 | 319.64899799999995 | 607.0179989999999 | 1728.7610350000002 | 1122.210031 | 1153.713991 | 809.905 | U.S. Energy Information Administration |  |  |  |  | 2567.28 | NO-ESTIMATION | NO-ESTIMATION | SOLAR-V1 | SOLAR-V1 | SOLAR-V1
USA | United States of America | Laredo |  | USA0003439 | 263.6 | 27.5667 | -99.5089 | Gas |  |  |  | 2008.0 | Talen Texas LLC | U.S. Energy Information Administration | http://www.eia.gov/electricity/data/browser/ | U.S. Energy Information Administration | 15943 | 2019 | 203.677 | 135.687 | 88.69500000000001 | 234.43200000000002 | 111.766 | 173.217 | 111.609 | U.S. Energy Information Administration |  |  |  |  | 929.58 | NO-ESTIMATION | NO-ESTIMATION | SOLAR-V1 | SOLAR-V1 | SOLAR-V1
USA | United States of America | Ticona Polymers Inc |  | USA0010243 | 44.2 | 27.5697 | -97.8228 | Gas |  |  |  | 1989.0 | Ticona Polymers Inc | U.S. Energy Information Administration | http://www.eia.gov/electricity/data/browser/ | U.S. Energy Information Administration |  | 2019 | 224.371 | 262.874 | 263.97700000000003 | 260.8 | 241.9571 | 205.45000000000002 | 269.498 | U.S. Energy Information Administration |  |  |  |  | 155.87 | NO-ESTIMATION | NO-ESTIMATION | NO-ESTIMATION | NO-ESTIMATION | NO-ESTIMATION
USA | United States of America | Barney M Davis |  | USA0004939 | 1082.2 | 27.6064 | -97.3117 | Gas |  |  |  | 1987.2629828127888 | Talen Texas LLC | U.S. Energy Information Administration | http://www.eia.gov/electricity/data/browser/ | U.S. Energy Information Administration | 15935 | 2019 | 2309.1730000000002 | 1793.0020000000002 | 1728.431 | 900.721 | 1197.723 | 1800.646 | 1547.751 | U.S. Energy Information Administration |  |  |  |  | 3816.37 | NO-ESTIMATION | NO-ESTIMATION | NO-ESTIMATION | NO-ESTIMATION | CAPACITY-FACTOR-V1
USA | United States of America | Okeechobee Clean Energy Center |  | USA0060345 | 1723.1 | 27.6342 | -80.7911 | Gas | Oil |  |  | 2019.0 | Florida Power & Light Co | U.S. Energy Information Administration | http://www.eia.gov/electricity/data/browser/ | U.S. Energy Information Administration |  | 2019 | [6 empty] | 7082.099 | U.S. Energy Information Administration |  |  |  |  | 6076.5 | NO-ESTIMATION | NO-ESTIMATION | NO-ESTIMATION | SOLAR-V1 | SOLAR-V1
USA | United States of America | Hardee Power Station |  | USA0050949 | 470.1 | 27.6364 | -81.9636 | Gas | Oil |  |  | 1994.4279940438205 | Invenergy Services LLC | U.S. Energy Information Administration | http://www.eia.gov/electricity/data/browser/ | U.S. Energy Information Administration | 34253 | 2019 | 0.0 | 0.0 | 0.0 | 0.0 | 0.0 | 0.0 | 770.788 | U.S. Energy Information Administration |  |  |  |  | 1657.8 | NO-ESTIMATION | NO-ESTIMATION | SOLAR-V1 | SOLAR-V1 | SOLAR-V1
USA | United States of America | Midulla Generating Station |  | USA0007380 | 897 | 27.6417 | -81.9625 | Gas | Oil |  |  | 2003.7279821627649 | Seminole Electric Cooperative Inc | U.S. Energy Information Administration | http://www.eia.gov/electricity/data/browser/ | U.S. Energy Information Administration |  | 2019 | 2862.957961 | 2508.6709549999996 | 2494.15501 | 3275.4289339999996 | 3319.5959520000006 | 3637.057052 | 3749.101 | U.S. Energy Information Administration |  |  |  |  | 3163.26 | NO-ESTIMATION | NO-ESTIMATION | NO-ESTIMATION | NO-ESTIMATION | CAPACITY-FACTOR-V1
USA | United States of America | Polk |  | USA0007242 | 1492.5 | 27.7286 | -81.9897 | Gas | Coal | Petcoke | Oil | 2006.2838190954774 | Tampa Electric Co | U.S. Energy Information Administration | http://www.eia.gov/electricity/data/browser/ | U.S. Energy Information Administration | 34159 | 2019 | 1478.397005 | 1704.165997 | 1886.1920049999999 | 2223.927009 | 8242.115975 | 8230.074005 | 6988.9141 | U.S. Energy Information Administration |  |  |  |  | 5263.29 | NO-ESTIMATION | NO-ESTIMATION | NO-ESTIMATION | NO-ESTIMATION | CAPACITY-FACTOR-V1
USA | United States of America | Tiger Bay |  | USA0007699 | 278.1 | 27.7464 | -81.8494 | Gas |  |  |  | 1996.9999999999998 | Duke Energy Florida LLC | U.S. Energy Information Administration | http://www.eia.gov/electricity/data/browser/ | U.S. Energy Information Administration | 18366 | 2019 | 901.377 | 1072.432 | 1129.71 | 1003.524 | 1628.351 | 1212.922 | 711.281 | U.S. Energy Information Administration |  |  |  |  | 980.71 | HYDRO-V1 | HYDRO-V1 | HYDRO-V1 | HYDRO-V1 | HYDRO-V1
USA | United States of America | Hines Energy Complex |  | USA0007302 | 2234 | 27.7882 | -81.8700 | Gas | Oil |  |  | 2004.1210832587287 | Duke Energy Florida LLC | U.S. Energy Information Administration | http://www.eia.gov/electricity/data/browser/ | U.S. Energy Information Administration | 20301 | 2019 | 12378.457942 | 0.0 | 0.0 | 0.0 | 13208.768998000001 | 0.0 | 11459.778 | U.S. Energy Information Administration |  |  |  |  | 7878.19 | NO-ESTIMATION | NO-ESTIMATION | NO-ESTIMATION | NO-ESTIMATION | CAPACITY-FACTOR-V1
USA | United States of America | Corpus Christi |  | USA0050475 | 41 | 27.8111 | -97.5958 | Gas |  |  |  | 1989.0 | Equistar Chemicals LP | U.S. Energy Information Administration | http://www.eia.gov/electricity/data/browser/ | U.S. Energy Information Administration | 28686 | 2019 | 106.08500000000001 | 96.029 | 80.423 | 57.446 | 79.36 | 67.403 | 76.451 | U.S. Energy Information Administration |  |  |  |  | 144.58 | SOLAR-V1 | SOLAR-V1 | SOLAR-V1 | SOLAR-V1 | SOLAR-V1
USA | United States of America | Corpus Christi Energy Center |  | USA0055206 | 593.3 | 27.8139 | -97.4283 | Gas |  |  |  | 2002.0000000000002 | Corpus Christi Cogeneration LLC | U.S. Energy Information Administration | http://www.eia.gov/electricity/data/browser/ | U.S. Energy Information Administration | 45998 | 2019 | 1950.403 | 2008.063002 | 2299.201004 | 2416.700996 | 2134.548999 | 2045.7149960000002 | 1991.874 | U.S. Energy Information Administration |  |  |  |  | 2092.26 | NO-ESTIMATION | NO-ESTIMATION | NO-ESTIMATION | NO-ESTIMATION | CAPACITY-FACTOR-V1
USA | United States of America | Nueces Bay |  | USA0003441 | 730.2 | 27.8194 | -97.4192 | Gas |  |  |  | 1991.733771569433 | Talen Texas LLC | U.S. Energy Information Administration | http://www.eia.gov/electricity/data/browser/ | U.S. Energy Information Administration | 15944 | 2019 | 2151.888 | 1522.0700000000002 | 1553.835 | 1180.5600000000002 | 1122.885 | 2172.539 | 1624.574 | U.S. Energy Information Administration |  |  |  |  | 2575.04 | NO-ESTIMATION | NO-ESTIMATION | NO-ESTIMATION | NO-ESTIMATION | CAPACITY-FACTOR-V1
USA | United States of America | Corpus Refinery |  | USA0050026 | 47 | 27.8322 | -97.5281 | Gas |  |  |  | 1988.0 | Flint Hills Resources Corpus Christi LLC | U.S. Energy Information Administration | http://www.eia.gov/electricity/data/browser/ | U.S. Energy Information Administration |  | 2019 | 271.606 | 257.853 | 246.87900000000002 | 274.26800000000003 | 287.993 | 294.282 | 280.241 | U.S. Energy Information Administration |  |  |  |  | 165.74 | WIND-V1 | WIND-V1 | WIND-V1 | WIND-V1 | WIND-V1
USA | United States of America | Mulberry Cogeneration Facility |  | USA0054426 | 125.3 | 27.8489 | -81.8775 | Gas | Oil |  |  | 1994.0000000000002 | Northern Star Generation Services Co LLC | U.S. Energy Information Administration | http://www.eia.gov/electricity/data/browser/ | U.S. Energy Information Administration | 17879 | 2019 | 0.0 | 0.0 | 0.0 | 0.0 | 0.0 | 0.0 | 392.608 | U.S. Energy Information Administration |  |  |  |  | 441.86 | NO-ESTIMATION | NO-ESTIMATION | NO-ESTIMATION | NO-ESTIMATION | CAPACITY-FACTOR-V1
USA | United States of America | P L Bartow |  | USA0000634 | 1475.6 | 27.8595 | -82.6018 | Gas | Oil |  |  | 2003.4434806180527 | Duke Energy Florida LLC | U.S. Energy Information Administration | http://www.eia.gov/electricity/data/browser/ | U.S. Energy Information Administration | 20290 | 2019 | 7254.328030999999 | 6807.1830119999995 | 0.0 | 0.0 | 0.0 | 0.0 | 5839.478 | U.S. Energy Information Administration |  |  |  |  | 5203.69 | NO-ESTIMATION | NO-ESTIMATION | NO-ESTIMATION | NO-ESTIMATION | CAPACITY-FACTOR-V1
USA | United States of America | Orange Cogeneration Facility |  | USA0054365 | 136.6 | 27.8708 | -81.8251 | Gas |  |  |  | 1995.0 | Northern Star Generation Services Co LLC | U.S. Energy Information Administration | http://www.eia.gov/electricity/data/browser/ | U.S. Energy Information Administration |  | 2019 | 298.5369 | 319.2076 | 376.99244 | 439.57975000000005 | 444.69746999999995 | 444.69746999999995 | 393.0033 | U.S. Energy Information Administration |  |  |  |  | 481.71 | HYDRO-V1 | HYDRO-V1 | HYDRO-V1 | HYDRO-V1 | HYDRO-V1
USA | United States of America | Ingleside Cogeneration |  | USA0055313 | 517 | 27.8828 | -97.2428 | Gas | Other |  |  | 1999.0 | Ingleside Cogeneration LP | U.S. Energy Information Administration | http://www.eia.gov/electricity/data/browser/ | U.S. Energy Information Administration |  | 2019 | 3034.0839990000004 | 3051.751002 | 2962.2980020000005 | 3007.849999 | 2552.5359980000003 | 2596.042004 | 2995.976 | U.S. Energy Information Administration |  |  |  |  | 1823.19 | HYDRO-V1 | HYDRO-V1 | HYDRO-V1 | HYDRO-V1 | HYDRO-V1
USA | United States of America | Gregory Power Plant |  | USA0055086 | 432 | 27.8893 | -97.2584 | Gas |  |  |  | 2000.0 | Gregory Power Partners LLC | U.S. Energy Information Administration | http://www.eia.gov/electricity/data/browser/ | U.S. Energy Information Administration | 24821 | 2019 | 2664.62 | 2415.8070000000002 | 2663.022 | 2105.743 | -5.627 | -6.353 | 367.253 | U.S. Energy Information Administration |  |  |  |  | 1523.44 | NO-ESTIMATION | NO-ESTIMATION | NO-ESTIMATION | NO-ESTIMATION | CAPACITY-FACTOR-V1
USA | United States of America | H L Culbreath Bayside Power Station |  | USA0007873 | 2294 | 27.9072 | -82.4231 | Gas |  |  |  | 1993.1023539668697 | Tampa Electric Co | U.S. Energy Information Administration | http://www.eia.gov/electricity/data/browser/ | U.S. Energy Information Administration | 34155 | 2019 | 0.0 | 6833.963 | 9006.608 | 7881.817 | 5912.965 | 6654.1759999999995 | 7862.519 | U.S. Energy Information Administration |  |  |  |  | 8089.78 | NO-ESTIMATION | NO-ESTIMATION | NO-ESTIMATION | NO-ESTIMATION | CAPACITY-FACTOR-V1
USA | United States of America | Florida's Natural Growers |  | USA0010275 | 10.7 | 27.9114 | -81.6006 | Gas |  |  |  | 1996.728971962617 | Citrus World Inc | U.S. Energy Information Administration | http://www.eia.gov/electricity/data/browser/ | U.S. Energy Information Administration |  | 2019 | 61.5 | 0.0 | 55.80806 | 55.19458 | 56.281400000000005 | 56.46956 | 55.2083 | U.S. Energy Information Administration |  |  |  |  | 37.73 | NO-ESTIMATION | NO-ESTIMATION | NO-ESTIMATION | NO-ESTIMATION | CAPACITY-FACTOR-V1
USA | United States of America | Osprey Energy Center Power Plant |  | USA0055412 | 644.2 | 28.0525 | -81.8083 | Gas |  |  |  | 2003.9999999999995 | Duke Energy Florida LLC | U.S. Energy Information Administration | http://www.eia.gov/electricity/data/browser/ | U.S. Energy Information Administration | 46233 | 2019 | 2679.745 | 1389.853 | 2058.658 | 2953.9030000000002 | 1801.1399999999999 | 1982.378 | 2214.152 | U.S. Energy Information Administration |  |  |  |  | 2271.76 | NO-ESTIMATION | NO-ESTIMATION | NO-ESTIMATION | NO-ESTIMATION | CAPACITY-FACTOR-V1
USA | United States of America | Cutrale Citrus Juices USA II |  | USA0010188 | 8.2 | 28.0548 | -81.7982 | Gas |  |  |  | 2015.5 | Cutrale Citrus Juices USA Inc | U.S. Energy Information Administration | http://www.eia.gov/electricity/data/browser/ | U.S. Energy Information Administration |  | 2019 | 47.372 | 47.176 | 38.957 | 46.998 | 48.58 | 42.995 | 44.964 | U.S. Energy Information Administration |  |  |  |  | 28.91 | NO-ESTIMATION | NO-ESTIMATION | NO-ESTIMATION | NO-ESTIMATION | CAPACITY-FACTOR-V1
USA | United States of America | Larsen Memorial |  | USA0000675 | 133.6 | 28.0797 | -81.9228 | Gas | Oil |  |  | 1980.3173652694613 | City of Lakeland - (FL) | U.S. Energy Information Administration | http://www.eia.gov/electricity/data/browser/ | U.S. Energy Information Administration | 24496 | 2019 | 0.0 | 5.040000000000001 | 0.0 | 83.55400000000002 | 111.791 | 81.877 | 149.23 | U.S. Energy Information Administration |  |  |  |  | 471.13 | HYDRO-V1 | HYDRO-V1 | HYDRO-V1 | HYDRO-V1 | HYDRO-V1
USA | United States of America | C D McIntosh Jr |  | USA0000676 | 890.4 | 28.0801 | -81.9229 | Gas | Coal | Oil |  | 1988.823450134771 | City of Lakeland - (FL) | U.S. Energy Information Administration | http://www.eia.gov/electricity/data/browser/ | U.S. Energy Information Administration | 24499 | 2019 | 0.0 | 0.0 | 3478.767014 | 3151.5880480000005 | 2890.012964 | 3804.416954 | 3146.756 | U.S. Energy Information Administration |  |  |  |  | 3139.99 | NO-ESTIMATION | NO-ESTIMATION | NO-ESTIMATION | NO-ESTIMATION | CAPACITY-FACTOR-V1
USA | United States of America | Osceola (FL) |  | USA0055192 | 600 | 28.1289 | -81.0978 | Gas | Oil |  |  | 2002.0 | GenOn Florida LP | U.S. Energy Information Administration | http://www.eia.gov/electricity/data/browser/ | U.S. Energy Information Administration |  | 2019 | 204.22699799999998 | 49.301 | [5 empty] | U.S. Energy Information Administration |  |  |  |  | 2115.89 | NO-ESTIMATION | NO-ESTIMATION | NO-ESTIMATION | NO-ESTIMATION | CAPACITY-FACTOR-V1
USA | United States of America | Anclote |  | USA0008048 | 1112.4 | 28.1844 | -82.7886 | Gas | Oil |  |  | 1976.0000000000002 | Duke Energy Florida LLC | U.S. Energy Information Administration | http://www.eia.gov/electricity/data/browser/ | U.S. Energy Information Administration | 20288 | 2019 | 1556.245984 | 0.0 | 0.0 | 0.0 | 0.0 | 0.0 | 2278.498 | U.S. Energy Information Administration |  |  |  |  | 3922.87 | NO-ESTIMATION | NO-ESTIMATION | NO-ESTIMATION | NO-ESTIMATION | CAPACITY-FACTOR-V1
USA | United States of America | Intercession City |  | USA0008049 | 1197.3 | 28.2628 | -81.5486 | Gas | Oil |  |  | 1990.06589827111 | Duke Energy Florida LLC | U.S. Energy Information Administration | http://www.eia.gov/electricity/data/browser/ | U.S. Energy Information Administration | 20306 | 2019 | 186.05900000000003 | 259.97700100000003 | 296.715004 | 385.757998 | 300.577 | 543.619002 | 360.222 | U.S. Energy Information Administration |  |  |  |  | 4222.27 | NO-ESTIMATION | NO-ESTIMATION | NO-ESTIMATION | NO-ESTIMATION | CAPACITY-FACTOR-V1
USA | United States of America | Cane Island |  | USA0007238 | 706 | 28.2764 | -81.5330 | Gas | Oil | Other |  | 2004.6111898016998 | Kissimmee Utility Authority | U.S. Energy Information Administration | http://www.eia.gov/electricity/data/browser/ | U.S. Energy Information Administration | 24165 | 2019 | 0.0 | 0.0 | 0.0 | 0.0 | 3544.9230250000005 | 0.0 | 3657.303 | U.S. Energy Information Administration |  |  |  |  | 2489.7 | NO-ESTIMATION | NO-ESTIMATION | NO-ESTIMATION | NO-ESTIMATION | CAPACITY-FACTOR-V1
USA | United States of America | Oleander Power Project LP |  | USA0055286 | 994.4 | 28.3661 | -80.7947 | Gas | Oil |  |  | 2003.1995172968623 | Oleander Holdings LLC | U.S. Energy Information Administration | http://www.eia.gov/electricity/data/browser/ | U.S. Energy Information Administration | 45405 | 2019 | 46.846 | 0.0 | 257.324003 | 141.17300000000003 | 155.45700200000002 | 124.240003 | 189.364 | U.S. Energy Information Administration |  |  |  |  | 3506.74 | NO-ESTIMATION | NO-ESTIMATION | NO-ESTIMATION | NO-ESTIMATION | CAPACITY-FACTOR-V1
USA | United States of America | Shady Hills Generating Station |  | USA0055414 | 541.2 | 28.3665 | -82.5586 | Gas | Oil |  |  | 2001.9999999999998 | Shady Hills Power Co LLC | U.S. Energy Information Administration | http://www.eia.gov/electricity/data/browser/ | U.S. Energy Information Administration | 45684 | 2019 | 0.0 | 625.345004 | 0.0 | 0.0 | 540.538005 | 681.446005 | 252.972 | U.S. Energy Information Administration |  |  |  |  | 1908.53 | NO-ESTIMATION | NO-ESTIMATION | NO-ESTIMATION | NO-ESTIMATION | CAPACITY-FACTOR-V1
USA | United States of America | Central Energy Plant |  | USA0007294 | 70 | 28.4263 | -81.5809 | Gas | Oil |  |  | 1989.0 | Reedy Creek Improvement Dist | U.S. Energy Information Administration | http://www.eia.gov/electricity/data/browser/ | U.S. Energy Information Administration |  | 2019 | 354.42399800000004 | 0.0 | 262.79400300000003 | 0.0 | 0.0 | 0.0 | 11.199 | U.S. Energy Information Administration |  |  |  |  | 246.85 | NO-ESTIMATION | NO-ESTIMATION | NO-ESTIMATION | NO-ESTIMATION | CAPACITY-FACTOR-V1
USA | United States of America | Orlando Cogen LP |  | USA0054466 | 122.4 | 28.4426 | -81.4123 | Gas |  |  |  | 1993.0 | Orlando CoGen Ltd LP | U.S. Energy Information Administration | http://www.eia.gov/electricity/data/browser/ | U.S. Energy Information Administration | 12519 | 2019 | 823.643 | 906.8960000000001 | 987.513 | 1025.59 | 925.996 | 1022.1410000000001 | 1014.108 | U.S. Energy Information Administration |  |  |  |  | 431.64 | HYDRO-V1 | HYDRO-V1 | HYDRO-V1 | HYDRO-V1 | HYDRO-V1
USA | United States of America | Cape Canaveral |  | USA0000609 | 1295 | 28.4698 | -80.7644 | Gas | Oil |  |  | 2013.0 | Florida Power & Light Co | U.S. Energy Information Administration | http://www.eia.gov/electricity/data/browser/ | U.S. Energy Information Administration | 20259 | 2019 | 4656.603061 | 6845.355002 | 7046.079033 | 6713.245033 | 6942.856022 | 7414.486986 | 6676.862 | U.S. Energy Information Administration |  |  |  |  | 4566.81 | WIND-V1 | WIND-V1 | WIND-V1 | WIND-V1 | WIND-V1
USA | United States of America | Curtis H Stanton Energy Center |  | USA0055821 | 688.3 | 28.4882 | -81.1669 | Gas | Oil |  |  | 2003.0 | Stanton Clean Energy LLC | U.S. Energy Information Administration | http://www.eia.gov/electricity/data/browser/ | U.S. Energy Information Administration | 69864 | 2019 | 0.0 | 0.0 | 0.0 | 0.0 | 1482.792007 | 0.0 | 1592.084 | U.S. Energy Information Administration |  |  |  |  | 2427.28 | NO-ESTIMATION | NO-ESTIMATION | NO-ESTIMATION | NO-ESTIMATION | SOLAR-V1
USA | United States of America | Indian River Plant |  | USA0000683 | 342.8 | 28.4932 | -80.7801 | Gas | Oil |  |  | 1991.2753792298715 | Orlando Utilities Comm | U.S. Energy Information Administration | http://www.eia.gov/electricity/data/browser/ | U.S. Energy Information Administration | 51349 | 2019 | 7.462 | 13.942 | 13.864 | 20.293 | 1.936 | 1.724 | 1.915 | U.S. Energy Information Administration |  |  |  |  | 1208.88 | NO-ESTIMATION | NO-ESTIMATION | NO-ESTIMATION | NO-ESTIMATION | SOLAR-V1
USA | United States of America | Indian River |  | USA0055318 | 609 | 28.4932 | -80.7802 | Gas |  |  |  | 1969.0361247947455 | Orlando Utilities Comm | U.S. Energy Information Administration | http://www.eia.gov/electricity/data/browser/ | U.S. Energy Information Administration | 51349 | 2019 | -0.992 | [6 empty] | U.S. Energy Information Administration |  |  |  |  | 2147.63 | WIND-V1 | WIND-V1 | WIND-V1 | WIND-V1 | WIND-V1
USA | United States of America | Union Carbide Seadrift Cogen |  | USA0050150 | 168 | 28.5105 | -96.7706 | Gas |  |  |  | 1986.3690476190477 | Union Carbide Corp-Seadrift | U.S. Energy Information Administration | http://www.eia.gov/electricity/data/browser/ | U.S. Energy Information Administration |  | 2019 | 653.2232200000001 | 661.422633 | 704.317002 | 663.930078 | 761.513055 | 814.326638 | 737.5279 | U.S. Energy Information Administration |  |  |  |  | 592.45 | NO-ESTIMATION | NO-ESTIMATION | NO-ESTIMATION | NO-ESTIMATION | CAPACITY-FACTOR-V1
USA | United States of America | Port Comfort Power LLC |  | USA0060459 | 121 | 28.6481 | -96.5462 | Gas |  |  |  | 2017.0 | Peaker Power LLC | U.S. Energy Information Administration | http://www.eia.gov/electricity/data/browser/ | U.S. Energy Information Administration |  | 2019 |  |  |  |  | 19.515 | 47.02 | 56.528 | U.S. Energy Information Administration |  |  |  |  | 426.7 | NO-ESTIMATION | NO-ESTIMATION | NO-ESTIMATION | NO-ESTIMATION | WIND-V1
USA | United States of America | CFB Power Plant |  | USA0056708 | 310 | 28.6503 | -96.5397 | Gas |  |  |  | 2012.0 | Formosa Plastics Corp | U.S. Energy Information Administration | http://www.eia.gov/electricity/data/browser/ | U.S. Energy Information Administration |  | 2019 | 920.0249999999999 | 767.414 | 616.514 | 615.061 | 500.48400000000004 | 893.6700000000001 | 948.355 | U.S. Energy Information Administration |  |  |  |  | 1093.21 | WIND-V1 | WIND-V1 | WIND-V1 | WIND-V1 | WIND-V1
USA | United States of America | Victoria Texas Plant |  | USA0010790 | 102.4 | 28.6751 | -96.9560 | Gas |  |  |  | 1987.0 | Invista | U.S. Energy Information Administration | http://www.eia.gov/electricity/data/browser/ | U.S. Energy Information Administration |  | 2019 | 519.671 | 535.933 | 561.7760000000001 | 583.352 | 367.839 | 588.842 | 505.437 | U.S. Energy Information Administration |  |  |  |  | 361.11 | NO-ESTIMATION | NO-ESTIMATION | NO-ESTIMATION | NO-ESTIMATION | CAPACITY-FACTOR-V1
USA | United States of America | Formosa Utility Venture Ltd |  | USA0010554 | 689.4 | 28.6917 | -96.5417 | Gas |  |  |  | 1995.0330722367278 | Formosa Plastics Corp | U.S. Energy Information Administration | http://www.eia.gov/electricity/data/browser/ | U.S. Energy Information Administration |  | 2019 | 3996.0818210000007 | 3635.529005 | 3699.837069 | 3677.652173 | 3428.127456 | 3705.925772 | 3933.5915 | U.S. Energy Information Administration |  |  |  |  | 2431.16 | NO-ESTIMATION | NO-ESTIMATION | NO-ESTIMATION | NO-ESTIMATION | CAPACITY-FACTOR-V1
USA | United States of America | Victoria Port Power LLC |  | USA0061242 | 100 | 28.6958 | -96.9454 | Gas |  |  |  | 2019.0 | Agilon Energy Holdings II LLC | U.S. Energy Information Administration | http://www.eia.gov/electricity/data/browser/ | U.S. Energy Information Administration |  | 2019 | [6 empty] | 43.958 | U.S. Energy Information Administration |  |  |  |  | 352.64 | NO-ESTIMATION | NO-ESTIMATION | NO-ESTIMATION | NO-ESTIMATION | CAPACITY-FACTOR-V1
USA | United States of America | Victoria |  | USA0003443 | 376.9 | 28.7883 | -97.0100 | Gas |  |  |  | 1987.031308039268 | Victoria WLE LP | U.S. Energy Information Administration | http://www.eia.gov/electricity/data/browser/ | U.S. Energy Information Administration | 15945 | 2019 | 788.962 | 635.176 | 812.3000000000001 | 631.973 | 552.927 | 1027.601 | 1260.976 | U.S. Energy Information Administration |  |  |  |  | 1329.13 | NO-ESTIMATION | NO-ESTIMATION | NO-ESTIMATION | NO-ESTIMATION | CAPACITY-FACTOR-V1
USA | United States of America | Cutrale Citrus Juices USA I |  | USA0010020 | 4.1 | 28.8118 | -81.8653 | Gas |  |  |  | 2015.9999999999998 | Cutrale Citrus Juices USA Inc | U.S. Energy Information Administration | http://www.eia.gov/electricity/data/browser/ | U.S. Energy Information Administration |  | 2019 | 28.078 | 27.934 | 18.923000000000002 | 25.858 | 28.577 | 25.91 | 24.841 | U.S. Energy Information Administration |  |  |  |  | 14.45 | HYDRO-V1 | HYDRO-V1 | HYDRO-V1 | HYDRO-V1 | HYDRO-V1
USA | United States of America | Sanford |  | USA0000620 | 2377.8 | 28.8419 | -81.3256 | Gas | Oil |  |  | 1991.1289006644804 | Florida Power & Light Co | U.S. Energy Information Administration | http://www.eia.gov/electricity/data/browser/ | U.S. Energy Information Administration | 20279 | 2019 | 9106.377 | 0.0 | 0.0 | 0.0 | 0.0 | 0.0 | 8486.422 | U.S. Energy Information Administration |  |  |  |  | 8385.3 | NO-ESTIMATION | NO-ESTIMATION | NO-ESTIMATION | NO-ESTIMATION | CAPACITY-FACTOR-V1
USA | United States of America | Sam Rayburn |  | USA0003631 | 215.2 | 28.8947 | -97.1350 | Gas | Oil |  |  | 1998.6579925650562 | South Texas Electric Coop Inc | U.S. Energy Information Administration | http://www.eia.gov/electricity/data/browser/ | U.S. Energy Information Administration | 33075 | 2019 | 0.0 | 0.0 | 0.0 | 0.0 | 0.0 | 0.0 | 229.143 | U.S. Energy Information Administration |  |  |  |  | 758.9 | NO-ESTIMATION | NO-ESTIMATION | NO-ESTIMATION | NO-ESTIMATION | CAPACITY-FACTOR-V1
USA | United States of America | Pearsall |  | USA0003630 | 201.6 | 28.9275 | -99.0919 | Gas |  |  |  | 2009.9999999999993 | South Texas Electric Coop Inc | U.S. Energy Information Administration | http://www.eia.gov/electricity/data/browser/ | U.S. Energy Information Administration | 25963 | 2019 | 0.0 | 0.0 | 359.914 | 243.115 | 175.07500000000002 | 273.303 | 395.355 | U.S. Energy Information Administration |  |  |  |  | 710.94 | NO-ESTIMATION | NO-ESTIMATION | NO-ESTIMATION | NO-ESTIMATION | CAPACITY-FACTOR-V1
USA | United States of America | Crystal River |  | USA0000628 | 3449 | 28.9656 | -82.6977 | Gas | Coal |  |  | 2003.2117135401563 | Duke Energy Florida LLC | U.S. Energy Information Administration | http://www.eia.gov/electricity/data/browser/ | U.S. Energy Information Administration | 20296¦20298 | 2019 | 0.0 | 11760.274962000001 | 9744.872038000001 | 8885.471972 | 8754.768956 | 9821.522004 | 15044.139 | U.S. Energy Information Administration |  |  |  |  | 12162.88 | NO-ESTIMATION | NO-ESTIMATION | NO-ESTIMATION | NO-ESTIMATION | CAPACITY-FACTOR-V1
USA | United States of America | Freeport LP Pretreatment Facility |  | USA0059145 | 87 | 28.9792 | -95.3069 | Gas |  |  |  | 2019.0 | Freeport LNG Development L.P | U.S. Energy Information Administration | http://www.eia.gov/electricity/data/browser/ | U.S. Energy Information Administration |  | 2019 | [6 empty] | 8.181 | U.S. Energy Information Administration |  |  |  |  | 306.8 | HYDRO-V1 | HYDRO-V1 | HYDRO-V1 | HYDRO-V1 | HYDRO-V1
USA | United States of America | Oyster Creek Unit VIII |  | USA0054676 | 497.9 | 28.9802 | -95.3420 | Gas |  |  |  | 1994.0000000000002 | Dow Chemical Company-Oyster Creek VIII | U.S. Energy Information Administration | http://www.eia.gov/electricity/data/browser/ | U.S. Energy Information Administration | 18598 | 2019 | 2339.97 | 2166.018998 | 2182.646 | 2388.070999 | 2397.656002 | 2190.554002 | 2596.66 | U.S. Energy Information Administration |  |  |  |  | 1755.84 | NO-ESTIMATION | NO-ESTIMATION | NO-ESTIMATION | NO-ESTIMATION | NO-ESTIMATION
USA | United States of America | Freeport Energy Center |  | USA0056152 | 260 | 28.9888 | -95.3954 | Gas |  |  |  | 2007.0 | Dow Chemical Co | U.S. Energy Information Administration | http://www.eia.gov/electricity/data/browser/ | U.S. Energy Information Administration |  | 2019 | 1276.84209 | 1710.73469 | 1434.08681 | 1193.75766 | 1300.78355 | 1434.0431800000001 | 1043.4562 | U.S. Energy Information Administration |  |  |  |  | 916.88 | NO-ESTIMATION | NO-ESTIMATION | NO-ESTIMATION | NO-ESTIMATION | CAPACITY-FACTOR-V1
USA | United States of America | Freeport Energy |  | USA0052120 | 678.1 | 28.9913 | -95.4075 | Gas |  |  |  | 1982.5878189057657 | Olin Blue Cube Operations | U.S. Energy Information Administration | http://www.eia.gov/electricity/data/browser/ | U.S. Energy Information Administration |  | 2019 | 3025.8053900000004 | 2608.3755199999996 | 2797.6616400000003 | 3095.3168 | 2537.3554400000003 | 3972.9990300000004 | 3177.956 | U.S. Energy Information Administration |  |  |  |  | 2391.31 | NO-ESTIMATION | NO-ESTIMATION | NO-ESTIMATION | NO-ESTIMATION | CAPACITY-FACTOR-V1
USA | United States of America | BASF Freeport Works |  | USA0055311 | 92.7 | 29.0020 | -95.3940 | Gas | Cogeneration |  |  | 1998.9999999999998 | BASF Corporation | U.S. Energy Information Administration | http://www.eia.gov/electricity/data/browser/ | U.S. Energy Information Administration | 40830 | 2019 | 509.892 | 502.305 | 559.135 | 568.5120000000001 | 570.2080000000001 | 600.957 | 576.014 | U.S. Energy Information Administration |  |  |  |  | 326.9 | NO-ESTIMATION | NO-ESTIMATION | SOLAR-V1 | SOLAR-V1 | SOLAR-V1
USA | United States of America | Sweeny Cogen Facility |  | USA0055015 | 572 | 29.0728 | -95.7450 | Gas |  |  |  | 1998.0 | Sweeny Cogeneration LP | U.S. Energy Information Administration | http://www.eia.gov/electricity/data/browser/ | U.S. Energy Information Administration | 17885 | 2019 | 2864.4449700000005 | 2968.74096 | 2833.4899600000003 | 3043.54604 | 2694.50502 | 2838.64399 | 2761.24 | U.S. Energy Information Administration |  |  |  |  | 2017.15 | HYDRO-V1 | HYDRO-V1 | HYDRO-V1 | HYDRO-V1 | HYDRO-V1
USA | United States of America | Power Island |  | USA0010154 | 41 | 29.2293 | -95.1952 | Gas |  |  |  | 1985.0 | INEOS USA LLC | U.S. Energy Information Administration | http://www.eia.gov/electricity/data/browser/ | U.S. Energy Information Administration |  | 2019 | 256.97 | 241.77700000000002 | 244.01 | 248.238 | 214.398 | 253.09 | 247.393 | U.S. Energy Information Administration |  |  |  |  | 144.58 | HYDRO-V1 | HYDRO-V1 | HYDRO-V1 | HYDRO-V1 | HYDRO-V1
USA | United States of America | Grand Isle Gas Plant / Treating Station |  | USA0054927 | 9 | 29.2521 | -89.9721 | Gas |  |  |  | 1965.0 | Cox Operating LLC | U.S. Energy Information Administration | http://www.eia.gov/electricity/data/browser/ | U.S. Energy Information Administration | 49161 | 2019 |  | 0.003 | 0.002 | 0.003 | 0.004 | 0.0 | 4.7236 | U.S. Energy Information Administration |  |  |  |  | 31.73 | NO-ESTIMATION | NO-ESTIMATION | NO-ESTIMATION | NO-ESTIMATION | CAPACITY-FACTOR-V1
USA | United States of America | Ascend Performance Materials Texas Inc. |  | USA0010418 | 52.1 | 29.2558 | -95.2103 | Gas |  |  |  | 1999.193857965451 | Ascend Performance Materials | U.S. Energy Information Administration | http://www.eia.gov/electricity/data/browser/ | U.S. Energy Information Administration |  | 2019 | 238.19998999999999 | 231.97647 | 245.13161 | 226.77921 | 206.07941 | 276.229 | 264.139 | U.S. Energy Information Administration |  |  |  |  | 183.73 | WIND-V1 | WIND-V1 | WIND-V1 | WIND-V1 | WIND-V1
USA | United States of America | V H Braunig |  | USA0003612 | 1138 | 29.2567 | -98.3825 | Gas | Oil |  |  | 1977.5571177504394 | City of San Antonio - (TX) | U.S. Energy Information Administration | http://www.eia.gov/electricity/data/browser/ | U.S. Energy Information Administration | 31969 | 2019 | 519.008999 | 278.182001 | 398.540998 | 617.237003 | 455.435 | 577.110001 | 1019.981 | U.S. Energy Information Administration |  |  |  |  | 4013.15 | NO-ESTIMATION | NO-ESTIMATION | NO-ESTIMATION | NO-ESTIMATION | CAPACITY-FACTOR-V1
USA | United States of America | Arthur Von Rosenberg |  | USA0007512 | 575 | 29.2570 | -98.3840 | Gas |  |  |  | 2000.0 | City of San Antonio - (TX) | U.S. Energy Information Administration | http://www.eia.gov/electricity/data/browser/ | U.S. Energy Information Administration | 46318 | 2019 | 1617.112 | 2183.187 | 2743.2650000000003 | 2673.692 | 2356.143 | 3209.697 | 3372.818 | U.S. Energy Information Administration |  |  |  |  | 2027.73 | NO-ESTIMATION | NO-ESTIMATION | NO-ESTIMATION | NO-ESTIMATION | CAPACITY-FACTOR-V1
USA | United States of America | Newgulf Cogen |  | USA0050137 | 101.9 | 29.2639 | -95.8997 | Gas |  |  |  | 1984.0 | Luminant Generation Company LLC | U.S. Energy Information Administration | http://www.eia.gov/electricity/data/browser/ | U.S. Energy Information Administration | 17881 | 2019 | 3.626 | 2.629 | 2.5500000000000003 | 9.325000000000001 | 4.297 | 19.8 | 6.563 | U.S. Energy Information Administration |  |  |  |  | 359.34 | HYDRO-V1 | HYDRO-V1 | HYDRO-V1 | HYDRO-V1 | HYDRO-V1
USA | United States of America | Colorado Bend Energy Center |  | USA0056350 | 580.1 | 29.2878 | -96.0683 | Gas |  |  |  | 2004.0953283916565 | CER Colorado Bend Energy Partners LP | U.S. Energy Information Administration | http://www.eia.gov/electricity/data/browser/ | U.S. Energy Information Administration | 55264 | 2019 | 1738.089 | 1592.1580000000001 | 1563.392 | 2243.512 | 2165.276 | 1759.466 | 2110.465 | U.S. Energy Information Administration |  |  |  |  | 2045.72 | NO-ESTIMATION | NO-ESTIMATION | NO-ESTIMATION | SOLAR-V1 | SOLAR-V1
USA | United States of America | Colorado Bend II |  | USA0060122 | 1230.3 | 29.2894 | -96.0654 | Gas |  |  |  | 2016.9999999999998 | Exelon Power | U.S. Energy Information Administration | http://www.eia.gov/electricity/data/browser/ | U.S. Energy Information Administration |  | 2019 |  |  |  |  | 3120.379 | 4510.963 | 6104.477 | U.S. Energy Information Administration |  |  |  |  | 4338.64 | NO-ESTIMATION | NO-ESTIMATION | SOLAR-V1 | SOLAR-V1 | SOLAR-V1
USA | United States of America | O W Sommers |  | USA0003611 | 892 | 29.3081 | -98.3242 | Gas | Oil |  |  | 1973.0 | City of San Antonio - (TX) | U.S. Energy Information Administration | http://www.eia.gov/electricity/data/browser/ | U.S. Energy Information Administration | 31967 | 2019 | 800.447003 | 470.944004 | 517.210002 | 424.28900300000004 | 421.777999 | 912.4270039999999 | 1108.627 | U.S. Energy Information Administration |  |  |  |  | 3145.63 | NO-ESTIMATION | NO-ESTIMATION | NO-ESTIMATION | SOLAR-V1 | SOLAR-V1
USA | United States of America | Leon Creek |  | USA0003609 | 229.6 | 29.3525 | -98.5761 | Gas |  |  |  | 2004.0 | City of San Antonio - (TX) | U.S. Energy Information Administration | http://www.eia.gov/electricity/data/browser/ | U.S. Energy Information Administration | 31965 | 2019 | 119.69500000000001 | 62.168 | 33.035000000000004 | 64.753 | 97.525 | 201.102 | 165.11 | U.S. Energy Information Administration |  |  |  |  | 809.68 | NO-ESTIMATION | NO-ESTIMATION | NO-ESTIMATION | SOLAR-V1 | SOLAR-V1
USA | United States of America | Green Power 2 |  | USA0055470 | 861 | 29.3781 | -94.9328 | Gas |  |  |  | 2005.451800232288 | South Houston Green Power LLC | U.S. Energy Information Administration | http://www.eia.gov/electricity/data/browser/ | U.S. Energy Information Administration |  | 2019 | 3952.410005 | 4203.596996 | 4356.981003 | 4474.579998 | 4416.905001 | 3900.259999 | 4010.581 | U.S. Energy Information Administration |  |  |  |  | 3036.31 | NO-ESTIMATION | NO-ESTIMATION | NO-ESTIMATION | NO-ESTIMATION | SOLAR-V1
USA | United States of America | Power Station 4 |  | USA0052132 | 191.1 | 29.3782 | -94.9219 | Gas |  |  |  | 1986.0 | South Houston Green Power LLC | U.S. Energy Information Administration | http://www.eia.gov/electricity/data/browser/ | U.S. Energy Information Administration |  | 2019 | 0.0 | 0.0 | 0.0 | 0.0 | 0.0 | 0.0 | 626.717 | U.S. Energy Information Administration |  |  |  |  | 673.91 | WIND-V1 | WIND-V1 | WIND-V1 | WIND-V1 | WIND-V1
USA | United States of America | Texas City Power Plant |  | USA0052088 | 450 | 29.3787 | -94.9438 | Gas |  |  |  | 1987.0 | Texas City Cogeneration LLC | U.S. Energy Information Administration | http://www.eia.gov/electricity/data/browser/ | U.S. Energy Information Administration |  | 2019 | 942.793 | 1036.239 | 960.017 | 870.799 | 787.018 | 955.109 | 1749.994 | U.S. Energy Information Administration |  |  |  |  | 1586.92 | NO-ESTIMATION | NO-ESTIMATION | NO-ESTIMATION | NO-ESTIMATION | NO-ESTIMATION
USA | United States of America | Jack Fusco Energy Center |  | USA0055357 | 675.6 | 29.4731 | -95.6244 | Gas |  |  |  | 2003.0 | Brazos Valley Energy | U.S. Energy Information Administration | http://www.eia.gov/electricity/data/browser/ | U.S. Energy Information Administration | 47205 | 2019 | 2651.7560000000003 | 2417.799 | 3395.454 | 2858.742 | 2321.274 | 2672.723 | 2341.414 | U.S. Energy Information Administration |  |  |  |  | 2382.5 | SOLAR-V1 | SOLAR-V1 | SOLAR-V1 | SOLAR-V1 | SOLAR-V1
USA | United States of America | W.A. Parish Carbon Capture Plant |  | USA0058378 | 102.7 | 29.4753 | -95.6342 | Gas |  |  |  | 2013.0 | Petra Nova Power I LLC | U.S. Energy Information Administration | http://www.eia.gov/electricity/data/browser/ | U.S. Energy Information Administration |  | 2019 | 7.639 | 13.525 | 18.623 | 42.027 | 271.283 | 276.596 | 343.23 | U.S. Energy Information Administration |  |  |  |  | 362.17 | WIND-V1 | WIND-V1 | WIND-V1 | WIND-V1 | WIND-V1
USA | United States of America | Bacliff |  | USA0060264 | 427.2 | 29.4923 | -94.9848 | Gas |  |  |  | 2018.0 | PHR Holdings LLC | U.S. Energy Information Administration | http://www.eia.gov/electricity/data/browser/ | U.S. Energy Information Administration |  | 2019 |  |  |  | 0.0 | 4.3180000000000005 | 67.45100000000001 | 160.376 | U.S. Energy Information Administration |  |  |  |  | 1506.51 | NO-ESTIMATION | NO-ESTIMATION | NO-ESTIMATION | NO-ESTIMATION | CAPACITY-FACTOR-V1
USA | United States of America | Sky Global Power One |  | USA0059938 | 51 | 29.5503 | -96.5378 | Gas |  |  |  | 2016.0 | Sky Global Power One Pledgor LLC | U.S. Energy Information Administration | http://www.eia.gov/electricity/data/browser/ | U.S. Energy Information Administration | 68402 | 2019 |  |  |  | 33.717 | 52.30946 | 46.0 | 26.5 | U.S. Energy Information Administration |  |  |  |  | 179.85 | NO-ESTIMATION | NO-ESTIMATION | NO-ESTIMATION | NO-ESTIMATION | CAPACITY-FACTOR-V1
USA | United States of America | NASA Johnson Space Center CHP |  | USA0062762 | 11.2 | 29.5624 | -95.0893 | Gas |  |  |  | 2018.0 | Energy Systems Group LLC | U.S. Energy Information Administration | http://www.eia.gov/electricity/data/browser/ | U.S. Energy Information Administration |  | 2019 | [5 empty] | 54.021 | 92.782 | U.S. Energy Information Administration |  |  |  |  | 39.49 | NO-ESTIMATION | NO-ESTIMATION | NO-ESTIMATION | NO-ESTIMATION | CAPACITY-FACTOR-V1
USA | United States of America | Houma |  | USA0001439 | 78.9 | 29.5806 | -90.7225 | Gas |  |  |  | 1973.7870722433456 | Terrebonne Parish Consol Gov't | U.S. Energy Information Administration | http://www.eia.gov/electricity/data/browser/ | U.S. Energy Information Administration | 34404 | 2019 | 9.442 | 14.111 | 42.698 | 41.435 | 33.419000000000004 | 33.498 | 61.805 | U.S. Energy Information Administration |  |  |  |  | 278.24 | NO-ESTIMATION | NO-ESTIMATION | NO-ESTIMATION | NO-ESTIMATION | CAPACITY-FACTOR-V1
USA | United States of America | Rio Nogales Power Project |  | USA0055137 | 940.2 | 29.5931 | -97.9732 | Gas |  |  |  | 2001.9999999999998 | City of San Antonio - (TX) | U.S. Energy Information Administration | http://www.eia.gov/electricity/data/browser/ | U.S. Energy Information Administration | 47147 | 2019 | 2344.388 | 3022.355 | 3352.868 | 3079.1859999999997 | 2474.959 | 3115.812 | 4082.241 | U.S. Energy Information Administration |  |  |  |  | 3315.61 | NO-ESTIMATION | NO-ESTIMATION | NO-ESTIMATION | NO-ESTIMATION | CAPACITY-FACTOR-V1
USA | United States of America | Bayou Cogen Plant |  | USA0010298 | 318.4 | 29.6225 | -95.0458 | Gas |  |  |  | 2015.0000000000002 | Air Liquide Large Industries U S LP | U.S. Energy Information Administration | http://www.eia.gov/electricity/data/browser/ | U.S. Energy Information Administration | 20786 | 2019 | 1963.25902 | 1716.90798 | 1731.86199 | 2221.5580400000003 | 2305.08995 | 2204.224 | 2288.739 | U.S. Energy Information Administration |  |  |  |  | 1122.83 | HYDRO-V1 | HYDRO-V1 | HYDRO-V1 | HYDRO-V1 | HYDRO-V1
USA | United States of America | Guadalupe Generating Station |  | USA0055153 | 1088.2 | 29.6244 | -98.1419 | Gas |  |  |  | 2000.3144642528948 | Guadalupe Power Partners LP | U.S. Energy Information Administration | http://www.eia.gov/electricity/data/browser/ | U.S. Energy Information Administration | 46003 | 2019 | 3310.652 | 4451.509 | 6007.216 | 5283.392 | 5018.255 | 5527.011 | 5503.121 | U.S. Energy Information Administration |  |  |  |  | 3837.53 | NO-ESTIMATION | NO-ESTIMATION | NO-ESTIMATION | NO-ESTIMATION | CAPACITY-FACTOR-V1
USA | United States of America | South Energy Center |  | USA0056518 | 11.5 | 29.6383 | -82.3400 | Gas |  |  |  | 2014.1478260869567 | Gainesville Regional Utilities | U.S. Energy Information Administration | http://www.eia.gov/electricity/data/browser/ | U.S. Energy Information Administration | 59129 | 2019 | 0.0 | 0.0 | 0.0 | 0.0 | 0.0 | 52.525999999999996 | 33.431 | U.S. Energy Information Administration |  |  |  |  | 40.55 | WIND-V1 | WIND-V1 | WIND-V1 | WIND-V1 | WIND-V1
USA | United States of America | University of Florida |  | USA0007345 | 54.2 | 29.6403 | -82.3486 | Gas |  |  |  | 1994.0 | Duke Energy Florida LLC | U.S. Energy Information Administration | http://www.eia.gov/electricity/data/browser/ | U.S. Energy Information Administration | 20312 | 2019 | 0.0 | 0.0 | 0.0 | 0.0 | 0.0 | 0.0 | 327.045 | U.S. Energy Information Administration |  |  |  |  | 191.13 | WIND-V1 | WIND-V1 | WIND-V1 | WIND-V1 | WIND-V1
USA | United States of America | John R Kelly |  | USA0000664 | 146.1 | 29.6461 | -82.3208 | Gas | Oil |  |  | 1988.6796714579054 | Gainesville Regional Utilities | U.S. Energy Information Administration | http://www.eia.gov/electricity/data/browser/ | U.S. Energy Information Administration |  | 2019 | 472.805002 | 242.83300000000003 | 0.0 | 0.0 | 546.311002 | 0.0 | 485.352 | U.S. Energy Information Administration |  |  |  |  | 515.22 | WIND-V1 | WIND-V1 | WIND-V1 | WIND-V1 | WIND-V1
USA | United States of America | Friendswood Energy |  | USA0060468 | 121.5 | 29.6473 | -95.4515 | Gas |  |  |  | 2018.0 | Friendswood Energy Genco LLC | U.S. Energy Information Administration | http://www.eia.gov/electricity/data/browser/ | U.S. Energy Information Administration |  | 2019 | [5 empty] | 23.311 | 70.635 | U.S. Energy Information Administration |  |  |  |  | 428.46 | NO-ESTIMATION | NO-ESTIMATION | NO-ESTIMATION | NO-ESTIMATION | CAPACITY-FACTOR-V1
USA | United States of America | Alliance Refinery |  | USA0052031 | 25 | 29.6833 | -89.9750 | Gas |  |  |  | 1985.68 | Phillips 66 | U.S. Energy Information Administration | http://www.eia.gov/electricity/data/browser/ | U.S. Energy Information Administration | 14851 | 2019 | 0.0 | 0.0 | 0.0 | 0.0 | 0.0 | 0.0 | 14.5791 | U.S. Energy Information Administration |  |  |  |  | 88.16 | HYDRO-V1 | HYDRO-V1 | HYDRO-V1 | HYDRO-V1 | HYDRO-V1
USA | United States of America | LEPA Unit No. 1 |  | USA0058478 | 74.1 | 29.6911 | -91.1928 | Gas |  |  |  | 2016.0000000000002 | Louisiana Energy & Power Authority | U.S. Energy Information Administration | http://www.eia.gov/electricity/data/browser/ | U.S. Energy Information Administration |  | 2019 |  |  |  |  | 227.69 | 301.553 | 158.211 | U.S. Energy Information Administration |  |  |  |  | 261.31 | SOLAR-V1 | SOLAR-V1 | SOLAR-V1 | SOLAR-V1 | SOLAR-V1
USA | United States of America | San Jacinto Steam Electric Station |  | USA0007325 | 176.4 | 29.6948 | -95.0406 | Gas |  |  |  | 1995.0 | NRG Texas Power LLC | U.S. Energy Information Administration | http://www.eia.gov/electricity/data/browser/ | U.S. Energy Information Administration | 22405 | 2019 | 908.371 | 825.179 | 900.26 | 974.299 | 940.147 | 1063.319 | 1034.1 | U.S. Energy Information Administration |  |  |  |  | 622.07 | NO-ESTIMATION | NO-ESTIMATION | NO-ESTIMATION | NO-ESTIMATION | CAPACITY-FACTOR-V1
USA | United States of America | Texas Petrochemicals |  | USA0050229 | 35 | 29.6981 | -95.2547 | Gas |  |  |  | 1972.0 | TPC Group LLC | U.S. Energy Information Administration | http://www.eia.gov/electricity/data/browser/ | U.S. Energy Information Administration |  | 2019 | 185.91700300000002 | 209.702005 | 211.00500000000002 | 178.55299800000003 | 203.633003 | 232.243999 | 215.882 | U.S. Energy Information Administration |  |  |  |  | 123.42 | NO-ESTIMATION | NO-ESTIMATION | NO-ESTIMATION | NO-ESTIMATION | NO-ESTIMATION
USA | United States of America | Exelon LaPorte Generating Station |  | USA0055365 | 236 | 29.7028 | -95.0718 | Gas |  |  |  | 2001.0 | LaPorte Power LLC | U.S. Energy Information Administration | http://www.eia.gov/electricity/data/browser/ | U.S. Energy Information Administration |  | 2019 | 101.474 | 84.621 | 78.947 | 94.657 | 78.775 | 50.643 | 108.099 | U.S. Energy Information Administration |  |  |  |  | 832.25 | NO-ESTIMATION | NO-ESTIMATION | NO-ESTIMATION | NO-ESTIMATION | CAPACITY-FACTOR-V1
USA | United States of America | TECO CHP-1 |  | USA0057504 | 48 | 29.7035 | -95.3983 | Gas |  |  |  | 2010.0 | Texas Medical Center Central | U.S. Energy Information Administration | http://www.eia.gov/electricity/data/browser/ | U.S. Energy Information Administration |  | 2019 | 71.22 | 77.455 | 42.506 | 55.607 | 53.77 | 74.235 | 70.539 | U.S. Energy Information Administration |  |  |  |  | 169.27 | NO-ESTIMATION | NO-ESTIMATION | NO-ESTIMATION | NO-ESTIMATION | CAPACITY-FACTOR-V1
USA | United States of America | The Methodist Hospital Gas Turbine |  | USA0059381 | 5 | 29.7094 | -95.4003 | Gas |  |  |  | 2010.0 | The Methodist Hospital | U.S. Energy Information Administration | http://www.eia.gov/electricity/data/browser/ | U.S. Energy Information Administration |  | 2019 | 28.00448 | 26.458000000000002 | 29.246000000000002 | 30.12 | 31.024 | 28.434 | 28.5043 | U.S. Energy Information Administration |  |  |  |  | 17.63 | NO-ESTIMATION | NO-ESTIMATION | NO-ESTIMATION | NO-ESTIMATION | CAPACITY-FACTOR-V1
USA | United States of America | Deer Park Energy Center |  | USA0055464 | 1176 | 29.7134 | -95.1345 | Gas |  |  |  | 2005.2244897959183 | Deer Park Energy Center | U.S. Energy Information Administration | http://www.eia.gov/electricity/data/browser/ | U.S. Energy Information Administration | 47867 | 2019 | 5549.942 | 6184.816000000001 | 7053.327 | 6727.820000000001 | 6732.275000000001 | 6891.97 | 6809.47 | U.S. Energy Information Administration |  |  |  |  | 4147.15 | SOLAR-V1 | SOLAR-V1 | SOLAR-V1 | SOLAR-V1 | SOLAR-V1
USA | United States of America | Channel Energy Center LLC |  | USA0055299 | 923.8 | 29.7189 | -95.2319 | Gas |  |  |  | 2004.479541026196 | Channel Energy Center LLC | U.S. Energy Information Administration | http://www.eia.gov/electricity/data/browser/ | U.S. Energy Information Administration | 46114 | 2019 | 2385.152962 | 3047.4389950000004 | 4705.77398 | 4274.50802 | 4292.77903 | 4142.357972 | 4176.244 | U.S. Energy Information Administration |  |  |  |  | 3257.77 | NO-ESTIMATION | NO-ESTIMATION | NO-ESTIMATION | NO-ESTIMATION | SOLAR-V1
USA | United States of America | Rice University |  | USA0050054 | 6.9 | 29.7210 | -95.3954 | Gas |  |  |  | 1987.6521739130433 | Rice University | U.S. Energy Information Administration | http://www.eia.gov/electricity/data/browser/ | U.S. Energy Information Administration | 31375 | 2019 | 27.4155 | 5.94664 | 20.39478 | 5.94664 | 26.5972 | 28.831599999999998 | 19.5843 | U.S. Energy Information Administration |  |  |  |  | 24.33 | NO-ESTIMATION | NO-ESTIMATION | NO-ESTIMATION | NO-ESTIMATION | CAPACITY-FACTOR-V1
USA | United States of America | Shell Deer Park |  | USA0050304 | 268.2 | 29.7232 | -95.1289 | Gas | Other |  |  | 1989.523489932886 | Shell Oil Co-Deer Park | U.S. Energy Information Administration | http://www.eia.gov/electricity/data/browser/ | U.S. Energy Information Administration | 32543 | 2019 | 1175.41 | 1262.5140310000002 | 1525.084 | 1516.199 | 1423.42324 | 1373.029 | 1447.136 | U.S. Energy Information Administration |  |  |  |  | 945.8 | HYDRO-V1 | HYDRO-V1 | HYDRO-V1 | HYDRO-V1 | HYDRO-V1
USA | United States of America | Pasadena Cogeneration |  | USA0055047 | 815 | 29.7248 | -95.1765 | Gas |  |  |  | 1999.361963190184 | Pasadena Cogeneration LP | U.S. Energy Information Administration | http://www.eia.gov/electricity/data/browser/ | U.S. Energy Information Administration |  | 2019 | 3999.197 | 4156.219 | 4731.147000000001 | 4840.544 | 4042.848 | 3957.1810000000005 | 4255.293 | U.S. Energy Information Administration |  |  |  |  | 2874.09 | NO-ESTIMATION | NO-ESTIMATION | NO-ESTIMATION | NO-ESTIMATION | CAPACITY-FACTOR-V1
USA | United States of America | Westhollow Technology Center |  | USA0054330 | 3.7 | 29.7260 | -95.6382 | Gas |  |  |  | 1988.0 | Shell Chemical LP | U.S. Energy Information Administration | http://www.eia.gov/electricity/data/browser/ | U.S. Energy Information Administration | 32548 | 2019 | 27.6262 | 24.4069 | 29.03348 | 25.55644 | 21.66682 | 12.94384 | 4.508 | U.S. Energy Information Administration |  |  |  |  | 13.04 | HYDRO-V1 | HYDRO-V1 | HYDRO-V1 | HYDRO-V1 | HYDRO-V1
USA | United States of America | Houston Chemical Complex Battleground |  | USA0050043 | 380.7 | 29.7314 | -95.0839 | Gas |  |  |  | 1987.1292356185972 | Oxy Vinyls LP | U.S. Energy Information Administration | http://www.eia.gov/electricity/data/browser/ | U.S. Energy Information Administration | 28684 | 2019 | 1749.664999 | 1855.695001 | 1934.059001 | 1798.650998 | 1850.163999 | 1768.001999 | 1733.15 | U.S. Energy Information Administration |  |  |  |  | 1342.53 | HYDRO-V1 | HYDRO-V1 | HYDRO-V1 | HYDRO-V1 | HYDRO-V1
USA | United States of America | Cedar Bayou |  | USA0003460 | 1530 | 29.7500 | -94.9256 | Gas |  |  |  | 1971.5 | NRG Texas Power LLC | U.S. Energy Information Administration | http://www.eia.gov/electricity/data/browser/ | U.S. Energy Information Administration | 22391 | 2019 | 1232.281 | 1313.92 | 2342.859 | 1447.075 | 1692.521 | 1437.763 | 2185.549 | U.S. Energy Information Administration |  |  |  |  | 5395.53 | NO-ESTIMATION | NO-ESTIMATION | NO-ESTIMATION | NO-ESTIMATION | CAPACITY-FACTOR-V1
USA | United States of America | Cedar Bayou 4 |  | USA0056806 | 535.5 | 29.7516 | -94.9231 | Gas |  |  |  | 2009.0 | NRG Cedar Bayou Development Company LLC | U.S. Energy Information Administration | http://www.eia.gov/electricity/data/browser/ | U.S. Energy Information Administration | 22391 | 2019 | 1037.4540000000002 | 1048.105 | 1300.541 | 1249.776 | 1430.973 | 623.34 | 618.632 | U.S. Energy Information Administration |  |  |  |  | 1888.43 | NO-ESTIMATION | NO-ESTIMATION | NO-ESTIMATION | NO-ESTIMATION | CAPACITY-FACTOR-V1
USA | United States of America | ExxonMobil Baytown Refinery |  | USA0010436 | 177.3 | 29.7535 | -94.9973 | Gas | Cogeneration |  |  | 1980.677382966723 | Exxon Mobil Refining and Supply Co. | U.S. Energy Information Administration | http://www.eia.gov/electricity/data/browser/ | U.S. Energy Information Administration | 19862 | 2019 | 1010.7040000000001 | 1077.8700000000001 | 1052.778 | 1067.7953 | 1034.0040000000001 | 1109.027 | 1015.917 | U.S. Energy Information Administration |  |  |  |  | 625.24 | HYDRO-V1 | HYDRO-V1 | HYDRO-V1 | HYDRO-V1 | HYDRO-V1
USA | United States of America | ExxonMobil Baytown Turbine |  | USA0010692 | 381.8 | 29.7591 | -95.0096 | Gas |  |  |  | 1997.9366160293348 | Exxon Mobil Refining and Supply Co. | U.S. Energy Information Administration | http://www.eia.gov/electricity/data/browser/ | U.S. Energy Information Administration |  | 2019 | 2486.035 | 2698.503 | 2837.0460000000003 | 2712.663 | 2612.463 | 2657.67 | 2566.589 | U.S. Energy Information Administration |  |  |  |  | 1346.41 | NO-ESTIMATION | NO-ESTIMATION | NO-ESTIMATION | NO-ESTIMATION | CAPACITY-FACTOR-V1
USA | United States of America | Baytown Energy Center |  | USA0055327 | 932.9 | 29.7731 | -94.9019 | Gas |  |  |  | 2001.9999999999998 | Baytown Energy Center LLC | U.S. Energy Information Administration | http://www.eia.gov/electricity/data/browser/ | U.S. Energy Information Administration | 46089 | 2019 | 3596.2200000000003 | 3461.077 | 3954.472 | 4565.071 | 4085.321 | 4294.527 | 4721.93 | U.S. Energy Information Administration |  |  |  |  | 3289.86 | NO-ESTIMATION | NO-ESTIMATION | NO-ESTIMATION | NO-ESTIMATION | CAPACITY-FACTOR-V1
USA | United States of America | Hays Energy Project |  | USA0055144 | 989 | 29.7806 | -97.9894 | Gas |  |  |  | 2002.0 | Hays Energy LLC | U.S. Energy Information Administration | http://www.eia.gov/electricity/data/browser/ | U.S. Energy Information Administration | 46198 | 2019 | 2633.954 | 2399.094 | 4543.717 | 3964.13 | 2715.175 | 3060.201 | 3119.338 | U.S. Energy Information Administration |  |  |  |  | 3487.7 | NO-ESTIMATION | NO-ESTIMATION | NO-ESTIMATION | NO-ESTIMATION | CAPACITY-FACTOR-V1
USA | United States of America | Oak Point Cogen |  | USA0055857 | 23.5 | 29.8120 | -90.0084 | Gas |  |  |  | 1999.0000000000002 | Chevron Oronite Co LLC | U.S. Energy Information Administration | http://www.eia.gov/electricity/data/browser/ | U.S. Energy Information Administration | 56001 | 2019 | 92.365 | 90.766 | 88.538 | 95.337 | 96.44 | 96.861 | 97.862 | U.S. Energy Information Administration |  |  |  |  | 82.87 | NO-ESTIMATION | NO-ESTIMATION | NO-ESTIMATION | NO-ESTIMATION | CAPACITY-FACTOR-V1
USA | United States of America | Optim Energy Altura Cogen LLC |  | USA0050815 | 643.6 | 29.8161 | -95.1077 | Gas |  |  |  | 1987.125233064015 | Optim Energy LLC | U.S. Energy Information Administration | http://www.eia.gov/electricity/data/browser/ | U.S. Energy Information Administration | 18351 | 2019 | 2801.3450000000003 | 2988.908 | 3091.3540000000003 | 2937.926 | 2984.536 | 2990.0750000000003 | 3209.121 | U.S. Energy Information Administration |  |  |  |  | 2269.65 | WIND-V1 | WIND-V1 | WIND-V1 | WIND-V1 | WIND-V1
USA | United States of America | Teche |  | USA0001400 | 390.7 | 29.8222 | -91.5425 | Gas | Oil |  |  | 1975.320450473509 | Cleco Power LLC | U.S. Energy Information Administration | http://www.eia.gov/electricity/data/browser/ | U.S. Energy Information Administration | 15877 | 2019 | 427.84200000000004 | 131.763 | 92.085 | 233.763 | 712.956 | 887.619 | 990.602 | U.S. Energy Information Administration |  |  |  |  | 1377.8 | NO-ESTIMATION | NO-ESTIMATION | NO-ESTIMATION | NO-ESTIMATION | CAPACITY-FACTOR-V1
USA | United States of America | Greens Bayou |  | USA0003464 | 432 | 29.8222 | -95.2194 | Gas |  |  |  | 1977.0 | NRG Texas Power LLC | U.S. Energy Information Administration | http://www.eia.gov/electricity/data/browser/ | U.S. Energy Information Administration | 22394 | 2019 | 65.092 | 80.024 | 0.0 | 0.0 | 0.0 | 0.0 | 158.574 | U.S. Energy Information Administration |  |  |  |  | 1523.44 | NO-ESTIMATION | NO-ESTIMATION | NO-ESTIMATION | NO-ESTIMATION | CAPACITY-FACTOR-V1
USA | United States of America | Enterprise Products Operating |  | USA0010261 | 20.7 | 29.8247 | -94.9197 | Gas |  |  |  | 1994.0434782608695 | Enterprise Products Optg LP | U.S. Energy Information Administration | http://www.eia.gov/electricity/data/browser/ | U.S. Energy Information Administration |  | 2019 | 178.568 | 168.013 | 185.786 | 171.929 | 157.213 | 153.326 | 154.294 | U.S. Energy Information Administration |  |  |  |  | 72.99 | NO-ESTIMATION | NO-ESTIMATION | NO-ESTIMATION | NO-ESTIMATION | CAPACITY-FACTOR-V1
USA | United States of America | Channelview Cogeneration Plant |  | USA0055187 | 918.3 | 29.8370 | -95.1217 | Gas |  |  |  | 2001.790809103779 | EIF Channelview Cogeneration LLC | U.S. Energy Information Administration | http://www.eia.gov/electricity/data/browser/ | U.S. Energy Information Administration | 45902 | 2019 | 6280.848 | 6008.305 | 4534.208 | 5823.028 | 5104.662 | 5347.392 | 5536.983 | U.S. Energy Information Administration |  |  |  |  | 3238.38 | NO-ESTIMATION | NO-ESTIMATION | NO-ESTIMATION | NO-ESTIMATION | CAPACITY-FACTOR-V1
USA | United States of America | Mont Belvieu Cogeneration Unit |  | USA0057322 | 15 | 29.8381 | -94.9007 | Gas |  |  |  | 2009.0 | Targa Co-Generation LLC | U.S. Energy Information Administration | http://www.eia.gov/electricity/data/browser/ | U.S. Energy Information Administration | 36295 | 2019 | 103.535 | 109.539 | 106.541 | 102.471 | 91.261 | 89.45700000000001 | 94.0575 | U.S. Energy Information Administration |  |  |  |  | 52.89 | NO-ESTIMATION | NO-ESTIMATION | NO-ESTIMATION | NO-ESTIMATION | CAPACITY-FACTOR-V1
USA | United States of America | Air Products Port Arthur |  | USA0055309 | 169.1 | 29.8665 | -93.9651 | Gas |  |  |  | 2006.0236546422232 | Air Products LLC | U.S. Energy Information Administration | http://www.eia.gov/electricity/data/browser/ | U.S. Energy Information Administration | 57836 | 2019 |  | 747.815996 |  | 830.64 | 1007.139 | 1208.391 | 1053.778 | U.S. Energy Information Administration |  |  |  |  | 596.33 | NO-ESTIMATION | NO-ESTIMATION | NO-ESTIMATION | NO-ESTIMATION | SOLAR-V1
USA | United States of America | Chamon Power LLC |  | USA0060460 | 121 | 29.8832 | -95.1113 | Gas |  |  |  | 2017.0 | Peaker Power LLC | U.S. Energy Information Administration | http://www.eia.gov/electricity/data/browser/ | U.S. Energy Information Administration |  | 2019 |  |  |  |  | 5.64 | 45.857 | 61.604 | U.S. Energy Information Administration |  |  |  |  | 426.7 | NO-ESTIMATION | NO-ESTIMATION | NO-ESTIMATION | NO-ESTIMATION | CAPACITY-FACTOR-V1
USA | United States of America | Motiva Enterprises Port Arthur Refinery |  | USA0050973 | 276.8 | 29.8885 | -93.9510 | Gas |  |  |  | 1996.5614161849708 | Motiva Enterprises LLC | U.S. Energy Information Administration | http://www.eia.gov/electricity/data/browser/ | U.S. Energy Information Administration | 33582 | 2019 | 1682.75305 | 1656.1471000000001 | 1766.0551300000002 | 1745.8533199999997 | 1763.2755300000001 | 1784.18544 | 1837.2519 | U.S. Energy Information Administration |  |  |  |  | 976.13 | SOLAR-V1 | SOLAR-V1 | SOLAR-V1 | SOLAR-V1 | SOLAR-V1
USA | United States of America | T H Wharton |  | USA0003469 | 1189.9 | 29.9417 | -95.5306 | Gas |  |  |  | 1973.7881334565932 | NRG Texas Power LLC | U.S. Energy Information Administration | http://www.eia.gov/electricity/data/browser/ | U.S. Energy Information Administration | 22409 | 2019 | 262.502 | 282.736 | 782.64 | 490.79600000000005 | 437.03200000000004 | 572.456 | 928.191 | U.S. Energy Information Administration |  |  |  |  | 4196.17 | NO-ESTIMATION | SOLAR-V1 | SOLAR-V1 | SOLAR-V1 | SOLAR-V1
USA | United States of America | Domino Sugar Arabi Plant |  | USA0054512 | 14 | 29.9468 | -90.0018 | Gas |  |  |  | 1968.2857142857142 | American Sugar Refining Inc. | U.S. Energy Information Administration | http://www.eia.gov/electricity/data/browser/ | U.S. Energy Information Administration | 13244 | 2019 | 38.66711 | 42.130010000000006 | 42.755660000000006 | 42.80998 | 39.28112 | 41.51309 | 43.4492 | U.S. Energy Information Administration |  |  |  |  | 49.37 | SOLAR-V1 | SOLAR-V1 | SOLAR-V1 | SOLAR-V1 | SOLAR-V1
USA | United States of America | Nine Mile Point |  | USA0001403 | 2439.7 | 29.9472 | -90.1458 | Gas | Oil |  |  | 1983.4475140386116 | Entergy Louisiana LLC | U.S. Energy Information Administration | http://www.eia.gov/electricity/data/browser/ | U.S. Energy Information Administration |  | 2019 | 0.0 | 0.0 | 8828.456986000001 | 9202.805054 | 0.0 | 9256.075932 | 9832.527 | U.S. Energy Information Administration |  |  |  |  | 8603.59 | NO-ESTIMATION | NO-ESTIMATION | NO-ESTIMATION | NO-ESTIMATION | CAPACITY-FACTOR-V1
USA | United States of America | NAFTA Region Olefins Complex Cogen Fac |  | USA0055122 | 83.2 | 29.9543 | -93.8836 | Gas |  |  |  | 2001.0 | BASF Corp | U.S. Energy Information Administration | http://www.eia.gov/electricity/data/browser/ | U.S. Energy Information Administration | 64021 | 2019 | 518.16814 | 542.39472 | 571.2165200000001 | 527.4614799999999 | 570.16008 | 519.98016 | 389.647 | U.S. Energy Information Administration |  |  |  |  | 293.4 | SOLAR-V1 | SOLAR-V1 | SOLAR-V1 | SOLAR-V1 | SOLAR-V1
USA | United States of America | JCO Oxides Olefins Plant |  | USA0054637 | 77.2 | 29.9635 | -93.9297 | Gas |  |  |  | 1991.9999999999998 | Indorama Ventures | U.S. Energy Information Administration | http://www.eia.gov/electricity/data/browser/ | U.S. Energy Information Administration |  | 2019 | 494.86 | 525.863 | 439.94 | 502.658 | 595.6 | 525.474 | 563.341 | U.S. Energy Information Administration |  |  |  |  | 272.24 | HYDRO-V1 | HYDRO-V1 | HYDRO-V1 | HYDRO-V1 | HYDRO-V1
USA | United States of America | Port Arthur Texas Refinery |  | USA0010568 | 38.4 | 29.9649 | -93.8913 | Gas |  |  |  | 1988.0 | Total Petrochemicals USA Inc | U.S. Energy Information Administration | http://www.eia.gov/electricity/data/browser/ | U.S. Energy Information Administration |  | 2019 | 275.588 | 229.81300000000002 | 268.47700000000003 | 280.236 | 182.08700000000002 | 264.994 | 255.058 | U.S. Energy Information Administration |  |  |  |  | 135.41 | NO-ESTIMATION | NO-ESTIMATION | NO-ESTIMATION | NO-ESTIMATION | NO-ESTIMATION
USA | United States of America | Goodyear Beaumont Chemical Plant |  | USA0054321 | 34.8 | 29.9728 | -94.2142 | Gas | Oil |  |  | 1993.8965517241384 | Goodyear Tire & Rubber Co | U.S. Energy Information Administration | http://www.eia.gov/electricity/data/browser/ | U.S. Energy Information Administration | 21178 | 2019 | 238.39422000000002 | 232.60791 | 234.22829999999996 | 230.52499999999998 | 209.91400000000002 | 221.99599999999998 | 227.951 | U.S. Energy Information Administration |  |  |  |  | 122.72 | NO-ESTIMATION | NO-ESTIMATION | NO-ESTIMATION | NO-ESTIMATION | CAPACITY-FACTOR-V1
USA | United States of America | Port Neches Plant |  | USA0054748 | 38 | 29.9788 | -93.9523 | Gas |  |  |  | 1994.0 | Air Liquide Large Industries U.S. LP | U.S. Energy Information Administration | http://www.eia.gov/electricity/data/browser/ | U.S. Energy Information Administration | 12508 | 2019 | 273.244 | 249.697 | 268.533 | 263.91700000000003 | 271.043 | 178.291 | 264.252 | U.S. Energy Information Administration |  |  |  |  | 134 | WIND-V1 | WIND-V1 | WIND-V1 | WIND-V1 | WIND-V1
USA | United States of America | Dow St Charles Operations |  | USA0050152 | 323.6 | 29.9861 | -90.4414 | Gas |  |  |  | 1997.9270704573544 | Dow Chemical Co - St Charles | U.S. Energy Information Administration | http://www.eia.gov/electricity/data/browser/ | U.S. Energy Information Administration |  | 2019 | 1945.8410000000001 | 1999.979003 | 1964.772001 | 2045.295 | 1977.3250030000002 | 1980.788996 | 2086.3699 | U.S. Energy Information Administration |  |  |  |  | 1141.17 | NO-ESTIMATION | NO-ESTIMATION | NO-ESTIMATION | NO-ESTIMATION | CAPACITY-FACTOR-V1
USA | United States of America | Taft Cogeneration Facility |  | USA0055089 | 894.2 | 29.9888 | -90.4599 | Gas |  |  |  | 2001.9999999999998 | Occidental Chemical Corporation | U.S. Energy Information Administration | http://www.eia.gov/electricity/data/browser/ | U.S. Energy Information Administration | 47184 | 2019 | 5172.800961999999 | 5428.4309459999995 | 4847.005949 | 5810.8489389999995 | 5519.573026 | 5289.831986 | 5773.776 | U.S. Energy Information Administration |  |  |  |  | 3153.39 | NO-ESTIMATION | NO-ESTIMATION | NO-ESTIMATION | SOLAR-V1 | SOLAR-V1
USA | United States of America | Waterford 1 & 2 |  | USA0008056 | 932 | 29.9989 | -90.4768 | Gas | Oil |  |  | 1976.4957081545065 | Entergy Louisiana LLC | U.S. Energy Information Administration | http://www.eia.gov/electricity/data/browser/ | U.S. Energy Information Administration | 25137 | 2019 | 963.569002 | 1232.649038 | 1341.066986 | 843.866001 | 829.1809999999999 | 1613.666 | 673.009 | U.S. Energy Information Administration |  |  |  |  | 3286.69 | NO-ESTIMATION | NO-ESTIMATION | NO-ESTIMATION | NO-ESTIMATION | CAPACITY-FACTOR-V1