## SI
Table S1: Direct Landfill (LF) w/o LFG capture
| Parameter |  | Quantity | Units | Reference
Wet weight of final residues
| TSf/TSi |  | 1 | Fraction | Assumed
| MCf |  | 80% | Fraction | Assumed
| WSf/TSi |  | 5 | Fraction | Eq. 1
Net energy balance
| Eelec,out |  | 0 | kWh/t TS | N/A; No electricity production
| VSLF |  | 80% | % | Zhao et al. 2019
| RLFG |  | 0% | % | N/A; No LFG capture
| ELFG |  | 0 | kWh/t TS | Eq. 5 & 6
| Eelec,in | Belt press dewatering to 80% MC | 60 | kWh/t TS | Hao et al. 2020, Figure 1
| Eprod |  | 0 | kWh/t TS | N/A; No end products
| Ediesel |  | 677.0752 | kWh/t TS | Eq. 4
| ENG,in |  | 0 | MMBtu/t TS | N/A; No NG imports
| ENET |  | -876.2287 | kWh/t TS | Eq. 2
Net CO2e emissions
| CO2eLFG,rel |  | 5000 | kg CO2/t TS | Eq. 5 & 9
| TSf,LA/TSi |  | 0 | Fraction | N/A; No land-applied residues
| CO2eN2O,LA |  | 0 | kg CO2/t TS | Eq. 10
| TSINC/TSi |  | 0 | Fraction | N/A; No incinerated residues
| CO2eN2O,inc |  | 0 | kg CO2/t TS | Eq. 11
| CO2edisp, fuels |  | 0 | kg CO2/t TS | Eq. 12
| CO2edisp, fertilizers |  | 0 | kg CO2/t TS | N/A; No land-applied residues
| CO2eNET |  | 5332.2263 | kg CO2/t TS | Eq. 7
CAPEX
| Belt press dewatering equipment |  | 35000 | USD/t TS·d (FY 2018) | Hao et al. 2020, Table S3
| 2018-19 rate of inflation |  | 2.3% | % | US Bureau of Labor Statistics
| CAPEX converted to FY 2019 |  | 35805 | USD/t TS·d (FY 2019)
Net Operating Profit
| OPEX |  | 22 | USD/t TS (FY 2018) | Hao et al. 2020, Table S3
| 2018-19 rate of inflation |  | 2.3% | % | US Bureau of Labor Statistics
| OPEX converted to FY 2019 |  | 22.506 | USD/t TS (FY 2019)
| TDC |  | 288.0966 | USD/t TS | Eq. 15
| Revenue from end-products |  | 0 | USD/t TS | N/A; Not product sale
| Net Operating Profit |  | -310.6026 | USD/t TS | Eq. 14
Technology Readiness Level
| TRL |  | 9 |  | Actual system "proven" through successful system and/or mission operations
Table S2: Direct Landfill w/ LFG capture (LF_LFG)
| Parameter |  | Quantity | Units | Reference
Wet weight of final residues
| TSf/TSi |  | 1 | Fraction | Assumed
| MCf |  | 80% | Fraction | Assumed
| WSf/TSi |  | 5 | Fraction | Eq. 1
Net energy balance
| Eelec,out |  | 0 | kWh/t TS | N/A; No electricity production
| VSLF |  | 80% | % | Zhao et al. 2019
| RLFG |  | 80% | % | Zhao et al. 2019
| ELFG |  | 1223.3956 | kWh/t TS | Eq. 5 & 6
| Eelec,in | Belt press dewatering to 80% MC | 60 | kWh/t TS | Hao et al. 2020, Figure 1
| Eprod |  | 0 | kWh/t TS | N/A; No end products
| Ediesel |  | 677.0752 | kWh/t TS | Eq. 4
| ENG,in |  | 0 | MMBtu/t TS | N/A; No NG imports
| ENET |  | 423.3932 | kWh/t TS | Eq. 2
Net CO2e emissions
| CO2eLFG,rel |  | 1000 | kg CO2/t TS | Eq. 5 & 9
| TSf,LA/TSi |  | 0 | Fraction | N/A; No land-applied residues
| CO2eN2O,LA |  | 0 | kg CO2/t TS | Eq. 10
| TSINC/TSi |  | 0 | Fraction | N/A; No incinerated residues
| CO2eN2O,inc |  | 0 | kg CO2/t TS | Eq. 11
| CO2edisp, fuels |  | 0 | kg CO2/t TS | Eq. 12
| CO2edisp, fertilizers |  | 0 | kg CO2/t TS | N/A; No land-applied residues
| CO2eNET |  | 825.8606 | kg CO2/t TS | Eq. 7
CAPEX
| Belt press dewatering equipment |  | 35000 | USD/t TS·d (FY 2018) | Hao et al. 2020, Table S3
| 2018-19 rate of inflation |  | 2.3% | % | US Bureau of Labor Statistics
| CAPEX converted to FY 2019 |  | 35805 | USD/t TS·d (FY 2019)
Net Operating Profit
| OPEX |  | 22 | USD/t TS (FY 2018) | Hao et al. 2020, Table S3
| 2018-19 rate of inflation |  | 2.3% | % | US Bureau of Labor Statistics
| OPEX converted to FY 2019 |  | 22.506 | USD/t TS (FY 2019)
| TDC |  | 288.0966 | USD/t TS | Eq. 15
| Revenue from end-products |  | 0 | USD/t TS | N/A; Not product sale
| Net Operating Profit |  | -310.6026 | USD/t TS | Eq. 14
Technology Readiness Level
| TRL |  | 9 |  | Actual system "proven" through successful system and/or mission operations
Table S3: Thermal Drying - Landfill (TD-LF)
| Parameter |  | Quantity | Units | Reference
Wet weight of final residues
| TSf/TSi |  | 1 | Fraction | Assumed
| MCf |  | 50% | Fraction | Assumed
| WSf/TSi |  | 2 | Fraction | Eq. 1
Net energy balance
| Eelec,out |  | 0 | kWh/t TS | N/A; No electricity production
| VSLF |  | 80% | % | Zhao et al. 2019
| RLFG |  | 0% | % | Zhao et al. 2019
| ELFG |  | 0 | kWh/t TS | Eq. 5 & 6
| Eelec,in | Belt press dewatering to 80% MC | 60 | kWh/t TS | Hao et al. 2020, Figure 1
| Eprod |  | 0 | kWh/t TS | N/A; No end products
| Ediesel |  | 270.8301 | kWh/t TS | Eq. 4
| ENG,in |  | 2500 | kWh/t TS | Hao et al. 2020, Figure 1
| ENG,in |  | 8.53 | MMBtu/t TS | Converstion from kWh to MMBtu
| ENET |  | -3035.7934 | kWh/t TS | Eq. 2
Net CO2e emissions
| CO2eLFG,rel |  | 5000 | kg CO2/t TS | Eq. 5 & 9
| TSf,LA/TSi |  | 0 | Fraction | N/A; No land-applied residues
| CO2eN2O,LA |  | 0 | kg CO2/t TS | Eq. 10
| TSINC/TSi |  | 0 | Fraction | N/A; No incinerated residues
| CO2eN2O,inc |  | 0 | kg CO2/t TS | Eq. 11
| CO2edisp, fuels |  | 0 | kg CO2/t TS | Eq. 12
| CO2edisp, fertilizers |  | 0 | kg CO2/t TS | N/A; No land-applied residues
| CO2eNET |  | 6232.791 | kg CO2/t TS | Eq. 7
CAPEX
| Belt press dewatering equipment |  | 35000 | USD/t TS·d (FY 2018) | Hao et al. 2020, Table S3
| Thermal drying equipment |  | 220000 | USD/t TS·d (FY 2018) | Hao et al. 2020, Table S3
| Total CAPEX |  | 255000 | USD/t TS·d (FY 2018) | Calculated
| 2018-19 rate of inflation |  | 2.3% | % | US Bureau of Labor Statistics
| CAPEX converted to FY 2019 |  | 260865 | USD/t TS·d (FY 2019)
Net Operating Profit
OPEX
|  | Belt press dewatering to 80% MC | 22 | USD/t TS (FY 2018) | Hao et al. 2020, Table S3
|  | Thermal drying | 147 | USD/t TS (FY 2018) | Hao et al. 2020, Table S3
|  | Total OPEX | 169 | USD/t TS (FY 2018)
| 2018-19 rate of inflation |  | 2.3% | % | US Bureau of Labor Statistics
| OPEX converted to FY 2019 |  | 172.887 | USD/t TS (FY 2019)
| TDC |  | 115.2386 | USD/t TS | Eq. 15
| Revenue from end-products |  | 0 | USD/t TS | N/A; Not product sale
| Net Operating Profit |  | -288.1256 | USD/t TS | Eq. 14
Technology Readiness Level
| TRL |  | 9 |  | Actual system "proven" through successful system and/or mission operations
Table S4: Thermal Drying - Landfill w/ Landfill gas collection (TD-LF_LFG)
| Parameter |  | Quantity | Units | Reference
Wet weight of final residues
| TSf/TSi |  | 1 | Fraction | Assumed
| MCf |  | 50% | Fraction | Assumed
| WSf/TSi |  | 2 | Fraction | Eq. 1
Net energy balance
| Eelec,out |  | 0 | kWh/t TS | N/A; No electricity production
| VSLF |  | 80% | % | Zhao et al. 2019
| RLFG |  | 80% | % | Zhao et al. 2019
| ELFG |  | 1223.3956 | kWh/t TS | Eq. 5 & 6
| Eelec,in | Belt press dewatering to 80% MC | 60 | kWh/t TS | Hao et al. 2020, Figure 1
| Eprod |  | 0 | kWh/t TS | N/A; No end products
| Ediesel |  | 270.8301 | kWh/t TS | Eq. 4
| ENG,in | Thermal Drying | 2500 | kWh/t TS | Hao et al. 2020, Figure 1
| ENG,in | Thermal Drying | 8.53 | MMBtu/t TS | Converstion from kWh to MMBtu
| ENET |  | -1736.1714 | kWh/t TS | Eq. 2
Net CO2e emissions
| CO2eLFG,rel |  | 1000 | kg CO2/t TS | Eq. 5 & 9
| TSf,LA/TSi |  | 0 | Fraction | N/A; No land-applied residues
| CO2eN2O,LA |  | 0 | kg CO2/t TS | Eq. 10
| TSINC/TSi |  | 0 | Fraction | N/A; No incinerated residues
| CO2eN2O,inc |  | 0 | kg CO2/t TS | Eq. 11
| CO2edisp, fuels |  | 0 | kg CO2/t TS | E. 12
| CO2edisp, fertilizers |  | 0 | kg CO2/t TS | N/A; No land-applied residues
| CO2eNET |  | 1726.4253 | kg CO2/t TS | Eq. 7
CAPEX
| Belt press dewatering equipment |  | 35000 | USD/t TS·d (FY 2018) | Hao et al. 2020, Table S3
| Thermal drying equipment |  | 220000 | USD/t TS·d (FY 2018) | Hao et al. 2020, Table S3
| Total CAPEX |  | 255000 | USD/t TS·d (FY 2018) | Hao et al. 2020, Table S3
| 2018-19 rate of inflation |  | 2.3% | % | US Bureau of Labor Statistics
| CAPEX converted to FY 2019 |  | 260865 | USD/t TS·d (FY 2019)
Net Operating Profit
OPEX
|  | Belt press dewatering to 80% MC | 22 | USD/t TS (FY 2018) | Hao et al. 2020, Table S3
|  | Thermal drying | 147 | USD/t TS (FY 2018) | Hao et al. 2020, Table S3
|  | Total OPEX | 169 | USD/t TS (FY 2018) | Hao et al. 2020, Table S3
| 2018-19 rate of inflation |  | 2.3% | % | US Bureau of Labor Statistics
| OPEX converted to FY 2019 |  | 172.887 | USD/t TS (FY 2019)
| TDC |  | 115.2386 | USD/t TS | Eq. 15
| Revenue from end-products |  | 0 | USD/t TS | N/A; Not product sale
| Net Operating Profit |  | -288.1256 | USD/t TS | Eq. 14
Technology Readiness Level
| TRL |  | 9 |  | Actual system "proven" through successful system and/or mission operations
Table S5: Land Application (LA)
| Parameter |  | Quantity | Units | Reference
Wet weight of final residues
| TSf/TSi |  | 1 | Fraction | Assumed
| MCf |  | 80% | Fraction | Assumed
| WSf/TSi |  | 5 | Fraction | Eq. 1
Net energy balance
| Eelec,out |  | 0 | kWh/t TS | N/A; No electricity production
| VSLF |  | 0% | % | N/A; No landfilled residues
| RLFG |  | 0% | % | N/A; No landfilled residues
| ELFG |  | 0 | kWh/t TS | Eq. 5 & 6
| Eelec,in | Belt press dewatering to 80% MC | 60 | kWh/t TS | Hao et al. 2020, Figure 1
| Eprod |  | 0 | kWh/t TS | N/A; No end products
| Ediesel |  | 677.0752 | kWh/t TS | Eq. 4
| ENG,in | Thermal Drying | 0 | kWh/t TS | N/A; No NG imports
| ENG,in | Thermal Drying | 0 | MMBtu/t TS | Converstion from kWh to MMBtu
| ENET |  | -876.2287 | kWh/t TS | Eq. 2
Net CO2e emissions
| CO2eLFG,rel |  | 0 | kg CO2/t TS | Eq. 5 & 9
| TSf,LA/TSi |  | 1 | Fraction | Assumed
| CO2eN2O,LA |  | 224.7771 | kg CO2/t TS | Eq. 10
| TSINC/TSi |  | 0 | Fraction | N/A; No incinerated residues
| CO2eN2O,inc |  | 0 | kg CO2/t TS | Eq. 11
| CO2edisp, fuels |  | 0 | kg CO2/t TS | Eq. 12
| CO2edisp, fertilizers |  | 130 | kg CO2/t TS | Zhao et al. 2019
| CO2eNET |  | 427.0034 | kg CO2/t TS | Eq. 7
CAPEX
| Belt press dewatering equipment |  | 35000 | USD/t TS·d (FY 2018) | Hao et al. 2020, Table S3
| 2018-19 rate of inflation |  | 2.3% | % | US Bureau of Labor Statistics
| CAPEX converted to FY 2019 |  | 35805 | USD/t TS·d (FY 2019)
Net Operating Profit
OPEX
|  | Belt press dewatering to 80% MC | 22 | USD/t TS (FY 2018) | Hao et al. 2020, Table S3
| 2018-19 rate of inflation |  | 2.3% | % | US Bureau of Labor Statistics
| OPEX converted to FY 2019 |  | 22.506 | USD/t TS (FY 2019)
| TDC |  | 288.0966 | USD/t TS | Eq. 15
| Revenue from end-products |  | 0 | USD/t TS | N/A; Not product sale
| Net Operating Profit |  | -310.6026 | USD/t TS | Eq. 14
Technology Readiness Level
| TRL |  | 9 |  | Actual system "proven" through successful system and/or mission operations
Table S6: Thermal Drying - Land Application (TD-LA)
| Parameter |  | Quantity | Units | Reference
Wet weight of final residues
| TSf/TSi |  | 1 | Fraction | Assumed
| MCf |  | 50% | Fraction | Assumed
| WSf/TSi |  | 2 | Fraction | Eq. 1
Net energy balance
| Eelec,out |  | 0 | kWh/t TS | N/A; No electricity production
| VSLF |  | 0% | % | N/A; No landfilled residues
| RLFG |  | 0% | % | N/A; No landfilled residues
| ELFG |  | 0 | kWh/t TS | Eq. 5 & 6
| Eelec,in | Belt press dewatering to 80% MC | 60 | kWh/t TS | Hao et al. 2020, Figure 1
| Eprod |  | 0 | kWh/t TS | N/A; No end products
| Ediesel |  | 270.8301 | kWh/t TS | Eq. 4
| ENG,in |  | 2500 | kWh/t TS | Hao et al. 2020, Figure 1
| ENG,in |  | 8.53 | MMBtu/t TS | Converstion from kWh to MMBtu
| ENET |  | -3035.7934 | kWh/t TS | Eq. 2
Net CO2e emissions
| CO2eLFG,rel |  | 0 | kg CO2/t TS | Eq. 5 & 9
| TSf,LA/TSi |  | 1 | Fraction | Assumed
| CO2eN2O,LA |  | 224.7771 | kg CO2/t TS | Eq. 10
| TSINC/TSi |  | 0 | Fraction | N/A; No incinerated residues
| CO2eN2O,inc |  | 0 | kg CO2/t TS | Eq. 11
| CO2edisp, fuels |  | 0 | kg CO2/t TS | Eq. 12
| CO2edisp, fertilizers |  | 130 | kg CO2/t TS | Zhao et al. 2019
| CO2eNET |  | 1327.5681 | kg CO2/t TS | Eq. 7
CAPEX
| Belt press dewatering equipment |  | 35000 | USD/t TS·d (FY 2018) | Hao et al. 2020, Table S3
| Thermal drying equipment |  | 220000 | USD/t TS·d (FY 2018) | Hao et al. 2020, Table S3
| Total CAPEX |  | 255000 | USD/t TS·d (FY 2018)
| 2018-19 rate of inflation |  | 2.3% | % | US Bureau of Labor Statistics
| CAPEX converted to FY 2019 |  | 260865 | USD/t TS·d (FY 2019)
Net Operating Profit
OPEX
|  | Belt press dewatering to 80% MC | 22 | USD/t TS (FY 2018) | Hao et al. 2020, Table S3
|  | Thermal drying | 147 | USD/t TS (FY 2018) | Hao et al. 2020, Table S3
|  | Total OPEX | 169 | USD/t TS (FY 2018)
| 2018-19 rate of inflation |  | 2.3% | % | US Bureau of Labor Statistics
| OPEX converted to FY 2019 |  | 172.887 | USD/t TS (FY 2019)
| TDC |  | 115.2386 | USD/t TS | Eq. 15
| Revenue from end-products |  | 0 | USD/t TS | N/A; Not product sale
| Net Operating Profit |  | -288.1256 | USD/t TS | Eq. 14
Technology Readiness Level
| TRL |  | 9 |  | Actual system "proven" through successful system and/or mission operations
Table S7: Thermal Drying - Incineration - Landfill (TD-INC-LF)
| Parameter |  | Quantity | Units | Reference
Wet weight of final residues
| TSf/TSi |  | 0.1 | Fraction | Assumed
| MCf |  | 5% | Fraction | Assumed
| WSf/TSi |  | 0.10526 | Fraction | Eq. 1
Net energy balance
| Eelec,out |  | 2072 | kWh/t TS | Hao et al. 2020, Figure 1
| VSLF |  | 0% | % | Assumed no degradable organic carbon after incineration
| RLFG |  | 0% | % | Zhao et al. 2019
| ELFG |  | 0 | kWh/t TS | Eq. 5 & 6
| Eelec,in | Belt press dewatering to 80% MC | 60 | kWh/t TS | Hao et al. 2020, Figure 1
| Eprod |  | 0 | kWh/t TS | N/A; No end products
| Ediesel |  | 14.2542 | kWh/t TS | Eq. 4
ENG,in
|  | Thermal drying | 2529 | kWh/t TS | Hao et al. 2020, Figure 1 & Section 2.1.3
|  | Heat from Incineration | 408 | kWh/t TS | Hao et al. 2020, Figure 1 & Section 2.1.3
|  | Net heat import from NG | 7.2369 | MMBtu/t TS | Converstion from kWh to MMBtu
| ENET |  | -125.5076 | kWh/t TS | Eq. 2
Net CO2e emissions
| CO2eLFG,rel |  | 0 | kg CO2/t TS | Eq. 5 & 9
| TSf,LA/TSi |  | 0 | Fraction | N/A; No land-applied residues
| CO2eN2O,LA |  | 0 | kg CO2/t TS | Eq. 10
| TSINC/TSi |  | 1 | Fraction | Assumed
| CO2eN2O,inc |  | 7267.7943 | kg CO2/t TS | Eq. 11
| CO2edisp, fuels |  | 0 | kg CO2/t TS | Eq. 12
| CO2edisp, fertilizers |  | 0 | kg CO2/t TS | N/A; No land-applied residues
| CO2eNET |  | 7362.0092 | kg CO2/t TS | Eq. 7
CAPEX
| Belt press dewatering equipment |  | 35000 | USD/t TS·d (FY 2018) | Hao et al. 2020, Table S3
| Thermal drying equipment |  | 220000 | USD/t TS·d (FY 2018) | Hao et al. 2020, Table S3
| Incinerator |  | 295000 | USD/t TS·d (FY 2018) | Hao et al. 2020, Table S3
| Total CAPEX |  | 550000 | USD/t TS·d (FY 2018)
| 2018-19 rate of inflation |  | 2.3% | % | US Bureau of Labor Statistics
| CAPEX converted to FY 2019 |  | 562650 | USD/t TS·d (FY 2019)
Net Operating Profit
OPEX
|  | Belt press dewatering to 80% MC | 22 | USD/t TS (FY 2018) | Hao et al. 2020, Table S3
|  | Thermal drying | 147 | USD/t TS (FY 2018) | Hao et al. 2020, Table S3
|  | Incineration | 223 | USD/t TS (FY 2018) | Hao et al. 2020, Table S3
|  | Total OPEX | 392 | USD/t TS (FY 2018)
| 2018-19 rate of inflation |  | 2.3% | % | US Bureau of Labor Statistics
| OPEX converted to FY 2019 |  | 401.016 | USD/t TS (FY 2019)
| TDC |  | 6.0652 | USD/t TS | Eq. 15
Revenue from end-products
|  | Avg industrial price of electricity in FY 2019 | 0.0681 | USD/kWh | US EIA
|  | Revenue from electricity export | 141.1032 | USD/t TS
| Net Operating Profit |  | -265.978 | USD/t TS | Eq. 14
Technology Readiness Level
| TRL |  | 9 |  | Actual system "proven" through successful system and/or mission operations
Table S8: Anaerobic Digestion - Combined Heat and Power - Landfill (AD-CHP-LF) w/o LFG capture
| Parameter |  | Quantity | Units | Reference
Wet weight of final residues
| VSi/TSi |  | 0.8 | Fraction | Zhao et al. 2019, Table S15
| VS reduction rate |  | 0.6 | Fraction | Zhao et al. 2019, Table S15
| TSf/TSi |  | 0.68 | Fraction | Calculated from VS reduction in AD
| MCf |  | 80% | Fraction | Hunt et a. 2006
| WSf/TSi |  | 3.4 | Fraction | Eq. 1
Net energy balance
Eelec,out
|  | Energy from AD biogas | 1284 | kWh/t TS | Hao et al. 2020, Table S3
|  | % energy from biogas as electricity | 35% | % | Hunt et al. 2006
|  | Total electricity export | 449.4 | kWh/t TS | Calculated
| VSLF |  | 48% | % | Calculated from VS reduction in AD
| RLFG |  | 0% | % | N/A; No LFG capture
| ELFG |  | 0 | kWh/t TS | Eq. 5 & 6
Eelec,in
|  | Gravity thickening | 14 | kWh/t TS | Hao et al. 2020, Figure 1
|  | Belt press dewatering | 60 | kWh/t TS | Hao et al. 2020, Figure 1
|  | Total electricity import | 74 | kWh/t TS | Calculated
| Eprod |  | 0 | kWh/t TS | N/A; No end products
| Ediesel |  | 460.4112 | kWh/t TS | Eq. 4
ENG,in
|  | AD Energy input from NG | 728 | kWh/t TS | Hao et al. 2020, Figure 1
|  | AD energy input from NG | 2.4839 | MMBtu/t TS | Conversion from kWh to MMBtu
|  | % energy from biogas as useable heat | 38% | % | Hunt et al. 2006
|  | heat recovery from biogas | 487.92 | kWh/t TS | Calculated
|  | NG displaced by heat from biogas | 1.6648 | MMBtu/t TS | Conversion from kWh to MMBtu
|  | Net heat import from NG | 0.81915 | MMBtu/t TS | Calculated
| ENET |  | -407.9056 | kWh/t TS | Eq. 2
Net CO2e emissions
| CO2eLFG,rel |  | 2040 | kg CO2/t TS | Eq. 5 & 9
| TSf,LA/TSi |  | 0 | Fraction | N/A; No land-applied residues
| CO2eN2O,LA |  | 0 | kg CO2/t TS | Eq. 10
| TSINC/TSi |  | 0 | Fraction | N/A; No incinerated residues
| CO2eN2O,inc |  | 0 | kg CO2/t TS | Eq. 11
| CO2edisp, fuels |  | 0 | kg CO2/t TS | Eq. 12
| CO2edisp, fertilizers |  | 0 | kg CO2/t TS | N/A; No land-applied residues
| CO2eNET |  | 2197.8426 | kg CO2/t TS | Eq. 7
CAPEX
| Gravity Thickening |  | 60000 | USD/t TS·d (FY 2018) | Hao et al. 2020, Table S3
| Anaerobic Digestion |  | 370000 | USD/t TS·d (FY 2018) | Hao et al. 2020, Table S3
| Belt press dewatering equipment |  | 25000 | USD/t TS·d (FY 2018) | Hao et al. 2020, Table S3
| Total CAPEX |  | 455000 | USD/t TS·d (FY 2018) | Calculated
| 2018-19 rate of inflation |  | 2.3% | % | US Bureau of Labor Statistics
| CAPEX converted to FY 2019 |  | 465465 | USD/t TS·d (FY 2019)
Net Operating Profit
OPEX
|  | Gravity thickening | 15 | USD/t TS (FY 2018) | Hao et al. 2020, Table S3
|  | Anaerobic Digestion | 29 | USD/t TS (FY 2018) | Hao et al. 2020, Table S3
|  | Belt press dewatering | 21 | USD/t TS (FY 2018) | Hao et al. 2020, Table S3
|  | Total OPEX | 65 | USD/t TS (FY 2018)
| 2018-19 rate of inflation |  | 2.3% | % | US Bureau of Labor Statistics
| OPEX converted to FY 2019 |  | 66.495 | USD/t TS (FY 2019)
| TDC |  | 195.9057 | USD/t TS | Eq. 15
Revenue from end-products
|  | Avg industrial price of electricity in FY 2019 | 0.0681 | USD/kWh | US EIA
|  | Revenue from electricity export | 30.6041 | USD/t TS
| Net Operating Profit |  | -231.7965 | USD/t TS | Eq. 14
Technology Readiness Level
| TRL |  | 9 |  | Actual system "proven" through successful system and/or mission operations
Table S9: Anaerobic Digestion - Combined Heat and Power - Landfill w/ LFG capture (AD-CHP-LF_LFG)
| Parameter |  | Quantity | Units | Reference
Wet weight of final residues
| VSi/TSi |  | 0.8 | Fraction | Zhao et al. 2019, Table S15
| VS reduction rate |  | 0.6 | Fraction | Zhao et al. 2019, Table S15
| TSf/TSi |  | 0.68 | Fraction | Calculated from VS reduction in AD
| MCf |  | 80% | Fraction | Assumed
| WSf/TSi |  | 3.4 | Fraction | Eq. 1
Net energy balance
Eelec,out
|  | Energy from AD biogas | 1284 | kWh/t TS | Hao et al. 2020, Table S3
|  | % energy from biogas as electricity | 35% | % | Hunt et al. 2006
|  | Total electricity export | 449.4 | kWh/t TS | Calculated
| VSLF |  | 48% | % | Calculated from VS reduction in AD
| RLFG |  | 80% | % | Zhao et al. 2019
| ELFG |  | 499.1454 | kWh/t TS | Eq. 5 & 6
Eelec,in
|  | Gravity thickening | 14 | kWh/t TS | Hao et al. 2020, Figure 1
|  | Belt press dewatering | 60 | kWh/t TS | Hao et al. 2020, Figure 1
|  | Total electricity import | 74 | kWh/t TS | Calculated
| Eprod |  | 0 | kWh/t TS | N/A; No end products
| Ediesel |  | 460.4112 | kWh/t TS | Eq. 4
ENG,in
|  | AD Energy input from NG | 728 | kWh/t TS | Hao et al. 2020, Figure 1
|  | AD energy input from NG | 2.4839 | MMBtu/t TS | Conversion from kWh to MMBtu
|  | % energy from biogas as useable heat | 38% | % | Hunt et al. 2006
|  | heat recovery from biogas | 487.92 | kWh/t TS | Calculated
|  | NG displaced by heat from biogas | 1.6648 | MMBtu/t TS | Conversion from kWh to MMBtu
|  | Net heat import from NG | 0.81915 | MMBtu/t TS | Calculated
| ENET |  | 122.3401 | kWh/t TS | Eq. 2
Net CO2e emissions
| CO2eLFG,rel |  | 408 | kg CO2/t TS | Eq. 5 & 9
| TSf,LA/TSi |  | 0 | Fraction | N/A; No land-applied residues
| CO2eN2O,LA |  | 0 | kg CO2/t TS | Eq. 10
| TSINC/TSi |  | 0 | Fraction | N/A; No incinerated residues
| CO2eN2O,inc |  | 0 | kg CO2/t TS | Eq. 11
| CO2edisp, fuels |  | 0 | kg CO2/t TS | Eq. 12
| CO2edisp, fertilizers |  | 0 | kg CO2/t TS | N/A; No land-applied residues
| CO2eNET |  | 359.2454 | kg CO2/t TS | Eq. 7
CAPEX
| Gravity Thickening |  | 60000 | USD/t TS·d (FY 2018) | Hao et al. 2020, Table S3
| Anaerobic Digestion |  | 370000 | USD/t TS·d (FY 2018) | Hao et al. 2020, Table S3
| Belt press dewatering equipment |  | 25000 | USD/t TS·d (FY 2018) | Hao et al. 2020, Table S3
| Total CAPEX |  | 455000 | USD/t TS·d (FY 2018) | Calculated
| 2018-19 rate of inflation |  | 2.3% | % | US Bureau of Labor Statistics
| CAPEX converted to FY 2019 |  | 465465 | USD/t TS·d (FY 2019)
Net Operating Profit
OPEX
|  | Gravity thickening | 15 | USD/t TS (FY 2018) | Hao et al. 2020, Table S3
|  | Anaerobic Digestion | 29 | USD/t TS (FY 2018) | Hao et al. 2020, Table S3
|  | Belt press dewatering | 21 | USD/t TS (FY 2018) | Hao et al. 2020, Table S3
|  | Total OPEX | 65 | USD/t TS (FY 2018)
| 2018-19 rate of inflation |  | 2.3% | % | US Bureau of Labor Statistics
| OPEX converted to FY 2019 |  | 66.495 | USD/t TS (FY 2019)
| TDC |  | 195.9057 | USD/t TS | Eq. 15
Revenue from end-products
|  | Avg industrial price of electricity in FY 2019 | 0.0681 | USD/kWh | US EIA
|  | Revenue from electricity export | 30.6041 | USD/t TS
| Net Operating Profit |  | -231.7965 | USD/t TS | Eq. 14
Technology Readiness Level
| TRL |  | 9 |  | Actual system "proven" through successful system and/or mission operations
Table S10: Anaerobic Digestion - Combined Heat and Power - Land Application (AD-CHP-LA)
| Parameter |  | Quantity | Units | Reference
Wet weight of final residues
| VSi/TSi |  | 0.8 | Fraction | Zhao et al. 2019, Table S15
| VS reduction rate |  | 0.6 | Fraction | Zhao et al. 2019, Table S15
| TSf/TSi |  | 0.68 | Fraction | Calculated from VS reduction in AD
| MCf |  | 80% | Fraction | Assumed
| WSf/TSi |  | 3.4 | Fraction | Eq. 1
Net energy balance
Eelec,out
|  | Energy from AD biogas | 1284 | kWh/t TS | Hao et al. 2020, Table S3
|  | % energy from biogas as electricity | 35% | % | Hunt et al. 2006
|  | Total electricity export | 449.4 | kWh/t TS | Calculated
| VSLF |  | 0% | % | N/A; No landfilled residues
| RLFG |  | 0% | % | N/A; No landfilled residues
| ELFG |  | 0 | kWh/t TS | Eq. 5 & 6
Eelec,in
|  | Gravity thickening | 14 | kWh/t TS | Hao et al. 2020, Figure 1
|  | Belt press dewatering | 60 | kWh/t TS | Hao et al. 2020, Figure 1
|  | Total electricity import | 74 | kWh/t TS | Calculated
| Eprod |  | 0 | kWh/t TS | N/A; No end products
| Ediesel |  | 460.4112 | kWh/t TS | Eq. 4
ENG,in
|  | AD Energy input from NG | 728 | kWh/t TS | Hao et al. 2020, Figure 1
|  | AD energy input from NG | 2.4839 | MMBtu/t TS | Conversion from kWh to MMBtu
|  | % energy from biogas as useable heat | 38% | % | Hunt et al. 2006
|  | heat recovery from biogas | 487.92 | kWh/t TS | Calculated
|  | NG displaced by heat from biogas | 1.6648 | MMBtu/t TS | Conversion from kWh to MMBtu
|  | Net heat import from NG | 0.81915 | MMBtu/t TS | Calculated
| ENET |  | -407.9056 | kWh/t TS | Eq. 2
Net CO2e emissions
| CO2eLFG,rel |  | 0 | kg CO2/t TS | Eq. 5 & 9
| TSf,LA/TSi |  | 0.68 | Fraction | Calculated from VS reduction rate
| CO2eN2O,LA |  | 152.8485 | kg CO2/t TS | Eq. 10
| TSINC/TSi |  | 0 | Fraction | N/A; No incinerated residues
| CO2eN2O,inc |  | 0 | kg CO2/t TS | Eq. 11
| CO2edisp, fuels |  | 0 | kg CO2/t TS | Eq. 12
| CO2edisp, fertilizers |  | 130 | kg CO2/t TS | Zhao et al. 2019
| CO2eNET |  | 180.6911 | kg CO2/t TS | Eq. 7
CAPEX
| Gravity Thickening |  | 60000 | USD/t TS·d (FY 2018) | Hao et al. 2020, Table S3
| Anaerobic Digestion |  | 370000 | USD/t TS·d (FY 2018) | Hao et al. 2020, Table S3
| Belt press dewatering equipment |  | 25000 | USD/t TS·d (FY 2018) | Hao et al. 2020, Table S3
| Total CAPEX |  | 455000 | USD/t TS·d (FY 2018) | Calculated
| 2018-19 rate of inflation |  | 2.3% | % | US Bureau of Labor Statistics
| CAPEX converted to FY 2019 |  | 465465 | USD/t TS·d (FY 2019)
Net Operating Profit
OPEX
|  | Gravity thickening | 15 | USD/t TS (FY 2018) | Hao et al. 2020, Table S3
|  | Anaerobic Digestion | 29 | USD/t TS (FY 2018) | Hao et al. 2020, Table S3
|  | Belt press dewatering | 21 | USD/t TS (FY 2018) | Hao et al. 2020, Table S3
|  | Total OPEX | 65 | USD/t TS (FY 2018)
| 2018-19 rate of inflation |  | 2.3% | % | US Bureau of Labor Statistics
| OPEX converted to FY 2019 |  | 66.495 | USD/t TS (FY 2019)
| TDC |  | 195.9057 | USD/t TS | Eq. 15
Revenue from end-products
|  | Avg industrial price of electricity in FY 2019 | 0.0681 | USD/kWh | US EIA
|  | Revenue from electricity export | 30.6041 | USD/t TS
| Net Operating Profit |  | -231.7965 | USD/t TS | Eq. 14
Technology Readiness Level
| TRL |  | 9 |  | Actual system "proven" through successful system and/or mission operations
Table S11: Anaerobic Digestion - Combined Heat and Power - Thermal Drying - Landfill (AD-CHP-TD-LF) w/o LFG capture
| Parameter |  | Quantity | Units | Reference
Wet weight of final residues
| VSi/TSi |  | 0.8 | Fraction | Zhao et al. 2019, Table S15
| VS reduction rate |  | 0.6 | Fraction | Zhao et al. 2019, Table S15
| TSf/TSi |  | 0.68 | Fraction | Calculated from VS reduction in AD
| MCf |  | 50% | Fraction | Assumed
| WSf/TSi |  | 1.36 | Fraction | Eq. 1
Net energy balance
Eelec,out
|  | Energy from AD biogas | 1284 | kWh/t TS | Hao et al. 2020, Table S3
|  | % energy from biogas as electricity | 35% | % | Hunt et al. 2006
|  | Total electricity export | 449.4 | kWh/t TS | Calculated
| VSLF |  | 48% | % | Calculated from VS reduction in AD
| RLFG |  | 0% | % | N/A; No LFG capture
| ELFG |  | 0 | kWh/t TS | Eq. 5 & 6
Eelec,in
|  | Gravity thickening | 14 | kWh/t TS | Hao et al. 2020, Figure 1
|  | Belt press dewatering | 60 | kWh/t TS | Hao et al. 2020, Figure 1
|  | Total electricity import | 74 | kWh/t TS | Calculated
| Eprod |  | 0 | kWh/t TS | N/A; No end products
| Ediesel |  | 184.1645 | kWh/t TS | Eq. 4
ENG,in
|  | AD Energy input from NG | 728 | kWh/t TS | Hao et al. 2020, Figure 1
|  | AD energy input from NG | 2.4839 | MMBtu/t TS | Conversion from kWh to MMBtu
|  | % energy from biogas as useable heat | 38% | % | Hunt et al. 2006
|  | heat recovery from biogas | 487.92 | kWh/t TS | Calculated
|  | NG displaced by heat from biogas | 1.6648 | MMBtu/t TS | Conversion from kWh to MMBtu
|  | TD energy input from NG | 2459 | kWh/t TS | Hao et al. 2020, Figure 1
|  | TD energy input from NG | 8.3901 | MMBtu/t TS | Conversion from kWh to MMBtu
|  | Net heat import from NG | 9.2093 | MMBtu/t TS | Calculated
| ENET |  | -2680.0566 | kWh/t TS | Eq. 2
Net CO2e emissions
| CO2eLFG,rel |  | 2040 | kg CO2/t TS | Eq. 5 & 9
| TSf,LA/TSi |  | 0 | Fraction | N/A; No land-applied residues
| CO2eN2O,LA |  | 0 | kg CO2/t TS | Eq. 10
| TSINC/TSi |  | 0 | Fraction | N/A; No incinerated residues
| CO2eN2O,inc |  | 0 | kg CO2/t TS | Eq. 11
| CO2edisp, fuels |  | 0 | kg CO2/t TS | Eq. 12
| CO2edisp, fertilizers |  | 0 | kg CO2/t TS | N/A; No land-applied residues
| CO2eNET |  | 3139.6326 | kg CO2/t TS | Eq. 7
CAPEX
| Gravity Thickening |  | 60000 | USD/t TS·d (FY 2018) | Hao et al. 2020, Table S3
| Anaerobic Digestion |  | 370000 | USD/t TS·d (FY 2018) | Hao et al. 2020, Table S3
| Belt press dewatering equipment |  | 25000 | USD/t TS·d (FY 2018) | Hao et al. 2020, Table S3
| Thermal drying |  | 170000 | USD/t TS·d (FY 2018) | Hao et al. 2020, Table S3
| Total CAPEX |  | 625000 | USD/t TS·d (FY 2018) | Calculated
| 2018-19 rate of inflation |  | 2.3% | % | US Bureau of Labor Statistics
| CAPEX converted to FY 2019 |  | 639375 | USD/t TS·d (FY 2019)
Net Operating Profit
OPEX
|  | Gravity thickening | 15 | USD/t TS (FY 2018) | Hao et al. 2020, Table S3
|  | Anaerobic Digestion | 29 | USD/t TS (FY 2018) | Hao et al. 2020, Table S3
|  | Belt press dewatering | 21 | USD/t TS (FY 2018) | Hao et al. 2020, Table S3
|  | Thermal drying | 132 | USD/t TS (FY 2018) | Hao et al. 2020, Table S3
|  | Total OPEX | 197 | USD/t TS (FY 2018)
| 2018-19 rate of inflation |  | 2.3% | % | US Bureau of Labor Statistics
| OPEX converted to FY 2019 |  | 201.531 | USD/t TS (FY 2019)
| TDC |  | 78.3623 | USD/t TS | Eq. 15
Revenue from end-products
|  | Avg industrial price of electricity in FY 2019 | 0.0681 | USD/kWh | US EIA
|  | Revenue from electricity export | 30.6041 | USD/t TS
| Net Operating Profit |  | -249.2891 | USD/t TS | Eq. 14
Technology Readiness Level
| TRL |  | 9 |  | Actual system "proven" through successful system and/or mission operations
Table S12: Anaerobic Digestion - Combined Heat and Power - Thermal Drying - Landfill w/ LFG capture (AD-CHP-TD-LF_LFG)
| Parameter |  | Quantity | Units | Reference
Wet weight of final residues
| VSi/TSi |  | 0.8 | Fraction | Zhao et al. 2019, Table S15
| VS reduction rate |  | 0.6 | Fraction | Zhao et al. 2019, Table S15
| TSf/TSi |  | 0.68 | Fraction | Calculated from VS reduction in AD
| MCf |  | 50% | Fraction | Assumed
| WSf/TSi |  | 1.36 | Fraction | Eq. 1
Net energy balance
Eelec,out
|  | Energy from AD biogas | 1284 | kWh/t TS | Hao et al. 2020, Table S3
|  | % energy from biogas as electricity | 35% | % | Hunt et al. 2006
|  | Total electricity export | 449.4 | kWh/t TS | Calculated
| VSLF |  | 48% | % | Calculated from VS reduction in AD
| RLFG |  | 80% | % | Zhao et al. 2019
| ELFG |  | 499.1454 | kWh/t TS | Eq. 5 & 6
Eelec,in
|  | Gravity thickening | 14 | kWh/t TS | Hao et al. 2020, Figure 1
|  | Belt press dewatering | 60 | kWh/t TS | Hao et al. 2020, Figure 1
|  | Total electricity import | 74 | kWh/t TS | Calculated
| Eprod |  | 0 | kWh/t TS | N/A; No end products
| Ediesel |  | 184.1645 | kWh/t TS | Eq. 4
ENG,in
|  | AD Energy input from NG | 728 | kWh/t TS | Hao et al. 2020, Figure 1
|  | AD energy input from NG | 2.4839 | MMBtu/t TS | Conversion from kWh to MMBtu
|  | % energy from biogas as useable heat | 38% | % | Hunt et al. 2006
|  | heat recovery from biogas | 487.92 | kWh/t TS | Calculated
|  | NG displaced by heat from biogas | 1.6648 | MMBtu/t TS | Conversion from kWh to MMBtu
|  | TD energy input from NG | 2459 | kWh/t TS | Hao et al. 2020, Figure 1
|  | TD energy input from NG | 8.3901 | MMBtu/t TS | Conversion from kWh to MMBtu
|  | Net heat import from NG | 9.2093 | MMBtu/t TS | Calculated
| ENET |  | -2149.8109 | kWh/t TS | Eq. 2
Net CO2e emissions
| CO2eLFG,rel |  | 408 | kg CO2/t TS | Eq. 5 & 9
| TSf,LA/TSi |  | 0 | Fraction | N/A; No land-applied residues
| CO2eN2O,LA |  | 0 | kg CO2/t TS | Eq. 10
| TSINC/TSi |  | 0 | Fraction | N/A; No incinerated residues
| CO2eN2O,inc |  | 0 | kg CO2/t TS | Eq. 11
| CO2edisp, fuels |  | 0 | kg CO2/t TS | Eq. 12
| CO2edisp, fertilizers |  | 0 | kg CO2/t TS | N/A; No land-applied residues
| CO2eNET |  | 1301.0354 | kg CO2/t TS | Eq. 7
CAPEX
| Gravity Thickening |  | 60000 | USD/t TS·d (FY 2018) | Hao et al. 2020, Table S3
| Anaerobic Digestion |  | 370000 | USD/t TS·d (FY 2018) | Hao et al. 2020, Table S3
| Belt press dewatering equipment |  | 25000 | USD/t TS·d (FY 2018) | Hao et al. 2020, Table S3
| Thermal drying |  | 170000 | USD/t TS·d (FY 2018) | Hao et al. 2020, Table S3
| Total CAPEX |  | 625000 | USD/t TS·d (FY 2018) | Calculated
| 2018-19 rate of inflation |  | 2.3% | % | US Bureau of Labor Statistics
| CAPEX converted to FY 2019 |  | 639375 | USD/t TS·d (FY 2019)
Net Operating Profit
OPEX
|  | Gravity thickening | 15 | USD/t TS (FY 2018) | Hao et al. 2020, Table S3
|  | Anaerobic Digestion | 29 | USD/t TS (FY 2018) | Hao et al. 2020, Table S3
|  | Belt press dewatering | 21 | USD/t TS (FY 2018) | Hao et al. 2020, Table S3
|  | Thermal drying | 132 | USD/t TS (FY 2018) | Hao et al. 2020, Table S3
|  | Total OPEX | 197 | USD/t TS (FY 2018)
| 2018-19 rate of inflation |  | 2.3% | % | US Bureau of Labor Statistics
| OPEX converted to FY 2019 |  | 201.531 | USD/t TS (FY 2019)
| TDC |  | 78.3623 | USD/t TS | Eq. 15
Revenue from end-products
|  | Avg industrial price of electricity in FY 2019 | 0.0681 | USD/kWh | US EIA
|  | Revenue from elextricity export | 30.6041 | USD/t TS
| Net Operating Profit |  | -249.2891 | USD/t TS | Eq. 14
Technology Readiness Level
| TRL |  | 9 |  | Actual system "proven" through successful system and/or mission operations
Table S13: Anaerobic Digestion - Combined Heat and Power - Thermal Drying - Land Application (AD-CHP-TD-LA)
| Parameter |  | Quantity | Units | Reference
Wet weight of final residues
| VSi/TSi |  | 0.8 | Fraction | Zhao et al. 2019, Table S15
| VS reduction rate |  | 0.6 | Fraction | Zhao et al. 2019, Table S15
| TSf/TSi |  | 0.68 | Fraction | Calculated from VS reduction in AD
| MCf |  | 50% | Fraction | Assumed
| WSf/TSi |  | 1.36 | Fraction | Eq. 1
Net energy balance
Eelec,out
|  | Energy from AD biogas | 1284 | kWh/t TS | Hao et al. 2020, Table S3
|  | % energy from biogas as electricity | 35% | % | Hunt et al. 2006
|  | Total electricity export | 449.4 | kWh/t TS | Calculated
| VSLF |  | 0% | % | N/A; No landfilled residues
| RLFG |  | 0% | % | N/A; No LFG capture
| ELFG |  | 0 | kWh/t TS | Eq. 5 & 6
Eelec,in
|  | Gravity thickening | 14 | kWh/t TS | Hao et al. 2020, Figure 1
|  | Belt press dewatering | 60 | kWh/t TS | Hao et al. 2020, Figure 1
|  | Total electricity import | 74 | kWh/t TS | Calculated
| Eprod |  | 0 | kWh/t TS | N/A; No end products
| Ediesel |  | 0 | kWh/t TS | Eq. 4
ENG,in
|  | AD Energy input from NG | 728 | kWh/t TS | Hao et al. 2020, Figure 1
|  | AD energy input from NG | 2.4839 | MMBtu/t TS | Conversion from kWh to MMBtu
|  | % energy from biogas as useable heat | 38% | % | Hunt et al. 2006
|  | heat recovery from biogas | 487.92 | kWh/t TS | Calculated
|  | NG displaced by heat from biogas | 1.6648 | MMBtu/t TS | Conversion from kWh to MMBtu
|  | TD energy input from NG | 2459 | kWh/t TS | Hao et al. 2020, Figure 1
|  | TD energy input from NG | 8.3901 | MMBtu/t TS | Conversion from kWh to MMBtu
|  | Net heat import from NG | 9.2093 | MMBtu/t TS | Calculated
| ENET |  | -2680.0566 | kWh/t TS | Eq. 2
Net CO2e emissions
| CO2eLFG,rel |  | 0 | kg CO2/t TS | Eq. 5 & 9
| TSf,LA/TSi |  | 0.68 | Fraction | Calculated from VS reduction rate
| CO2eN2O,LA |  | 152.8485 | kg CO2/t TS | Eq. 10
| TSINC/TSi |  | 0 | Fraction | N/A; No incinerated residues
| CO2eN2O,inc |  | 0 | kg CO2/t TS | Eq. 11
| CO2edisp, fuels |  | 0 | kg CO2/t TS | Eq. 12
| CO2edisp, fertilizers |  | 130 | kg CO2/t TS | Zhao et al. 2019
| CO2eNET |  | 1122.4811 | kg CO2/t TS | Eq. 7
CAPEX
| Gravity Thickening |  | 60000 | USD/t TS·d (FY 2018) | Hao et al. 2020, Table S3
| Anaerobic Digestion |  | 370000 | USD/t TS·d (FY 2018) | Hao et al. 2020, Table S3
| Belt press dewatering equipment |  | 25000 | USD/t TS·d (FY 2018) | Hao et al. 2020, Table S3
| Thermal drying |  | 170000 | USD/t TS·d (FY 2018) | Hao et al. 2020, Table S3
| Total CAPEX |  | 625000 | USD/t TS·d (FY 2018) | Calculated
| 2018-19 rate of inflation |  | 2.3% | % | US Bureau of Labor Statistics
| CAPEX converted to FY 2019 |  | 639375 | USD/t TS·d (FY 2019)
Net Operating Profit
OPEX
|  | Gravity thickening | 15 | USD/t TS (FY 2018) | Hao et al. 2020, Table S3
|  | Anaerobic Digestion | 29 | USD/t TS (FY 2018) | Hao et al. 2020, Table S3
|  | Belt press dewatering | 21 | USD/t TS (FY 2018) | Hao et al. 2020, Table S3
|  | Thermal drying | 132 | USD/t TS (FY 2018) | Hao et al. 2020, Table S3
|  | Total OPEX | 197 | USD/t TS (FY 2018)
| 2018-19 rate of inflation |  | 2.3% | % | US Bureau of Labor Statistics
| OPEX converted to FY 2019 |  | 201.531 | USD/t TS (FY 2019)
| TDC |  | 78.3623 | USD/t TS | Eq. 15
Revenue from end-products
|  | Avg industrial price of electricity in FY 2019 | 0.0681 | USD/kWh | US EIA
|  | Revenue from electricity export | 30.6041 | USD/t TS
| Net Operating Profit |  | -249.2891 | USD/t TS | Eq. 14
Technology Readiness Level
| TRL |  | 9 |  | Actual system "proven" through successful system and/or mission operations
Table S14: Anaerobic Digestion - Combined Heat and Power - Thermal Drying - Incineration - Landfill (AD-CHP-TD-INC-LF) w/o LFG capture
| Parameter |  | Quantity | Units | Reference
Wet weight of final residues
| VSi/TSi |  | 0.8 | Fraction | Zhao et al. 2019, Table S15
| VS reduction rate |  | 0.6 | Fraction | Zhao et al. 2019, Table S15
| TSINC/TSi |  | 0.68 | Fraction | Calculated from VS reduction in AD
| TSf/TSi |  | 0.1 | Fraction | Assumed
| MCf |  | 5% | Fraction | Assumed
| WSf/TSi |  | 0.10526 | Fraction | Eq. 1
Net energy balance
Eelec,out
|  | Energy from AD biogas | 1284 | kWh/t TS | Hao et al. 2020, Figure 1
|  | % energy from biogas as electricity | 35% | % | Hunt et al. 2006
|  | Electricity export from biogas | 449.4 | kWh/t TS | Calculated
|  | Total usable energy from incineration | 1653 | kWh/t TS | Hao et al. 2020, Figure 1
|  | % of usable energy as electricity | 83.55% | % | Hao et al. 2020, Section 2.1.3
|  | Electricity export from incineration | 1381.0815 | kWh/t TS | Calculated
|  | Total electricity export | 1830.4815 | kWh/t TS | Calculated
| VSLF |  | 0% | % | Assumed no degradable organic carbon after incineration
| RLFG |  | 0% | % | N/A; No LFG capture
| ELFG |  | 0 | kWh/t TS | Eq. 5 & 6
Eelec,in
|  | Gravity thickening | 14 | kWh/t TS | Hao et al. 2020, Figure 1
|  | Belt press dewatering | 60 | kWh/t TS | Hao et al. 2020, Figure 1
|  | Total electricity import | 74 | kWh/t TS | Calculated
| Eprod |  | 0 | kWh/t TS | N/A; No end products
| Ediesel |  | 14.2542 | kWh/t TS | Eq. 4
ENG,in
|  | AD Energy input from NG | 728 | kWh/t TS | Hao et al. 2020, Figure 1
|  | AD energy input from NG | 2.4839 | MMBtu/t TS | Conversion from kWh to MMBtu
|  | % energy from biogas as useable heat | 38% | % | Hunt et al. 2006
|  | heat recovery from biogas | 487.92 | kWh/t TS | Calculated
|  | NG displaced by heat from biogas | 1.6648 | MMBtu/t TS | Conversion from kWh to MMBtu
|  | % of usable energy from incineration as heat | 16.45% | % | Hao et al. 2020, Section 2.1.3
|  | Usable heat from incineration | 271.9185 | kWh/t TS | Calculated
|  | NG displaced by heat from incineration | 0.92779 | MMBtu/t TS | Conversion from kWh to MMBtu
|  | TD energy input from NG | 2459 | kWh/t TS | Hao et al. 2020, Figure 1
|  | TD energy input from NG | 8.3901 | MMBtu/t TS | Conversion from kWh to MMBtu
|  | Net heat import from NG | 8.2815 | MMBtu/t TS | Calculated
| ENET |  | -721.1178 | kWh/t TS | Eq. 2
Net CO2e emissions
| CO2eLFG,rel |  | 0 | kg CO2/t TS | Eq. 5 & 9
| TSf,LA/TSi |  | 0 | Fraction | N/A; No land-applied residues
| CO2eN2O,LA |  | 0 | kg CO2/t TS | Eq. 10
| TSINC/TSi |  | 0.68 | Fraction | Calculated from VS reduction rate
| CO2eN2O,inc |  | 4942.1001 | kg CO2/t TS | Eq. 11
| CO2edisp, fuels |  | 0 | kg CO2/t TS | Eq. 12
| CO2edisp, fertilizers |  | 0 | kg CO2/t TS | N/A; No land-applied residues
| CO2eNET |  | 5274.9487 | kg CO2/t TS | Eq. 7
CAPEX
| Gravity Thickening |  | 60000 | USD/t TS·d (FY 2018) | Hao et al. 2020, Table S3
| Anaerobic Digestion |  | 370000 | USD/t TS·d (FY 2018) | Hao et al. 2020, Table S3
| Belt press dewatering |  | 25000 | USD/t TS·d (FY 2018) | Hao et al. 2020, Table S3
| Thermal drying |  | 170000 | USD/t TS·d (FY 2018) | Hao et al. 2020, Table S3
| Incineration |  | 235000 | USD/t TS·d (FY 2018) | Hao et al. 2020, Table S3
| Total CAPEX |  | 860000 | USD/t TS·d (FY 2018) | Calculated
| 2018-19 rate of inflation |  | 2.3% | % | US Bureau of Labor Statistics
| CAPEX converted to FY 2019 |  | 879780 | USD/t TS·d (FY 2019)
Net Operating Profit
OPEX
|  | Gravity thickening | 15 | USD/t TS (FY 2018) | Hao et al. 2020, Table S3
|  | Anaerobic Digestion | 29 | USD/t TS (FY 2018) | Hao et al. 2020, Table S3
|  | Belt press dewatering | 21 | USD/t TS (FY 2018) | Hao et al. 2020, Table S3
|  | Thermal drying | 132 | USD/t TS (FY 2018) | Hao et al. 2020, Table S3
|  | Incineration | 201 | USD/t TS (FY 2018) | Hao et al. 2020, Table S3
|  | Total OPEX | 398 | USD/t TS (FY 2018)
| 2018-19 rate of inflation |  | 2.3% | % | US Bureau of Labor Statistics
| OPEX converted to FY 2019 |  | 407.154 | USD/t TS (FY 2019)
| TDC |  | 6.0652 | USD/t TS | Eq. 15
Revenue from end-products
|  | Avg industrial price of electricity in FY 2019 | 0.0681 | USD/kWh | US EIA
|  | Revenue from electricity export | 124.6558 | USD/t TS
| Net Operating Profit |  | -288.5634 | USD/t TS | Eq. 14
Technology Readiness Level
| TRL |  | 9 |  | Actual system "proven" through successful system and/or mission operations
Table S15: Thermal Hydrolysis - Anaerobic Digestion - Combined Heat and Power - Landfill (TH-AD-CHP-LF) w/o LFG capture
| Parameter |  | Quantity | Units | Reference
Wet weight of final residues
| VSi/TSi |  | 0.8 | Fraction | Zhao et al. 2019, Table S15
| VS reduction rate |  | 0.6 | Fraction | Zhao et al. 2019, Table S15
| TSf/TSi |  | 0.68 | Fraction | Calculated from VS reduction in AD
| MCf |  | 80% | Fraction | Assumed
| WSf/TSi |  | 3.4 | Fraction | Eq. 1
Net energy balance
Eelec,out
|  | Energy from AD biogas | 2130 | kWh/t TS | Hao et al. 2020, Table S3
|  | % energy from biogas as electricity | 35% | % | Hunt et al. 2006
|  | Total electricity export | 745.5 | kWh/t TS | Calculated
| VSLF |  | 48% | % | Calculated from VS reduction in AD
| RLFG |  | 0% | % | N/A; No LFG capture
| ELFG |  | 0 | kWh/t TS | Eq. 5 & 6
Eelec,in
|  | Belt press dewatering phase I | 60 | kWh/t TS | Hao et al. 2020, Figure 1
|  | Belt press dewatering phase II | 60 | kWh/t TS | Hao et al. 2020, Figure 1
|  | Total electricity import | 120 | kWh/t TS | Calculated
| Eprod |  | 0 | kWh/t TS | N/A; No end products
| Ediesel |  | 460.4112 | kWh/t TS | Eq. 4
ENG,in
|  | TH Energy input from NG | 1278 | kWh/t TS | Hao et al. 2020, Figure 1
|  | TH energy input from NG | 4.3605 | MMBtu/t TS | Conversion from kWh to MMBtu
|  | % energy from biogas as useable heat | 38% | % | Hunt et al. 2006
|  | heat recovery from biogas | 809.4 | kWh/t TS | Calculated
|  | NG displaced by heat from biogas | 2.7617 | MMBtu/t TS | Conversion from kWh to MMBtu
|  | heat recovered from TH heat exchanger | 426 | kWh/t TS | Hao et al. 2020, Figure 1
|  | NG dispaced by heat from TH heat exchanger | 1.4535 | MMBtu/t TS | Conversion from kWh to MMBtu
|  | Net heat import from NG | 0.14535 | MMBtu/t TS | Calculated
| ENET |  | 66.8739 | kWh/t TS | Eq. 2
Net CO2e emissions
| CO2eLFG,rel |  | 2040 | kg CO2/t TS | Eq. 5 & 9
| TSf,LA/TSi |  | 0 | Fraction | N/A; No land-applied residues
| CO2eN2O,LA |  | 0 | kg CO2/t TS | Eq. 10
| TSINC/TSi |  | 0 | Fraction | N/A; No incinerated residues
| CO2eN2O,inc |  | 0 | kg CO2/t TS | Eq. 11
| CO2edisp, fuels |  | 0 | kg CO2/t TS | Eq. 12
| CO2edisp, fertilizers |  | 0 | kg CO2/t TS | N/A; No land-applied residues
| CO2eNET |  | 2008.6195 | kg CO2/t TS | Eq. 7
CAPEX
| Thermal Hydrolysis |  | 300000 | USD/t TS·d (FY 2018) | Hao et al. 2020, Table S3
| Anaerobic Digestion |  | 320000 | USD/t TS·d (FY 2018) | Hao et al. 2020, Table S3
| Belt press dewatering equipment |  | 10000 | USD/t TS·d (FY 2018) | Hao et al. 2020, Table S3
| Total CAPEX |  | 630000 | USD/t TS·d (FY 2018) | Calculated
| 2018-19 rate of inflation |  | 2.3% | % | US Bureau of Labor Statistics
| CAPEX converted to FY 2019 |  | 644490 | USD/t TS·d (FY 2019)
Net Operating Profit
OPEX
|  | Thermal Hydrolysis | 119 | USD/t TS (FY 2018) | Hao et al. 2020, Table S3
|  | Anaerobic Digestion | 23 | USD/t TS (FY 2018) | Hao et al. 2020, Table S3
|  | Belt press dewatering | 18 | USD/t TS (FY 2018) | Hao et al. 2020, Table S3
|  | Total OPEX | 160 | USD/t TS (FY 2018)
| 2018-19 rate of inflation |  | 2.3% | % | US Bureau of Labor Statistics
| OPEX converted to FY 2019 |  | 163.68 | USD/t TS (FY 2019)
| TDC |  | 195.9057 | USD/t TS | Eq. 15
Revenue from end-products
|  | Avg industrial price of electricity in FY 2019 | 0.0681 | USD/kWh | US EIA
|  | Revenue from electricity export | 50.7685 | USD/t TS
| Net Operating Profit |  | -308.8171 | USD/t TS | Eq. 14
Technology Readiness Level
| TRL |  | 9 |  | Actual system "proven" through successful system and/or mission operations
Table S16: Thermal Hydrolysis - Anaerobic Digestion - Comnbined Heat and Power - Landfill w/ LFG capture (TH-AD-CHP-LF_LFG)
| Parameter |  | Quantity | Units | Reference
Wet weight of final residues
| VSi/TSi |  | 0.8 | Fraction | Zhao et al. 2019, Table S15
| VS reduction rate |  | 0.6 | Fraction | Zhao et al. 2019, Table S15
| TSf/TSi |  | 0.68 | Fraction | Calculated from VS reduction in AD
| MCf |  | 80% | Fraction | Assumed
| WSf/TSi |  | 3.4 | Fraction | Eq. 1
Net energy balance
Eelec,out
|  | Energy from AD biogas | 2130 | kWh/t TS | Hao et al. 2020, Table S3
|  | % energy from biogas as electricity | 35% | % | Hunt et al. 2006
|  | Total electricity export | 745.5 | kWh/t TS | Calculated
| VSLF |  | 48% | % | Calculated from VS reduction in AD
| RLFG |  | 80% | % | Zhao et al. 2019
| ELFG |  | 499.1454 | kWh/t TS | Eq. 5 & 6
Eelec,in
|  | Belt press dewatering phase I | 60
|  | Belt press dewatering phase II | 60 | kWh/t TS | Hao et al. 2020, Figure 1
|  | Total electricity import | 120 | kWh/t TS | Calculated
| Eprod |  | 0 | kWh/t TS | N/A; No end products
| Ediesel |  | 460.4112 | kWh/t TS | Eq. 4
ENG,in
|  | TH Energy input from NG | 1278 | kWh/t TS | Hao et al. 2020, Figure 1
|  | TH energy input from NG | 4.3605 | MMBtu/t TS | Conversion from kWh to MMBtu
|  | % energy from biogas as useable heat | 38% | % | Hunt et al. 2006
|  | heat recovery from biogas | 809.4 | kWh/t TS | Calculated
|  | NG displaced by heat from biogas | 2.7617 | MMBtu/t TS | Conversion from kWh to MMBtu
|  | heat recovered from TH heat exchanger | 426 | kWh/t TS | Hao et al. 2020, Figure 1
|  | NG dispaced by heat from TH heat exchanger | 1.4535 | MMBtu/t TS | Conversion from kWh to MMBtu
|  | Net heat import from NG | 0.14535 | MMBtu/t TS | Calculated
| ENET |  | 597.1196 | kWh/t TS | Eq. 2
Net CO2e emissions
| CO2eLFG,rel |  | 408 | kg CO2/t TS | Eq. 5 & 9
| TSf,LA/TSi |  | 0 | Fraction | N/A; No land-applied residues
| CO2eN2O,LA |  | 0 | kg CO2/t TS | Eq. 10
| TSINC/TSi |  | 0 | Fraction | N/A; No incinerated residues
| CO2eN2O,inc |  | 0 | kg CO2/t TS | Eq. 11
| CO2edisp, fuels |  | 0 | kg CO2/t TS | Eq. 12
| CO2edisp, fertilizers |  | 0 | kg CO2/t TS | N/A; No land-applied residues
| CO2eNET |  | 170.0223 | kg CO2/t TS | Eq. 7
CAPEX
| Thermal Hydrolysis |  | 300000 | USD/t TS·d (FY 2018) | Hao et al. 2020, Table S3
| Anaerobic Digestion |  | 320000 | USD/t TS·d (FY 2018) | Hao et al. 2020, Table S3
| Belt press dewatering equipment |  | 10000 | USD/t TS·d (FY 2018) | Hao et al. 2020, Table S3
| Total CAPEX |  | 630000 | USD/t TS·d (FY 2018) | Calculated
| 2018-19 rate of inflation |  | 2.3% | % | US Bureau of Labor Statistics
| CAPEX converted to FY 2019 |  | 644490 | USD/t TS·d (FY 2019)
Net Operating Profit
OPEX
|  | Thermal Hydrolysis | 119 | USD/t TS (FY 2018) | Hao et al. 2020, Table S3
|  | Anaerobic Digestion | 23 | USD/t TS (FY 2018) | Hao et al. 2020, Table S3
|  | Belt press dewatering | 18 | USD/t TS (FY 2018) | Hao et al. 2020, Table S3
|  | Total OPEX | 160 | USD/t TS (FY 2018)
| 2018-19 rate of inflation |  | 2.3% | % | US Bureau of Labor Statistics
| OPEX converted to FY 2019 |  | 163.68 | USD/t TS (FY 2019)
| TDC |  | 195.9057 | USD/t TS | Eq. 15
Revenue from end-products
|  | Avg industrial price of electricity in FY 2019 | 0.0681 | USD/kWh | US EIA
|  | Revenue from electricity export | 50.7685 | USD/t TS
| Net Operating Profit |  | -308.8171 | USD/t TS | Eq. 14
Technology Readiness Level
| TRL |  | 9 |  | Actual system "proven" through successful system and/or mission operations
Table S17: Thermal Hydrolysis - Anaerobic Digestion - Combined Heat and Power - Land application (TH-AD-CHP-LA)
| Parameter |  | Quantity | Units | Reference
Wet weight of final residues
| VSi/TSi |  | 0.8 | Fraction | Zhao et al. 2019, Table S15
| VS reduction rate |  | 0.6 | Fraction | Zhao et al. 2019, Table S15
| TSf/TSi |  | 0.68 | Fraction | Calculated from VS reduction in AD
| MCf |  | 80% | Fraction | Assumed
| WSf/TSi |  | 3.4 | Fraction | Eq. 1
Net energy balance
Eelec,out
|  | Energy from AD biogas | 2130 | kWh/t TS | Hao et al. 2020, Table S3
|  | % energy from biogas as electricity | 35% | % | Hunt et al. 2006
|  | Total electricity export | 745.5 | kWh/t TS | Calculated
| VSLF |  | 0% | % | N/A; No landfilled residues
| RLFG |  | 0% | % | N/A; No landfilled residues
| ELFG |  | 0 | kWh/t TS | Eq. 5 & 6
Eelec,in
|  | Belt press dewatering phase I | 60
|  | Belt press dewatering phase II | 60 | kWh/t TS | Hao et al. 2020, Figure 1
|  | Total electricity import | 120 | kWh/t TS | Calculated
| Eprod |  | 0 | kWh/t TS | N/A; No end products
| Ediesel |  | 460.4112 | kWh/t TS | Eq. 4
ENG,in
|  | TH Energy input from NG | 1278 | kWh/t TS | Hao et al. 2020, Figure 1
|  | TH energy input from NG | 4.3605 | MMBtu/t TS | Conversion from kWh to MMBtu
|  | % energy from biogas as useable heat | 38% | % | Hunt et al. 2006
|  | heat recovery from biogas | 350.385 | kWh/t TS | Calculated
|  | NG displaced by heat from biogas | 1.1955 | MMBtu/t TS | Conversion from kWh to MMBtu
|  | heat recovered from TH heat exchanger | 426 | kWh/t TS | Hao et al. 2020, Figure 1
|  | NG dispaced by heat from TH heat exchanger | 1.4535 | MMBtu/t TS | Conversion from kWh to MMBtu
|  | Net heat import from NG | 1.7115 | MMBtu/t TS | Calculated
| ENET |  | -419.142 | kWh/t TS | Eq. 2
Net CO2e emissions
| CO2eLFG,rel |  | 0 | kg CO2/t TS | Eq. 5 & 9
| TSf,LA/TSi |  | 0.68 | Fraction | Calculated from VS reduction rates
| CO2eN2O,LA |  | 152.8485 | kg CO2/t TS | Eq. 10
| TSINC/TSi |  | 0 | Fraction | N/A; No incinerated residues
| CO2eN2O,inc |  | 0 | kg CO2/t TS | Eq. 11
| CO2edisp, fuels |  | 0 | kg CO2/t TS | Eq. 12
| CO2edisp, fertilizers |  | 130 | kg CO2/t TS | Zhao et al. 2019
| CO2eNET |  | 190.6804 | kg CO2/t TS | Eq. 7
CAPEX
| Thermal Hydrolysis |  | 300000 | USD/t TS·d (FY 2018) | Hao et al. 2020, Table S3
| Anaerobic Digestion |  | 320000 | USD/t TS·d (FY 2018) | Hao et al. 2020, Table S3
| Belt press dewatering equipment |  | 10000 | USD/t TS·d (FY 2018) | Hao et al. 2020, Table S3
| Total CAPEX |  | 630000 | USD/t TS·d (FY 2018) | Calculated
| 2018-19 rate of inflation |  | 2.3% | % | US Bureau of Labor Statistics
| CAPEX converted to FY 2019 |  | 644490 | USD/t TS·d (FY 2019)
Net Operating Profit
OPEX
|  | Thermal Hydrolysis | 119 | USD/t TS (FY 2018) | Hao et al. 2020, Table S3
|  | Anaerobic Digestion | 23 | USD/t TS (FY 2018) | Hao et al. 2020, Table S3
|  | Belt press dewatering | 18 | USD/t TS (FY 2018) | Hao et al. 2020, Table S3
|  | Total OPEX | 160 | USD/t TS (FY 2018)
| 2018-19 rate of inflation |  | 2.3% | % | US Bureau of Labor Statistics
| OPEX converted to FY 2019 |  | 163.68 | USD/t TS (FY 2019)
| TDC |  | 195.9057 | USD/t TS | Eq. 15
Revenue from end-products
|  | Avg industrial price of electricity in FY 2019 | 0.0681 | USD/kWh | US EIA
|  | Revenue from electricity export | 50.7685 | USD/t TS
| Net Operating Profit |  | 0 | USD/t TS | Eq. 14
Technology Readiness Level
| TRL |  | 9 |  | Actual system "proven" through successful system and/or mission operations
Table S18: Thermal Hydrolysis - Anaerobic Digestion - Combined Heat and Power - Thermal Drying - Incineraiton - Landfill (TH-AD-CHP-TD-INC-LF) w/o LFG capture
| Parameter |  | Quantity | Units | Reference
Wet weight of final residues
| VSi/TSi |  | 0.8 | Fraction | Zhao et al. 2019, Table S15
| VS reduction rate |  | 0.6 | Fraction | Zhao et al. 2019, Table S15
| TSINC/TSi |  | 0.68 | Fraction | Calculated from VS reduction in AD
| TSf/TSi |  | 0.1 | Fraction | Assumed
| MCf |  | 5% | Fraction | Assumed
| WSf/TSi |  | 0.10526 | Fraction | Eq. 1
Net energy balance
Eelec,out
|  | Energy from AD biogas | 2130 | kWh/t TS | Hao et al. 2020, Figure 1
|  | % energy from biogas as electricity | 35% | % | Hunt et al. 2006
|  | Electricity export from biogas | 745.5 | kWh/t TS | Calculated
|  | Total usable energy from incineration | 1111 | kWh/t TS | Hao et al. 2020, Figure 1
|  | % of usable energy as electricity | 83.55% | % | Hao et al. 2020, Section 2.1.3
|  | Electricity export from incineration | 928.2405 | kWh/t TS | Calculated
|  | Total electricity export | 1673.7405 | kWh/t TS | Calculated
| VSLF |  | 0% | % | Assumed no organic carbon remaines after incineration
| RLFG |  | 0% | % | N/A; No landfilled residues
| ELFG |  | 0 | kWh/t TS | Eq. 5 & 6
Eelec,in
|  | Belt press dewatering phase I | 60
|  | Belt press dewatering phase II | 60 | kWh/t TS | Hao et al. 2020, Figure 1
|  | Total electricity import | 120 | kWh/t TS | Calculated
| Eprod |  | 0 | kWh/t TS | N/A; No end products
| Ediesel |  | 14.2542 | kWh/t TS | Eq. 4
ENG,in
|  | TH Energy input from NG | 1278 | kWh/t TS | Hao et al. 2020, Figure 1
|  | TH energy input from NG | 4.3605 | MMBtu/t TS | Conversion from kWh to MMBtu
|  | % energy from biogas as useable heat | 38% | % | Hunt et al. 2006
|  | heat recovery from biogas | 809.4 | kWh/t TS | Calculated
|  | NG displaced by heat from biogas | 2.7617 | MMBtu/t TS | Conversion from kWh to MMBtu
|  | heat recovered from TH heat exchanger | 426 | kWh/t TS | Hao et al. 2020, Figure 1
|  | NG dispaced by heat from TH heat exchanger | 1.4535 | MMBtu/t TS | Conversion from kWh to MMBtu
|  | % of usable energy from incineration as heat | 16.45% | % | Hao et al. 2020, Section 2.1.3
|  | Usable heat from incineration | 182.7595 | kWh/t TS | Calculated
|  | NG displaced by heat from incineration | 0.62358 | MMBtu/t TS | Conversion from kWh to MMBtu
|  | TD energy input from NG | 2153 | kWh/t TS | Hao et al. 2020, Figure 1
|  | TD energy input from NG | 7.346 | MMBtu/t TS | Conversion from kWh to MMBtu
|  | Incineration energy input from NG | 429 | kWh/t TS | Hao et al. 2020, Figure 1
|  | Incineration energy input from NG | 1.4637 | MMBtu/t TS | Conversion from kWh to MMBtu
|  | Net heat import from NG | 8.3316 | MMBtu/t TS | Calculated
| ENET |  | -952.0335 | kWh/t TS | Eq. 2
Net CO2e emissions
| CO2eLFG,rel |  | 0 | kg CO2/t TS | Eq. 5 & 9
| TSf,LA/TSi |  | 0 | Fraction | N/A; No land-applied residues
| CO2eN2O,LA |  | 0 | kg CO2/t TS | Eq. 10
| TSINC/TSi |  | 0.68 | Fraction | N/A; No incinerated residues
| CO2eN2O,inc |  | 4942.1001 | kg CO2/t TS | Eq. 11
| CO2edisp, fuels |  | 0 | kg CO2/t TS | Eq. 12
| CO2edisp, fertilizers |  | 0 | kg CO2/t TS | N/A; No land-applied residues
| CO2eNET |  | 5365.2342 | kg CO2/t TS | Eq. 7
CAPEX
| Thermal Hydrolysis |  | 300000 | USD/t TS·d (FY 2018) | Hao et al. 2020, Table S3
| Anaerobic Digestion |  | 320000 | USD/t TS·d (FY 2018) | Hao et al. 2020, Table S3
| Belt press dewatering |  | 10000 | USD/t TS·d (FY 2018) | Hao et al. 2020, Table S3
| Drying |  | 100000 | USD/t TS·d (FY 2018) | Hao et al. 2020, Table S3
| Incineration |  | 170000 | USD/t TS·d (FY 2018) | Hao et al. 2020, Table S3
| Total CAPEX |  | 900000 | USD/t TS·d (FY 2018) | Calculated
| 2018-19 rate of inflation |  | 2.3% | % | US Bureau of Labor Statistics
| CAPEX converted to FY 2019 |  | 920700 | USD/t TS·d (FY 2019)
Net Operating Profit
OPEX
|  | Thermal Hydrolysis | 119 | USD/t TS (FY 2018) | Hao et al. 2020, Table S3
|  | Anaerobic Digestion | 23 | USD/t TS (FY 2018) | Hao et al. 2020, Table S3
|  | Belt press dewatering | 18 | USD/t TS (FY 2018) | Hao et al. 2020, Table S3
|  | Drying | 112 | USD/t TS (FY 2018) | Hao et al. 2020, Table S3
|  | Incineration | 173 | USD/t TS (FY 2018) | Hao et al. 2020, Table S3
|  | Total OPEX | 445 | USD/t TS (FY 2018)
| 2018-19 rate of inflation |  | 2.3% | % | US Bureau of Labor Statistics
| OPEX converted to FY 2019 |  | 455.235 | USD/t TS (FY 2019)
| TDC |  | 6.0652 | USD/t TS | Eq. 15
Revenue from end-products
|  | Avg industrial price of electricity in FY 2019 | 0.0681 | USD/kWh | US EIA
|  | Revenue from elextricity export | 113.9817 | USD/t TS
| Net Operating Profit |  | -347.3185 | USD/t TS | Eq. 14
Technology Readiness Level
| TRL |  | 9 |  | Actual system "proven" through successful system and/or mission operations
Table S19: Hydrothermal Liquefaction - Conventional Activated Sludge for aqueoud products- Biocrude (HTL-CAS_BC)
| Parameter |  | Quantity | Units | Reference
| HTL loading rate |  | 110 | dry short ton/day | Snowden-Swan et al. 2017, Figure ES.1
| HTL loading rate |  | 99.7904 | t TS/day | Conversion to dry metric tons/d
| HTL Loading rate |  | 32930.8452 | t TS/yr | Conversion to dry metric tons/yr
| Ash content |  | 15% | %wt | Snowden-Swan et al. 2017, Figure ES.1
| HTL loading rate |  | 93.5 | short ton/day | Snowden-Swan et al. 2017, Figure ES.1
| Operating hours per year |  | 7920 | hr/yr | Snowden-Swan et al. 2017, Figure ES.1
| Operating hours per typ day |  | 24 | hr/day | Assumed
| Operating days per year |  | 330 | day/yr | Calculated
Wet weight of final residues
| Solid phase yield (% dry ash free) |  | 9% | % | Snowden-Swan et al. 2017, Table 5
| Solid phase remaining (% dry solids), TSf/Tsi |  | 7.65% | % | Conversion to total dry solids
| MCf |  | 70% | % | Snowden-Swan et al. 2027
| WSf/TSi |  | 0.255 | Fraction | Eq. 1
Net energy balance
| Eelec,out |  | 0 | kWh/t TS | N/A; No electricity exports
| VSLF |  | 0% | % | Assumed no organic carbon in sold residues after HTL
| RLFG |  | 0% | % | Assumed
| ELFG |  | 0 | kWh/t TS | Eq. 5 & 6
Eelec,in
|  | Annual electricity cost for HTL | 100000 | USD/yr | Snowden-Swan et al. 2017, Table 18
|  | Annual electricity cost for extra aeration | 360000 | USD/yr
|  | cost of electricity | 0.0709 | USD/kWh | Snowden-Swan et al. 2017, Table 18
|  | Electricity consumption for HTL and aeration | 197.0193 | kWh/t TS
|  | Belt press dewatering of initial solids | 60 | kWh/t TS | From Hao et alo. 2020 Figure 1
|  | Total electricity consumption for HTL-CAS_BC | 257.0193 | kWh/t TS | Calculated
Eprod
|  | Biocrude yield from HTL Plant | 44% | % wt Dry Ash Free | Snowden-Swan et al. 2017, Table 5
|  | Biocrude yield from HTL Plant | 37.4% | % wt | Convertion to total dry solids
|  | Wet biocrude specific density (4% MC) | 0.98 | kg/m3 | Snowden-Swan et al. 2017, Table 5
|  | Density of water | 999.974 | kg/m3
|  | Density of Biocrude | 979.9745 | kg/m3 | Calculated
|  | Density of Biocrude | 8.1782 | lb/gal | Converstion to lb/gal
|  | LHV of Biocrude | 124990 | Btu/gal | Snowden-Swan et al. 2017 Section 3.1.3
|  | Energy density of biocrude from HTL plant | 9875.026 | kWh/t | Conversiont o kWh/t
|  | Energy eqv of biocrude from HTL plant | 3693.2597 | kWh/t TS | Calculated
|  | Heat content of crude oil | 5.8 | MMBtu/barrel | EPA 2020
|  | LHV of biocrude | 124990 | Btu/gal
|  | LHV of biocrude | 5.2496 | MMBtu/barrel
|  | LHVbio/LHVfossil | 0.9051 | -
| Ediesel |  | 34.5308 | kWh/t TS | Eq. 4
ENG,in
|  | Natural gas consumption for HTL | 390000 | USD/yr | Snowden-Swan et al. 2017, Table 18
|  | Natural gas consumption for THROX unit | 180000 | USD/yr | Snowden-Swan et al. 2017, Table 18
|  | Total cost of natural gas | 570000 | USD/yr | Calculated
|  | Cost of Natural Gas | 5.62 | USD/1000 scf | Snowden-Swan et al. 2017, Table 18
|  | Total NG consumption for HTL | 3079.8932 | scf/t TS | Calculated
|  | Total NG consumption for HTL | 3.1938 | MMBtu/t TS | Conversion from scf to MMBtu
| ENET |  | 2541.5488 | kWh/t TS | Eq. 2
Net CO2e emissions
| CO2eLFG,rel |  | 0 | kg CO2/t TS | Eq. 5 & 9
| TSf,LA/TSi |  | 0 | Fraction | N/A; No land-applied residues
| CO2eN2O,LA |  | 0 | kg CO2/t TS | Eq. 10
| TSINC/TSi |  | 0 | Fraction | N/A; No incinerated residues
| CO2eN2O,inc |  | 0 | kg CO2/t TS | Eq. 11
CO2edisp, fuels
|  | LHVbio/LHVfossil | 0.9051 | -
|  | EF_crude | 319 | kg CO2/t TS | Rahman et al. 2015
|  | CO2 eqv of biocrude | 1066.3434 | kg CO2/t TS | Eq. 12
| CO2edisp, fertilizers |  | 0 | kg CO2/t TS | N/A; No land-applied residues
| CO2eNET |  | -649.8405 | kg CO2/t TS | Eq. 7
CAPEX
| Total Installed Cost of HTL plant |  | 18200000 | USD (FY 2014) | Snowden-Swan et al. 2017, Table 17
| Total Installed Cost of HTL plant |  | 182382.2 | USD/t TS·d (FY 2014) | Calculated
| 2014-19 rate of inflation |  | 7.69% | % | US Bureau of Labor Statistics
| CAPEX converted to FY 2019 |  | 196407.3912 | USD/t TS·d (FY 2019)
Net Operating Profit
OPEX
|  | Variable Costs (USD/yr) = | 1780000 | USD/yr (FY 2014) | Snowden-Swan et al. 2017, Table 19
|  | Fixed Costs (USD/yr) = | 2760000 | USD/yr (FY 2014) | Snowden-Swan et al. 2017, Table 19
|  | OPEX of HTL Plant | 137.8647 | USD/t TS·d
| 2014-19 rate of inflation |  | 7.69% | % | US Bureau of Labor Statistics
| OPEX converted to FY 2019 |  | 148.4665 | USD/t TS (FY 2019)
| TDC |  | 14.6929 | USD/t TS | Eq. 15
Revenue from end-products
|  | Biocrude market value (USD/barrel) = | 50 | USD/barrel | Estimated from US EIA
|  | Biocrude market value (USD/kg) = | 0.32092 | USD/kg | Conversion to USD/kg
|  | Renevue from Biocrude (USD/t TS) = | 120.023 | USD/t TS | Calculated
| Net Operating Profit |  | -43.1364 | USD/t TS | Eq. 14
Technology Readiness Level
| TRL |  | 7 |  | System prototype demonstration in the planned operational environment, Mankins 2009
Table S20: Hydrothermal Liquefaction - Conventional Activated Sludge for aqueous products- Fuel Products (HTL-CAS_FP)
| Parameter |  | Quantity | Units | Reference
| Biocrude Feed Rate |  | 296200000 | lbs/yr | Snowden-Swan et al. 2017, Table 21
| Dry sludge equivalent feed rate |  | 1199.9676 | short ton TS/day | Calculated from Biocrude yield (Snowden-Swan et al. 2017, Table 5)
| Dry sludge equivalent feed rate |  | 1088.5936 | t TS/day | Converstion to from short tons to metric tons
| Dry sludge equivalent feed rate |  | 359235.8818 | t TS/yr | Calculated from annual operating days
| Operating hours per year = |  | 7920 | hr/yr | Snowden-Swan et al. 2017, Figure ES.1
| Operating hours per typ day = |  | 24 | hr/day | Assumed
| Operating days per year = |  | 330 | day/yr | Calculated
Wet weight of final residues
| Solid phase yield (% dry ash free) = |  | 9% | % | Snowden-Swan et al. 2017, Table 5
| Solid phase remaining (% dry solids), TSf/TSi = |  | 7.65% | % | Conversion to total dry solids
| MCf |  | 70% | % | Snowden-Swan et al. 2027
| WSf/TSi |  | 0.255 | Fraction | Eq. 1
Net energy balance
| Eelec,out |  | 0 | kWh/t TS | N/A; No electricity exports
| VSLF |  | 0% | % | Assumed no organic carbon in sold residues after HTL
| RLFG |  | 0% | % | Assumed
| ELFG |  | 0 | kWh/t TS | Eq. 5 & 6
Eelec,in
|  | Annual cost of electricity for biocrude upgradation | 920000 | USD/yr (FY 2014) | Snowden-Swan et al. 2017, Table 23
|  | Price of electricity | 0.0709 | USD/kWh | Snowden-Swan et al. 2017, Table 23
|  | Electricity consumption for biocrude upgradation | 36.1212 | kWh/t TS | Calculated
|  | Electricity consumption from HTL-CAS_BC | 257.0193 | kWh/t TS | Calculated in HTL-CAS_BC scenario
|  | Total electricity consumption for HTL-CAS_FP | 293.1405 | kWh/t TS | Calculated
Eprod
|  | Biocrude yield from HTL plant | 37.4% | %wt TS | Snowden-Swan et al. 2017, Table 5 - Converted to total dry solids
|  | Diesel production rate | 183800000 | lb/yr | Snowden-Swan et al. 2017, Table 21
|  | Diesel yield | 62.05% | %wt of biocrude | Calculated from biocrude feed rate
|  | Diesel yield | 23.21% | %wt TS | Calculated from biocrude yield
|  | LHV of diesel (Btu/gal) = | 124394 | Btu/gal | Snowden-Swan et al. 2020
|  | Density of diesel (lb/gal) = | 6.66 | lb/gal | Snowden-Swan et al. 2020
|  | Energy density of diesel (kWh/kg) = | 12.0684 | kWh/kg | Calculated
|  | Energy equivalent of diesel (kWh/t TS) = | 2800.7992 | kWh/t TS | Calculated
|  | Naphtha production rate | 56500000 | lb/yr | Snowden-Swan et al. 2017, Table 21
|  | Naphtha yield | 19.07% | %wt of biocrude | Calculated from biocrude feed rate
|  | Naphtha yield | 7.134% | %wt TS | Calculated from biocrude yield
|  | LHV of naphtha | 114650 | Btu/gal | Snowden-Swan et al. 2020
|  | Density of naphtha | 6.13 | lb/gal | Snowden-Swan et al. 2020
|  | Energy density of naphtha | 12.0848 | kWh/kg | Calculated
|  | Energy equivalent of naphtha | 862.1311 | kWh/t TS | Calculated
|  | Total energy equivalent of upgraded fuel products | 3662.9303 | kWh/t TS | Calculated
| Ediesel |  | 34.5308 | kWh/t TS | Eq. 4
ENG,in
|  | Annual cost of natural gas for biocrude upgradation | 2790000 | USD/yr (FY 2014) | Snowden-Swan et al. 2017, Table 23
|  | Price of natural gas | 5.62 | USD/1000scf | Snowden-Swan et al. 2017, Table 23
|  | Natural gas consumption biocrude upgradation | 1381.9368 | scf/t TS | Calculated
|  | Natural gas consumption for HTL-CAS_BC | 3079.8932 | scf/t TS | Calculated in HTL-CAS_BC scenario
|  | Total natural gas consumption for HTL-CAS_FP | 4461.83 | scf/t TS | Calculated
|  | Total natural gas consumption for HTL-CAS_CP | 4.6269 | MMBtu/t TS | Conversion from scf to MMBtu
| ENET |  | 2477.5135 | kWh/t TS | Eq. 2
Net CO2e emissions
| CO2eLFG,rel |  | 0 | kg CO2/t TS | Eq. 5 & 9
| TSf,LA/TSi |  | 0 | Fraction | N/A; No land-applied residues
| CO2eN2O,LA |  | 0 | kg CO2/t TS | Eq. 10
| TSINC/TSi |  | 0 | Fraction | N/A; No incinerated residues
| CO2eN2O,inc |  | 0 | kg CO2/t TS | Eq. 11
| CO2edisp, fuels |  |  |  | Eq. 12
|  | Co2 eqv of diesel | 10.16 | kg CO2/gal | US EIA
|  | Density of diesel | 6.66 | lb/gal | Snowden-Swan et al. 2020
|  | CO2 eqv of diesel | 3.3632 | kg CO2/kg | Calculated
|  | CO2 eqv of diesel | 780.5222 | kg CO2/t TS | Calculated
|  | CO2 eqv of naphtha | 9.1 | kg CO2/gal | US EIA
|  | Density of naphtha | 6.13 | lb/gal | Snowden-Swan et al. 2020
|  | CO2 eqv of naptha | 3.2728 | kg CO2/kg | Calculated
|  | CO2 eqv of naphtha | 233.48 | kg CO2/t TS | Calculated
|  | Total CO2 eqv of upgraded fuel products | 1014.0022 | kg CO2/t TS | Calculated
| CO2edisp, fertilizers |  | 0 | kg CO2/t TS | N/A; No land-applied residues
| CO2eNET |  | -942.5995 | kg CO2/t TS | Eq. 7
CAPEX
| Total Installed Cost for biocrude upgrading plant |  | 75600000 | USD (FY 2014) | Snowden-Swan et al. 2017, Table 22
| Total Installed Cost for biocrude upgrading plant |  | 69447.4056 | USD/t TS·d (FY 2014) | Calculated from biocrude feed rate
| Total Installed Cost for HTL plant |  | 182382.2 | USD/t TS·d (FY 2014) | Calculated in HTL-CAS_BC scenario
| Total Installed Cost for HTL-CAS_FP scenario |  | 251829.6056 | USD/t TS·d (FY 2014) | Calculated
| 2014-19 rate of inflation |  | 7.69% | % | US Bureau of Labor Statistics
| CAPEX converted to FY 2019 |  | 271195.3023 | USD/t TS·d (FY 2019)
Net Operating Profit
OPEX
|  | Variable Costs for biocrude upgradation | 4300000 | USD/yr (FY 2014) | Snowden-Swan et al. 2017, Table 23
|  | Fixed Costs for biocrude upgradation | 9180000 | USD/yr (FY 2014) | Snowden-Swan et al. 2017, Table 23
|  | OPEX for biocrude upgradation plant | 37.5241 | USD/t TS | Calculated from biosolids feed rate
|  | OPEX of HTL Plant | 137.8647 | USD/t TS | Calculated in HTL-CAS_BC scenario
|  | Total OPEX for HTL-CAS_FP | 175.3888 | USD/t TS | Calculated
| 2014-19 rate of inflation |  | 7.69% | % | US Bureau of Labor Statistics
| OPEX converted to FY 2019 |  | 188.8762 | USD/t TS (FY 2019)
| TDC |  | 14.6929 |  | Eq. 15
Revenue from end-products
|  | Selling price of diesel (USD/gal) = | 3.124 | USD/gal | EIA April 19, 2021 Diesel price
|  | Selling price of diesel (USD/kg) = | 1.0341 | USD/kg | Conversion from gal to kg
|  | Revenue from diesel (USD/t TS) = | 239.9952 | USD/t TS | Calculated
|  | Selling price of naphtha (USD/tonne) = | 550 | USD/tonne | Trading Economics 2021
|  | Selling price of naphtha (USD/kg) = | 0.55 | USD/kg | Conversion from tonne to kg
|  | Revenue from naphtha (USD/t TS) = | 39.2372 | USD/t TS | Calculated
|  | Total revenue from end-products | 279.2324
| Net Operating Profit |  | 75.6633 | USD/t TS | Eq. 14
Technology Readiness Level
| TRL |  | 6 |  | System/subsystem model or prototype demonstration in a relevent environment
Table S21: Hydrothermal Liquefaction - Ammonia Stripping - Conventional Activated Sludge for aqueous products - Biocrude (HTL-NH3-CAS_BC)
| Parameter |  | Quantity | Units | Reference
|  | HTL loading rate | 110 | dry short ton/day | Snowden-Swan et al. 2020
|  | HTL loading rate | 99.7904 | t TS/day | Conversion from short ton to metric ton
|  | HTL loading rate | 32930.8452 | t TS/yr | Snowden-Swan et al. 2020
|  | Ash content | 15% | %wt | Snowden-Swan et al. 2020
|  | HTL loading rate | 93.5 | short ton/day | Snowden-Swan et al. 2020
|  | Operating hours per year | 7920 | hrs/yr | Snowden-Swan et al. 2020
|  | Operating hours per typ day | 24 | hrs/day | Snowden-Swan et al. 2020
|  | Operating days per year | 330 | days/yr | Snowden-Swan et al. 2020
Wet weight of final residues
| Solid phase yield (% dry ash free) |  | 12% | % | Snowden-Swan et al. 2020, Table 2
| Solid phase remaining (% dry solids), TSf/Tsi |  | 10.2% | % | Conversion to total dry solids
| MCf |  | 60% | % | Snowden-Swan et al. 2020, Table C.1.
| WSf/TSi |  | 0.255 | Fraction | Eq. 1
Net energy balance
| Eelec,out |  | 0 | kWh/t TS | N/A; No electricity exports
| VSLF |  | 0% | % | Assumed no organic carbon in sold residues after HTL
| RLFG |  | 0% | % | Assumed
| ELFG |  | 0 | kWh/t TS | Eq. 5 & 6
Eelec,in
|  | Electricity demand for HTL process | 297 | kW | Snowden-Swan et al. 2020, Table C.1.
|  | Electricity demand for aeration | 849 | kW | Snowden-Swan et al. 2020, Table C.1.
|  | Electricity femand for HTL plant | 275.6176 | kWh/t TS
|  | Total electricity consumption | 275.6176 | kWh/t TS | Calculated
Eprod
|  | Biocrude yield from HTL Plant | 44% | % wt Dry Ash Free | Snowden-Swan et al. 2020, Table 2
|  | Biocrude yield from HTL Plant | 37.4% | % wt | Convertion to total dry solids
|  | Density of Biocrude | 8.15 | lb/gal | Snowden-Swan et al. 2020, Table C.1.
|  | LHV of Biocrude | 124943 | Btu/gal | Snowden-Swan et al. 2020, Table C.1.
|  | Energy density of biocrude from HTL plant | 9.9055 | kWh/kg | Calculated
|  | Energy eqv of biocrude from HTL plant | 3704.6459 | kWh/t TS | Calculated
|  | Heat content of crude oil | 5.8 | MMBtu/barrel | EPA 2020
|  | LHV of biocrude | 124943 | Btu/gal | Snowden-Swan et al. 2020 Table C.1
|  | LHV of biocrude | 5.2476 | MMBtu/barrel
| Ediesel |  | 34.5308 | kWh/t TS | Eq. 4
ENG,in
|  | Natural gas usage fir HTL process | 3760 | scf/AFDW | Snowden-Swan et al. 2020, Table B.2.
|  | Natural gas consumption | 3522.9828 | scf/t TS | Conversion from ash free short ton to metric ton total solids
|  | NG consumption | 3.6533 | MMBtu/t TS | Conversion from scf to MMBtu
| ENET |  | 2391.0637 | kWh/t TS | Eq. 2
Net CO2e emissions
| CO2eLFG,rel |  | 0 | kg CO2/t TS | Eq. 5 & 9
| TSf,LA/TSi |  | 0 | Fraction | N/A; No land-applied residues
| CO2eN2O,LA |  | 0 | kg CO2/t TS | Eq. 10
| TSINC/TSi |  | 0 | Fraction | N/A; No incinerated residues
| CO2eN2O,inc |  | 0 | kg CO2/t TS | Eq. 11
| CO2edisp, fuels |  | 1181.782 | kg CO2/t TS | Eq. 12
| CO2edisp, fertilizers |  | 0 | kg CO2/t TS | N/A; No land-applied residues
| CO2eNET |  | -587.3293 | kg CO2/t TS | Eq. 7
CAPEX
| Total Installed Cost of HTL plant |  | 24200000 | USD (FY 2019) | Snowden-Swan et al. 2020, Table 5
| Total Installed Cost of HTL plant |  | 242508.2 | USD/t TS·d (FY 2019) | Calculated
Net Operating Profit
OPEX
|  | OPEX for HTL Plant | 4900000 | USD/yr (FY 2019) | Snowden-Swan et al. 2020, Table 5
|  | OPEX of HTL Plant | 148.7967 | USD/t TS | Calculated from HTL loading rate
| TDC |  | 14.6929 | USD/t TS | Eq. 15
Revenue from end-products
|  | Biocrude market value | 50 | USD/barrel | Estimated from US EIA
|  | Biocrude market value | 0.32203 | USD/kg | Conversion to USD/kg
|  | Renevue from Biocrude | 120.4383 | USD/t TS | Calculated
| Net Operating Profit |  | -43.0513 | USD/t TS | Eq. 14
Technology Readiness Level
| TRL |  | 6 |  | System/subsystem model or prototype demonstration in a relevent environment
Table S22: Hydrothermal Liquefaction - Ammonia Stripping - Conventional Activated Sludge for aqueous products - Fuel Products (HTL-NH3-CAS_FP)
| Parameter |  | Quantity | Units | Reference
|  | Operating hours per year | 7920 | hours/year | Snowden-Swan et al. 2020
|  | Operating hours per typ day | 24 | hours/day | Snowden-Swan et al. 2020
|  | Operating days per year | 330 | days/yr | Snowden-Swan et al. 2020
|  | Biocrude feed rate | 38961 | lb/hr | Snowden-Swan et al. 2020, Table C.2
|  | Dry solids feed rate equivalent | 1134.0599 | t TS/day | Calculated from biocrude yield
Wet weight of final residues
| Solid phase yield (% dry ash free) |  | 12% | % | Snowden-Swan et al. 2020, Table 2
| Solid phase remaining (% dry solids) |  | 10.2% | % | Conversion to total dry solids
| MCf |  | 60% | % | Snowden-Swan et al. 2020, Table C.1.
| WSf/TSi |  | 0.255 | Fraction | Eq. 1
Net energy balance
| Eelec,out |  | 0 | kWh/t TS | N/A; No electricity exports
| VSLF |  | 0% | % | Assumed no organic carbon in sold residues after HTL
| RLFG |  | 0% | % | Assumed
| ELFG |  | 0 | kWh/t TS | Eq. 5 & 6
Eelec,in
|  | Electricity usage for biocrude upgradation | 1673 | kW | Snowden-Swan et al. 2020, Table C.2
|  | Electricity usage for biocrude upgradation | 35.4055 | kWh/t TS | Calculated from biosolids loading rate
|  | Electricity usage for HTL plant | 275.6176 | kWh/t TS | Calculated in HTL-NH3 rem-CAS_BC process scenario
|  | Total electricity usage for HTL-NH3-CAS_FP | 311.0231 | kWh/t TS | Calculated
Eprod
|  | Biocrude yield from HTL plant | 37.4% | %wt | Conversion from total dry solids
|  | Diesel production rate | 22577 | lb/hr | Snowden-Swan et al. 2020, Table C.2
|  | Diesel yield from biocrude | 57.95% | %wt biocrude | Calculated from diesel production rate
|  | Diesel yield from biosolids | 21.67% | %wt biosolidds | Calculated from biosolids loading rate
|  | LHV of diesel | 124394 | Btu/gal | Snowden-Swan et al. 2020
|  | Density of diesel | 6.66 | lb/gal | Snowden-Swan et al. 2020
|  | Energy density of diesel | 12.0683 | kWh/kg | Conversion from lb/gal to kWh/kg
|  | Energy equivalent of diesel | 2615.494 | kWh/t TS | Calculated
|  | Naphtha production rate | 7124 | lb/hr | Snowden-Swan et al. 2020, Table C.2
|  | Naphtha yield | 18.28% | %wt biocrude | Calculated from naphtha production rate
|  | Naphtha yield | 6.839% | %wt biosolids | Calculated from biosolids loading rate
|  | LHV of naphtha | 114650 | Btu/gal | Snowden-Swan et al. 2020
|  | Density of naphtha | 6.13 | lb/gal | Snowden-Swan et al. 2020
|  | Energy density of naphtha | 12.0847 | kWh/kg | Conversion from lb/gal to kWh/kg
|  | Energy equivalent of naphtha | 826.418 | kWh/t TS | Calculated
|  | Total energy equivalent of end products | 3441.912 | kWh/t TS | Calculated
| Ediesel |  | 34.5308 | kWh/t TS | Eq. 4
ENG,in
|  | Natural gas consumption for biocrude upgradation | 1191 | scf/AFDW | Snowden-Swan et al. 2020, Table B.1 & B.2
|  | Natural gas consumption for biocrude upgradation | 1115.9235 | scf/t TS | conversion from short ton to metric ton total solids
|  | Natural gas usage for biocrude upgradation | 1.1572 | MMBtu/t TS | Converstion from scf to MMBtu
|  | Natural gas usage for HTL plant | 3.6533 | MMBtu/t TS | Calculated in HTL-NH3 rem-CAS_BC process scenario
|  | Total natural gas usage for HTL-NH3-CAS-FP | 4.8105 | MMBtu/t TS | Calculated
| ENET |  | 2141.6675 | kWh/t TS | Eq. 2
Net CO2e emissions
| CO2eLFG,rel |  | 0 | kg CO2/t TS | Eq. 5 & 9
| TSf,LA/TSi |  | 0 | Fraction | N/A; No land-applied residues
| CO2eN2O,LA |  | 0 | kg CO2/t TS | Eq. 10
| TSINC/TSi |  | 0 | Fraction | N/A; No incinerated residues
| CO2eN2O,inc |  | 0 | kg CO2/t TS | Eq. 11
| CO2edisp, fuels |  | 1567.5866 | kg CO2/t TS | Eq. 12
| CO2edisp, fertilizers |  | 0 | kg CO2/t TS | N/A; No land-applied residues
| CO2eNET |  | -811.2841 | kg CO2/t TS | Eq. 7
CAPEX
| Total Installed Cost for biocrude upgrading plant |  | 82200000 | USD (FY 2019) | Snowden-Swan et al. 2017, Table 22
| Total Installed Cost for biocrude upgrading plant |  | 72482.9442 | USD/t TS·d (FY 2019) | Calculated from biocrude feed rate
| Total Installed Cost for HTL plant |  | 242508.2 | USD/t TS·d (FY 2019) | Calculated in HTL-CAS_BC scenario
| Total Installed Cost for HTL-NH3 rem-CAS_FP scenario |  | 314991.1442 | USD/t TS·d (FY 2019) | Calculated
Net Operating Profit
OPEX
|  | OPEX for biocrude upgradation plant | 44200000 | USD/yr (FY 2019) | Snowden-Swan et al. 2017, Table 23
|  | OPEX for biocrude upgradation plant | 118.1061 | USD/t TS | Calculated from biosolids feed rate
|  | OPEX of HTL Plant | 148.7967 | USD/t TS | Calculated in HTL-NH3 rem-CAS_BC scenario
|  | Total OPEX for HTL-NH3 rem-CAS_FP | 266.9028 | USD/t TS | Calculated
| TDC |  | 14.6929 |  | Eq. 15
Revenue from end-products
|  | Selling price of diesel | 3.124 | USD/gal | EIA April 19, 2021 Diesel price
|  | Density of diesel | 6.66 | lb/gal | Snowden-Swan et al. 2020
|  | Selling price of diesel | 1.0341 | USD/kg | Conversion from gal to kg
|  | Revenue from diesel | 224.1188 | USD/t TS | Calculated
|  | Selling price of naphtha | 550 | USD/tonne | Trading Economics 2021
|  | Selling price of naphtha | 0.55 | USD/kg | Conversion from tonne to kg
|  | Revenue from naphtha | 37.6121 | USD/t TS | Calculated
|  | Total revenue from end-products | 261.7309
| Net Operating Profit |  | -19.8648 | USD/t TS | Eq. 14
Technology Readiness Level
| TRL |  | 6 |  | System/subsystem model or prototype demonstration in a relevent environment
Table S23: Supercritical Hydrothermal Liquefaction-Conventional Activated Sludge for aqueous products_Bioheavy Oil (SupCrit HTL-CAS_BHO)
| Parameter |  | Quantity | Units | Reference
|  | HTL Loading Rate (80% MC) | 100 | metric ton/day | Do et al. 2020
|  | Moisture content | 0.8 | %wt | Do et al. 2020
|  | HTL dry solids loading rate | 20 | t TS/d | Calculated from moisutre content
|  | HTL dry solids loading rate | 6666.6667 | t TS/yr | Calculated from operating days
|  | Operating hours | 8000 | hrs/yr
|  | Operating hours per typ day | 24 | hrs/day
Wet weight of final residues
| Solid residue remaining |  | 291.6 | kg/hr | Do et al. 2020, Table 5
| HTL loading rate |  | 4166.7 | kg/hr | Do et al. 2020, Table 5
| MC of influent solids |  | 80% | % | Do et al. 2020, Table 5
| Solid phase remaining |  | 34.99% | % | Calculated from solid residue yield
| MCf |  | 0% | % | Do et al. 2020 Table 5
| WSf/TSi |  | 0.35 | Fraction | Eq. 1
Net energy balance
| Eelec,out |  | 0 | kWh/t TS | N/A; No electricity exports
| VSLF |  | 0% | % | Assumed no organic carbon in sold residues after HTL
| RLFG |  | 0% | % | Assumed
| ELFG |  | 0 | kWh/t TS | Eq. 5 & 6
Eelec,in
|  | Electricity annual expense | 100000 | USD/yr | Do et al. 2020, Table 10
|  | Electricity cost | 0.098 | USD/kWh | Do et al. 2020, Table 1
|  | Annual electricity consumption | 1020408.1633 | kWh/yr | Calculated
|  | Electricity consumption | 153.0612 | kWh/t TS | Calculated from solids loading rate
|  | Belt press dewatering | 60 | kWh/t TS | Hao et alo. 2020 Figure 1
|  | Electricity consumption | 213.0612 | kWh/t TS
Eprod
|  | BHO yield from supercritical plant | 8% | %wt | Do et al. 2020 Table 5
|  | BHO yield from supercritical plant | 40% | %wt | Calculated from biosolids loading rate
|  | Supercritical BHO HHV | 36 | MJ/kg | Do et al. 2020 Table 3
|  | Supercritical BHO HHV | 10 | kWh/kg | Conversion from MJ to kWh
|  | Energy eqv. of supercritical BHO | 4000 | kWh/t TS | Calculated from solids loading rate
| Ediesel |  | 47.3953 | kWh/t TS | Eq. 4
ENG,in
|  | LNG expense | 350000 | USD/yr | Do et al. 2020, Table 10
|  | LNG price | 0.448 | USD/kg | Do et al. 2020, Table 1
|  | LNG consumption | 781250 | kg/yr | Calculated
|  | LNG energy content | 21240 | BTU/lb | NIST Handbook 44 – Mass Flow Meters Appendix E - https://www.nist.gov/file/323701
|  | LNG energy content | 46826.1288 | BTU/kg | Comversion from lb to kg
|  | LNG consumption | 36582.9131 | MMBtu/yr | Calculated from annual natural gas consumption
|  | LNG energy equivalent | 5.4874 | MMBtu/t TS | Calculated from solids loading rate
| ENET |  | 2180.5756 | kWh/t TS | Eq. 2
Net CO2e emissions
| CO2eLFG,rel |  | 0 | kg CO2/t TS | Eq. 5 & 9
| TSf,LA/TSi |  | 0 | Fraction | N/A; No land-applied residues
| CO2eN2O,LA |  | 0 | kg CO2/t TS | Eq. 10
| TSINC/TSi |  | 0 | Fraction | N/A; No incinerated residues
| CO2eN2O,inc |  | 0 | kg CO2/t TS | Eq. 11
| CO2edisp, fuels |  | 1276 | kg CO2/t TS | Eq. 12
| CO2edisp, fertilizers |  | 0 | kg CO2/t TS | N/A; No land-applied residues
| CO2eNET |  | -468.3044 | kg CO2/t TS | Eq. 7
CAPEX
| Total Installed Cost of supercritical HTL plant |  | 8550000 | USD (FY 2017) | Do et al. 2020, Table 10
| Total Installed Cost of supercritical HTL plant |  | 427500 | USD/t TS·d (FY 2017) | Calculated
| 2017-19 rate of inflation |  | 4.81% | % | US Bureau of Labor Statistics
| CAPEX converted to FY 2019 |  | 448062.75 | USD/t TS·d (FY 2019)
Net Operating Profit
OPEX
|  | Supercritical plant Total Production Cost | 2650000 | USD/yr (FY 2017) | Do et al. 2020, Table 10
|  | Supercritical plant Total Production Cost | 397.5 | USD/t TS (FY 2017) | Calculated from HTL loading rate
| 2017-19 rate of inflation |  | 4.81% | % | US Bureau of Labor Statistics
| OPEX converted to FY 2019 |  | 416.6198 | USD/t TS (FY 2019)
| TDC |  | 20.1668 | USD/t TS | Eq. 15
Revenue from end-products
|  | Price of BHO from supercritical plant | 0.575 | USD/kg BHO (FY 2017) | Do et al. 2020, Table 10
|  | Revenue from supercritical plant BHO | 230 | USD/t TS (FY 2017)
| 2017-19 rate of inflation |  | 4.81% | % | US Bureau of Labor Statistics
| Revenue converted to FY 2019 |  | 241.063 | USD/t TS (FY 2019)
| Net Operating Profit |  | -195.7235 | USD/t TS | Eq. 14
Technology Readiness Level
| TRL |  | 4 |  | Component and/or breadboard validation in 'laboratory' environment
Table S24: Subcritical Hydrothermal Liquefaction - Conventional Activated Sludge for aqueous products - Bioheavy Oil (SubCrit HTL-CAS_BHO)
| Parameter |  | Quantity | Units | Reference
| HTL Loading Rate (80% MC) |  | 100 | metric ton/day | Do et al. 2020
| Moisture content |  | 0.8 | %wt | Do et al. 2020
| HTL dry solids loading rate |  | 20 | t TS/d | Calculated from moisutre content
| HTL dry solids loading rate |  | 6666.6667 | t TS/yr | Calculated from operating days
| Operating hours |  | 8000 | hrs/yr | Do et al. 2020
| Operating hours per typ day |  | 24 | hrs/day | Do et al. 2020
Wet weight of final residues
| Solid residue remaining |  | 291.6 | kg/hr | Do et al. 2020, Table 5
| HTL loading rate |  | 4166.7 | kg/hr | Do et al. 2020, Table 5
| MC of influent solids |  | 80% | % | Do et al. 2020, Table 5
| Solid phase remaining |  | 34.99% | % | Calculated from solid residue yield
| MCf |  | 0% | % | Do et al. 2020 Table 5
| WSf/TSi |  | 0.35 | Fraction | Eq. 1
Net energy balance
| Eelec,out |  | 0 | kWh/t TS | N/A; No electricity exports
| VSLF |  | 0% | % | Assumed no organic carbon in sold residues after HTL
| RLFG |  | 0% | % | Assumed
| ELFG |  | 0 | kWh/t TS | Eq. 5 & 6
Eelec,in
|  | Electricity annual expense | 70000 | USD/yr | Do et al. 2020, Table 10
|  | Electricity cost | 0.098 | USD/kWh | Do et al. 2020, Table 1
|  | Annual electricity consumption | 714285.7143 | kWh/yr | Calculated
|  | Electricity consumption | 107.1429 | kWh/t TS | Calculated from solids loading rate
|  | Belt press dewatering | 60 | kWh/t TS | From Hao et alo. 2020 Figure 1
|  | Electricity consumption | 167.1429 | kWh/t TS | Calculated
Eprod
|  | BHO yield from subcritical plant | 9% | %wt | Do et al. 2020 Table 5
|  | BHO yield from subcritical plant | 45% | %wt | Calculated from biosolids loading rate
|  | subcritical BHO HHV | 33.9 | MJ/kg | Do et al. 2020 Table 3
|  | subcritical BHO HHV | 9.4167 | kWh/kg | Conversion from MJ to kWh
|  | Energy eqv. of subcritical BHO | 4237.5 | kWh/t TS | Calculated from solids loading rate
|  | HHVbio/HHVfossil | #REF! | -
| Ediesel |  | 47.3953 | kWh/t TS | Eq. 4
ENG,in
|  | LNG expense | 370000 | USD/yr | Do et al. 2020, Table 10
|  | LNG price | 0.448 | USD/kg | Do et al. 2020, Table 1
|  | LNG consumption | 825892.8571 | kg/yr | Calculated
|  | LNG energy content | 21240 | BTU/lb | NIST Handbook 44 – Mass Flow Meters Appendix E - https://www.nist.gov/file/323701
|  | LNG energy content | 46826.1288 | BTU/kg | Comversion from lb to kg
|  | LNG consumption | 38673.3653 | MMBtu/yr | Calculated from annual natural gas consumption
|  | LNG energy equivalent | 5.801 | MMBtu/t TS | Calculated from solids loading rate
| ENET |  | 2379.4434 | kWh/t TS | Eq. 2
Net CO2e emissions
| CO2eLFG,rel |  | 0 | kg CO2/t TS | Eq. 5 & 9
| TSf,LA/TSi |  | 0 | Fraction | N/A; No land-applied residues
| CO2eN2O,LA |  | 0 | kg CO2/t TS | Eq. 10
| TSINC/TSi |  | 0 | Fraction | N/A; No incinerated residues
| CO2eN2O,inc |  | 0 | kg CO2/t TS | Eq. 11
| CO2edisp, fuels |  | 1351.7625 | kg CO2/t TS | Eq. 12
| CO2edisp, fertilizers |  | 0 | kg CO2/t TS | N/A; No land-applied residues
| CO2eNET |  | -523.1874 | kg CO2/t TS | Eq. 7
CAPEX
| Total Installed Cost of subcritical HTL plant |  | 8030000 | USD (FY 2017) | Do et al. 2020, Table 10
| Total Installed Cost of subcritical HTL plant |  | 401500 | USD/t TS·d (FY 2017) | Calculated
| 2017-19 rate of inflation |  | 4.81% | % | US Bureau of Labor Statistics
| CAPEX converted to FY 2019 |  | 420812.15 | USD/t TS·d (FY 2019)
Net Operating Profit
OPEX
|  | Supercritical plant Total Production Cost | 2610000 | USD/yr (FY 2017) | Do et al. 2020, Table 10
|  | Supercritical plant Total Production Cost | 391.5 | USD/t TS (FY 2017) | Calculated from HTL loading rate
| 2017-19 rate of inflation |  | 4.81% | % | US Bureau of Labor Statistics
| OPEX converted to FY 2019 |  | 410.3312 | USD/t TS (FY 2019)
| TDC |  | 20.1668 | USD/t TS | Eq. 15
Revenue from end-products
|  | Price of BHO from supercritical plant | 0.525 | USD/kg BHO | Do et al. 2020, Table 10
|  | Revenue from supercritical plant BHO | 236.25 | USD/t TS
| 2017-19 rate of inflation |  | 4.81% | % | US Bureau of Labor Statistics
| Revenue converted to FY 2019 |  | 247.6136 | USD/t TS (FY 2019)
| Net Operating Profit |  | -182.8843 | USD/t TS | Eq. 14
Technology Readiness Level
| TRL |  | 7 |  | System prototype demonstration in the planned operational environment, Mankins 2009
Table S25: Hydrothermal Liquefaction - Anaerobic Digestion of aqueous coproduct - combined heat and power of biogas - biocrude (HTL-AD-CHP_BC)
| Parameter |  | Quantity | Units | Reference
| Operating days per year |  | 365 | days/yr | Assumed
| Capacity factor (reference case) |  | 0.9 | Fraction | Doren et al. 2017, Table 1
| Estimated Operating Days (reference case) |  | 328.5 | days/yr | Calculated from capacity factor
| Operating hours |  | 24 | hrs/day
| HTL Loading Rate |  | 1000 | kg/hr | Doren et al. 2017
| Solids content |  | 20% | % | Doren et al. 2017
| Feed rate |  | 200 | kg TS/hr | Doren et al. 2017
| Feed rate |  | 4.8 | t TS/d | Calculated from solids loading rate
Wet weight of final residues
| Solid residue remaining |  | 25.11 | kg/hr | Doren et al. 2017, Table S2
| Solid phase remaining |  | 12.55% | % | Calculated from solid residue yield
| MCf |  | 0% | % | Doren et al. 2017, Table S2
| WSf/TSi |  | 0.12555 | Fraction | Eq. 1
Net energy balance
| Eelec,out |  | 0 | kWh/t TS | N/A; No electricity exports
| VSLF |  | 0% | % | Assumed no organic carbon in sold residues after HTL
| RLFG |  | 0% | % | Assumed
| ELFG |  | 0 | kWh/t TS | Eq. 5 & 6
Eelec,in
|  | Electricity import | 8070 | USD/yr | Doren et al. 2017, Table S12
|  | Electricity price | 0.07 | USD/kWh | Doren et al. 2017, Table 1
|  | Electricity import | 115285.7143 | kWh/yr | Calculated
|  | Electricity import | 73.1137 | kWh/t TS | Calculated from solids loading rate
|  | Belt-press dewatering | 60 | kWh/t TS | Hao et al. 2020, Figure 1
|  | Total electricity import | 133.1137 | kWh/t TS | Calculated
Eprod
|  | Biocrude yield | 102 | kg/hr | Doren et al. 2017, Teble S1
|  | Biocrude yield | 51% | %wt
|  | Density of Biocrude | 8.15 | lb/gal | Not reported in study. Used values from Snowden-Swan et al. 2020
|  | LHV of Biocrude | 124943 | Btu/gal | Not reported in study. Used values from Snowden-Swan et al. 2020
|  | Energy density of biocrude from HTL plant | 9.9056 | kWh/kg | Conversion from lb/gal to kWh/kg
|  | Energy eqv of biocrude from HTL plant | 5051.8357 | kWh/t TS | Calculated from solids loading rate
| Ediesel |  | 17.0014 | kWh/t TS | Eq. 4
ENG,in
|  | External heat (natural gas) | 5480 | USD/yr | Doren et al. 2017, Table S12
|  | Natural gas price | 0.01 | USD/kWh | Doren et al. 2017, Table 1
|  | Natural gas import | 548000 | kWh/yr | Caluclated
|  | Natural gas import | 347.5393 | kWh/t TS | Calculated from solids loading rate
|  | Natural gas import | 1.1858 | MMBtu/t TS | Conversion from kWh to MMBtu
| ENET |  | 4732.5367 | kWh/t TS | Eq. 2
Net CO2e emissions
| CO2eLFG,rel |  | 0 | kg CO2/t TS | Eq. 5 & 9
| TSf,LA/TSi |  | 0 | Fraction | N/A; No land-applied residues
| CO2eN2O,LA |  | 0 | kg CO2/t TS | Eq. 10
| TSINC/TSi |  | 0 | Fraction | N/A; No incinerated residues
| CO2eN2O,inc |  | 0 | kg CO2/t TS | Eq. 11
| CO2edisp, fuels |  | 1611.5356 | kg CO2/t TS | Eq. 12
| CO2edisp, fertilizers |  | 0 | kg CO2/t TS | N/A; No land-applied residues
| CO2eNET |  | -1397.8889 | kg CO2/t TS | Eq. 7
CAPEX
|  | Heat exchangers | 1530000 | USD (FY 2016) | Doren et al. 2017, Table S12
|  | Separation after HTL | 215000 | USD (FY 2016) | Doren et al. 2017, Table S12
|  | HTL reactor | 956000 | USD (FY 2016) | Doren et al. 2017, Table S12
|  | AD reactor (incl. mixing) | 203000 | USD (FY 2016) | Doren et al. 2017, Table S12
|  | Pump system for HTL | 991000 | USD (FY 2016) | Doren et al. 2017, Table S12
|  | Engine for CHP from syngas | 77300 | USD (FY 2016) | Doren et al. 2017, Table S12
|  | Gas boiler (natural gas and/or syngas) | 17500 | USD (FY 2016) | Doren et al. 2017, Table S12
|  | Total CAPEX | 3989800 | USD (FY 2016) | Calculated
|  | Total CAPEX | 831208.3333 | USD/t TS·d (FY 2016) | Calculated from solids loading rate
| 2016-19 rate of inflation |  | 6.63% | % | US Bureau of Labor Statistics
| CAPEX converted to FY 2019 |  | 886317.4458 | USD/t TS·d (FY 2019)
Net Operating Profit
OPEX
|  | Electricity import | 8070 | USD/yr | Doren et al. 2017, Table S12
|  | External heat (natural gas) | 5480 | USD/yr | Doren et al. 2017, Table S12
|  | Equipment maintenance | 199000 | USD/yr | Doren et al. 2017, Table S12
|  | Labor cost | 399000 | USD/yr | Doren et al. 2017, Table S12
|  | Total OPEX | 611550 | USD/yr | Calculated
|  | Total OPEX | 387.8425 | USD/t TS (FY 2016) | Calculated from solids loading rate
| 2016-19 rate of inflation |  | 6.63% | % | US Bureau of Labor Statistics
| OPEX converted to FY 2019 |  | 413.5564 | USD/t TS (FY 2019)
| TDC |  | 7.2341 | USD/t TS | Eq. 15
Revenue from end-products
|  | Market value of biocrude | 0.55 | USD/L | EIA 2016, referenced in paper
|  | Revenue from Biocrude | 467000 | USD/yr | Doren et al. 2017, Table S12
|  | Revenue from Biocrude | 296.1695 | USD/t TS | Calculated from solids loading rate
| 2016-19 rate of inflation |  | 6.63% | % | US Bureau of Labor Statistics
| Revenue converted to FY 2019 |  | 315.8055 | USD/t TS (FY 2019)
| Net Operating Profit |  | -104.985 | USD/t TS | Eq. 14
Technology Readiness Level
| TRL |  | 7 |  | System prototype demonstration in the planned operational environment, Mankins 2009
Table S26: Hydrothermal Liquefaction - Anaerobic Digestion of aqueous products - Boiler combustion of biogas - Biocrude (HTL-AD-Boiler_BC)
| Parameter |  | Quantity | Units | Reference
| Operating days per year |  | 365 | days/yr | Assumed
| Capacity factor (reference case) |  | 0.9 | Fraction | Doren et al. 2017, Table 1
| Estimated Operating Days (reference case) |  | 328.5 | days/yr | Calculated from capacity factor
| Operating hours |  | 24 | hrs/day
| HTL Loading Rate |  | 1000 | kg/hr | Doren et al. 2017
| Solids content |  | 20% | % | Doren et al. 2017
| Feed rate |  | 200 | kg TS/hr | Doren et al. 2017
| Feed rate |  | 4.8 | t TS/d | Calculated from solids loading rate
Wet weight of final residues
| Solid residue remaining |  | 25.11 | kg/hr | Doren et al. 2017, Table S2
| Solid phase remaining |  | 12.55% | % | Calculated from solid residue yield
| MCf |  | 0% | % | Doren et al. 2017, Table S2
| WSf/TSi |  | 0.12555 | Fraction | Eq. 1
Net energy balance
| Eelec,out |  | 0 | kWh/t TS | N/A; No electricity exports
| VSLF |  | 0% | % | Assumed no organic carbon in sold residues after HTL
| RLFG |  | 0% | % | Assumed
| ELFG |  | 0 | kWh/t TS | Eq. 5 & 6
Eelec,in
|  | Electricity import | 21600 | USD/yr | Doren et al. 2017, Table S12
|  | Electricity price | 0.07 | USD/kWh | Doren et al. 2017, Table 1
|  | Electricity import | 308571.4286 | kWh/yr | Calculated
|  | Electricity import | 195.6947 | kWh/t TS | Calculated from solids loading rate
|  | Belt-press dewatering | 60 | kWh/t TS | Hao et al. 2020, Figure 1
|  | Total electricity import | 255.6947 | kWh/t TS | Calculated
Eprod
|  | Biocrude yield | 102 | kg/hr | Doren et al. 2017, Teble S1
|  | Biocrude yield | 51% | %wt
|  | Density of Biocrude | 8.15 | lb/gal | Not reported in study. Used values from Snowden-Swan et al. 2020
|  | LHV of Biocrude | 124943 | Btu/gal | Not reported in study. Used values from Snowden-Swan et al. 2020
|  | Energy density of biocrude from HTL plant | 9.9056 | kWh/kg | Conversion from lb/gal to kWh/kg
|  | Energy eqv of biocrude from HTL plant | 5051.8357 | kWh/t TS | Calculated from solids loading rate
| Ediesel |  | 17.0014 | kWh/t TS | Eq. 4
ENG,in
|  | External heat (natural gas) | 205 | USD/yr | Doren et al. 2017, Table S12
|  | Natural gas price | 0.01 | USD/kWh | Doren et al. 2017, Table 1
|  | Natural gas import | 20500 | kWh/yr | Caluclated
|  | Natural gas import | 13.001 | kWh/t TS | Calculated from solids loading rate
|  | Natural gas import | 0.044359 | MMBtu/t TS | Conversion from kWh to MMBtu
| ENET |  | 4956.5351 | kWh/t TS | Eq. 2
Net CO2e emissions
| CO2eLFG,rel |  | 0 | kg CO2/t TS | Eq. 5 & 9
| TSf,LA/TSi |  | 0 | Fraction | N/A; No land-applied residues
| CO2eN2O,LA |  | 0 | kg CO2/t TS | Eq. 10
| TSINC/TSi |  | 0 | Fraction | N/A; No incinerated residues
| CO2eN2O,inc |  | 0 | kg CO2/t TS | Eq. 11
| CO2edisp, fuels |  | 1611.5356 | kg CO2/t TS | Eq. 12
| CO2edisp, fertilizers |  | 0 | kg CO2/t TS | N/A; No land-applied residues
| CO2eNET |  | -1492.342 | kg CO2/t TS | Eq. 7
CAPEX
|  | Heat exchangers | 1490000 | USD | Doren et al. 2017, Table S12
|  | Separation after HTL | 215000 | USD | Doren et al. 2017, Table S12
|  | HTL reactor | 956000 | USD | Doren et al. 2017, Table S12
|  | AD reactor (incl. mixing) | 203000 | USD | Doren et al. 2017, Table S12
|  | Pump system for HTL | 991000 | USD | Doren et al. 2017, Table S12
|  | Gas boiler (natural gas and/or syngas) | 22600 | USD | Doren et al. 2017, Table S12
|  | Total CAPEX | 3877600 | USD | Calculated
|  | Total CAPEX | 807833.3333 | USD/t TS·d | Calculated from solids loading rate
| 2016-19 rate of inflation |  | 6.63% | % | US Bureau of Labor Statistics
| CAPEX converted to FY 2019 |  | 861392.6833 | USD/t TS·d (FY 2019)
Net Operating Profit
OPEX
|  | Electricity import | 21600 | USD/yr | Doren et al. 2017, Table S12
|  | External heat (natural gas) | 205 | USD/yr | Doren et al. 2017, Table S12
|  | Equipment maintenance | 194000 | USD/yr | Doren et al. 2017, Table S12
|  | Labor cost | 388000 | USD/yr | Doren et al. 2017, Table S12
|  | Total OPEX | 603805 | USD/yr | Calculated
|  | Total OPEX | 382.9306 | USD/t TS | Calculated from solids loading rate
| 2016-19 rate of inflation |  | 6.63% | % | US Bureau of Labor Statistics
| OPEX converted to FY 2019 |  | 408.3189 | USD/t TS (FY 2019)
| TDC |  | 7.2341 | USD/t TS | Eq. 15
Revenue from end-products
|  | Market value of biocrude | 0.55 | USD/L | EIA 2016, referenced in paper
|  | Revenue from Biocrude | 467000 | USD/yr | Doren et al. 2017, Table S12
|  | Revenue from Biocrude | 296.1695 | USD/t TS | Calculated from solids loading rate
| 2016-19 rate of inflation |  | 6.63% | % | US Bureau of Labor Statistics
| Revenue converted to FY 2019 |  | 315.8055 | USD/t TS (FY 2019)
| Net Operating Profit |  | -99.7475 | USD/t TS | Eq. 14
Technology Readiness Level
| TRL |  | 7 |  | System prototype demonstration in the planned operational environment, Mankins 2009
Table S27: Hydrothermal Liquefaction - Catalytic Hydrothermal Gasificaiton of aqueous products - Combined Heat and Power of biogas - Biocrude (HTL-CHG-CHP_BC)
| Parameter |  | Quantity | Units | Reference
| Operating days per year |  | 365 | days/yr | Assumed
| Capacity factor (reference case) |  | 0.9 | Fraction | Doren et al. 2017, Table 1
| Estimated Operating Days (reference case) |  | 328.5 | days/yr | Calculated from capacity factor
| Operating hours |  | 24 | hrs/day
| HTL Loading Rate |  | 1000 | kg/hr | Doren et al. 2017
| Solids content |  | 20% | % | Doren et al. 2017
| Feed rate |  | 200 | kg TS/hr | Doren et al. 2017
| Feed rate |  | 4.8 | t TS/d | Calculated from solids loading rate
Wet weight of final residues
| Solid residue remaining |  | 25.11 | kg/hr | Doren et al. 2017, Table S2
| Solid phase remaining |  | 12.55% | % | Calculated from solid residue yield
| MCf |  | 0% | % | Doren et al. 2017, Table S2
| WSf/TSi |  | 0.12555 | Fraction | Eq. 1
Net energy balance
Eelec,out
|  | Electricity export | 14300 | USD/yr | Doren et al. 2017, Table S12
|  | Electricity price | 0.07 | USD/kWh | Doren et al. 2017, Table 1
|  | Electricity export | 204285.7143 | kWh/yr | Calculated
|  | Electricity export | 129.5572 | kWh/t TS | Calculated from solids loading rate
| VSLF |  | 0% | % | Assumed no organic carbon in sold residues after HTL
| RLFG |  | 0% | % | Assumed
| ELFG |  | 0 | kWh/t TS | Eq. 5 & 6
Eelec,in
|  | Belt-press dewatering | 60 | kWh/t TS | Hao et al. 2020, Figure 1
|  | Total electricity import | 60 | kWh/t TS | Calculated
Eprod
|  | Biocrude yield | 102 | kg/hr | Doren et al. 2017, Table S1
|  | Biocrude yield | 51% | %wt
|  | Density of Biocrude | 8.15 | lb/gal | Not reported in study. Used values from Snowden-Swan et al. 2020
|  | LHV of Biocrude | 124943 | Btu/gal | Not reported in study. Used values from Snowden-Swan et al. 2020
|  | Energy density of biocrude from HTL plant | 9.9056 | kWh/kg | Conversion from lb/gal to kWh/kg
|  | Energy eqv of biocrude from HTL plant | 5051.8357 | kWh/t TS | Calculated from solids loading rate
| Ediesel |  | 17.0014 | kWh/t TS | Eq. 4
ENG,in
|  | External heat (natural gas) | 10800 | USD/yr | Doren et al. 2017, Table S12
|  | Natural gas price | 0.01 | USD/kWh | Doren et al. 2017, Table 1
|  | Natural gas import | 1080000 | kWh/yr | Caluclated
|  | Natural gas import | 684.9315 | kWh/t TS | Calculated from solids loading rate
|  | Natural gas import | 2.337 | MMBtu/t TS | Conversion from kWh to MMBtu
| ENET |  | 4590.5967 | kWh/t TS | Eq. 2
Net CO2e emissions
| CO2eLFG,rel |  | 0 | kg CO2/t TS | Eq. 5 & 9
| TSf,LA/TSi |  | 0 | Fraction | N/A; No land-applied residues
| CO2eN2O,LA |  | 0 | kg CO2/t TS | Eq. 10
| TSINC/TSi |  | 0 | Fraction | N/A; No incinerated residues
| CO2eN2O,inc |  | 0 | kg CO2/t TS | Eq. 11
| CO2edisp, fuels |  | 1611.5356 | kg CO2/t TS | Eq. 12
| CO2edisp, fertilizers |  | 0 | kg CO2/t TS | N/A; No land-applied residues
| CO2eNET |  | -1335.3465 | kg CO2/t TS | Eq. 7
CAPEX
|  | Heat exchangers | 2600000 | USD (FY 2016) | Doren et al. 2017, Table S12
|  | Separation after HTL | 215000 | USD (FY 2016) | Doren et al. 2017, Table S12
|  | Separation after CHG | 215000 | USD (FY 2016) | Doren et al. 2017, Table S12
|  | HTL reactor | 956000 | USD (FY 2016) | Doren et al. 2017, Table S12
|  | CHG reactor | 956000 | USD (FY 2016) | Doren et al. 2017, Table S12
|  | Pump system for HTL | 991000 | USD (FY 2016) | Doren et al. 2017, Table S12
|  | Pump system for CHG | 1160000 | USD (FY 2016) | Doren et al. 2017, Table S12
|  | Engine for CHP from syngas | 162000 | USD (FY 2016) | Doren et al. 2017, Table S12
|  | Gas boiler (natural gas and/or syngas) | 40700 | USD (FY 2016) | Doren et al. 2017, Table S12
|  | Total CAPEX | 7295700 | USD (FY 2016) | Calculated
|  | Total CAPEX | 1519937.5 | USD/t TS·d (FY 2016) | Calculated from solids loading rate
| 2016-19 rate of inflation |  | 6.63% | % | US Bureau of Labor Statistics
| CAPEX converted to FY 2019 |  | 1620709.3562 | USD/t TS·d (FY 2019)
Net Operating Profit
OPEX
|  | Electricity import | 0 | USD/yr | Doren et al. 2017, Table S12
|  | External heat (natural gas) | 10800 | USD/yr | Doren et al. 2017, Table S12
|  | Equipment maintenance | 365000 | USD/yr | Doren et al. 2017, Table S12
|  | Labor cost | 730000 | USD/yr | Doren et al. 2017, Table S12
|  | Total OPEX | 1105800 | USD/yr | Calculated
|  | Total OPEX | 701.2938 | USD/t TS (FY 2016) | Calculated from solids loading rate
| 2016-19 rate of inflation |  | 6.63% | % | US Bureau of Labor Statistics
| OPEX converted to FY 2019 |  | 747.7895 | USD/t TS (FY 2019)
| TDC |  | 7.2341 | USD/t TS | Eq. 15
Revenue from end-products
|  | Market value of biocrude | 0.55 | USD/L | EIA 2016, referenced in paper
|  | Revenue from Biocrude | 467000 | USD/yr | Doren et al. 2017, Table S12
|  | Revenue from Electricity Export | 14300 | USD/yr | Doren et al. 2017, Table S12
|  | Total Annual Revenue | 481300 | USD/yr | Calculated
|  | Total Revenue | 305.2385 | USD/t TS | Calculated from solids loading rate
| 2016-19 rate of inflation |  | 6.63% | % | US Bureau of Labor Statistics
| Revenue converted to FY 2019 |  | 325.4758 | USD/t TS (FY 2019)
| Net Operating Profit |  | -429.5479 | USD/t TS | Eq. 14
Technology Readiness Level
| TRL |  | 6 |  | System/subsystem model or prototype demonstration in a relevant environment
Table S28: Hydrothermal Liquefaction - Catalytic Hydrothermal Gasification of aqueous products - Boiler combustion of biogas - Biocrude (HTL-CHG-Boiler_BC)
| Parameter |  | Quantity | Units | Reference
| Operating days per year |  | 365 | days/yr | Assumed
| Capacity factor (reference case) |  | 0.9 | Fraction | Doren et al. 2017, Table 1
| Estimated Operating Days (reference case) |  | 328.5 | days/yr | Calculated from capacity factor
| Operating hours |  | 24 | hrs/day
| HTL Loading Rate |  | 1000 | kg/hr | Doren et al. 2017
| Solids content |  | 20% | % | Doren et al. 2017
| Feed rate |  | 200 | kg TS/hr | Doren et al. 2017
| Feed rate |  | 4.8 | t TS/d | Calculated from solids loading rate
Wet weight of final residues
| Solid residue remaining |  | 25.11 | kg/hr | Doren et al. 2017, Table S2
| Solid phase remaining |  | 12.55% | % | Calculated from solid residue yield
| MCf |  | 0% | % | Doren et al. 2017, Table S2
| WSf/TSi |  | 0.12555 | Fraction | Eq. 1
Net energy balance
| Eelec,out |  | 0 | kWh/t TS | N/A; No electricity exports
| VSLF |  | 0% | % | Assumed no organic carbon in sold residues after HTL
| RLFG |  | 0% | % | Assumed
| ELFG |  | 0 | kWh/t TS | Eq. 5 & 6
Eelec,in
|  | Electricity import | 17900 | USD/yr | Doren et al. 2017, Table S12
|  | Electricity price | 0.07 | USD/kWh | Doren et al. 2017, Table 1
|  | Electricity import | 255714.2857 | kWh/yr | Calculated
|  | Electricity import | 162.1729 | kWh/t TS | Calculated from solids loading rate
|  | Belt-press dewatering | 60 | kWh/t TS | Hao et al. 2020, Figure 1
|  | Total electricity import | 222.1729 | kWh/t TS | Calculated
Eprod
|  | Biocrude yield | 102 | kg/hr | Doren et al. 2017, Teble S1
|  | Biocrude yield | 51% | %wt
|  | Density of Biocrude | 8.15 | lb/gal | Not reported in study. Used values from Snowden-Swan et al. 2020
|  | LHV of Biocrude | 124943 | Btu/gal | Not reported in study. Used values from Snowden-Swan et al. 2020
|  | Energy density of biocrude from HTL plant | 9.9056 | kWh/kg | Conversion from lb/gal to kWh/kg
|  | Energy eqv of biocrude from HTL plant | 5051.8357 | kWh/t TS | Calculated from solids loading rate
| Ediesel |  | 17.0014 | kWh/t TS | Eq. 4
ENG,in
|  | External heat (natural gas) | 0 | USD/yr | Doren et al. 2017, Table S12
|  | Natural gas price | 0.01 | USD/kWh | Doren et al. 2017, Table 1
|  | Natural gas import | 0 | kWh/yr | Caluclated
|  | Natural gas import | 0 | kWh/t TS | Calculated from solids loading rate
|  | Natural gas import | 0 | MMBtu/t TS | Conversion from kWh to MMBtu
| ENET |  | 5005.9113 | kWh/t TS | Eq. 2
Net CO2e emissions
| CO2eLFG,rel |  | 0 | kg CO2/t TS | Eq. 5 & 9
| TSf,LA/TSi |  | 0 | Fraction | N/A; No land-applied residues
| CO2eN2O,LA |  | 0 | kg CO2/t TS | Eq. 10
| TSINC/TSi |  | 0 | Fraction | N/A; No incinerated residues
| CO2eN2O,inc |  | 0 | kg CO2/t TS | Eq. 11
| CO2edisp, fuels |  | 1611.5356 | kg CO2/t TS | Eq. 12
| CO2edisp, fertilizers |  | 0 | kg CO2/t TS | N/A; No land-applied residues
| CO2eNET |  | -1511.8592 | kg CO2/t TS | Eq. 7
CAPEX
|  | Heat exchangers | 2550000 | USD | Doren et al. 2017, Table S12
|  | Separation after HTL | 215000 | USD | Doren et al. 2017, Table S12
|  | Separation after CHG | 215000 | USD | Doren et al. 2017, Table S12
|  | HTL reactor | 956000 | USD | Doren et al. 2017, Table S12
|  | CHG reactor | 956000 | USD | Doren et al. 2017, Table S12
|  | Pump system for HTL | 991000 | USD | Doren et al. 2017, Table S12
|  | Pump system for CHG | 1160000 | USD | Doren et al. 2017, Table S12
|  | Gas boiler (natural gas and/or syngas) | 33500 | USD | Doren et al. 2017, Table S12
|  | Total CAPEX | 7076500 | USD | Calculated
|  | Total CAPEX | 1474270.8333 | USD/t TS·d (FY 2016) | Calculated from solids loading rate
| 2016-19 rate of inflation |  | 6.63% | % | US Bureau of Labor Statistics
| CAPEX converted to FY 2019 |  | 1572014.9896 | USD/t TS·d (FY 2019)
Net Operating Profit
OPEX
|  | Electricity import | 17900 | USD/yr | Doren et al. 2017, Table S12
|  | External heat (natural gas) | 0 | USD/yr | Doren et al. 2017, Table S12
|  | Equipment maintenance | 354000 | USD/yr | Doren et al. 2017, Table S12
|  | Labor cost | 708000 | USD/yr | Doren et al. 2017, Table S12
|  | Total OPEX | 1079900 | USD/yr | Calculated
|  | Total OPEX | 684.8681 | USD/t TS (FY 2016) | Calculated from solids loading rate
| 2016-19 rate of inflation |  | 6.63% | % | US Bureau of Labor Statistics
| OPEX converted to FY 2019 |  | 730.2748 | USD/t TS (FY 2019)
| TDC |  | 7.2341 | USD/t TS | Eq. 15
Revenue from end-products
|  | Market value of biocrude | 0.55 | USD/L | EIA 2016
|  | Revenue from Biocrude | 467000 | USD/yr | Doren et al. 2017, Table S12
|  | Revenue from Biocrude | 296.1695 | USD/t TS (FY 2016) | Calculated from solids loading rate
| 2016-19 rate of inflation |  | 6.63% | % | US Bureau of Labor Statistics
| Revenue converted to FY 2019 |  | 315.8055 | USD/t TS (FY 2019)
| Net Operating Profit |  | -421.7035 | USD/t TS | Eq. 14
Technology Readiness Level
| TRL |  | 6 |  | System/subsystem model or prototype demonstration in a relevant environment
Table S29: Thermal Drying - Air Gasification (TD-AirGs-CHP)
| Parameter |  | Quantity | Units | Reference
| Operating days per year |  | 365 | days/yr | Assumed
| Capacity factor (reference case) |  | 0.9 | Fraction | Lumely et al. 2014, Section 2.3
| Estimated Operating Days (reference case) |  | 328.5 | days/yr | Calculated from capacity factor
| Operating hours |  | 24 | hrs/day | Assumed
| Operating hours w/ capacity factor |  | 21.6 | hrs/day | Calculated
| Feed rate |  | 5 | t TS/d | Lumely et al. 2014, Section 3.2
Wet weight of final residues
| Solid phase remaining |  | 5% | % | Watson et al. 2018, Section 2.2
| MCf |  | 0% | % | Assumed minimal moisture after gasification
| WSf/TSi |  | 0.05 | Fraction | Eq. 1
Net energy balance
| Eelec,out |  |  |  | N/A; No electricity exports
|  | Electric power output | 153 | kW | Lumely et al. 2014, Table 4
|  | Electric power output | 660.96 | kWh/t TS | Calculated from solids loading rate
| VSLF |  | 0% | % | Assumed no organic carbon in sold residues after Gasification
| RLFG |  | 0% | % | Assumed
| ELFG |  | 0 | kWh/t TS | Eq. 5 & 6
| Eelec,in | Energy demand for belt press dewatering | 60 | kWh/t TS | Hao et al. 2020, Table 1
| Eprod |  | 0 | kWh/t TS | N/A; No end products
| Ediesel |  | 6.7708 | kWh/t TS | Eq. 4 & 8
| ENG,in |  | 0 | Mmbtu/t TS | N/A; No natural gas import
| ENET |  | 630.2793 | kWh/t TS | Eq. 2
Net CO2e emissions
| CO2eLFG,rel |  | 0 | kg CO2/t TS | Eq. 5 & 9
| TSf,LA/TSi |  | 0 | Fraction | N/A; No land-applied residues
| CO2eN2O,LA |  | 0 | kg CO2/t TS | Eq. 10
| TSINC/TSi |  | 0 | Fraction | N/A; No incinerated residues
| CO2eN2O,inc |  | 0 | kg CO2/t TS | Eq. 11
| CO2edisp, fuels |  | 0 | kg CO2/t TS | Eq. 12
| CO2edisp, fertilizers |  | 0 | kg CO2/t TS | N/A; No land-applied residues
| CO2eNET |  | -245.6645 | kg CO2/t TS | Eq. 7
CAPEX
| CAPEX |  | 1885000 | USD | Lumely et al. 2014, Table 4
| Total CAPEX |  | 377000 | USD/t TS·d (FY 2010) | Calculated from solid loading rate
| 2010-19 rate of inflation |  | 17.69% | % | US Bureau of Labor Statistics
| CAPEX converted to FY 2019 |  | 443691.3 | USD/t TS·d (FY 2019)
Net Operating Profit
OPEX
|  | Sum of direct cost factors | 0.96 | N/A | Lumely et al. 2014, Table 2
|  | Sum of indirect cost factors | 0.66 | N/A | Lumely et al. 2014, Table 2
|  | Sum of fixed cost factors | 0.38438 | N/A | Lumely et al. 2014, Table 2
|  | TPEC | 627418.3482 | USD | Lumely et al. 2014, Eq. 6
|  | Annual OPEX | 241163.9276 | USD/yr | Lumely et al. 2014, Eq. 6
|  | Daily OPEX | 734.1368 | USD/day | Calculated from capacity factor
|  | OPEX | 146.8274 | USD/t TS ( FY 2010) | Calculated from solids loading rate
| 2010-19 rate of inflation |  | 17.69% | % | US Bureau of Labor Statistics
| OPEX converted to FY 2019 |  | 172.8011 | USD/t TS (FY 2019)
| TDC |  | 2.881 | USD/t TS | Eq. 15
Revenue from end-products
|  | Net power output | 600.96 | kWh/t TS
|  | Avg industrial price of electricity in FY 2019 | 0.0681 | USD/kWh | US EIA
|  | Revenue from net electrical output | 40.9254 | USD/t TS (FY 2019) | Calculated from solids loading rate
| Net Operating Profit |  | -134.7567 | USD/t TS | Eq. 14
Technology Readiness Level
| TRL |  | 7 |  | System prototype demonstration in the planned operational environment, Mankins 2009
Table S30: Thermal Drying - Steam Gasification (TD-StmGs-CHP)
| Parameter |  | Quantity | Units | Reference
| Operating days per year |  | 365 | days/yr | Assumed
| Capacity factor (reference case) |  | 0.9 | Fraction | Lumely et al. 2014, Section 2.3
| Estimated Operating Days (reference case) |  | 328.5 | days/yr | Calculated from capacity factor
| Operating hours |  | 24 | hrs/day | Assumed
| Operating hours w/ capacity factor |  | 21.6 | hrs/day | Calculated
| Feed rate |  | 5 | t TS/d | Lumely et al. 2014, Section 3.2
Wet weight of final residues
| Solid phase remaining |  | 8% | % | Watson et al. 2018, Section 2.2
| MCf |  | 0% | % | Assumed minimal moisture after gasification
| WSf/TSi |  | 0.08 | Fraction | Eq. 1
Net energy balance
| Eelec,out |  |  |  | N/A; No electricity exports
|  | Electric power output | 123.7 | kW | Lumely et al. 2014, Table 4
|  | Electric power output | 534.384 | kWh/t TS | Calculated from solids loading rate
| VSLF |  | 0% | % | Assumed no organic carbon in sold residues after Gasification
| RLFG |  | 0% | % | Assumed
| ELFG |  | 0 | kWh/t TS | Eq. 5 & 6
| Eelec,in | Energy demand for belt press dewatering | 60 | kWh/t TS | Hao et al. 2020, Table 1
| Eprod |  | 0 | kWh/t TS | N/A; No end products
| Ediesel |  | 10.8332 | kWh/t TS | Eq. 4
| ENG,in |  | 0 | Mmbtu/t TS | N/A; No natural gas import
| ENET |  | 490.9417 | kWh/t TS | Eq. 2
Net CO2e emissions
| CO2eLFG,rel |  | 0 | kg CO2/t TS | Eq. 5 & 9
| TSf,LA/TSi |  | 0 | Fraction | N/A; No land-applied residues
| CO2eN2O,LA |  | 0 | kg CO2/t TS | Eq. 10
| TSINC/TSi |  | 0 | Fraction | N/A; No incinerated residues
| CO2eN2O,inc |  | 0 | kg CO2/t TS | Eq. 11
| CO2edisp, fuels |  | 0 | kg CO2/t TS | Eq. 12
| CO2edisp, fertilizers |  | 0 | kg CO2/t TS | N/A; No land-applied residues
| CO2eNET |  | -191.4301 | kg CO2/t TS | Eq. 7
CAPEX
| CAPEX |  | 1885000 | USD | Lumely et al. 2014, Table 4
| Total CAPEX |  | 377000 | USD/t TS·d (FY 2010) | Calculated from solid loading rate
| 2010-19 rate of inflation |  | 17.69% | % | US Bureau of Labor Statistics
| CAPEX converted to FY 2019 |  | 443691.3 | USD/t TS·d (FY 2019)
Net Operating Profit
OPEX
|  | Sum of direct cost factors | 0.96 | N/A | Lumely et al. 2014, Table 2
|  | Sum of indirect cost factors | 0.66 | N/A | Lumely et al. 2014, Table 2
|  | Sum of fixed cost factors | 0.38438 | N/A | Lumely et al. 2014, Table 2
|  | TPEC | 627418.3482 | USD | Lumely et al. 2014, Eq. 6
|  | Annual OPEX | 241163.9276 | USD/yr | Lumely et al. 2014, Eq. 6
|  | Daily OPEX | 734.1368 | USD/day | Calculated from capacity factor
|  | OPEX | 146.8274 | USD/t TS (FY 2010) | Calculated from solids loading rate
| 2010-19 rate of inflation |  | 17.69% | % | US Bureau of Labor Statistics
| OPEX converted to FY 2019 |  | 172.8011 | USD/t TS (FY 2019)
| TDC |  | 4.6095 | USD/t TS | Eq. 15
Revenue from end-products
|  | Net power output | 474.384 | kWh/t TS
|  | Avg industrial price of electricity in FY 2019 | 0.0681 | USD/kWh | US EIA
|  | Revenue from net electrical output | 32.3056 | USD/t TS (FY 2019) | Calculated from solids loading rate
| Net Operating Profit |  | -145.1051 | USD/t TS | Eq. 14
Technology Readiness Level
| TRL |  | 7 |  | System prototype demonstration in the planned operational environment, Mankins 2009
Table S31: Fry Dry-Torrefaction-Combustion (FD-Torr-Comb_BSF)
| Parameter |  | Quantity | Units | Reference
| Operating hrs per year |  | 8000 | hrs/yr | Do et al. 2018, Table 1
| Operating hrs per day |  | 24 | hrs/day | Do et al. 2018
| Solids loading rate (wet basis 80% MC) |  | 1875 | kg/hr | Do et al. 2018, Table S1.1
| Solids loading rate (dry basis) |  | 375 | kg/hr | Do et al. 2018, Table S1.1
| Solids loading rate (wet basis) |  | 45 | t/d | Do et al. 2018
| Moisture content |  | 80% | %wt | Do et al. 2018
| Dry solids loading rate (daily) |  | 9 | t TS/d | Calculated from dry solids feed rate
| Dry solids loading rate (annual) |  | 3000 | t TS/yr | Calculated from dry solids feed rate
Wet weight of final residues
|  | Waste residues (wet basis) | 1.9 | kg/hr | Do et al. 2018, Table S1.1
|  | Water content | 1.76 | kg/hr | Do et al. 2018, Table S1.1
|  | Solids residue production | 0.14 | kg/hr | Calculated from water content
|  | Dry solid residue yield | 0.03733% | %wt | Calculated
|  | Moisture content of waste residues | 92.63% | %wt | Calculated from water content
| WSf/TSi |  | 0.0050667 | Fraction | Eq. 1
Net energy balance
| Eelec,out |  | 0 | kWh/t TS | N/A; No electricity exports
| VSLF |  | 0% | % | Assumed no remaining organic carbon after torrefaction
| RLFG |  | 0% | % | Assumed
| ELFG |  | 0 | kWh/t TS | Eq. 5 & 6
Eelec,in
|  | Electricity input to process | 746300 | kWh/yr | Do et al. 2018, Table 4
|  | Electricity input to process | 248.7667 | kWh/t TS | Calculated from solids loading rate
|  | Belt press dewatering | 60 | kWh/t TS | Hao et al. 2020, Figure 1
|  | Total electricity import | 308.7667 | kWh/t TS | Calculated
Eprod
|  | BioSolid fuel sold | 1107200 | kg/yr | Do et al. 2018, Table S1.7
|  | BioSolid fuel yield | 36.91% | %wt | Calculated from annual dry solids loading rate
|  | LHV of Biosolid fuel | 16.7 | MJ/kg | Do et al. 2018, Section 2
|  | LHV of Biosolid fuel | 15.8283 | MMBtu/t | Conversion from MJ/kg to MMBtu/t
|  | Energy equivalent of BS fuel sold | 18490240 | MJ/yr | Calculated from LHV and BSF yield
|  | Energy equivalent of BS fuel sold | 5136177.7778 | kWh/yr | Conversion from MJ/kWh
|  | Energy equivalent of BS fuel sold | 1712.0593 | kWh/t TS | Calculated from solids loading rate
|  | Average heat content of US coal | 19.26 | MMBtu/short ton | US EIA
|  | Average heat content of US coal | 21.2305 | MMBtu/t | converted to metric ton
| Ediesel |  | 0.6861 | kWh/t TS | Eq. 4
| ENG,in |  | 0 | MMBtu/t TS | N/A; No natural gas import
| ENET |  | 1423.9942 | kWh/t TS | Eq. 2
Net CO2e emissions
| CO2eLFG,rel |  | 0 | kg CO2/t TS | Eq. 5 & 9
| TSf,LA/TSi |  | 0 | Fraction | N/A; No land-applied residues
| CO2eN2O,LA |  | 0 | kg CO2/t TS | Eq. 10
| TSINC/TSi |  | 0 | Fraction | N/A; No incinerated residues
| CO2eN2O,inc |  | 0 | kg CO2/t TS | Eq. 11
| CO2edisp, fuels |  | 1751.4366 | kg CO2/t TS | Eq. 12
| CO2edisp, fertilizers |  | 0 | kg CO2/t TS | N/A; No land-applied residues
| CO2eNET |  | -1623.326 | kg CO2/t TS | Eq. 7
CAPEX
| Total Installed Cost (TIC) |  | 2397462 | USD | Do et al. 2018, Table S3.1
| Total CAPEX |  | 266384.6667 | USD/t TS·d (FY 2015) | Calculated from solids loading rate
| 2015-19 rate of inflation |  | 7.51% | % | US Bureau of Labor Statistics
| CAPEX converted to FY 2019 |  | 286390.1551 | USD/t TS·d (FY 2019)
Net Operating Profit
OPEX
|  | Total Production Cost | 1015000 | USD/yr | Do et al. 2018, Table 4
|  | Total OPEX | 338.3333 | USD/t TS (FY 2015) | Calculated from solids loading rate
| 2015-19 rate of inflation |  | 7.51% | % | US Bureau of Labor Statistics
| OPEX converted to FY 2019 |  | 363.7422 | USD/t TS (FY 2019)
| TDC |  | 0.29194 | USD/t TS | Eq. 15
Revenue from end-products
|  | Selling price of BS fuel | 0.07 | USD/kg | Do et al. 2018, Table 4
|  | Revenue from BS fuel | 77504 | USD/yr | Calculated from BS fuel sales
|  | Revenue from BS fuel | 25.8347 | USD/t TS (FY 2015)
| 2015-19 rate of inflation |  | 7.51% | % | US Bureau of Labor Statistics
| Revenue converted to FY 2019 |  | 27.7749 | USD/t TS (FY 2019)
| Net Operating Profit |  | -336.2593 | USD/t TS | Eq. 14
Technology Readiness Level
| TRL |  | 7 |  | System prototype demonstration in the planned operational environment, Mankins 2009
Table S32: Fry Dry-Torrefaction (FD-Torr_BSF)
| Parameter |  | Quantity | Units | Reference
| Operating hrs per year |  | 8000 | hrs/yr | Do et al. 2018, Table 1
| Operating hrs per day |  | 24 | hrs/day | Do et al. 2018
| Solids loading rate (wet basis 80% MC) |  | 1875 | kg/hr | Do et al. 2018, Table S1.1
| Solids loading rate (dry basis) |  | 375 | kg/hr | Do et al. 2018, Table S1.1
| Solids loading rate (wet basis) |  | 45 | t/d | Do et al. 2018
| Moisture content |  | 80% | %wt | Do et al. 2018
| Dry solids loading rate (daily) |  | 9 | t TS/d | Calculated from dry solids feed rate
| Dry solids loading rate (annual) |  | 3000 | t TS/yr | Calculated from dry solids feed rate
Wet weight of final residues
|  | Waste residues (wet basis) | 1.9 | kg/hr | Do et al. 2018, Table S1.1
|  | Water content | 1.76 | kg/hr | Do et al. 2018, Table S1.1
|  | Solids residue production | 0.14 | kg/hr | Calculated from water content
|  | Dry solid residue yield | 0.03733% | %wt | Calculated
|  | Moisture content of waste residues | 92.63% | %wt | Calculated from water content
| WSf/TSi |  | 0.0050667 | Fraction | Eq. 1
Net energy balance
| Eelec,out |  | 0 | kWh/t TS | N/A; No electricity exports
| VSLF |  | 0% | % | Assumed no remaining organic carbon after torrefaction
| RLFG |  | 0% | % | Assumed
| ELFG |  | 0 | kWh/t TS | Eq. 5 & 6
Eelec,in
|  | Electricity input to process | 746300 | kWh/yr | Do et al. 2018, Table 4
|  | Electricity input to process | 248.7667 | kWh/t TS | Calculated from solids loading rate
|  | Belt press dewatering | 60 | kWh/t TS | Hao et al. 2020, Figure 1
|  | Total electricity import | 308.7667 | kWh/t TS | Calculated
Eprod
|  | BioSolid fuel sold | 3307200 | kg/yr | Do et al. 2018, Table S1.7
|  | BioSolid fuel yield | 110.2% | %wt | Calculated from annual dry solids loading rate
|  | LHV of Biosolid fuel | 16.7 | MJ/kg | Do et al. 2018, Section 2
|  | LHV of Biosolid fuel | 15.8283 | MMBtu/t | Conversion from MJ/kg to MMBtu/t
|  | Energy equivalent of BS fuel sold | 55230240 | MJ/yr | Calculated from LHV and BSF yield
|  | Energy equivalent of BS fuel sold | 15341733.3333 | kWh/yr | Conversion from MJ/kWh
|  | Energy equivalent of BS fuel sold | 5113.9111 | kWh/t TS | Calculated from solids loading rate
|  | Average heat content of US coal | 19.26 | MMBtu/short ton | US EIA
|  | Average heat content of US coal | 21.2305 | MMBtu/t | converted to metric ton
| Ediesel |  | 0.6861 | kWh/t TS | Eq. 4
ENG,in
|  | LNG consumption | 752000 | kg/yr | Table 4
|  | LNG energy content | 21240 | Btu/lb | NIST Handbook 44 – Mass Flow Meters Appendix E - https://www.nist.gov/file/323701
|  | LNG energy content | 46826.1288 | Btu/kg | Conversion from lb to kg
|  | LNG consumption | 35213.2489 | MMBtu/yr | Calculated
|  | LNG consumption | 11.7377 | MMBtu/t TS | Calculated from solids loading rate
| ENET |  | 1264.3438 | kWh/t TS | Eq. 2
Net CO2e emissions
| CO2eLFG,rel |  | 0 | kg CO2/t TS | Eq. 5 & 9
| TSf,LA/TSi |  | 0 | Fraction | N/A; No land-applied residues
| CO2eN2O,LA |  | 0 | kg CO2/t TS | Eq. 10
| TSINC/TSi |  | 0 | Fraction | N/A; No incinerated residues
| CO2eN2O,inc |  | 0 | kg CO2/t TS | Eq. 11
| CO2edisp, fuels |  | 5231.5311 | kg CO2/t TS | Eq. 12
| CO2edisp, fertilizers |  | 0 | kg CO2/t TS | N/A; No land-applied residues
| CO2eNET |  | -3610.4007 | kg CO2/t TS | Eq. 7
CAPEX
| Total Installed Cost (TIC) |  | 2268862 | USD | Do et al. 2018, Table S3.2
| Total CAPEX |  | 252095.7778 | USD/t TS·d (FY 2015) | Calculated from solids loading rate
| 2015-19 rate of inflation |  | 7.51% | % | US Bureau of Labor Statistics
| CAPEX converted to FY 2019 |  | 271028.1707 | USD/t TS·d (FY 2019)
Net Operating Profit
OPEX
|  | Total Production Cost | 1517000 | USD/yr | Do et al. 2018, Table 4
|  | Total OPEX | 505.6667 | USD/t TS (FY 2015) | Calculated from solids loading rate
| 2015-19 rate of inflation |  | 7.51% | % | US Bureau of Labor Statistics
| OPEX converted to FY 2019 |  | 543.6422 | USD/t TS (FY 2019)
| TDC |  | 0.29194 | USD/t TS | Eq. 15
Revenue from end-products
|  | Selling price of BS fuel | 0.07 | USD/kg | Do et al. 2018, Table 4
|  | Revenue from BS fuel | 231504 | USD/yr | Calculated from BS fuel sales
|  | Revenue from BS fuel | 77.168 | USD/t TS (FY 2015)
| 2015-19 rate of inflation |  | 7.51% | % | US Bureau of Labor Statistics
| Revenue converted to FY 2019 |  | 82.9633 | USD/t TS (FY 2019)
| Net Operating Profit |  | -460.9709 | USD/t TS | Eq. 14
Technology Readiness Level
| TRL |  | 7 |  | System prototype demonstration in the planned operational environment, Mankins 2009
Table S33: Scum Transesterificaton-Photo algal bio reactor-Thermal Drying - Microwave Pyrolysis (TE-PBR-TD-MWPy)
| Parameter |  | Quantity | Units | Reference
| Operating days per year |  | 320 | days/yr | Xin et al. 2018, Table A.3
| Scum feed rate (wet basis) |  | 3174.5 | kg/d | Xin et al. 2018, Table A.1
| Sludge feed rate |  | 265 | t TS/d | Xin et al. 2018 Table A.1
| Sludge feed rate |  | 84800 | t TS/yr | Calculated from operating days
| Algae biomass feed rate |  | 10.81 | t TS/d | Xin et al. 2018 Table A.1
Wet weight of final residues
| Solid waste produced (wet basis) |  | 308.52 | kg/d | Xin et al. 2018 Table A.1
| Solid waste produced (t/t TS) = |  | 0.1164% | t/t TS | Calculated from water content
| Moisture content of waste residues |  | 0% | %wt
| WSf/TSi |  | 0.0011642 | Fraction | Eq. 1
Net energy balance
| Eelec,out |  | 0 | kWh/t TS | N/A; No electricity exports
| VSLF |  | 0% | % | Assumed no remaining volatile solids in waste residues
| RLFG |  | 0% | % | Assumed
| ELFG |  | 0 | kWh/t TS | Eq. 5 & 6
Eelec,in
|  | Transesterification Electricity Req | 5.54 | kWh/d | Xin et al. 2018 Table A.1
|  | Algae cultivation electricity req | 764.22 | kWh/d | Xin et al. 2018 Table A.1
|  | Pyrolysis electrcity req | 153536 | kWh/d | Xin et al. 2018 Table A.1
|  | Total electricity import | 154305.76 | kWh/d
|  | Total electricity import | 582.2859 | kWh/t TS | Calculated from solids loading rate
Eprod
|  | Biodiesel from Trans | 137220 | gal/yr | Xin et al. 2018, Table A.4
|  | Energy content of biodiesel | 137381 | Btu/gal | EIA
|  | Energy content of biodiesel | 40.2641 | kWh/gal
|  | Energy content of biodiesel | 5525035.4103 | kWh/yr
|  | Energy eqv of biodiesel | 65.1537 | kWh/t TS
|  | Bio-oil yield from algae | 28.6% | %wt | Xin et al. 2018, Table A.4
|  | Bio-oil yield from algae | 3091.66 | kg/d
|  | LHV of bio-oil from algae | 30.7 | MJ/kg | Xin et al. 2018, Table A.4
|  | LHV of bio-oil from algae | 8.5278 | kWh/kg | Conversion from MJ to kWh
|  | Energy eqv of bio-oil from algae | 26364.9894 | kWh/d
|  | Energy eqv of bio-oil from algae | 99.4905 | kWh/t TS
|  | Bio-oil yield from sludge | 20.74% | %wt | Xin et al. 2018, Table A.4
|  | Bio-oil yield from sludge | 54961 | kg/d
|  | LHV of bio-oil from sludge | 31.53 | MJ/kg
|  | LHV of bio-oil from sludge | 8.7583 | kWh/kg | Conversion from MJ to kWh
|  | Energy eqv of bio-oil from sludge | 481366.7583 | kWh/d
|  | Energy eqv of bio-oil from sludge | 1816.4783 | kWh/t TS
|  | Total energy eqv of bio-oil | 1915.9689 | kWh/t TS
|  | Syngas yield from algae | 26% | %wt
|  | LHV of syngas from algae | 15.5 | MJ/kg | Xin et al. 2018, Table A.4
|  | syngas from algae | 43564.3 | MJ/day
|  | syngas from algae | 12101.1944 | kWh/day
|  | Syngas yield from sludge | 28.73% | %wt
|  | LHV of syngas from sludge | 9.46 | MJ/kg | Xin et al. 2018, Table A.4
|  | syngas from sludge | 720232.37 | MJ/day
|  | syngas from sludge | 200064.5472 | kWh/day | Conversion from MJ to kWh
|  | Total energy eqv of syngas | 800.6254 | kWh/t TS
|  | Total energy eqv of end-products | 2781.748 | kWh/t TS
| Ediesel |  | 0.15765 | kWh/t TS | Eq. 4
ENG,in
|  | Scum Trans Heat Req | 1054.63 | MJ/day | Xin et al. 2018 Table A.1
|  | Scum Trans Heat Req | 292.9528 | kWh/d | Conversion from MJ to kWh
|  | Scum Trans Heat Req | 0.0037719 | MMBtu/t TS | Calculated from solids loading rate
| ENET |  | 2301.7802 | kWh/t TS | Eq. 2
Net CO2e emissions
| CO2eLFG,rel |  | 0 | kg CO2/t TS | Eq. 5 & 9
| TSf,LA/TSi |  | 0 | Fraction | N/A; No land-applied residues
| CO2eN2O,LA |  | 0 | kg CO2/t TS | Eq. 10
| TSINC/TSi |  | 0 | Fraction | N/A; No incinerated residues
| CO2eN2O,inc |  | 0 | kg CO2/t TS | Eq. 11
| CO2edisp, fuels |  | 988.2453 | kg CO2/t TS | Eq. 12
| CO2edisp, fertilizers |  | 0 | kg CO2/t TS | N/A; No land-applied residues
| CO2eNET |  | -746.6847 | kg CO2/t TS | Eq. 7
CAPEX
| Total Installed Cost (TIC) |  | 35678607 | USD | Xin et al. 2018, Table A.2
| Total CAPEX |  | 134636.2528 | USD/t TS·d (FY 2014) | Calculated from solids loading rate
| 2014-19 rate of inflation |  | 7.69% | % | US Bureau of Labor Statistics
| CAPEX converted to FY 2019 |  | 144989.7807 | USD/t TS·d (FY 2019)
Net Operating Profit
OPEX
|  | Total Operating Costs (TOC) | 8445532 | USD/yr | Do et al. 2018, Table 4
|  | Total OPEX | 99.5935 | USD/t TS (FY 2014) | Calculated from solids loading rate
| 2014-19 rate of inflation |  | 7.69% | % | US Bureau of Labor Statistics
| OPEX converted to FY 2019 |  | 107.2523 | USD/t TS (FY 2019)
| TDC |  | 0.067082 | USD/t TS | Eq. 15
Revenue from end-products
|  | Biodiesel selling price | 3.095 | USD/gal | Xin et al. 2018, Table A.4
|  | Biodiesel revenue | 424695.9 | USD/yr
|  | Biodiesel revenue | 5.0082 | USD/t TS
|  | Crude oil selling price | 50 | USD/bbl | US EIA
|  | Crude oil LHV | 43 | MJ/kg | Xin et al. 2018, Table A.4
|  | Density of bio-oil | 7.33 | bbl/ton | Xin et al. 2018, Table A.4
|  | Energy content of bio-oil from algae | 30.7 | MJ/kg | Xin et al. 2018, Table A.4
|  | Bio-oil from algae revenue | 3.0527 | USD/t TS | Calculated
|  | Bio-oil from sludge revenue | 55.7363 | USD/t TS | Calculated
|  | Revenue from P fertilizer | 1229305 | USD/yr | Xin et al. 2018, Table A.4
|  | Revenue from P fertilizer | 14.4965 | USD/t TS | Calculated
|  | Revenue from syngas | 1324874 | USD/yr | Xin et al. 2018, Table A.4
|  | Revenue from syngas | 15.6235 | USD/t TS
|  | Total revenue from end-products | 93.9173 | USD/t TS (FY 2014)
| 2014-19 rate of inflation |  | 7.69% | % | US Bureau of Labor Statistics
| Revenue converted to FY 2019 |  | 101.1395 | USD/t TS (FY 2019)
| Net Operating Profit |  | -6.1798 | USD/t TS | Eq. 14
Technology Readiness Level
| TRL |  | 3 |  | Analytical and experimental critical function and/or characteristic proof-of-concept
Table S34: Thermal Drying - Pyrolysis (TD-Py)
| Parameter |  | Quantity | Units | Reference
| Feed rate |  | 50 | kg/hr
| Operating hours |  | 4725 | hr/yr
| Feed rate |  | 236.25 | t TS/yr
| Feed rate |  | 1.2 | t TS/d
Wet weight of final residues
| Waste residues sent to disposal |  | 0% | %wt | N/A, No waste residues sent to landfill
| Moisture content of waste residues |  | 0% | %wt | N/A, No waste residues sent to landfill
| WSf/TSi |  | 0.001 | Fraction | Eq. 1
Net energy balance
| Eelec,out |  | 0 | kWh/t TS | N/A; No electricity exports
| VSLF |  | 0% | % | Assumed no remaining volatile solids in waste residues
| RLFG |  | 0% | % | Assumed
| ELFG |  | 0 | kWh/t TS | Eq. 5 & 6
Eelec,in
|  | Dewatering | 0.89 | MJ/hr | Shahbeig and Nosrati, 2020, Table 4
|  | Dryer | 1.78 | MJ/hr | Shahbeig and Nosrati, 2020, Table 4
|  | Pyrolysis Reactor | 34 | MJ/hr | Shahbeig and Nosrati, 2020, Table 4
|  | Cyclone | 0.56 | MJ/hr | Shahbeig and Nosrati, 2020, Table 4
|  | Condenser | 15.8 | MJ/hr | Shahbeig and Nosrati, 2020, Table 4
|  | Total | 53.03 | MJ/hr | Calculated
|  | Total Energy Input | 14.7306 | kW | Conversion from MJ/hr to kW
|  | Total Energy Input | 69601.875 | kWh/yr | Calculated from operating hours
|  | Total Electricity Input | 294.6111 | kWh/t TS | Calculated
Eprod
|  | Bio-char yield | 66.15 | t/yr | Shahbeig and Nosrati, 2020, Table 5
|  | Bio-char yield | 28% | %wt | Calculated from solids loading rate
|  | Energy density of bio-char | 14 | MJ/kg | Han et al. 2013
|  | Energy density of bio-char | 13.2694 | MMBtu/t
|  | Energy Eqv of Bio-char | 1088.8889 | kWh/t TS | Conversion from MJ to kWh
|  | Average heat content of US coal | 19.26 | MMBtu/short ton | US EIA
|  | Average heat content of US coal | 21.2305 | MMBtu/t | converted to metric ton
|  | Bio-gas yield | 63.787 | t/yr | Shahbeig and Nosrati, 2020, Table 5
|  | Bio-gas yield | 27% | %wt | Calculated from solids loading rate
|  | Energy density of bio-gas | 9.46 | MJ/kg | Xin et al. 2018 Table A4
|  | Energy Eqv of bio-gas | 709.4944 | kWh/t TS | Conversion from MJ to kWh
|  | Bio-oil yield | 106.312 | t/yr | Shahbeig and Nosrati, 2020, Table 5
|  | Bio-oil yield | 45% | %wt | Calculated from solids loading rate
|  | Energy density of Bio-oil | 16.5 | MJ/kg | Sharifzadeh et al. 2019
|  | Energy Eqv of Bio-oil | 2062.4903 | kWh/t TS | Conversion from MJ to kWh
|  | Total energy content of end-products | 3860.8736 | kWh/t TS | Calculated
| Ediesel |  | 0.13542 | kWh/t TS | Eq. 4
ENG,in
|  | Natural Gas | 4.7 | kW | Shahbeig and Nosrati, 2020, Table 4
|  | Natural Gas | 22207.5 | kWh/yr | Calculated from operating days
|  | Natural Gas Input | 94 | kWh/t TS | Calculated from solids loading rate
|  | Natural gas input | 0.32073 | MMBtu/t TS | Calculated
| ENET |  | 3601.8122 | kWh/t TS | Eq. 2
Net CO2e emissions
| CO2eLFG,rel |  | 0 | kg CO2/t TS | Eq. 5 & 9
| TSf,LA/TSi |  | 0 | Fraction | N/A; No land-applied residues
| CO2eN2O,LA |  | 0 | kg CO2/t TS | Eq. 10
| TSINC/TSi |  | 0 | Fraction | N/A; No incinerated residues
| CO2eN2O,inc |  | 0 | kg CO2/t TS | Eq. 11
| CO2edisp, fuels |  | 2079.7883 | kg CO2/t TS | Eq. 12
| CO2edisp, fertilizers |  | 0 | kg CO2/t TS | N/A; No land-applied residues
| CO2eNET |  | -1916.9908 | kg CO2/t TS | Eq. 7
CAPEX
|  | Equipment Cost | 19378 | € | Shahbeig and Nosrati 2020, Table 4
|  | Instillation | 49825 | € | Shahbeig and Nosrati 2020, Table 4
|  | Total CAPEX | 69203 | € | Shahbeig and Nosrati 2020, Table 4
|  | USD/€ (2018) conversion | 1.17 | USD/€ (FY 2018)
|  | Total CAPEX | 80967.51 | USD | Conversion to USD
|  | Total CAPEX | 67472.925 | USD/t TS (FY 2018)
| 2018-19 rate of inflation |  | 1.81% | % | US Bureau of Labor Statistics
| CAPEX converted to FY 2019 |  | 68694.1849 | USD/t TS·d (FY 2019)
Net Operating Profit
OPEX
|  | Utilities | 4218 | €/yr | Shahbeig and Nosrati 2020, Table 4
|  | Operating Labor | 152901 | €/yr | Shahbeig and Nosrati 2020, Table 4
|  | Maintenance | 9129 | €/yr | Shahbeig and Nosrati 2020, Table 4
|  | Operating supplies | 4149 | €/yr | Shahbeig and Nosrati 2020, Table 4
|  | Lab charges | 15290 | €/yr | Shahbeig and Nosrati 2020, Table 4
|  | Total OPEX | 185687 | €/yr
|  | USD/€ (2018) conversion | 1.17 | USD/€ (FY 2018)
|  | Total OPEX | 217253.79 | USD/yr
|  | OPEX | 919.5928 | USD/t TS (FY 2018)
| 2018-19 rate of inflation |  | 1.81% | % | US Bureau of Labor Statistics
| OPEX converted to FY 2019 |  | 936.2374 | USD/t TS (FY 2019)
| TDC |  | 0.057619 | USD/t TS | Eq. 15
Revenue from end-products
|  | Selling price of bio-char | 0.037 | €/kg | Shahbeig and Nosrati 2020, Table 5
|  | Selling price of bio-gas | 0.045 | €/kg | Shahbeig and Nosrati 2020, Table 5
|  | Selling price of bio-crude | 291.96 | USD/ton | Xin et al. 2018 Table A4
|  | USD/€ (2018) conversion | 1.17 | USD/€ (FY 2018)
|  | Revenue from Bio-char | 12.1212 | USD/t TS | Calculated from total solids loading
|  | Revenue from Bio-gas | 14.2154 | USD/t TS | Calculated from total solids loading
|  | Revenue from Bio-oil | 131.3814 | USD/t TS | Calculated from total solids loading
|  | Total Revenue from end-products | 157.718 | USD/t TS (FY 2018) | Calculated
| 2018-19 rate of inflation |  | 1.81% | % | US Bureau of Labor Statistics
| Revenue converted to FY 2019 |  | 160.5727 | USD/t TS (FY 2019)
| Net Operating Profit |  | -775.7223 | USD/t TS | Eq. 14
Technology Readiness Level
| TRL |  | 7 |  | System prototype demonstration in the planned operational environment, Mankins 2009
Table S35: Hydrothermal Carbonization - Anaerobic Digestion of aqueous products - Combined heat and power - Land Application (HTC-AD-CHP-LA)
| Parameter |  | Quantity | Units | Reference
| Operating days per year |  | 365 | days/yr | Medina-Martos et al. 2020, Table 5 & S2
| OPEX over 20 years |  | 68500000 | € | Medina-Martos et al. 2020, Table 5
| Annual OPEX |  | 68.5 | €/t dry solids
| Solids loading rate (wet basis) |  | 50000 | t WS/yr | Calculated from OPEX values reported in Medina-Martos et al. 2020, Table 5
| Wet sludge feed rate |  | 136.9863 | t/day | Calculated
| Moisture content of sludge |  | 85% | %wt | Medina-Martos et al. 2020, Table 1
| Dry sludge feed rate |  | 20.5479 | t TS/day | Calculated
Wet weight of final residues
| digestate yield |  | 6% | %wt | Medina-Martos et al. 2020, Section 2
| digestate yield |  | 0.852 | %wt (wet basis) | Medina-Martos et al. 2020, Figure 3
| digestate yield |  | 34.08% | %wt (dry basis) | Calculated from digestate yield
| Moisture content of waste residues |  | 80% | %wt | Assumed
| WSf/TSi |  | 1.704 | Fraction | Eq. 1
Net energy balance
Eelec,out
|  | Electricity export | 26.8 | kWh/t WS | Medina-Martos et al. 2020, Figure 3
|  | Electricity export | 178.6667 | kWh/t TS | Calculated from solids moisture content
| VSLF |  | 0% | % | N/A; Not landfilled residues
| RLFG |  | 0% | % | Assumed
| ELFG |  | 0 | kWh/t TS | Eq. 5 & 6
| Eelec,in |  | 0 | kWh/t TS | N/A; No electricity import, Medina-Martos et al. 2020, Section 3
Eprod
|  | Heat export as LPS | 5.97 | MJ/t WS | Medina-Martos et al. 2020, Figure 3
|  | Heat export as LPS | 1.6583 | kWh/t TS | Calculated based on solids moisture content
|  | Heat export as HPS | 61.7 | MJ/t WS | Medina-Martos et al. 2020, Figure 3
|  | Heat export as HPS | 17.1389 | kWh/t TS | Calculated based on solids moisture content
|  | wet Sludge feed | 1000 | kg | Medina-Martos et al. 2020, Figure 3
|  | dry sludge feed | 150 | kg | Calculated from solids moisture content
|  | Hydrochar produced | 26 | kg | Medina-Martos et al. 2020, Section 3.1
|  | Hydrochar yield | 17.33% | %wt | Calculated from solids moisture content
|  | Energy from hydrochar | 562 | MJ/t wet sludge | Medina-Martos et al. 2020, Section 3.2
|  | Energy from hydrochar | 3746.6667 | MJ/t TS | Calculated based on solids moisture content
|  | Energy from hydrochar | 1040.7407 | kWh/t TS | Conversion from MJ to kWh
|  | Total energy equivalent of end-products | 1059.538 | kWh/t TS | Calculated
| Ediesel |  | 230.7472 | kWh/t TS | Eq. 4
| ENG,in |  | 0 | MMBtu/t TS | N/A; No natural gas import, Medina-Martos et al. 2020, Section 3
| ENET |  | 978.4225 | kWh/t TS | Eq. 2
Net CO2e emissions
| CO2eLFG,rel |  | 0 | kg CO2/t TS | Eq. 5 & 9
| TSf,LA/TSi |  | 34.08% | Fraction | Calculated from digestate yied
| CO2eN2O,LA |  | 76.6041 | kg CO2/t TS | Eq. 10
| TSINC/TSi |  | 0 | Fraction | N/A; No incinerated residues
| CO2eN2O,inc |  | 0 | kg CO2/t TS | Eq. 11
| CO2edisp, fuels |  | 1064.6778 | kg CO2/t TS | Eq. 12
| CO2edisp, fertilizers |  | 130 | kg CO2/t TS | Zhao et al. 2019
| CO2eNET |  | -1087.2649 | kg CO2/t TS | Eq. 7
CAPEX
|  | CAPEX over 20 years | 25700000 | € (FY 2019)
|  | € to USD conversion | 0.881 | FY 2019 | Medina-Martos et al. 2020, Table 3
|  | CAPEX over 20 years | 29171396.1407 | USD (FY 2019
|  | CAPEX | 1419674.6122 | USD/t TS·d (FY 2019)
Net Operating Profit
OPEX
|  | OPEX over 20 years | 68500000 | € | Medina-Martos et al. 2020, Table 5
|  | OPEX | 3425000 | €/yr
|  | OPEX (USD/d) | 9383.5616 | €/day | Calculated from operating days
|  | OPEX (USD/t TS) | 456.6667 | €/t TS | Calculated from solids loading rate
|  | OPEX | 518.3504 | USD/t TS
| TDC |  | 98.1833 | USD/t TS | Eq. 15
Revenue from end-products
|  | Revenue from Hydrochar | 2.68 | €/t wet sludge | Medina-Martos et al. 2020, Table 5
|  | Revenue from LPS | 0.04 | €/t wet sludge | Medina-Martos et al. 2020, Table 5
|  | Revenue from HPS | 0.6 | €/t wet sludge | Medina-Martos et al. 2020, Table 5
|  | Revenue from Electricity Export | 1.54 | €/t wet sludge | Medina-Martos et al. 2020, Table 5
|  | Total revenue from end products | 4.86 | €/t wet sludge | Medina-Martos et al. 2020, Table 5
|  | Total revenue from end products | 36.7764 | USD/t TS | Calculated from solids moisture content
| Net Operating Profit |  | -579.7573 | USD/t TS | Eq. 14
Technology Readiness Level
| TRL |  | 4 |  | Component and/or breadboard validation in 'laboratory' environment
Table S36: CO2e of Land Applied Biosolids
WAS Feed rate (m3/d) |  |  | 26172 |  | Zhao et al. 2019, Table S2
WAS %TS |  |  | 0.84% |  | Zhao et al. 2019, Table S2
WAS Specific gravity |  |  | 1.005 |  | M&E 5th ed.
WAS Feed rate (t TS/d) |  |  | 220.944
PS feed rate (m3/d) |  |  | 2562 |  | Zhao et al. 2019, Table S2
PS %TS |  |  | 3.68% |  | Zhao et al. 2019, Table S2
PS Specific gravity |  |  | 1.03 |  | M&E 5th ed.
PS Feed rate (t TS/d) |  |  | 97.11 |  | Calculated
Operating days per year |  |  | 365 |  | Zhao et al. 2019
Operating hrs per day |  |  | 24 |  | Zhao et al. 2019
Total sludge feed rate (t TS/d) |  |  | 28734 |  | Calculated
Total sludge feed rate (t TS/d) |  |  | 318.0541 |  | Calculated
CO2 eqv of land applied sludge (kg CO2/m3 sludge treated) |  |  | 1.5 |  | Zhao et al. 2019
CO2 eqv of land applied sludge (kg CO2/t TS) |  |  | 135.5147 |  | Calculated
Estimated CO2 eqv of land applied sludge (kg CO2/t TS) |  |  | 130 |  | Approximated for purpose of this TEA reaview.

## Energy Balance
ENERGY BALANCE | [14 empty] | kg diesel/km-t wet sludge = | 0.0635 |  | Energy Density of Diesel (Btu/gal) = | 137381
[15 empty] | density of diesel (lb/gal) = | 6.66 |  | Btu/kWh = | 3412
[15 empty] | lb/kg = | 2.2046 |  | Energy Density of Diesel (kWh/kg) = | 13.3283
[15 empty] | Distance to final disposal (km) = | 160
[6 empty] | EROI_elec | EROI_diesel | EROI_crude | EROI_naphtha | EROI_nat gas | EROI_Coal
[6 empty] | 16.0495 | 5 | 24 | 20 | 17 | 42
[5 empty] | 1+inverse | 1.0623 | 1.2 | 1.0417 | 1.05 | 1.0588 | 1.0238
Process System | References | Electricity Export (kWh/t TS) | Electricity from LFG (kWh/t TS) | Electricity Input (kWh/t DS) | Net Electricity Export | Lifecycle Energy displaced by electricity export (kWh/t TS) | E_biodiesel (kWh/t TS) | E_bio-crude or heating oil | E_bio-Naphtha or gasoline | E_Bio Gas | E_biochar | Energy eqv of end-products (kWh/t TS) | Lifecycle Energy displaced by end products (kWh/t TS) | TSf/TSi | Final %MC | Wet-weight of final residues (Wet t/t DS) | gal diesel/t DS | Transportation Energy Req. (kWh/t DS) | Lifecycle Energy demand of diesel consumption for transportation (kWh/t TS) | Natural Gas Input (MMBtu/t TS) | Natural Gas Input (kWh/t TS) | Lifecycle Energy demand of natural gas imports (kWh/t TS) | NET Energy Balance w/ Tranportation & Products (kWh/t DS) | Net Lifecycle Energy Balance (kWh/t TS)
LF* | Hao et al. 2020 | 0 | 0 | 60 | -60 | -63.7384 | 0 | 0 | 0 | 0 | 0 | 0 | 0 | 1 | 80% | 5 | 16.8159 | 677.0752 | 812.4903 | 0 | 0 | 0 | -737.0752 | -876.2287
LF_LFG* | Hao et al. 2020; Zhao et al. 2019 | 0 | 1223.3956 | 60 | 1163.3956 | 1235.8835 | 0 | 0 | 0 | 0 | 0 | 0 | 0 | 1 | 80% | 5 | 16.8159 | 677.0752 | 812.4903 | 0 | 0 | 0 | 486.3203 | 423.3932
TD-LF | Hao et al. 2020 | 0 | 0 | 60 | -60 | -63.7384 | 0 | 0 | 0 | 0 | 0 | 0 | 0 | 1 | 50% | 2 | 6.7263 | 270.8301 | 324.9961 | 8.53 | 2500 | 2647.0588 | -2830.8301 | -3035.7934
TD-LF_LFG | Hao et al. 2020; Zhao et al. 2019 | 0 | 1223.3956 | 60 | 1163.3956 | 1235.8835 | 0 | 0 | 0 | 0 | 0 | 0 | 0 | 1 | 50% | 2 | 6.7263 | 270.8301 | 324.9961 | 8.53 | 2500 | 2647.0588 | -1607.4345 | -1736.1714
LA* | Hao et al. 2020 | 0 | 0 | 60 | -60 | -63.7384 | 0 | 0 | 0 | 0 | 0 | 0 | 0 | 1 | 80% | 5 | 16.8159 | 677.0752 | 812.4903 | 0 | 0 | 0 | -737.0752 | -876.2287
TD-LA | Hao et al. 2020 | 0 | 0 | 60 | -60 | -63.7384 | 0 | 0 | 0 | 0 | 0 | 0 | 0 | 1 | 50% | 2 | 6.7263 | 270.8301 | 324.9961 | 8.53 | 2500 | 2647.0588 | -2830.8301 | -3035.7934
TD-INC-LF | Hao et al. 2020 | 2072 | 0 | 60 | 2012 | 2137.3622 | 0 | 0 | 0 | 0 | 0 | 0 | 0 | 0.1 | 5% | 0.10526 | 0.35402 | 14.2542 | 17.1051 | 7.2369 | 2121 | 2245.7647 | -123.2542 | -125.5076
AD-CHP-LF* | Hao et al. 2020 | 449.4 | 0 | 74 | 375.4 | 398.7901 | 0 | 0 | 0 | 0 | 0 | 0 | 0 | 0.68 | 80% | 3.4 | 11.4348 | 460.4112 | 552.4934 | 0.81915 | 240.08 | 254.2024 | -325.0912 | -407.9056
AD-CHP-LF_LFG* | Hao et al. 2020; Zhao et al. 2019 | 449.4 | 499.1454 | 74 | 874.5454 | 929.0359 | 0 | 0 | 0 | 0 | 0 | 0 | 0 | 0.68 | 80% | 3.4 | 11.4348 | 460.4112 | 552.4934 | 0.81915 | 240.08 | 254.2024 | 174.0542 | 122.3401
AD-CHP-LA* | Hao et al. 2021 | 449.4 | 0 | 74 | 375.4 | 398.7901 | 0 | 0 | 0 | 0 | 0 | 0 | 0 | 0.68 | 80% | 3.4 | 11.4348 | 460.4112 | 552.4934 | 0.81915 | 240.08 | 254.2024 | -325.0912 | -407.9056
AD-CHP-TD-LF | Hao et al. 2022 | 449.4 | 0 | 74 | 375.4 | 398.7901 | 0 | 0 | 0 | 0 | 0 | 0 | 0 | 0.68 | 50% | 1.36 | 4.5739 | 184.1645 | 220.9974 | 9.2093 | 2699.08 | 2857.8494 | -2507.8445 | -2680.0566
AD-CHP-TD-LF_LFG | Hao et al. 2020; Zhao et al. 2019 | 449.4 | 499.1454 | 74 | 874.5454 | 929.0359 | 0 | 0 | 0 | 0 | 0 | 0 | 0 | 0.68 | 50% | 1.36 | 4.5739 | 184.1645 | 220.9974 | 9.2093 | 2699.08 | 2857.8494 | -2008.6991 | -2149.8109
AD-CHP-TD-LA | Hao et al. 2023 | 449.4 | 0 | 74 | 375.4 | 398.7901 | 0 | 0 | 0 | 0 | 0 | 0 | 0 | 0.68 | 50% | 1.36 | 4.5739 | 184.1645 | 220.9974 | 9.2093 | 2699.08 | 2857.8494 | -2507.8445 | -2680.0566
AD-CHP-TD-INC-LF | Hao et al. 2024 | 1830.4815 | 0 | 74 | 1756.4815 | 1865.923 | 0 | 0 | 0 | 0 | 0 | 0 | 0 | 0.1 | 5% | 0.10526 | 0.35402 | 14.2542 | 17.1051 | 8.2815 | 2427.1615 | 2569.9357 | -684.9342 | -721.1178
TH-AD-CHP-LF* | Hao et al. 2020 | 745.5 | 0 | 120 | 625.5 | 664.4732 | 0 | 0 | 0 | 0 | 0 | 0 | 0 | 0.68 | 80% | 3.4 | 11.4348 | 460.4112 | 552.4934 | 0.14535 | 42.6 | 45.1059 | 122.4888 | 66.8739
TH-AD-CHP-LF_LFG* | Hao et al. 2020; Zhao et al. 2019 | 745.5 | 499.1454 | 120 | 1124.6454 | 1194.7189 | 0 | 0 | 0 | 0 | 0 | 0 | 0 | 0.68 | 80% | 3.4 | 11.4348 | 460.4112 | 552.4934 | 0.14535 | 42.6 | 45.1059 | 621.6342 | 597.1196
TH-AD-CHP-LA* | Hao et al. 2020; Zhao et al. 2019 | 745.5 | 0 | 120 | 625.5 | 664.4732 | 0 | 0 | 0 | 0 | 0 | 0 | 0 | 0.68 | 80% | 3.4 | 11.4348 | 460.4112 | 552.4934 | 1.7115 | 501.615 | 531.1218 | -336.5262 | -419.142
TH-AD-CHP-TD-INC-LF | Hao et al. 2020 | 1673.7405 | 0 | 120 | 1553.7405 | 1650.5498 | 0 | 0 | 0 | 0 | 0 | 0 | 0 | 0.1 | 5% | 0.10526 | 0.35402 | 14.2542 | 17.1051 | 8.3316 | 2441.8405 | 2585.4782 | -902.3542 | -952.0335
HTL-CAS_BC | Snowden-Swan et al. 2017 | 0 | 0 | 257.0193 | -257.0193 | -273.0334 | 0 | 3693.2597 | 0 | 0 | 0 | 3693.2597 | 3847.1455 | 0.0765 | 70% | 0.255 | 0.85761 | 34.5308 | 41.437 | 3.1938 | 936.0637 | 991.1263 | 2465.6459 | 2541.5488
HTL-CAS_FP | Snowden-Swan et al. 2017 | 0 | 0 | 293.1405 | -293.1405 | -311.4052 | 2800.7992 | 0 | 862.1311 | 0 | 0 | 3662.9303 | 4266.1967 | 0.0765 | 70% | 0.255 | 0.85761 | 34.5308 | 41.437 | 4.6269 | 1356.072 | 1435.841 | 1979.187 | 2477.5135
HTL-NH3-CAS_BC | Snowden-Swan et al. 2020 | 0 | 0 | 275.6176 | -275.6176 | -292.7906 | 0 | 3704.6459 | 0 | 0 | 0 | 3704.6459 | 3859.0061 | 0.102 | 60% | 0.255 | 0.85761 | 34.5308 | 41.437 | 3.6533 | 1070.7307 | 1133.7149 | 2323.7668 | 2391.0637
HTL-NH3-CAS_FP | Snowden-Swan et al. 2020 | 0 | 0 | 311.0231 | -311.0231 | -330.4021 | 2615.494 | 0 | 826.418 | 0 | 0 | 3441.912 | 4006.3317 | 0.102 | 60% | 0.255 | 0.85761 | 34.5308 | 41.437 | 4.8105 | 1409.8903 | 1492.8251 | 1686.4677 | 2141.6675
SupCrit HTL-CAS_BHO | Do et al. 2020 | 0 | 0 | 213.0612 | -213.0612 | -226.3365 | 0 | 4000 | 0 | 0 | 0 | 4000 | 4166.6667 | 0.34992 | 0% | 0.35 | 1.1771 | 47.3953 | 56.8743 | 5.4874 | 1608.2758 | 1702.8802 | 2131.2677 | 2180.5756
SubCrit HTL-CAS_BHO | Do et al. 2020 | 0 | 0 | 167.1429 | -167.1429 | -177.5571 | 0 | 4237.5 | 0 | 0 | 0 | 4237.5 | 4414.0625 | 0.34992 | 0% | 0.35 | 1.1771 | 47.3953 | 56.8743 | 5.801 | 1700.1773 | 1800.1877 | 2322.7846 | 2379.4434
HTL-AD-CHP_BC | Van Doren et al. 2017 | 0 | 0 | 133.1137 | -133.1137 | -141.4077 | 0 | 5051.8357 | 0 | 0 | 0 | 5051.8357 | 5262.3289 | 0.12555 | 0% | 0.12555 | 0.42225 | 17.0014 | 20.4016 | 1.1858 | 347.5393 | 367.9828 | 4554.1813 | 4732.5367
HTL-AD-Boiler_BC | Van Doren et al. 2017 | 0 | 0 | 255.6947 | -255.6947 | -271.6263 | 0 | 5051.8357 | 0 | 0 | 0 | 5051.8357 | 5262.3289 | 0.12555 | 0% | 0.12555 | 0.42225 | 17.0014 | 20.4016 | 0.044359 | 13.001 | 13.7658 | 4766.1386 | 4956.5351
HTL-CHG-CHP_BC | Van Doren et al. 2017 | 129.5572 | 0 | 60 | 69.5572 | 73.8911 | 0 | 5051.8357 | 0 | 0 | 0 | 5051.8357 | 5262.3289 | 0.12555 | 0% | 0.12555 | 0.42225 | 17.0014 | 20.4016 | 2.337 | 684.9315 | 725.2216 | 4419.46 | 4590.5967
HTL-CHG-Boiler_BC | Van Doren et al. 2017 | 0 | 0 | 222.1729 | -222.1729 | -236.0159 | 0 | 5051.8357 | 0 | 0 | 0 | 5051.8357 | 5262.3289 | 0.12555 | 0% | 0.12555 | 0.42225 | 17.0014 | 20.4016 | 0 | 0 | 0 | 4812.6614 | 5005.9113
TD-AirGs-CHP | Lumely et al. 2014 | 660.96 | 0 | 60 | 600.96 | 638.4042 | 0 | 0 | 0 | 0 | 0 | 0 | 0 | 0.05 | 0% | 0.05 | 0.16816 | 6.7708 | 8.1249 | 0 | 0 | 0 | 594.1892 | 630.2793
TD-StmGs-CHP | Lumely et al. 2014 | 534.384 | 0 | 60 | 474.384 | 503.9416 | 0 | 0 | 0 | 0 | 0 | 0 | 0 | 0.08 | 0% | 0.08 | 0.26905 | 10.8332 | 12.9998 | 0 | 0 | 0 | 463.5508 | 490.9417
FD-Torr-Comb_BSF | Do et al. 2018 | 0 | 0 | 308.7667 | -308.7667 | -328.0051 | 0 | 0 | 0 | 0 | 1712.0593 | 1712.0593 | 1752.8226 | 0.00037333 | 92.63% | 0.0050667 | 0.01704 | 0.6861 | 0.82332 | 0 | 0 | 0 | 1402.6065 | 1423.9942
FD-Torr_BSF | Do et al. 2018 | 0 | 0 | 308.7667 | -308.7667 | -328.0051 | 0 | 0 | 0 | 0 | 5113.9111 | 5113.9111 | 5235.6709 | 0.00037333 | 92.63% | 0.0050667 | 0.01704 | 0.6861 | 0.82332 | 11.7377 | 3440.1376 | 3642.4987 | 1364.3207 | 1264.3438
TE-PBR-TD-MWPy | Xin et al. 2018 | 0 | 0 | 582.2859 | -582.2859 | -618.5665 | 65.1537 | 1915.9689 | 0 | 800.6254 | 0 | 2781.748 | 2921.7064 | 0.0011642 | 0% | 0.0011642 | 0.0039155 | 0.15765 | 0.18918 | 0.0037719 | 1.1055 | 1.1705 | 2198.199 | 2301.7802
TD-Py | Shahbeig and Nosrati 2020 | 0 | 0 | 294.6111 | -294.6111 | -312.9675 | 0 | 2062.4903 | 0 | 709.4944 | 1088.8889 | 3860.8736 | 4014.4716 | 0 | 0% | 0.001 | 0.0033632 | 0.13542 | 0.1625 | 0.32073 | 94 | 99.5294 | 3472.1271 | 3601.8122
HTC-AD-CHP-LA | Medina-Martos et al. 2020 | 178.6667 | 0 | 0 | 178.6667 | 189.7989 | 0 | 0 | 0 | 0 | 1040.7407 | 1040.7407 | 1065.5203 | 0.3408 | 80% | 1.704 | 5.7308 | 230.7472 | 276.8967 | 0 | 0 | 0 | 988.6602 | 978.4225
Note on P1: [Threaded comment] Your version of Excel allows you to read this threaded comment; however, any edits to it will get removed if the file is opened in a newer version of Excel. Learn more: https://go.microsoft.com/fwlink/?linkid=870924 Comment: Suh and Rousseaux 2002
Note on S1: [Threaded comment] Your version of Excel allows you to read this threaded comment; however, any edits to it will get removed if the file is opened in a newer version of Excel. Learn more: https://go.microsoft.com/fwlink/?linkid=870924 Comment: EIA conversion https://www.eia.gov/energyexplained/units-and-calculators/energy-conversion-calculators.php

## GWP
CO2 EMISSIONS
|  |  | LHV of CH4 (MJ/kg) | Conversion efficiency (%) |  | EF_elec (g CO2e/kWh) | EF_NG (g CO2e/kWh) |  |  | EF_diesel (g CO2e/kWh) | CH4 emitted by landfilled residues (kg CH4/t VS appl) | CO2eqv of CH4 (kg CO2e/kg CH4) |  |  |  | N2O emitted by land applied biosolids (kg N2O/t DS appl) | CO2 eqv of N2O (kg CO2e/kg N2O) | N2O emitted by incineration (kg N2O/t DS inc) | CO2 eqv of N2O (kg CO2e/kg N2O) | EF_diesel (g CO2e/kWh) | EF_crude (g CO2e/kWh) | EF_naphtha (g CO2e/kWh) | EF_nat gas (g CO2e/kWh) | EF_Coal (g CO2e/kWh)
|  |  | 50.048 | 0.55 |  | 413.9019 | 434 |  |  | 454 | 250 | 25 |  |  |  | 0.75429 | 298 | 24.3886 | 298 | 454 | 319 | 460 | 434 | 1023
|  | Paper spec | Calc | Storm 2020 |  |  | Paper spec |  |  | Calc | Paper spec | Paper spec |  | Zhao et al. | Calc | Paper spec | Calc | Paper spec | Calc | [6 empty] | Paper Spec | Calc | Calc
Process System | References | Electricity Export from Process (kWh/t DS) | Electricity Export from LFG (kWh/t DS) | Electricity Import (kWh/t DS) | Net electrical export (kWh/t TS) | Lifecycle CO2e emissions from net electrical export (kg CO2e/t TS) | Natural Gas Import (kWh/t DS) | Lifecycle CO2e emissions (kg CO2/t DS) | Diesel consumption for Transportation (kWh/t TS) | Lifecycle CO2e emissions from diesel consumption (kg CO2/t DS) | Waste residues disposed in landfill (t DS waste/t DS) | VS/TS waste Fraction (%) | PLFG (kg CH4/t TS) | RLFG (%) | Lifecycle CO2e emissions (kg CO2/t DS) | Waste residues land applied (t DS waste/t DS) | Lifecycle CO2e emissions (kg CO2/t DS) | Waste residues incinerated (t DS waste/t DS) | Lifecycle CO2e emissions (kg CO2/t DS) | E_biodiesel (kWh/t TS) | E_bio-crude or heating oil (kWh/t TS) | E_bio-Naphtha or gasoline (kWh/t TS) | E_Bio Gas (kWh/t TS) | E_biochar (kWh/t TS) | Net CO2e emissions displaced by fuel products (kg CO2e/t TS) | CO2 displaced by Land Applied Biosolids (kg CO2 eq/t DS) | NET CO2e emissions (kg CO2 eq/t DS) | NET CO2e emissions (t CO2 eq/t DS)
LF* | Hao et al. 2021; Zhao et al. 2019 | 0 | 0 | 60 | -60 | 24.8341 | 0 | 0 | 677.0752 | 307.3922 | 1 | 80% | 200 | 0% | 5000 | 0 | 0 | 0 | 0 | 0 | 0 | 0 | 0 | 0 | 0 | 0 | 5332.2263 | 5.3322
LF_LFG* | Hao et al. 2021; Zhao et al. 2019 | 0 | 1223.3956 | 60 | 1163.3956 | -481.5316 | 0 | 0 | 677.0752 | 307.3922 | 1 | 80% | 200 | 80% | 1000 | 0 | 0 | 0 | 0 | 0 | 0 | 0 | 0 | 0 | 0 | 0 | 825.8606 | 0.82586
TD-LF | Hao et al. 2021; Zhao et al. 2019 | 0 | 0 | 60 | -60 | 24.8341 | 2500 | 1085 | 270.8301 | 122.9569 | 1 | 80% | 200 | 0% | 5000 | 0 | 0 | 0 | 0 | 0 | 0 | 0 | 0 | 0 | 0 | 0 | 6232.791 | 6.2328
TD-LF_LFG | Hao et al. 2021; Zhao et al. 2019 | 0 | 1223.3956 | 60 | 1163.3956 | -481.5316 | 2500 | 1085 | 270.8301 | 122.9569 | 1 | 80% | 200 | 80% | 1000 | 0 | 0 | 0 | 0 | 0 | 0 | 0 | 0 | 0 | 0 | 0 | 1726.4253 | 1.7264
LA* | Hao et al. 2021; Zhao et al. 2019 | 0 | 0 | 60 | -60 | 24.8341 | 0 | 0 | 677.0752 | 307.3922 | 0 | 0% | 0 | 0% | 0 | 1 | 224.7771 | 0 | 0 | 0 | 0 | 0 | 0 | 0 | 0 | 130 | 427.0034 | 0.427
TD-LA | Hao et al. 2021; Zhao et al. 2019 | 0 | 0 | 60 | -60 | 24.8341 | 2500 | 1085 | 270.8301 | 122.9569 | 0 | 0% | 0 | 0% | 0 | 1 | 224.7771 | 0 | 0 | 0 | 0 | 0 | 0 | 0 | 0 | 130 | 1327.5681 | 1.3276
TD-INC-LF | Hao et al. 2020 | 2072 | 0 | 60 | 2012 | -832.7705 | 2121 | 920.514 | 14.2542 | 6.4714 | 0.1 | 0% | 0 | 0% | 0 | 0 | 0 | 1 | 7267.7943 | 0 | 0 | 0 | 0 | 0 | 0 | 0 | 7362.0092 | 7.362
AD-CHP-LF* | Hao et al. 2021; Zhao et al. 2019 | 449.4 | 0 | 74 | 375.4 | -155.3788 | 240.08 | 104.1947 | 460.4112 | 209.0267 | 0.68 | 48% | 81.6 | 0% | 2040 | 0 | 0 | 0 | 0 | 0 | 0 | 0 | 0 | 0 | 0 | 0 | 2197.8426 | 2.1978
AD-CHP-LF_LFG* | Hao et al. 2021; Zhao et al. 2019 | 449.4 | 499.1454 | 74 | 874.5454 | -361.976 | 240.08 | 104.1947 | 460.4112 | 209.0267 | 0.68 | 48% | 81.6 | 80% | 408 | 0 | 0 | 0 | 0 | 0 | 0 | 0 | 0 | 0 | 0 | 0 | 359.2454 | 0.35925
AD-CHP-LA* | Hao et al. 2021; Zhao et al. 2019 | 449.4 | 0 | 74 | 375.4 | -155.3788 | 240.08 | 104.1947 | 460.4112 | 209.0267 | 0 | 0% | 0 | 0% | 0 | 0.68 | 152.8485 | 0 | 0 | 0 | 0 | 0 | 0 | 0 | 0 | 130 | 180.6911 | 0.18069
AD-CHP-TD-LF | Hao et al. 2021; Zhao et al. 2019 | 449.4 | 0 | 74 | 375.4 | -155.3788 | 2699.08 | 1171.4007 | 184.1645 | 83.6107 | 0.68 | 48% | 81.6 | 0% | 2040 | 0 | 0 | 0 | 0 | 0 | 0 | 0 | 0 | 0 | 0 | 0 | 3139.6326 | 3.1396
AD-CHP-TD-LF_LFG | Hao et al. 2021; Zhao et al. 2019 | 449.4 | 499.1454 | 74 | 874.5454 | -361.976 | 2699.08 | 1171.4007 | 184.1645 | 83.6107 | 0.68 | 48% | 81.6 | 80% | 408 | 0 | 0 | 0 | 0 | 0 | 0 | 0 | 0 | 0 | 0 | 0 | 1301.0354 | 1.301
AD-CHP-TD-LA | Hao et al. 2021; Zhao et al. 2019 | 449.4 | 0 | 74 | 375.4 | -155.3788 | 2699.08 | 1171.4007 | 184.1645 | 83.6107 | 0 | 0% | 0 | 0% | 0 | 0.68 | 152.8485 | 0 | 0 | 0 | 0 | 0 | 0 | 0 | 0 | 130 | 1122.4811 | 1.1225
AD-CHP-TD-INC-LF | Hao et al. 2024 | 1830.4815 | 0 | 74 | 1756.4815 | -727.011 | 2427.1615 | 1053.3881 | 14.2542 | 6.4714 | 0.1 | 0% | 0 | 0% | 0 | 0 | 0 | 0.68 | 4942.1001 | 0 | 0 | 0 | 0 | 0 | 0 | 0 | 5274.9487 | 5.2749
TH-AD-CHP-LF* | Hao et al. 2020 | 745.5 | 0 | 120 | 625.5 | -258.8956 | 42.6 | 18.4884 | 460.4112 | 209.0267 | 0.68 | 48% | 81.6 | 0% | 2040 | 0 | 0 | 0 | 0 | 0 | 0 | 0 | 0 | 0 | 0 | 0 | 2008.6195 | 2.0086
TH-AD-CHP-LF_LFG* | Hao et al. 2021; Zhao et al. 2019 | 745.5 | 499.1454 | 120 | 1124.6454 | -465.4928 | 42.6 | 18.4884 | 460.4112 | 209.0267 | 0.68 | 48% | 81.6 | 80% | 408 | 0 | 0 | 0 | 0 | 0 | 0 | 0 | 0 | 0 | 0 | 0 | 170.0223 | 0.17002
TH-AD-CHP-LA* |  | 745.5 | 0 | 120 | 625.5 | -258.8956 | 501.615 | 217.7009 | 460.4112 | 209.0267 | 0 | 0% | 0 | 0% | 0 | 0.68 | 152.8485 | 0 | 0 | 0 | 0 | 0 | 0 | 0 | 0 | 130 | 190.6804 | 0.19068
TH-AD-CHP-TD-INC-LF | Hao et al. 2020 | 1673.7405 | 0 | 120 | 1553.7405 | -643.0961 | 2441.8405 | 1059.7588 | 14.2542 | 6.4714 | 0.1 | 0% | 0 | 0% | 0 | 0 | 0 | 0.68 | 4942.1001 | 0 | 0 | 0 | 0 | 0 | 0 | 0 | 5365.2342 | 5.3652
HTL-CAS_BC | Snowden-Swan et al. 2017 | 0 | 0 | 257.0193 | -257.0193 | 106.3808 | 936.0637 | 406.2516 | 34.5308 | 15.677 | 0.102 | 0% | 0 | 0% | 0 | 0 | 0 | 0 | 0 | 0 | 3693.2597 | 0 | 0 | 0 | 1178.1498 | 0 | -649.8405 | -0.64984
HTL-CAS_FP | Snowden-Swan et al. 2017 | 0 | 0 | 293.1405 | -293.1405 | 121.3314 | 1356.072 | 588.5353 | 34.5308 | 15.677 | 0.102 | 0% | 0 | 0% | 0 | 0 | 0 | 0 | 0 | 2800.7992 | 0 | 862.1311 | 0 | 0 | 1668.1431 | 0 | -942.5995 | -0.9426
HTL-NH3-CAS_BC | Snowden-Swan et al. 2020 | 0 | 0 | 275.6176 | -275.6176 | 114.0786 | 1070.7307 | 464.6971 | 34.5308 | 15.677 | 0.102 | 0% | 0 | 0% | 0 | 0 | 0 | 0 | 0 | 0 | 3704.6459 | 0 | 0 | 0 | 1181.782 | 0 | -587.3293 | -0.58733
HTL-NH3-CAS_FP | Snowden-Swan et al. 2020 | 0 | 0 | 311.0231 | -311.0231 | 128.733 | 1409.8903 | 611.8924 | 34.5308 | 15.677 | 0.102 | 0% | 0 | 0% | 0 | 0 | 0 | 0 | 0 | 2615.494 | 0 | 826.418 | 0 | 0 | 1567.5866 | 0 | -811.2841 | -0.81128
SupCrit HTL-CAS_BHO | Do et al. 2020 | 0 | 0 | 213.0612 | -213.0612 | 88.1864 | 1608.2758 | 697.9917 | 47.3953 | 21.5175 | 0.34992 | 0% | 0 | 0% | 0 | 0 | 0 | 0 | 0 | 0 | 4000 | 0 | 0 | 0 | 1276 | 0 | -468.3044 | -0.4683
SubCrit HTL-CAS_BHO | Do et al. 2020 | 0 | 0 | 167.1429 | -167.1429 | 69.1807 | 1700.1773 | 737.8769 | 47.3953 | 21.5175 | 0.34992 | 0% | 0 | 0% | 0 | 0 | 0 | 0 | 0 | 0 | 4237.5 | 0 | 0 | 0 | 1351.7625 | 0 | -523.1874 | -0.52319
HTL-AD-CHP_BC | Van Doren et al. 2017 | 0 | 0 | 133.1137 | -133.1137 | 55.096 | 347.5393 | 150.8321 | 17.0014 | 7.7186 | 0.12555 | 0% | 0 | 0% | 0 | 0 | 0 | 0 | 0 | 0 | 5051.8357 | 0 | 0 | 0 | 1611.5356 | 0 | -1397.8889 | -1.3979
HTL-AD-Boiler_BC | Van Doren et al. 2017 | 0 | 0 | 255.6947 | -255.6947 | 105.8325 | 13.001 | 5.6424 | 17.0014 | 7.7186 | 0.12555 | 0% | 0 | 0% | 0 | 0 | 0 | 0 | 0 | 0 | 5051.8357 | 0 | 0 | 0 | 1611.5356 | 0 | -1492.342 | -1.4923
HTL-CHG-CHP_BC | Van Doren et al. 2017 | 129.5572 | 0 | 60 | 69.5572 | -28.7898 | 684.9315 | 297.2603 | 17.0014 | 7.7186 | 0.12555 | 0% | 0 | 0% | 0 | 0 | 0 | 0 | 0 | 0 | 5051.8357 | 0 | 0 | 0 | 1611.5356 | 0 | -1335.3465 | -1.3353
HTL-CHG-Boiler_BC | Van Doren et al. 2017 | 0 | 0 | 222.1729 | -222.1729 | 91.9578 | 0 | 0 | 17.0014 | 7.7186 | 0.12555 | 0% | 0 | 0% | 0 | 0 | 0 | 0 | 0 | 0 | 5051.8357 | 0 | 0 | 0 | 1611.5356 | 0 | -1511.8592 | -1.5119
TD-AirGs-CHP | Lumely et al. 2014 | 660.96 | 0 | 60 | 600.96 | -248.7385 | 0 | 0 | 6.7708 | 3.0739 | 0.05 | 0% | 0 | 0% | 0 | 0 | 0 | 0 | 0 | 0 | 0 | 0 | 0 | 0 | 0 | 0 | -245.6645 | -0.24566
TD-StmGs-CHP | Lumely et al. 2014 | 534.384 | 0 | 60 | 474.384 | -196.3484 | 0 | 0 | 10.8332 | 4.9183 | 0.08 | 0% | 0 | 0% | 0 | 0 | 0 | 0 | 0 | 0 | 0 | 0 | 0 | 0 | 0 | 0 | -191.4301 | -0.19143
FD-Torr-Comb_BSF | Do et al. 2018 | 0 | 0 | 308.7667 | -308.7667 | 127.7991 | 0 | 0 | 0.6861 | 0.31149 | 0.00037333 | 0% | 0 | 0% | 0 | 0 | 0 | 0 | 0 | 0 | 0 | 0 | 0 | 1712.0593 | 1751.4366 | 0 | -1623.326 | -1.6233
FD-Torr_BSF | Do et al. 2018 | 0 | 0 | 308.7667 | -308.7667 | 127.7991 | 3440.1376 | 1493.0197 | 0.6861 | 0.31149 | 0.00037333 | 0% | 0 | 0% | 0 | 0 | 0 | 0 | 0 | 0 | 0 | 0 | 0 | 5113.9111 | 5231.5311 | 0 | -3610.4007 | -3.6104
TE-PBR-TD-MWPy | Xin et al. 2018 | 0 | 0 | 582.2859 | -582.2859 | 241.0092 | 1.1055 | 0.47978 | 0.15765 | 0.071575 | 0 | 0% | 0 | 0% | 0 | 0 | 0 | 0 | 0 | 65.1537 | 1915.9689 | 0 | 800.6254 | 0 | 988.2453 | 0 | -746.6847 | -0.74668
TD-Py | Shahbeig and Nosrati 2020 | 0 | 0 | 294.6111 | -294.6111 | 121.9401 | 94 | 40.796 | 0.13542 | 0.061478 | 0 | 0% | 0 | 0% | 0 | 0 | 0 | 0 | 0 | 0 | 2062.4903 | 0 | 709.4944 | 1088.8889 | 2079.7883 | 0 | -1916.9908 | -1.917
HTC-AD-CHP-LA | Medina-Martos et al. 2020 | 178.6667 | 0 | 0 | 178.6667 | -73.9505 | 0 | 0 | 230.7472 | 104.7592 | 0 | 0% | 0 | 0% | 0 | 0.3408 | 76.6041 | 0 | 0 | 0 | 0 | 0 | 0 | 1040.7407 | 1064.6778 | 130 | -1087.2649 | -1.0873
Note on H4: [Threaded comment] Your version of Excel allows you to read this threaded comment; however, any edits to it will get removed if the file is opened in a newer version of Excel. Learn more: https://go.microsoft.com/fwlink/?linkid=870924 Comment: https://www.eia.gov/environment/emissions/co2_vol_mass.php Reply: Date visited: 2/25/2022
Note on J4: [Threaded comment] Your version of Excel allows you to read this threaded comment; however, any edits to it will get removed if the file is opened in a newer version of Excel. Learn more: https://go.microsoft.com/fwlink/?linkid=870924 Comment: Zhao et al. 2019
Note on L5: [Threaded comment] Your version of Excel allows you to read this threaded comment; however, any edits to it will get removed if the file is opened in a newer version of Excel. Learn more: https://go.microsoft.com/fwlink/?linkid=870924 Comment: Calculated from Zhao et la. 2019

## Commercial Viability
COMMERCIAL VIABILITY |  |  |  | Tipping Fee (USD/wet metric tons) = | 45 | (25-65 USD in CA) |  |  | Variable trucking cost (USD/m3/mi) = | 0.058 | M. Marufuzzaman et al. 2015
|  |  |  | Fixed trucking cost (USD/m3) = | 3.42 | M. Marufuzzaman et al. 2015 |  |  | km/mi = | 1.6093
|  |  |  | Density of sludge (kg/m3) = | 1100 | M. Marufuzzaman et al. 2015 |  |  | Distance to disposal site (km) = | 160
|  |  |  | Fixed trucking cost (USD/wet metric ton) = | 3.1091 | Calculated |  |  | Variable trucking cost (USD/wet metric ton) = | 5.2421
[9 empty] | Total trasporation & Disposal costs (USD/wet metric ton) = | 57.6193
|  |  | Paper spec | Paper spec | Calc | Paper spec
Process System |  | References | CAPEX (USD/t DS·d) | Net operating profit |  |  |  | TRL
| Order Check |  |  | OPEX (USD/t DS) | Transportation & Disposal Cost (USD/t DS) | Revenue From End-Products (USD/t DS) | Net operating profit Revenue-OPEX (USD/t DS)
LF* | LF* | Hao et al. 2020 | 35805 | 22.506 | 288.0966 | 0 | -310.6026 | 9
LF_LFG* | LF_LFG* | Hao et al. 2020; Zhao et al. 2019 | 35805 | 22.506 | 288.0966 | 0 | -310.6026 | 9
TD-LF | TD-LF | Hao et al. 2020 | 260865 | 172.887 | 115.2386 | 0 | -288.1256 | 9
TD-LF_LFG | TD-LF_LFG | Hao et al. 2020; Zhao et al. 2019 | 260865 | 172.887 | 115.2386 | 0 | -288.1256 | 9
LA* | LA* | Hao et al. 2020; Zhao et al. 2019 | 35805 | 22.506 | 288.0966 | 0 | -310.6026 | 9
TD-LA | TD-LA | Hao et al. 2020; Zhao et al. 2019 | 260865 | 172.887 | 115.2386 | 0 | -288.1256 | 9
TD-INC-LF | TD-INC-LF | Hao et al. 2020 | 562650 | 401.016 | 6.0652 | 141.1032 | -265.978 | 9
AD-CHP-LF* | AD-CHP-LF* | Hao et al. 2020 | 465465 | 66.495 | 195.9057 | 30.6041 | -231.7965 | 9
AD-CHP-LF_LFG* | AD-CHP-LF_LFG* | Hao et al. 2020; Zhao et al. 2019 | 465465 | 66.495 | 195.9057 | 30.6041 | -231.7965 | 9
AD-CHP-LA* | AD-CHP-LA* | Hao et al. 2020; Zhao et al. 2019 | 465465 | 66.495 | 195.9057 | 30.6041 | -231.7965 | 9
AD-CHP-TD-LF | AD-CHP-TD-LF | Hao et al. 2022 | 639375 | 201.531 | 78.3623 | 30.6041 | -249.2891 | 9
AD-CHP-TD-LF_LFG | AD-CHP-TD-LF_LFG | Hao et al. 2020; Zhao et al. 2019 | 639375 | 201.531 | 78.3623 | 30.6041 | -249.2891 | 9
AD-CHP-TD-LA | AD-CHP-TD-LA | Hao et al. 2023 | 639375 | 201.531 | 78.3623 | 30.6041 | -249.2891 | 9
AD-CHP-TD-INC-LF | AD-CHP-TD-INC-LF | Hao et al. 2024 | 879780 | 407.154 | 6.0652 | 124.6558 | -288.5634 | 9
TH-AD-CHP-LF* | TH-AD-CHP-LF* | Hao et al. 2020 | 644490 | 163.68 | 195.9057 | 50.7685 | -308.8171 | 9
TH-AD-CHP-LF_LFG* | TH-AD-CHP-LF_LFG* | Hao et al. 2020; Zhao et al. 2019 | 644490 | 163.68 | 195.9057 | 50.7685 | -308.8171 | 9
TH-AD-CHP-LA* | TH-AD-CHP-LA* | Hao et al. 2020; Zhao et al. 2019 | 644490 | 163.68 | 195.9057 | 50.7685 | -308.8171 | 9
TH-AD-CHP-TD-INC-LF | TH-AD-CHP-TD-INC-LF | Hao et al. 2020 | 920700 | 455.235 | 6.0652 | 113.9817 | -347.3185 | 9
HTL-CAS_BC | HTL-CAS_BC | Snowden-Swan et al. 2017 | 196407.3912 | 148.4665 | 14.6929 | 120.023 | -43.1364 | 7
HTL-CAS_FP | HTL-CAS_FP | Snowden-Swan et al. 2017 | 271195.3023 | 188.8762 | 14.6929 | 279.2324 | 75.6633 | 6
HTL-NH3-CAS_BC | HTL-NH3-CAS_BC | Snowden-Swan et al. 2020 | 242508.2 | 148.7967 | 14.6929 | 120.4383 | -43.0513 | 6
HTL-NH3-CAS_FP | HTL-NH3-CAS_FP | Snowden-Swan et al. 2020 | 314991.1442 | 266.9028 | 14.6929 | 261.7309 | -19.8648 | 6
SupCrit HTL-CAS_BHO | SupCrit HTL-CAS_BHO | Do et al. 2020 | 448062.75 | 416.6198 | 20.1668 | 241.063 | -195.7235 | 4
SubCrit HTL-CAS_BHO | SubCrit HTL-CAS_BHO | Do et al. 2020 | 420812.15 | 410.3312 | 20.1668 | 247.6136 | -182.8843 | 7
HTL-AD-CHP_BC | HTL-AD-CHP_BC | Van Doren et al. 2017 | 886317.4458 | 413.5564 | 7.2341 | 315.8055 | -104.985 | 7
HTL-AD-Boiler_BC | HTL-AD-Boiler_BC | Van Doren et al. 2017 | 861392.6833 | 408.3189 | 7.2341 | 315.8055 | -99.7475 | 7
HTL-CHG-CHP_BC | HTL-CHG-CHP_BC | Van Doren et al. 2017 | 1620709.3562 | 747.7895 | 7.2341 | 325.4758 | -429.5479 | 6
HTL-CHG-Boiler_BC | HTL-CHG-Boiler_BC | Van Doren et al. 2017 | 1572014.9896 | 730.2748 | 7.2341 | 315.8055 | -421.7035 | 6
TD-AirGs-CHP | TD-AirGs-CHP | Lumely et al. 2014 | 443691.3 | 172.8011 | 2.881 | 40.9254 | -134.7567 | 7
TD-StmGs-CHP | TD-StmGs-CHP | Lumely et al. 2014 | 443691.3 | 172.8011 | 4.6095 | 32.3056 | -145.1051 | 7
FD-Torr-Comb_BSF | FD-Torr-Comb_BSF | Do et al. 2018 | 286390.1551 | 363.7422 | 0.29194 | 27.7749 | -336.2593 | 7
FD-Torr_BSF | FD-Torr_BSF | Do et al. 2018 | 271028.1707 | 543.6422 | 0.29194 | 82.9633 | -460.9709 | 7
TE-PBR-TD-MWPy | TE-PBR-TD-MWPy | Xin et al. 2018 | 144989.7807 | 107.2523 | 0.067082 | 101.1395 | -6.1798 | 3
TD-Py | TD-Py | Shahbeig and Nosrati 2020 | 68694.1849 | 936.2374 | 0.057619 | 160.5727 | -775.7223 | 7
HTC-AD-CHP-LA | HTC-AD-CHP-LA | Medina-Martos et al. 2020 | 1419674.6122 | 518.3504 | 98.1833 | 36.7764 | -579.7573 | 4
Note on K5: [Threaded comment] Your version of Excel allows you to read this threaded comment; however, any edits to it will get removed if the file is opened in a newer version of Excel. Learn more: https://go.microsoft.com/fwlink/?linkid=870924 Comment: 1.08 accounts for the 8% inflation between FY 2015 and 2019 per US Bureau of Labor Statistics.

## ENV BENEFIT - VIABILITY
ENV BENEFIT vs. COMMERCIAL VIABILITY | [17 empty] | Vertical Line (Botton) | 4.5 | 0
[18 empty] | Vertical Line (Top) | 4.5 | 9
Process System |  | End-Products | ENV BENEFIT | [6 empty] | COMMERCIAL VIABILITY | [6 empty] | References | Horizontal Line (Left) | 0 | 4.5
| Order Check |  | Remaining wet-weight of final residues |  | Net lifecycle energy balance |  | Net lifecycle CO2e emissions |  | Total Grade | CAPEX |  | Net operating profit (Revenue-OPEX) |  | TRL |  | Total Grade |  | Horizontal Line (Right) | 9 | 4.5
|  |  | (Wet t/t DS) | Grade (0-3) | (kWh/t DS) | Grade (0-3) | (t CO2e/t DS) | Grade (0-3) |  | (USD/t DS·d) | Grade (0-3) | (USD/t DS) | Grade (0-3) | (1-9) | Grade (0-3)
LF* | LF* | Biosolids | 5 | 0 | -876.2287 | 0.80564 | 5.3322 | 0 | 0.80564 | 35805 | 2.8926 | -310.6026 | 0.56383 | 9 | 3 | 6.4564 | Hao et al. 2020
LF_LFG* | LF_LFG* |  | 5 | 0 | 423.3932 | 1.2905 | 0.82586 | 0.70864 | 1.9991 | 35805 | 2.8926 | -310.6026 | 0.56383 | 9 | 3 | 6.4564 | Hao et al. 2020; Zhao et al. 2019
TD-LF | TD-LF |  | 2 | 0.60024 | -3035.7934 | 0 | 6.2328 | 0 | 0.60024 | 260865 | 2.2174 | -288.1256 | 0.70559 | 9 | 3 | 5.923 | Hao et al. 2020
TD-LF_LFG | TD-LF_LFG |  | 2 | 0.60024 | -1736.1714 | 0.48483 | 1.7264 | 0.24349 | 1.3286 | 260865 | 2.2174 | -288.1256 | 0.70559 | 9 | 3 | 5.923 | Hao et al. 2020; Zhao et al. 2019
LA* | LA* | Biosolids | 5 | 0 | -876.2287 | 0.80564 | 0.427 | 0.91465 | 1.7203 | 35805 | 2.8926 | -310.6026 | 0.56383 | 9 | 3 | 6.4564 | Hao et al. 2020
TD-LA | TD-LA |  | 2 | 0.60024 | -3035.7934 | 0 | 1.3276 | 0.4495 | 1.0497 | 260865 | 2.2174 | -288.1256 | 0.70559 | 9 | 3 | 5.923 | Hao et al. 2020
TD-INC-LF* | TD-INC-LF | Phos-rich Ash, Energy | 0.10526 | 2.8748 | -125.5076 | 1.0857 | 7.362 | 0 | 3.9605 | 562650 | 1.3121 | -265.978 | 0.84527 | 9 | 3 | 5.1573 | Hao et al. 2020
AD-CHP-LF* | AD-CHP-LF* | Biogas, Digestate | 3.4 | 0 | -407.9056 | 0.98035 | 2.1978 | 0 | 0.98035 | 465465 | 1.6036 | -231.7965 | 1.0609 | 9 | 3 | 5.6645 | Hao et al. 2020
AD-CHP-LF_LFG* | AD-CHP-LF_LFG* |  | 3.4 | 0 | 122.3401 | 1.1782 | 0.35925 | 0.94965 | 2.1278 | 465465 | 1.6036 | -231.7965 | 1.0609 | 9 | 3 | 5.6645 | Hao et al. 2020; Zhao et al. 2019
AD-CHP-LA* | AD-CHP-LA* |  | 3.4 | 0 | -407.9056 | 0.98035 | 0.18069 | 1.0419 | 2.0222 | 465465 | 1.6036 | -231.7965 | 1.0609 | 9 | 3 | 5.6645 | Hao et al. 2021
AD-CHP-TD-LF | AD-CHP-TD-LF |  | 1.36 | 1.3685 | -2680.0566 | 0.13271 | 3.1396 | 0 | 1.5013 | 639375 | 1.0819 | -249.2891 | 0.95053 | 9 | 3 | 5.0324 | Hao et al. 2022
AD-CHP-TD-LF_LFG | AD-CHP-TD-LF_LFG |  | 1.36 | 1.3685 | -2149.8109 | 0.33052 | 1.301 | 0.46321 | 2.1623 | 639375 | 1.0819 | -249.2891 | 0.95053 | 9 | 3 | 5.0324 | Hao et al. 2020; Zhao et al. 2019
AD-CHP-TD-LA | AD-CHP-TD-LA |  | 1.36 | 1.3685 | -2680.0566 | 0.13271 | 1.1225 | 0.55543 | 2.0567 | 639375 | 1.0819 | -249.2891 | 0.95053 | 9 | 3 | 5.0324 | Hao et al. 2023
AD-CHP-TD-INC-LF* | AD-CHP-TD-INC-LF |  | 0.10526 | 2.8748 | -721.1178 | 0.8635 | 5.2749 | 0 | 3.7383 | 879780 | 0.36066 | -288.5634 | 0.70283 | 9 | 3 | 4.0635 | Hao et al. 2024
TH-AD-CHP-LF* | TH-AD-CHP-LF* |  | 3.4 | 0 | 66.8739 | 1.1575 | 2.0086 | 0.097735 | 1.2552 | 644490 | 1.0665 | -308.8171 | 0.57509 | 9 | 3 | 4.6416 | Hao et al. 2020
TH-AD-CHP-LF_LFG* | TH-AD-CHP-LF_LFG* |  | 3.4 | 0 | 597.1196 | 1.3553 | 0.17002 | 1.0474 | 2.4027 | 644490 | 1.0665 | -308.8171 | 0.57509 | 9 | 3 | 4.6416 | Hao et al. 2020; Zhao et al. 2019
TH-AD-CHP-LA* | TH-AD-CHP-LA* |  | 3.4 | 0 | -419.142 | 0.97616 | 0.19068 | 1.0367 | 2.0129 | 644490 | 1.0665 | -308.8171 | 0.57509 | 9 | 3 | 4.6416 | Hao et al. 2020; Zhao et al. 2019
TH-AD-CHP-TD-INC-LF* | TH-AD-CHP-TD-INC-LF |  | 0.10526 | 2.8748 | -952.0335 | 0.77736 | 5.3652 | 0 | 3.6522 | 920700 | 0.2379 | -347.3185 | 0.33226 | 9 | 3 | 3.5702 | Hao et al. 2020
HTL-CAS_BC | HTL-CAS_BC |  | 0.255 | 2.6951 | 2541.5488 | 2.0807 | -0.64984 | 1.4708 | 6.2466 | 196407.3912 | 2.4108 | -43.1364 | 2.2507 | 7 | 2.25 | 6.9115 | Snowden-Swan et al. 2017
HTL-CAS_FP | HTL-CAS_FP |  | 0.255 | 2.6951 | 2477.5135 | 2.0568 | -0.9426 | 1.6221 | 6.3739 | 271195.3023 | 2.1864 | 75.6633 | 3 | 6 | 1.875 | 7.0614 | Snowden-Swan et al. 2017
HTL-NH3-CAS_BC | HTL-NH3-CAS_BC |  | 0.255 | 2.6951 | 2391.0637 | 2.0245 | -0.58733 | 1.4386 | 6.1582 | 242508.2 | 2.2725 | -43.0513 | 2.2513 | 6 | 1.875 | 6.3987 | Snowden-Swan et al. 2020
HTL-NH3-CAS_FP | HTL-NH3-CAS_FP |  | 0.255 | 2.6951 | 2141.6675 | 1.9315 | -0.81128 | 1.5542 | 6.1808 | 314991.1442 | 2.055 | -19.8648 | 2.3975 | 6 | 1.875 | 6.3275 | Snowden-Swan et al. 2020
SupCrit HTL-CAS_BHO | SupCrit HTL-CAS_BHO |  | 0.35 | 2.581 | 2180.5756 | 1.946 | -0.4683 | 1.3771 | 5.9041 | 448062.75 | 1.6558 | -195.7235 | 1.2884 | 4 | 1.125 | 4.0692 | Do et al. 2020
SubCrit HTL-CAS_BHO | SubCrit HTL-CAS_BHO |  | 0.35 | 2.581 | 2379.4434 | 2.0202 | -0.52319 | 1.4054 | 6.0066 | 420812.15 | 1.7376 | -182.8843 | 1.3693 | 7 | 2.25 | 5.3569 | Do et al. 2020
HTL-AD-CHP_BC | HTL-AD-CHP_BC |  | 0.12555 | 2.8505 | 4732.5367 | 2.898 | -1.3979 | 1.8572 | 7.6057 | 886317.4458 | 0.34105 | -104.985 | 1.8607 | 7 | 2.25 | 4.4517 | Van Doren et al. 2017
HTL-AD-Boiler_BC | HTL-AD-Boiler_BC |  | 0.12555 | 2.8505 | 4956.5351 | 2.9816 | -1.4923 | 1.906 | 7.7381 | 861392.6833 | 0.41582 | -99.7475 | 1.8937 | 7 | 2.25 | 4.5595 | Van Doren et al. 2017
HTL-CHG-CHP_BC | HTL-CHG-CHP_BC |  | 0.12555 | 2.8505 | 4590.5967 | 2.8451 | -1.3353 | 1.8249 | 7.5205 | 1620709.3562 | 0 | -429.5479 | 0 | 6 | 1.875 | 1.875 | Van Doren et al. 2017
HTL-CHG-Boiler_BC | HTL-CHG-Boiler_BC |  | 0.12555 | 2.8505 | 5005.9113 | 3 | -1.5119 | 1.9161 | 7.7666 | 1572014.9896 | 0 | -421.7035 | 0 | 6 | 1.875 | 1.875 | Van Doren et al. 2017
TD-AirGs-CHP | TD-AirGs-CHP |  | 0.05 | 2.9412 | 630.2793 | 1.3676 | -0.24566 | 1.2621 | 5.5709 | 443691.3 | 1.6689 | -134.7567 | 1.6729 | 7 | 2.25 | 5.5918 | Lumely et al. 2014
TD-StmGs-CHP | TD-StmGs-CHP |  | 0.08 | 2.9052 | 490.9417 | 1.3157 | -0.19143 | 1.2341 | 5.4549 | 443691.3 | 1.6689 | -145.1051 | 1.6076 | 7 | 2.25 | 5.5265 | Lumely et al. 2014
FD-Torr-Comb_BSF | FD-Torr-Comb_BSF |  | 0.0050667 | 2.9951 | 1423.9942 | 1.6637 | -1.6233 | 1.9737 | 6.6325 | 286390.1551 | 2.1408 | -336.2593 | 0.40201 | 7 | 2.25 | 4.7928 | Do et al. 2018
FD-Torr_BSF | FD-Torr_BSF |  | 0.0050667 | 2.9951 | 1264.3438 | 1.6042 | -3.6104 | 3 | 7.5993 | 271028.1707 | 2.1869 | -460.9709 | 0 | 7 | 2.25 | 4.4369 | Do et al. 2018
TE-PBR-TD-MWPy | TE-PBR-TD-MWPy |  | 0.0011642 | 2.9998 | 2301.7802 | 1.9912 | -0.74668 | 1.5209 | 6.5119 | 144989.7807 | 2.565 | -6.1798 | 2.4838 | 3 | 0.75 | 5.7988 | Xin et al. 2018
TD-Py | TD-Py |  | 0.001 | 3 | 3601.8122 | 2.4762 | -1.917 | 2.1253 | 7.6015 | 68694.1849 | 2.7939 | -775.7223 | 0 | 7 | 2.25 | 5.0439 | Shahbeig and Nosrati 2020
HTC-AD-CHP-LA | HTC-AD-CHP-LA |  | 1.704 | 0.95558 | 978.4225 | 1.4975 | -1.0873 | 1.6968 | 4.1499 | 1419674.6122 | 0 | -579.7573 | 0 | 4 | 1.125 | 1.125 | Medina-Martos et al. 2020

## ENV-Com
Set Points
Min: | N/A
Max: | 2.5
Set Points
Min: | NA
Max: | NA
Set Points
Min: | NA
Max: | 2.1978
Set Points
Min: | 0
Max: | 1000000
Set Points
Min: | -400
Max: | 0
Set Points
Min: | NA
Max: | NA

## ENV-TRL
Set Points
Min: | N/A
Max: | 2.5
Set Points
Min: | NA
Max: | NA
Set Points
Min: | NA
Max: | NA
Set Points
Min: | -1000000
Max: | NA
Set Points
Min: | -400
Max: | 0
Set Points
Min: | NA
Max: | NA

## CO2e v NPV
NPV Calculation | [13 empty] | Carbon cost (USD/t) |  |  |  | Carbon cost (USD/t) |  |  |  | Carbon cost (USD/t) |  |  |  | Carbon cost (USD/t)
[14 empty] | 50 |  |  |  | 100 |  |  |  | 150 |  |  |  | 200
[11 empty] | Calc | Calc |  |  | Calc | Calc |  |  | Calc | Calc |  |  | Calc | Calc
Process | NET CO2e emissions (t CO2 eq/t DS) | NET CO2e emissions (t CO2 eq/t DS) | NET CO2e emissions (t CO2 eq/t DS) | NET CO2e emissions (t CO2 eq/t DS) | NET CO2e emissions (t CO2 eq/t DS) | CAPEX (USD/t TS·d) | CAPEX (USD) | Net Operating Profit (USD/t TS) | Annual Net Operating Profit (USD/yr) | Reference Case NPV (million USD) | Revenue From Carbon Credits (USD/t DS) | Net operating profit Revenue-OPEX w/ credits & tax (USD/t DS) | Annual Net Operating Profit (USD/yr) | NPV (million USD) | Revenue From Carbon Credits (USD/t DS) | Net operating profit Revenue-OPEX w/ credits & tax (USD/t DS) | Annual Net Operating Profit (USD/yr) | NPV (million USD) | Revenue From Carbon Credits (USD/t DS) | Net operating profit Revenue-OPEX w/ credits & tax (USD/t DS) | Annual Net Operating Profit (USD/yr) | NPV (million USD) | Revenue From Carbon Credits (USD/t DS) | Net operating profit Revenue-OPEX w/ credits & tax (USD/t DS) | Annual Net Operating Profit (USD/yr) | NPV (million USD)
LF* | 5.3322 | 5.3322 | 5.3322 | 5.3322 | 5.3322 | 35805 | 3580500 | -310.6026 | -10249884.9174 | -90.8435 | -266.6113 | -577.2139 | -19048058.2692 | -165.7474 | -533.2226 | -843.8252 | -27846231.6211 | -240.6512 | -799.8339 | -1110.4365 | -36644404.9729 | -315.555 | -1066.4453 | -1377.0478 | -45442578.3247 | -390.4588 |  | -10 | -1000
LF_LFG* | 0.82586 | 0.82586 | 0.82586 | 0.82586 | 0.82586 | 35805 | 3580500 | -310.6026 | -10249884.9174 | -90.8435 | -41.293 | -351.8956 | -11612554.8709 | -102.4447 | -82.5861 | -393.1886 | -12975224.8244 | -114.0459 | -123.8791 | -434.4817 | -14337894.7779 | -125.6471 | -165.1721 | -475.7747 | -15700564.7314 | -137.2483 |  | -11 | -1100
TD-LF | 6.2328 | 6.2328 | 6.2328 | 6.2328 | 6.2328 | 260865 | 26086500 | -288.1256 | -9508145.7669 | -107.0347 | -311.6395 | -599.7652 | -19792250.8782 | -194.5891 | -623.2791 | -911.4047 | -30076355.9894 | -282.1435 | -934.9186 | -1223.0443 | -40360461.1006 | -369.6979 | -1246.5582 | -1534.6838 | -50644566.2118 | -457.2522
TD-LF_LFG | 1.7264 | 1.7264 | 1.7264 | 1.7264 | 1.7264 | 260865 | 26086500 | -288.1256 | -9508145.7669 | -107.0347 | -86.3213 | -374.4469 | -12356747.4798 | -131.2865 | -172.6425 | -460.7682 | -15205349.1927 | -155.5382 | -258.9638 | -547.0894 | -18053950.9056 | -179.79 | -345.2851 | -633.4107 | -20902552.6185 | -204.0417
LA* | 0.427 | 0.427 | 0.427 | 0.427 | 0.427 | 35805 | 3580500 | -310.6026 | -10249884.9174 | -90.8435 | -21.3502 | -331.9527 | -10954440.5549 | -96.8418 | -42.7003 | -353.3029 | -11658996.1925 | -102.8401 | -64.0505 | -374.6531 | -12363551.83 | -108.8384 | -85.4007 | -396.0033 | -13068107.4676 | -114.8367 |  | -12 | -1200
TD-LA | 1.3276 | 1.3276 | 1.3276 | 1.3276 | 1.3276 | 260865 | 26086500 | -288.1256 | -9508145.7669 | -107.0347 | -66.3784 | -354.504 | -11698633.1639 | -125.6836 | -132.7568 | -420.8824 | -13889120.5608 | -144.3324 | -199.1352 | -487.2608 | -16079607.9578 | -162.9813 | -265.5136 | -553.6393 | -18270095.3547 | -181.6301
TD-INC-LF | 7.362 | 7.362 | 7.362 | 7.362 | 7.362 | 562650 | 56265000 | -265.978 | -8777273.7035 | -130.9909 | -368.1005 | -634.0784 | -20924588.8131 | -234.4078 | -736.2009 | -1002.1789 | -33071903.9227 | -337.8248 | -1104.3014 | -1370.2794 | -45219219.0323 | -441.2417 | -1472.4018 | -1738.3798 | -57366534.1419 | -544.6586
AD-CHP-LF* | 2.1978 | 2.1978 | 2.1978 | 2.1978 | 2.1978 | 465465 | 46546500 | -231.7965 | -7649285.4838 | -111.6692 | -109.8921 | -341.6887 | -11275725.8267 | -142.5431 | -219.7843 | -451.5808 | -14902166.1697 | -173.417 | -329.6764 | -561.4729 | -18528606.5126 | -204.291 | -439.5685 | -671.3651 | -22155046.8555 | -235.1649 |  | -13 | -1300
AD-CHP-LF_LFG* | 0.35925 | 0.35925 | 0.35925 | 0.35925 | 0.35925 | 465465 | 46546500 | -231.7965 | -7649285.4838 | -111.6692 | -17.9623 | -249.7588 | -8242040.4402 | -116.7156 | -35.9245 | -267.7211 | -8834795.3966 | -121.7621 | -53.8868 | -285.6833 | -9427550.3531 | -126.8086 | -71.8491 | -303.6456 | -10020305.3095 | -131.855 |  | -14 | -1400
AD-CHP-LA* | 0.18069 | 0.18069 | 0.18069 | 0.18069 | 0.18069 | 465465 | 46546500 | -231.7965 | -7649285.4838 | -111.6692 | -9.0346 | -240.8311 | -7947425.781 | -114.2074 | -18.0691 | -249.8656 | -8245566.0783 | -116.7457 | -27.1037 | -258.9002 | -8543706.3755 | -119.2839 | -36.1382 | -267.9347 | -8841846.6727 | -121.8221
AD-CHP-TD-LF | 3.1396 | 3.1396 | 3.1396 | 3.1396 | 3.1396 | 639375 | 63937500 | -249.2891 | -8226541.2215 | -133.9747 | -156.9816 | -406.2708 | -13406935.0608 | -178.0783 | -313.9633 | -563.2524 | -18587328.9001 | -222.1819 | -470.9449 | -720.234 | -23767722.7395 | -266.2855 | -627.9265 | -877.2157 | -28948116.5788 | -310.3891
AD-CHP-TD-LF_LFG | 1.301 | 1.301 | 1.301 | 1.301 | 1.301 | 639375 | 63937500 | -249.2891 | -8226541.2215 | -133.9747 | -65.0518 | -314.3409 | -10373249.6743 | -152.2508 | -130.1035 | -379.3927 | -12519958.1271 | -170.527 | -195.1553 | -444.4444 | -14666666.5799 | -188.8031 | -260.2071 | -509.4962 | -16813375.0327 | -207.0792
AD-CHP-TD-LA | 1.1225 | 1.1225 | 1.1225 | 1.1225 | 1.1225 | 639375 | 63937500 | -249.2891 | -8226541.2215 | -133.9747 | -56.1241 | -305.4132 | -10078635.0151 | -149.7426 | -112.2481 | -361.5372 | -11930728.8087 | -165.5105 | -168.3722 | -417.6613 | -13782822.6023 | -181.2784 | -224.4962 | -473.7853 | -15634916.3959 | -197.0464
AD-CHP-TD-INC-LF* | 5.2749 | 5.2749 | 5.2749 | 5.2749 | 5.2749 | 879780 | 87978000 | -288.5634 | -9522592.2286 | -169.0492 | -263.7474 | -552.3108 | -18226257.5165 | -243.1484 | -527.4949 | -816.0583 | -26929922.8043 | -317.2476 | -791.2423 | -1079.8057 | -35633588.0922 | -391.3468 | -1054.9897 | -1343.5531 | -44337253.3801 | -465.446
TH-AD-CHP-LF* | 2.0086 | 2.0086 | 2.0086 | 2.0086 | 2.0086 | 644490 | 64449000 | -308.8171 | -10190964.9538 | -151.2104 | -100.431 | -409.2481 | -13505187.0577 | -179.4263 | -200.8619 | -509.6791 | -16819409.1616 | -207.6421 | -301.2929 | -610.11 | -20133631.2654 | -235.858 | -401.7239 | -710.541 | -23447853.3693 | -264.0738
TH-AD-CHP-LF_LFG* | 0.17002 | 0.17002 | 0.17002 | 0.17002 | 0.17002 | 644490 | 64449000 | -308.8171 | -10190964.9538 | -151.2104 | -8.5011 | -317.3182 | -10471501.6712 | -153.5988 | -17.0022 | -325.8193 | -10752038.3885 | -155.9872 | -25.5033 | -334.3205 | -11032575.1059 | -158.3755 | -34.0045 | -342.8216 | -11313111.8232 | -160.7639
TH-AD-CHP-LA* | 0.19068 | 0.19068 | 0.19068 | 0.19068 | 0.19068 | 644490 | 64449000 | -308.8171 | -10190964.9538 | -151.2104 | -9.534 | -318.3511 | -10505587.6535 | -153.889 | -19.068 | -327.8852 | -10820210.3531 | -156.5676 | -28.6021 | -337.4192 | -11134833.0528 | -159.2461 | -38.1361 | -346.9532 | -11449455.7525 | -161.9247 |  |  |  |  | Solids loading rate (t DS/day) = | 100
TH-AD-CHP-TD-INC-LF | 5.3652 | 5.3652 | 5.3652 | 5.3652 | 5.3652 | 920700 | 92070000 | -347.3185 | -11461509.2779 | -189.6483 | -268.2617 | -615.5802 | -20314145.7447 | -265.0158 | -536.5234 | -883.8419 | -29166782.2115 | -340.3833 | -804.7851 | -1152.1036 | -38019418.6784 | -415.7507 | -1073.0468 | -1420.3653 | -46872055.1452 | -491.1182 |  |  |  |  | Operating days per year (day/yr) = | 330
HTL-CAS_BC | -0.64984 | -0.64984 | -0.64984 | -0.64984 | -0.64984 | 196407.3912 | 19640739.118 | -43.1364 | -1423502.1696 | -31.7598 | 32.492 | -10.6444 | -351265.4247 | -22.6313 | 64.984 | 21.8476 | 720971.3202 | -13.5027 | 97.4761 | 54.3396 | 1793208.0652 | -4.3741 | 129.9681 | 86.8317 | 2865444.8101 | 4.7544 |  |  |  |  | Solids loading rate (t DS/yr) = | 33000
HTL-CAS_FP | -0.9426 | -0.9426 | -0.9426 | -0.9426 | -0.9426 | 271195.3023 | 27119530.2313 | 75.6633 | 2496889.3419 | -5.8621 | 47.13 | 122.7933 | 4052178.5393 | 7.3789 | 94.26 | 169.9233 | 5607467.7367 | 20.62 | 141.3899 | 217.0532 | 7162756.934 | 33.8611 | 188.5199 | 264.1832 | 8718046.1314 | 47.1021 |  |  |  |  | Discount rate, i (%) = | 10%
HTL-NH3-CAS_BC | -0.58733 | -0.58733 | -0.58733 | -0.58733 | -0.58733 | 242508.2 | 24250820 | -43.0513 | -1420693.6055 | -36.346 | 29.3665 | -13.6849 | -451600.2744 | -28.0955 | 58.7329 | 15.6816 | 517493.0568 | -19.8451 | 88.0994 | 45.0481 | 1486586.3879 | -11.5947 | 117.4659 | 74.4145 | 2455679.7191 | -3.3442 |  |  |  |  | Life expectancy (yr) = | 20
HTL-NH3-CAS_FP | -0.81128 | -0.81128 | -0.81128 | -0.81128 | -0.81128 | 314991.1442 | 31499114.4201 | -19.8648 | -655536.8736 | -37.0801 | 40.5642 | 20.6995 | 683081.9005 | -25.6837 | 81.1284 | 61.2637 | 2021700.6745 | -14.2872 | 121.6926 | 101.8279 | 3360319.4485 | -2.8908 | 162.2568 | 142.3921 | 4698938.2226 | 8.5056
SupCrit HTL-CAS_BHO | -0.4683 | -0.4683 | -0.4683 | -0.4683 | -0.4683 | 448062.75 | 44806275 | -195.7235 | -6458875.8342 | -99.7943 | 23.4152 | -172.3083 | -5686173.5378 | -93.2159 | 46.8304 | -148.8931 | -4913471.2414 | -86.6374 | 70.2457 | -125.4778 | -4140768.945 | -80.059 | 93.6609 | -102.0626 | -3368066.6485 | -73.4805
SubCrit HTL-CAS_BHO | -0.52319 | -0.52319 | -0.52319 | -0.52319 | -0.52319 | 420812.15 | 42081215 | -182.8843 | -6035181.4092 | -93.4621 | 26.1594 | -156.7249 | -5171922.2317 | -86.1127 | 52.3187 | -130.5655 | -4308663.0541 | -78.7633 | 78.4781 | -104.4062 | -3445403.8766 | -71.4139 | 104.6375 | -78.2468 | -2582144.6991 | -64.0645 | Zero Line | x-axis | -400000000 | 0
HTL-AD-CHP_BC | -1.3979 | -1.3979 | -1.3979 | -1.3979 | -1.3979 | 886317.4458 | 88631744.5833 | -104.985 | -3464506.1237 | -118.127 | 69.8944 | -35.0906 | -1157989.4572 | -98.4904 | 139.7889 | 34.8039 | 1148527.2093 | -78.8537 | 209.6833 | 104.6983 | 3455043.8757 | -59.217 | 279.5778 | 174.5927 | 5761560.5422 | -39.5803 |  | y-axis | 0 | 0
HTL-AD-Boiler_BC | -1.4923 | -1.4923 | -1.4923 | -1.4923 | -1.4923 | 861392.6833 | 86139268.3333 | -99.7475 | -3291668.5504 | -114.1631 | 74.6171 | -25.1304 | -829304.2321 | -93.1996 | 149.2342 | 49.4867 | 1633060.0863 | -72.2361 | 223.8513 | 124.1038 | 4095424.4047 | -51.2726 | 298.4684 | 198.7209 | 6557788.7231 | -30.3091
HTL-CHG-CHP_BC | -1.3353 | -1.3353 | -1.3353 | -1.3353 | -1.3353 | 1620709.3562 | 162070935.625 | -429.5479 | -14175079.8204 | -282.7514 | 66.7673 | -362.7805 | -11971758.0459 | -263.9933 | 133.5347 | -296.0132 | -9768436.2714 | -245.2351 | 200.302 | -229.2459 | -7565114.4969 | -226.477 | 267.0693 | -162.4786 | -5361792.7224 | -207.7189
HTL-CHG-Boiler_BC | -1.5119 | -1.5119 | -1.5119 | -1.5119 | -1.5119 | 1572014.9896 | 157201498.9583 | -421.7035 | -13916213.9909 | -275.6781 | 75.593 | -346.1105 | -11421646.3461 | -254.4404 | 151.1859 | -270.5175 | -8927078.7013 | -233.2028 | 226.7789 | -194.9246 | -6432511.0566 | -211.9651 | 302.3718 | -119.3316 | -3937943.4118 | -190.7274
TD-AirGs-CHP | -0.24566 | -0.24566 | -0.24566 | -0.24566 | -0.24566 | 443691.3 | 44369130 | -134.7567 | -4446971.1559 | -82.2287 | 12.2832 | -122.4735 | -4041624.6647 | -78.7778 | 24.5665 | -110.1902 | -3636278.1734 | -75.3268 | 36.8497 | -97.907 | -3230931.6821 | -71.8759 | 49.1329 | -85.6238 | -2825585.1909 | -68.4249
TD-StmGs-CHP | -0.19143 | -0.19143 | -0.19143 | -0.19143 | -0.19143 | 443691.3 | 44369130 | -145.1051 | -4788468.5223 | -85.1361 | 9.5715 | -135.5336 | -4472608.7824 | -82.447 | 19.143 | -125.9621 | -4156749.0426 | -79.7579 | 28.7145 | -116.3906 | -3840889.3027 | -77.0688 | 38.286 | -106.8191 | -3525029.5629 | -74.3797
FD-Torr-Comb_BSF | -1.6233 | -1.6233 | -1.6233 | -1.6233 | -1.6233 | 286390.1551 | 28639015.5133 | -336.2593 | -11096555.395 | -123.1102 | 81.1663 | -255.093 | -8418067.4391 | -100.3068 | 162.3326 | -173.9267 | -5739579.4833 | -77.5033 | 243.4989 | -92.7603 | -3061091.5274 | -54.6998 | 324.6652 | -11.594 | -382603.5715 | -31.8963
FD-Torr_BSF | -3.6104 | -3.6104 | -3.6104 | -3.6104 | -3.6104 | 271028.1707 | 27102817.0689 | -460.9709 | -15212038.195 | -156.6115 | 180.52 | -280.4508 | -9254876.968 | -105.8948 | 361.0401 | -99.9308 | -3297715.7411 | -55.1781 | 541.5601 | 80.5893 | 2659445.4859 | -4.4615 | 722.0801 | 261.1093 | 8616606.7129 | 46.2552
TE-PBR-TD-MWPy | -0.74668 | -0.74668 | -0.74668 | -0.74668 | -0.74668 | 144989.7807 | 14498978.0673 | -6.1798 | -203934.2958 | -16.2352 | 37.3342 | 31.1544 | 1028095.509 | -5.7462 | 74.6685 | 68.4886 | 2260125.3139 | 4.7427 | 112.0027 | 105.8229 | 3492155.1188 | 15.2317 | 149.3369 | 143.1571 | 4724184.9236 | 25.7207
TD-Py | -1.917 | -1.917 | -1.917 | -1.917 | -1.917 | 68694.1849 | 6869418.4942 | -775.7223 | -25598837.361 | -224.8068 | 95.8495 | -679.8728 | -22435802.607 | -197.8781 | 191.6991 | -584.0233 | -19272767.853 | -170.9494 | 287.5486 | -488.1737 | -16109733.099 | -144.0207 | 383.3982 | -392.3242 | -12946698.3449 | -117.092
HTC-AD-CHP-LA | -1.0873 | -1.0873 | -1.0873 | -1.0873 | -1.0873 | 1419674.6122 | 141967461.2183 | -579.7573 | -19131990.2776 | -304.8489 | 54.3632 | -525.394 | -17338003.1196 | -289.5757 | 108.7265 | -471.0308 | -15544015.9616 | -274.3024 | 163.0897 | -416.6675 | -13750028.8036 | -259.0292 | 217.453 | -362.3043 | -11956041.6455 | -243.756
[11 empty] | -266.6113 | -577.2139

## CORREL
Correlation b/w ENV Benefit & Net CO2, and Commercial Benefit & NPV
Process | Remaining wet-weight of final residues | NET Energy Benefit w/ Products and Transportation | CO2 Emissions | CAPEX | NOP | TRL | ENV Benefit | Commercial Benefit | NPV_Ref | NPV_50 | NPV_100 | NPV_150 | NPV_200
LF* | 5 | -876.2287 | 5.3322 | 35805 | -310.6026 | 9 | 0.80564 | 6.4564 | -90.8435 | -165.7474 | -240.6512 | -315.555 | -390.4588
LF_LFG* | 5 | 423.3932 | 0.82586 | 35805 | -310.6026 | 9 | 1.9991 | 6.4564 | -90.8435 | -102.4447 | -114.0459 | -125.6471 | -137.2483
TD-LF | 2 | -3035.7934 | 6.2328 | 260865 | -288.1256 | 9 | 0.60024 | 5.923 | -107.0347 | -194.5891 | -282.1435 | -369.6979 | -457.2522
TD-LF_LFG | 2 | -1736.1714 | 1.7264 | 260865 | -288.1256 | 9 | 1.3286 | 5.923 | -107.0347 | -131.2865 | -155.5382 | -179.79 | -204.0417
LA* | 5 | -876.2287 | 0.427 | 35805 | -310.6026 | 9 | 1.7203 | 6.4564 | -90.8435 | -96.8418 | -102.8401 | -108.8384 | -114.8367
TD-LA | 2 | -3035.7934 | 1.3276 | 260865 | -288.1256 | 9 | 1.0497 | 5.923 | -107.0347 | -125.6836 | -144.3324 | -162.9813 | -181.6301
TD-INC-LF* | 0.10526 | -125.5076 | 7.362 | 562650 | -265.978 | 9 | 3.9605 | 5.1573 | -130.9909 | -234.4078 | -337.8248 | -441.2417 | -544.6586
AD-CHP-LF* | 3.4 | -407.9056 | 2.1978 | 465465 | -231.7965 | 9 | 0.98035 | 5.6645 | -111.6692 | -142.5431 | -173.417 | -204.291 | -235.1649
AD-CHP-LF_LFG* | 3.4 | 122.3401 | 0.35925 | 465465 | -231.7965 | 9 | 2.1278 | 5.6645 | -111.6692 | -116.7156 | -121.7621 | -126.8086 | -131.855
AD-CHP-LA* | 3.4 | -407.9056 | 0.18069 | 465465 | -231.7965 | 9 | 2.0222 | 5.6645 | -111.6692 | -114.2074 | -116.7457 | -119.2839 | -121.8221
AD-CHP-TD-LF | 1.36 | -2680.0566 | 3.1396 | 639375 | -249.2891 | 9 | 1.5013 | 5.0324 | -133.9747 | -178.0783 | -222.1819 | -266.2855 | -310.3891
AD-CHP-TD-LF_LFG | 1.36 | -2149.8109 | 1.301 | 639375 | -249.2891 | 9 | 2.1623 | 5.0324 | -133.9747 | -152.2508 | -170.527 | -188.8031 | -207.0792
AD-CHP-TD-LA | 1.36 | -2680.0566 | 1.1225 | 639375 | -249.2891 | 9 | 2.0567 | 5.0324 | -133.9747 | -149.7426 | -165.5105 | -181.2784 | -197.0464
AD-CHP-TD-INC-LF* | 0.10526 | -721.1178 | 5.2749 | 879780 | -288.5634 | 9 | 3.7383 | 4.0635 | -169.0492 | -243.1484 | -317.2476 | -391.3468 | -465.446
TH-AD-CHP-LF* | 3.4 | 66.8739 | 2.0086 | 644490 | -308.8171 | 9 | 1.2552 | 4.6416 | -151.2104 | -179.4263 | -207.6421 | -235.858 | -264.0738
TH-AD-CHP-LF_LFG* | 3.4 | 597.1196 | 0.17002 | 644490 | -308.8171 | 9 | 2.4027 | 4.6416 | -151.2104 | -153.5988 | -155.9872 | -158.3755 | -160.7639
TH-AD-CHP-LA* | 3.4 | -419.142 | 0.19068 | 644490 | -308.8171 | 9 | 2.0129 | 4.6416 | -151.2104 | -153.889 | -156.5676 | -159.2461 | -161.9247
TH-AD-CHP-TD-INC-LF* | 0.10526 | -952.0335 | 5.3652 | 920700 | -347.3185 | 9 | 3.6522 | 3.5702 | -189.6483 | -265.0158 | -340.3833 | -415.7507 | -491.1182
HTL-CAS_BC | 0.255 | 2541.5488 | -0.64984 | 196407.3912 | -43.1364 | 7 | 6.2466 | 6.9115 | -31.7598 | -22.6313 | -13.5027 | -4.3741 | 4.7544
HTL-CAS_FP | 0.255 | 2477.5135 | -0.9426 | 271195.3023 | 75.6633 | 6 | 6.3739 | 7.0614 | -5.8621 | 7.3789 | 20.62 | 33.8611 | 47.1021
HTL-NH3-CAS_BC | 0.255 | 2391.0637 | -0.58733 | 242508.2 | -43.0513 | 6 | 6.1582 | 6.3987 | -36.346 | -28.0955 | -19.8451 | -11.5947 | -3.3442
HTL-NH3-CAS_FP | 0.255 | 2141.6675 | -0.81128 | 314991.1442 | -19.8648 | 6 | 6.1808 | 6.3275 | -37.0801 | -25.6837 | -14.2872 | -2.8908 | 8.5056
SupCrit HTL-CAS_BHO | 0.35 | 2180.5756 | -0.4683 | 448062.75 | -195.7235 | 4 | 5.9041 | 4.0692 | -99.7943 | -93.2159 | -86.6374 | -80.059 | -73.4805
SubCrit HTL-CAS_BHO | 0.35 | 2379.4434 | -0.52319 | 420812.15 | -182.8843 | 7 | 6.0066 | 5.3569 | -93.4621 | -86.1127 | -78.7633 | -71.4139 | -64.0645
HTL-AD-CHP_BC | 0.12555 | 4732.5367 | -1.3979 | 886317.4458 | -104.985 | 7 | 7.6057 | 4.4517 | -118.127 | -98.4904 | -78.8537 | -59.217 | -39.5803
HTL-AD-Boiler_BC | 0.12555 | 4956.5351 | -1.4923 | 861392.6833 | -99.7475 | 7 | 7.7381 | 4.5595 | -114.1631 | -93.1996 | -72.2361 | -51.2726 | -30.3091
HTL-CHG-CHP_BC | 0.12555 | 4590.5967 | -1.3353 | 1620709.3562 | -429.5479 | 6 | 7.5205 | 1.875 | -282.7514 | -263.9933 | -245.2351 | -226.477 | -207.7189
HTL-CHG-Boiler_BC | 0.12555 | 5005.9113 | -1.5119 | 1572014.9896 | -421.7035 | 6 | 7.7666 | 1.875 | -275.6781 | -254.4404 | -233.2028 | -211.9651 | -190.7274
TD-AirGs-CHP | 0.05 | 630.2793 | -0.24566 | 443691.3 | -134.7567 | 7 | 5.5709 | 5.5918 | -82.2287 | -78.7778 | -75.3268 | -71.8759 | -68.4249
TD-StmGs-CHP | 0.08 | 490.9417 | -0.19143 | 443691.3 | -145.1051 | 7 | 5.4549 | 5.5265 | -85.1361 | -82.447 | -79.7579 | -77.0688 | -74.3797
FD-Torr-Comb_BSF | 0.0050667 | 1423.9942 | -1.6233 | 286390.1551 | -336.2593 | 7 | 6.6325 | 4.7928 | -123.1102 | -100.3068 | -77.5033 | -54.6998 | -31.8963
FD-Torr_BSF | 0.0050667 | 1264.3438 | -3.6104 | 271028.1707 | -460.9709 | 7 | 7.5993 | 4.4369 | -156.6115 | -105.8948 | -55.1781 | -4.4615 | 46.2552
TE-PBR-TD-MWPy | 0.0011642 | 2301.7802 | -0.74668 | 144989.7807 | -6.1798 | 3 | 6.5119 | 5.7988 | -16.2352 | -5.7462 | 4.7427 | 15.2317 | 25.7207
TD-Py | 0.001 | 3601.8122 | -1.917 | 68694.1849 | -775.7223 | 7 | 7.6015 | 5.0439 | -224.8068 | -197.8781 | -170.9494 | -144.0207 | -117.092
HTC-AD-CHP-LA | 1.704 | 978.4225 | -1.0873 | 1419674.6122 | -579.7573 | 4 | 4.1499 | 1.125 | -304.8489 | -289.5757 | -274.3024 | -259.0292 | -243.756
Correlation Coefficients
residues | 1 | -0.47973 | 0.26681 | -0.27733 | -0.16319 | 0.56543 | -0.78676 | 0.27826 | 0.052177 | -0.077799 | -0.15853 | -0.19914 | -0.22038
Energy export |  | 1 | -0.64927 | 0.30691 | 0.082925 | -0.66972 | 0.87875 | -0.29889 | -0.12338 | 0.19255 | 0.38831 | 0.48657 | 0.53788
CO2 Emissions |  |  | 1 | -0.067192 | -0.015621 | 0.58999 | -0.64651 | 0.14868 | 0.028715 | -0.44137 | -0.71148 | -0.83757 | -0.89908
CAPEX |  |  |  | 1 | -0.26488 | -0.18363 | 0.23623 | -0.89392 | -0.76161 | -0.6523 | -0.48625 | -0.35893 | -0.27231
NOP |  |  |  |  | 1 | -0.16474 | 0.097837 | 0.55605 | 0.82663 | 0.74935 | 0.59255 | 0.46513 | 0.37628
TRL | [5 empty] | 1 | -0.73791 | 0.29638 | -0.0035428 | -0.27879 | -0.43417 | -0.50536 | -0.53942
ENV Benefit | [6 empty] | 1 | -0.28434 | -0.072114 | 0.23728 | 0.42233 | 0.51223 | 0.55781
Commercial Benefit | [7 empty] | 1 | 0.89538 | 0.73432 | 0.52067 | 0.36251 | 0.2566
NPV_Ref | [8 empty] | 1 | 0.88428 | 0.68199 | 0.52206 | 0.41179
NPV_50 | [9 empty] | 1 | 0.94458 | 0.85992 | 0.78967
NPV_100 | [10 empty] | 1 | 0.97982 | 0.94731
NPV_150 | [11 empty] | 1 | 0.99222
NPV_200 | [12 empty] | 1

## EROI_Electricity
| % Makeup | EROI
Petrol | 1% | 20
NG | 32% | 7
Renewable | 19% | 42.05
Coal | 26% | 14
Nuclear | 22% | 9
| Weighted EROI = | 16.0495
Geothermal | 3% | 9
Solar | 20% | 9
Hydro | 32% | 94
Wind | 45% | 22
| Weighted EROI_Renewables = | 42.05

## EF_disp,crude
Ygasoline | 0.46
Ydiesel | 0.28
Yjet fuel | 0.07
EFgasoline | 127.74
EFdiesel | 126.02
EFjetfuel | 118.17
Refining, gasoline | 18.7
Refining, diesel | 15.33
Refining, jet fuel | 9.92
EFdisp,crude | 88.7291 | 319.4248
| CO2e/MJ | CO2e/kWh

## EF_elec
| % Makeup | EF
Petrol | 1% | 454
NG | 32% | 434
Renewable | 19% | 17.754
Coal | 26% | 1023
Nuclear | 22% | 5.13
| Weighted EF = | 413.9019
Geothermal | 3% | 47
Solar | 20% | 36.7
Hydro | 32% | 10.7
Wind | 45% | 12.4
| Weighted EF_Renewables = | 17.754