## README
Supplementary Material: Quantifying the implications of a ‘Net Zero’ greenhouse gas emissions strategy for biodiversity
Please note, detailed calculations of the college's offsite land holdings and cost-effectiveness are not provided for reasons of confidentiality. If such data is required, please contact the corresponding author joseph.bull@biology,ox.ac.uk.
Supplementary material 1: Net Zero Strategy. The college's Net Zero strategy (2022-2035).
- Table 1: The college's Net Zero strategy
Supplementary material 2: Baseline. The college's baseline impacts. Impacts are calculated using ReCiPe (species.year) and LC-IMPACT (PDF.year) approaches. Additional data is provided on the college's impacts from electricity and land use, as these are calculated separately (for further details, see Methods).
- Table 1: ReCiPe baseline impacts
- Table 2: LC-IMPACT baseline impacts
- Table 3: Mid point impacts per electricity source
- Table 4 : Land use categories for ReCiPe and LC-IMPACT: (a) direct land use (b) land holdings (c) indirect land use from electricity.
Supplementary material 3 (a) and (b): Trajectories. The college's potential future climate and biodiversity impacts following the Net Zero strategy. Potential impacts are modelled using both ReCiPe and LC-IMPACT. Additional data is provided for the additional energy requirements of sustainable energy generation (e.g. ground source heat pumps), and the carbon and biodiversity intensities of electricity per year.
- Table 1: Trajectories from the original strategy.
- Table 2: Additional electricity requirements for sustainable energy generation methods
- Table 3: Carbon/biodiversity intensities per KwH, per year
Supplementary material 4a: Savings and Impacts. Carbon and biodiversity impacts and savings from Net Zero activities
- Table 1: Embodied impacts of Net Zero activities
- Table 2: Potential savings from Net Zero Activities, including sources
- Table 3: Efficiency of sustainable energy generation solutions
Supplementary material 4 Impacts- detailed Carbon and biodiversity impacts Net Zero activities, disaggregated by activity.
- Table 1: Embodied impacts of Net Zero activities, including sources of environmental pressures.
Supplementary material 5: Cost-effective. Carbon and biodiversity impacts following a re-ordered 'cost-effective' strategy, using ReCiPe only.
- Table 1: Trajectories from the cost effective strategy, ReCiPe
- Table 2: additional electricity requirements for sustainable energy generation methods
- Table 3: Carbon/biodiversity intensities per KwH, per year
Supplementary material 6: References.

## 1. Net Zero Strategy
Table 1: The college's Net Zero strategy
Phase of strategy | Timeline | Activities
Phase 1: Energy Monitoring | 2022-2023 | - Installing meters to measure Heat and Electric at point of use
- Occupancy sensors and automatic controls for electricity and heating
Phase 2: Surveying | 2023-2025 | - Electric metering survey
- Loft survey
- Window survey
- Building fabric survey
- Pipes and pumps survey
Phase 3: Upgrading building fabric | 2025-2027 | - Double or triple glazing of windows
- Fitting heritage shutters
- Loft insulation
- Sealing air gaps
- Insulating cold bridges
- Adding internal insulation to cold external walls
- Cavity wall insulation
- Installing External doors
Phase 4: Energy reduction | 2027-2030 | - Lagging of hot water pipes
- Lagging of heating pipes
- Replacing circulation pumps
- Installing electric boilers
- Upgrading white goods to be more energy efficient: fridges, ovens, hobs, washer-dryers
- Upgrading HVAC units
- LED bulb and fitting replacement
- Lighting Bluetooth sensors
- TREND BMS upgrade
- All day storage heaters
- Preparations for Phase 5: underfloor heating, replacement of larger radiators, replacement of carpets and tiles.
Phase 5: Sustainable energy generation solutions | 2030-2032 (with extension until 2035 if necessary) | - Thermal energy storage batteries
- Ground source heat pumps and associated landscaping
- Solar panel arrays
- Air source heat pumps
- Upgrading transformer
- Upgrading of services pipework

## 2. Baseline
Table 1a): ReCiPe baseline impacts [1]
Acivity details |  |  |  | RECIPE MID POINT IMPACT | [7 empty] | END POINT IMPACT (BIODIVERSITY) |  | END POINT IMPACT (CLIMATE CHANGE)
Activity name | Activity Value 2022-2023 | Activity Unit | Impact driver | RECIPE mid-to-end-point pathway (environmental pressure) | mid point characterisation source | mid point characterisation factor | mid point characterisation unit | mid point impact value | mid point impact unit | RECIPE end point characterisation factor | Units | End point impact value | End point characterisation unit | End point impact value | End point characterisation unit
Direct land use | 32474.48 | m^2 annual crop eq | Land use | Land use- occupation | NA | 1 | / | 32474.48 | m^2 annual crop eq | 8.88e-09 | species.yr/m^2 annual crop eq | 0.00028837 | species.yr |  | kg CO2e
Direct water footprint | 17674 | m^3 | GHG | Global Warming-Freshwater ecosystems | [41] | 0.149 | kg CO2e/m3 | 2633.426 | kg CO2e | 7.65e-14 | species.yr/kg CO2e | 2.0146e-10 | species.yr | 2633.426 | kg CO2e
Direct water footprint | 7334.71 | m^3 | Water use | Water consumption- aquatic ecosystems | NA | 1 | / | 7334.71 | m^3 | 0 | species.year/m^3 | 0 | species.yr |  | kg CO2e
Direct water footprint | 17674 | m^3 | GHG | Global Warming-Terrestrial ecosystems | [41] | 0.149 | kg CO2e/m3 | 2633.426 | kg CO2e | 2.8e-09 | species.yr/kg CO2e | 7.3736e-06 | species.yr | / | kg CO2e
Direct water footprint | 7334.71 | m^3 | Water use | water consumption- terrestrial ecosystems | NA | 1 | / | 7334.71 | m^3 | 1.74e-09 | species.year/m^3 | 1.2762e-05 | species.yr |  | kg CO2e
Grid electricity | 1845897 | KwH | Water use | Water consumption- aquatic ecosystems | [4] | 0.0089208 | m3/kWh | 16466.9412 | m^3 | 6.04e-13 | species.year/m^3 | 9.946e-09 | species.yr |  | kg CO2e
Grid electricity | 1845897 | KwH | GHG | Global Warming-Freshwater ecosystems | [41] | 0.24386 | CO2e/kwh | 450140.4424 | kg CO2e | 7.65e-14 | species.yr/kg CO2e | 3.4436e-08 | species.yr | 450140.4424 | kg CO2e
Grid electricity | 1845897 | KwH | Water pollution | Toxicity- Freshwater ecosystems | [4] | 9.2741e-05 | CTU/kWh | 171.1897 | kg 1,4-DCB eq | 6.95e-10 | species.yr/kg 1,4-DCBeq | 1.1898e-07 | species.yr |  | kg CO2e
Grid electricity | 1845897 | KwH | Water use | water consumption- terrestrial ecosystems | [5] | 0.0089208 | m3/kWh | 16466.9412 | m^3 | 1.35e-08 | species.year/m^3 | 0.0002223 | species.yr |  | kg CO2e
Grid electricity | 1845897 | KwH | Water pollution | Eutrophication-Freshwater Ecosytems | [4] | 2.0517e-05 | kg P eq/kWh | 37.8729 | kg P to fresh water | 6.7107e-07 | species.yr/kg P eq | 2.5415e-05 | species.yr |  | kg CO2e
Grid electricity | 1845897 | KwH | Land use | Land use- occupation | [5] | 0.028875 | m^2/kWh | 38908.6621 | m^2 annual crop eq | 8.88e-09 | species.yr/m^2 annual crop eq | 0.00034551 | species.yr |  | kg CO2e
Grid electricity | 1845897 | KwH | Air pollution | Acidification- terrestrial ecosystems | [4] | 0.00031164 | kg SO2/kWh | 575.2544 | kg SO2 to air | 2.12e-07 | species.yr/kg SO2 eq | 0.00012195 | species.yr |  | kg CO2e
Grid electricity | 1845897 | KwH | Air pollution | Photochemical ozone formation- terrestrial ecosystems | [4] | 0.00014982 | kg NMVOC/kWh | 276.5561 | kg NOx to air | 3.741e-08 | species.yr/kg NOx eq | 1.0346e-05 | species.yr |  | kg CO2e
Grid electricity | 1845897 | KwH | GHG | Global Warming-Terrestrial ecosystems | [41] | 0.24386 | kg CO2e/kWh | 450140.4424 | kg CO2e | 2.8e-09 | species.yr/kg CO2e | 0.0012604 | species.yr | / | kg CO2e
Renewable electricity | 1845897 | KwH | Water use | Water consumption- aquatic ecosystems | [5] | 0.013948 | m3/kWh | 25746.9125 | m^3 | 6.04e-13 | species.year/m^3 | 1.5551e-08 | species.yr |  | kg CO2e
Renewable electricity | 1845897 | KwH | GHG | Global Warming-Freshwater ecosystems | [4] | 0.036212 | kg CO2e/kWh | 66844.1584 | kg CO2e | 7.65e-14 | species.yr/kg CO2e | 5.1136e-09 | species.yr | 66844.1584 | kg CO2e
Renewable electricity | 1845897 | KwH | Water pollution | Toxicity- Freshwater ecosystems | [4] | 6.3833e-05 | CTU/kWh | 117.8294 | kg 1,4-DCB eq | 6.95e-10 | species.yr/kg 1,4-DCBeq | 8.1891e-08 | species.yr |  | kg CO2e
Renewable electricity | 1845897 | KwH | Water use | water consumption- terrestrial ecosystems | [5] | 0.013948 | m3/kWh | 25746.9125 | m^3 | 1.35e-08 | species.year/m^3 | 0.00034758 | species.yr |  | kg CO2e
Renewable electricity | 1845897 | KwH | Water pollution | Eutrophication-Freshwater Ecosytems | [4] | 8.9056e-05 | kg P eq/kWh | 164.3886 | kg P to fresh water | 6.7107e-07 | species.yr/kg P eq | 0.00011032 | species.yr |  | kg CO2e
Renewable electricity | 1845897 | KwH | Air pollution | Photochemical ozone formation- terrestrial ecosystems | [4] | 6.5192e-05 | kg NMVOC/kWh | 120.3384 | kg NOx to air | 3.741e-08 | species.yr/kg NOx eq | 4.5019e-06 | species.yr |  | kg CO2e
Renewable electricity | 1845897 | KwH | Air pollution | Acidification- terrestrial ecosystems | [4] | 0.00012201 | kg SO2/kWh | 225.2124 | kg SO2 to air | 2.12e-07 | species.yr/kg SO2 eq | 4.7745e-05 | species.yr |  | kg CO2e
Renewable electricity | 1845897 | KwH | GHG | Global Warming-Terrestrial ecosystems | [5] | 0.036212 | kg CO2e/kWh | 66844.1584 | kg CO2e | 2.8e-09 | species.yr/kg CO2e | 0.00018716 | species.yr | / | kg CO2e
Renewable electricity | 1845897 | KwH | Land use | Land use- occupation | [5] | 0.013948 | m^2/kWh | 67509.4891 | m^2 annual crop eq | 8.88e-09 | species.yr/m^2 annual crop eq | 0.00059948 | species.yr |  | kg CO2e
Fuel from sites | 3964411.101 | KwH | GHG | Global Warming-Freshwater ecosystems | [41] | 0.21364 | kg CO2e/kWh | 846956.7876 | kg CO2e | 7.65e-14 | species.yr/kg CO2e | 6.4792e-08 | species.yr | 846956.7876 | kg CO2e
Fuel from sites | 3964411.101 | KwH | Water pollution | Toxicity- Freshwater ecosystems | [4] | 3.6815e-07 | kg 1,4-DCB-eq/kWh | 1.4595 | kg 1,4-DCB eq | 6.95e-10 | species.yr/kg 1,4-DCBeq | 1.0144e-09 | species.yr |  | kg CO2e
Fuel from sites | 3964411.101 | KwH | Land use | Land use- occupation | [5] | 0.0020952 | m^2/kWh | 578.804 | m^2 annual crop eq | 8.88e-09 | species.yr/m^2 annual crop eq | 5.1398e-06 | species.yr |  | kg CO2e
Fuel from sites | 3964411.101 | KwH | Water pollution | Eutrophication-Freshwater Ecosytems | [4] | 0.0002 | kg P eq/kWh | 792.8822 | kg P to fresh water | 6.7107e-07 | species.yr/kg P eq | 0.00053208 | species.yr |  | kg CO2e
Fuel from sites | 3964411.101 | KwH | Air pollution | Acidification- terrestrial ecosystems | [5] | 0.00049594 | kg SO2/kWh | 1966.11 | kg SO2 to air | 2.12e-07 | species.yr/kg SO2 eq | 0.00041682 | species.yr |  | kg CO2e
Fuel from sites | 3964411.101 | KwH | Air pollution | Photochemical ozone formation- terrestrial ecosystems | [4] | 0.000225 | kg NMVOC/kWh | 891.9925 | kg NOx to air | 3.741e-08 | species.yr/kg NOx eq | 3.3369e-05 | species.yr |  | kg CO2e
Fuel from sites | 3964411.101 | KwH | Water use | Water consumption- aquatic ecosystems | [5] | 0.0020952 | m3/kWh | 8306.2275 | m^3 | 6.04e-13 | species.year/m^3 | 5.017e-09 | species.yr |  | kg CO2e
Fuel from sites | 3964411.101 | KwH | GHG | Global Warming-Terrestrial ecosystems | [41] | 0.21364 | kg CO2e/kWh | 846956.7876 | kg CO2e | 2.8e-09 | species.yr/kg CO2e | 0.0023715 | species.yr | / | kg CO2e
Fuel from sites | 3964411.101 | KwH | Water use | water consumption- terrestrial ecosystems | [5] | 0.0020952 | m3/kWh | 8306.2275 | m^3 | 1.35e-08 | species.year/m^3 | 0.00011213 | species.yr |  | kg CO2e
Land holdings | 7811856.201 | m^2 annual crop eq | Land use | Land use- occupation | NA | 1 | / | 7811856.201 | m^2 annual crop eq | 8.88e-09 | species.yr/m^2 annual crop eq | 0.069369 | species.yr |  | kg CO2e
Water waste | 16874.352 | m^3 | GHG | Global Warming-Freshwater ecosystems | [41] | 0.272 | kg CO2e/m3 | 4589.8237 | kg CO2e | 7.65e-14 | species.yr/kg CO2e | 3.5112e-10 | species.yr | 4589.8237 | kg CO2e
Water waste | 16874.352 | m^3 | GHG | Global Warming-Terrestrial ecosystems | [41] | 0.272 | kg CO2e/m3 | 4589.8237 | kg CO2e | 2.8e-09 | species.yr/kg CO2e | 1.2852e-05 | species.yr | / | kg CO2e
General waste | 64.548 | tonnes | GHG | Global Warming-Freshwater ecosystems | [41] | 446.204 | kg CO2e/tonne | 28801.5758 | kg CO2e | 7.65e-14 | pdf*yr/kg CO2e | 2.2033e-09 | species.yr | 28801.5758 | kg CO2e
General waste | 64.548 | tonnes | GHG | Global Warming-Terrestrial ecosystems | [41] | 446.204 | kg CO2e/tonne | 28801.5758 | kg CO2e | 2.8e-09 | pdf*yr/kg CO2e | 8.0644e-05 | species.yr | / | kg CO2e
Within-scope footprint (grid electricity, onsite land use) | [11 empty] | 0.0058592 | species.yr | 1333122.0556 | kg CO2e
Within-scope footprint (renewable electricity, onsite land use) | [11 empty] | 0.00517 | species.yr | 949825.7715 | kg CO2e
Grid Electricity impacts | [11 empty] | 0.0019861 | species.yr | 450140.4424 | kg CO2e
Renewable electricity impacts | [11 empty] | 0.0012969 | species.yr | 66844.1584 | kg CO2e
Fuel impacts | [11 empty] | 0.0034711 | species.yr | 846956.7876 | kg CO2e
Table 2: LC-IMPACT baseline impacts [2]
Acivity details |  |  |  | LC-IMPACT MID POINT IMPACT | [7 empty] | END POINT IMPACT (BIODIVERSITY)
Activity name | Activity Value 2022-2023 | Activity Unit | Impact driver | LCIMPACT mid-to-end-point pathway (environmental pressure) | mid point characterisation source | mid point characterisation factor | mid point characterisation factor unit | mid point impact value | LC IMPACT mid point impact unit | LCIMPACT end point characterisation factor | LCIMPACT end point characterisation factor unit | minimum end point impact value | End point unit
Direct land use | 46152.9655 | m^2 annual crop equivalent | Land use | Land use- occupation | NA | 1 | / | 1 | m^2 annual crop eq | 2.8891e-16 | pdf-eq/m^2 | 2.8891e-16 | pdf-eq
Direct water footprint | 17674 | m^3 | GHG | Global Warming-Aquatic ecosystems | [41] | 0.149 | kg CO2e/m^3 | 2633.426 | kg CO2 | 0 | pdf*yr/kg CO2e | 0 | PDF*y
Direct water footprint | 7334.71 | m^3 | Water use | Water consumption | NA | 1 | / | 7334.71 | m^3 | 6.3152e-16 | pdf*yr/m^3 | 4.632e-12 | PDF*y
Direct water footprint | 17674 | m^3 | GHG | Global Warming-Terrestrial ecosystems | [41] | 0.149 | kg CO2e/m^3 | 2633.426 | kg CO2 | 1.7598e-15 | pdf*yr/kg CO2e | 4.6344e-12 | PDF*y
Grid electricity | 1845897 | KwH | Water use | Water consumption | [5] | 0.0089208 | m3/kWh | 16466.9412 | m^3 | 6.3152e-16 | pdf*yr/m^3 | 1.0399e-11 | PDF*y
Grid electricity | 1845897 | KwH | GHG | Global Warming-Aquatic ecosystems | [41] | 0.24386 | kgCO2e/kWh | 450140.4424 | kg CO2 | 0 | pdf*yr/kg CO2e | 0 | PDF*y
Grid electricity | 1845897 | KwH | Land use | Land use- occupation | [5] | 98400 | m2/kWh | 56700 | m^2 annual crop eq | 2.8891e-16 | pdf-eq/m^2 | 1.6381e-11 | pdf-eq
Grid electricity | 1845897 | KwH | Air pollution | Acidification- terrestrial ecosystems | [4] | 0.00031164 | kg SO2 eq/kWh | 575.2544 |  | 7.5353e-18 | PDF*yr/kg SO2 | 4.3347e-15 | PDF*y
Grid electricity | 1845897 | KwH | GHG | Global Warming-Terrestrial ecosystems | [41] | 0.24386 | kgCO2e/kWh | 450140.4424 | kg CO2 | 1.7598e-15 | pdf*yr/kg CO2e | 7.9217e-10 | PDF*y
Renewable electricity | 1845897 | KwH | Water use | Water consumption | [5] | 0.013948 | m3/kWh | 25746.9125 | m^3 | 6.3152e-16 | pdf*yr/m^3 | 1.626e-11 | PDF*y
Renewable electricity | 1845897 | KwH | GHG | Global Warming-Aquatic ecosystems | [5] | 0.036212 | kgCO2e/kWh | 66844.1584 | kg CO2 | 0 | pdf*yr/kg CO2e | 0 | PDF*y
Renewable electricity | 1845897 | KwH | Air pollution | Acidification- terrestrial ecosystems | [4] | 0.00012201 | kg SO2 eq/kWh | 225.2124 |  | 7.5353e-18 | PDF*yr/kg SO2 | 1.697e-15 | PDF*y
Renewable electricity | 1845897 | KwH | GHG | Global Warming-Terrestrial ecosystems | [5] | 0.036212 | kgCO2e/kWh | 66844.1584 | kg CO2 | 1.7598e-15 | pdf*yr/kg CO2e | 1.1763e-10 | PDF*y
Renewable electricity | 1845897 | KwH | Land use | Land use- occupation | [5] | 0.0501 | m2/kWh | 98400 | m^2 annual crop eq | 2.8891e-16 | pdf-eq/m^2 | 2.8429e-11 | pdf-eq
Fuel from sites | 3964411.101 | KwH | GHG | Global Warming-Aquatic ecosystems | [41] | 0.21364 | kgCO2e/kWh | 846956.7876 | kg CO2 | 0 | pdf*yr/kg CO2e | 0 | PDF*y
Fuel from sites | 3964411.101 | KwH | Land use | Land use- occupation | [5] | 0.0002 | m2/kWh | 844 | m^2 annual crop eq | 2.8891e-16 | pdf-eq/m^2 | 2.4384e-13 | pdf-eq
Fuel from sites | 3964411.101 | KwH | Air pollution | Acidification- terrestrial ecosystems | [4] | 0.00049594 | kg SO2 eq/kWh | 1966.11 |  | 7.5353e-18 | PDF*yr/kg SO2 | 1.4815e-14 | PDF*y
Fuel from sites | 3964411.101 | KwH | Water use | Water consumption | [5] | 0.0020952 | m3/kWh | 8306.2275 | m^3 | 6.3152e-16 | pdf*yr/m^3 | 5.2455e-12 | PDF*y
Fuel from sites | 3964411.101 | KwH | GHG | Global Warming-Terrestrial ecosystems | [41] | 0.21364 | kgCO2e/kWh | 846956.7876 | kg CO2 | 1.7598e-15 | pdf*yr/kg CO2e | 1.4905e-09 | PDF*y
Land holdings | 7571694.9177 | m^2 annual crop equivalent | Land use | Land use- occupation | NA | 1 | / | 1 | m^2 annual crop eq | 2.8891e-16 | pdf-eq/m^2 | 2.8891e-16 | pdf-eq
Water waste | 16874.352 | m^3 | GHG | Global Warming-Aquatic ecosystems | [41] | 0.272 | kgCO2e/m3 | 4589.8237 | kg CO2 | 0 | pdf*yr/kg CO2e | 0 | PDF*y
Water waste | 16874.352 | m^3 | GHG | Global Warming-Terrestrial ecosystems | [41] | 0.272 | kg CO2e/m^3 | 4589.8237 | kg CO2 | 1.7598e-15 | pdf*yr/kg CO2e | 8.0773e-12 | PDF*y
Renewable electricity | 1845897 | KwH | Air pollution | Photochemical ozone formation- terrestrial ecosystems | [4] | 0.00014982 | kg NMVOC/kWh | 276.5561 | kg NMVOC to air | 6e-16 | PDF*yr/kg NMVOC | 1.6593e-13 | PDF*y
Grid electricity | 1845897 | KwH | Air pollution | Photochemical ozone formation- terrestrial ecosystems | [4] | 6.5192e-05 | kg NMVOC/kWh | 120.3384 | kg NMVOC to air | 6e-16 | PDF*yr/kg NMVOC | 7.2203e-14 | PDF*y
Fuel from sites | 3964411.101 | KwH | Air pollution | Photochemical ozone formation- terrestrial ecosystems | [4] | 0.000225 | kg NMVOC/kWh | 891.9925 | kg NMVOC to air | 6e-16 | PDF*yr/kg NMVOC | 5.352e-13 | PDF*y
General waste | 64.548 | tonnes | GHG | Global Warming-Terrestrial ecosystems | [5] | 446.204 | kg CO2e/tonne | 28801.5758 | kg CO2 | 1.7598e-15 | pdf*yr/kg CO2e | 5.0686e-11 | PDF*y
General waste | 64.548 | tonnes | GHG | Global Warming-Aquatic ecosystems | [5] | 446.204 | kg CO2e/tonne | 28801.5758 | kg CO2 | 0 | pdf*yr/kg CO2e | 0 | PDF*y
Renewable electricity | 1845897 | KwH | Water pollution | Eutrophication-Freshwater Ecosytems | [4] | 2.0517e-05 | kg P eq/kWh | 37.8729 | kg P to water | 8.7366e-14 | pdf*yr/kg P to water | 3.3088e-12 | PDF*yr
Grid electricity | 1845897 | KwH | Water pollution | Eutrophication-Freshwater Ecosytems | [4] | 8.9056e-05 | kg P eq/kWh | 164.3886 | kg P to water | 8.7366e-14 | pdf*yr/kg P to water | 1.4362e-11 | PDF*yr
Fuel from sites | 3964411.101 | KwH | Water pollution | Eutrophication-Freshwater Ecosytems | [4] | 0.0002 | kg P eq/kWh | 792.8822 | kg P to water | 8.7366e-14 | pdf*yr/kg P to water | 6.9271e-11 | PDF*yr
Within-scope footprint (grid electricity, onsite land use) | [11 empty] | 2.4672e-09 | PDF*yr
Within-scope footprint (renewable electricity, onsite land use) | [11 empty] | 1.7996e-09 | PDF*yr
Grid Electricity impacts | [11 empty] | 8.3339e-10 | PDF*yr
Renewable electricity impacts | [11 empty] | 1.658e-10 | PDF*yr
Fuel impacts | [11 empty] | 1.5658e-09 | PDF*yr
Table 3: Mid point impacts per electricity source
Source | Percentage of UK energy mix, scaled to 100% | Percentage of renewable energy mix, scaled to 100% | Carbon footprint | Water footprint | Land footprint | Freshwater and terrestrial acidification | Freshwater ecotoxicity CTU/kWh | freshwater eutrophication | Marine eutrophication | Photochemical ozone formation
Unit | % | % | Kg of CO2eq/kWh | M^3/kWH | m^2/kWh | mol H+ Eq/kWh | CTU/kWh | kgP-Eq/kWh | kg N-eq/kWh | (kg NMVOC-)/kWh
Source | [3] | [3] | [5] | [5] | [5] | [4] | [4] | [4] | [4] | [4]
Coal | 0.016009 | 0 | 0.82 | 0.004133 | 0.005 | 0.00173 | 0.472 | 0.000489 | 0.000514 | 0.00125
Natural Gas | 0.41089 | 0 | 0.49 | 0.0020952 | 0.0002 | 0.000362 | 0.116 | 1.97e-05 | 4.96e-05 | 0.000225
Nuclear | 0.16542 | 0.28864 | 0.012 | 0.00089212 | 0.0001 | 4.28e-05 | 0.027 | 6.45e-06 | 8.2e-05 | 2.65e-05
Hydro | 0.01921 | 0.03352 | 0.024 | 0.033499 | 0.01 | 0.000415 | 0.397 | 1.26e-05 | 1.26e-05 | 0.000385
Bioenergy | 0.055496 | 0.096834 | 0.23 | 0.12705 | 0.5 | NA | NA | NA | NA | NA
Wind: Onshore | 0.14301 | 0.24953 | 0.011 | 0.00042581 | 0.001 | 5.28e-05 | 0.0748 | 6.67e-06 | 1.39e-05 | 4.63e-05
Wind: Offshore | 0.14301 | 0.24953 | 0.012 | 0.00042605 | 0.001 | 0.0001 | 0.0662 | 6.98e-06 | 2.84e-05 | 8.99e-05
Solar PV | 0.046958 | 0.081937 | 0.048 | 0.00064557 | 0.01 | 0.000301 | 0.0791 | 2.84e-05 | 4.62e-05 | 0.00013
Total impact (normal grid) | 1 | / | 0.23521 | 0.0089208 | 0.028875 | 0.00022747 | 0.09119 | 2.0517e-05 | 5.0634e-05 | 0.00014982
Total impact (renewable) | / | 1 | 0.036212 | 0.013948 | 0.0501 | 8.9056e-05 | 0.062766 | 8.0172e-06 | 3.8432e-05 | 6.5192e-05
Table 4(a): Direct Land use
Condition | m2 | RECIPE |  |  | LC-IMPACT
|  | Land use type | Annual crop equivalent | Area (m^2 annual crop eq) | Land use type | Annual crop equivalent | Area (m^2 annual crop eq)
Natural/Undisturbed | 2600 | Pasture | 0.55 | 1430 | Pasture | 0.504 | 1310.4
Natural Planted | 1055.25 | Permanent crops | 0.7 | 738.675 | Annual crops | 1 | 1055.25
Grass | 19620.42 | Permanent crops | 0.7 | 13734.294 | Annual crops | 1 | 19620.42
Built Environment | 15180.7 | Artificial area | 0.73 | 11081.911 | Urban | 1.06 | 16091.542
Paths | 7520 | Artificial area | 0.73 | 5489.6 | Urban | 1.06 | 7971.2
Total | 45976.37 |  |  | 32474.48 |  |  | 46152.9655
Table 4(b): Indirect Land use
Site | m2 | RECIPE m^2annual crop eq | LC-IMPACT m^2annual crop eq
Total | 9133763.02 | 7811856.201 | 7571694.9177
Table 4(b): Electricity-based Land use
Activity type | Value (kWh) | Conversion factor valuem2/kwh | m^2 elecricity consumption per kwh | RECIPE values per kwh |  |  | LC-IMPACT values per kwh
|  |  |  | Land use type | Annual crop equivalent | Area (m^2 annual crop eq) | Land use type | Annual crop equivalent | Area (m^2 annual crop eq)
Grid electricity | 1845897 | 0.028875 | 53299.5371 | Artificial area | 0.73 | 38908.6621 | Urban | 1.06 | 56700
Renewable | 1845897 | 0.0501 | 92478.7522 | Artificial area | 0.73 | 67509.4891 | Urban | 1.06 | 98400
Fuel | 3964411.101 | 0.0002 | 792.8822 | Artificial area | 0.73 | 578.804 | Urban | 1.06 | 844

## 3a. Trajectories- Recipe
Table 1: Future climate and biodiversity trajectories, ReCiPe
Activity |  | Fuel Savings (%) | [9 empty] | Electricity Savings (%) | [9 empty] | Fuel Savings- lower Bound |  |  | Fuel Savings- Upper Bound |  |  | Fuel Savings- Median Bound |  |  | Electricity Savings- lower Bound |  |  | Electricity Savings- upper Bound |  |  | Electricity Savings- median |  | Additional electricity requirements, lower bound | [9 empty] | Additional electricity requirements, lower bound | [9 empty] | Additional electricity requirements, lower bound | [9 empty] | Additional electricity savings- lower bound |  |  | Additional electricity savings upper bound |  |  | Additional electricity savings median |  |  | Total Savings- lower bound |  | Total savings- upper bound |  | Total savings- Median |  | BAU annual impacts |  | Net annual impacts- lower bound- |  | Net annual impacts- upper bound |  | Net annual impacts- Median
Phase of planned works | Year | Reference Planned work | Lower Bound | Adjusted Baseline | Cumulative fuel savings (based on adjusted baseline) (lower bound) | Upper Bound | Adjusted baseline | Cumulative fuel savings | Median Savings | Adjusted baseline | Cumulative fuel savings | Lower bound | Adjusted Baseline | Cumulative electricity savings | Upper Bound | Adjusted baseline | Cumulative electricity savings | Median Savings | Adjusted baseline | Cumulative electricity savings | kwH | Carbon | biodiversity | kwH | Carbon | biodiversity | kwh | Carbon | biodiversity | kwh | Carbon | biodiversity | kwh | Carbon | biodiversity | kwh | Carbon | biodiversity | Fuel converted to electricity (%, from fuel baseline) | additional savings, lower bound | Adjusted Baseline | Cumulative fuel savings (based on adjusted baseline) (lower bound) | electricity requirement from fuel | conversion into electricity kwh | additional requirement from air source heat pumps | additional requirement from ground source heat pumps | additional requirement from boilers | total kwh requirement | Fuel converted to electricity (%, from fuel baseline) | additional savings, lower bound | Adjusted Baseline | Cumulative fuel savings (based on adjusted baseline) (lower bound) | electricity requirement from fuel | conversion into electricity kwh | additional requirement from air source heat pumps | additional requirement from ground source heat pumps | additional requirement from boilers | total kwh requirement | Fuel converted to electricity (%, from fuel baseline) | additional savings, lower bound | Adjusted Baseline | Cumulative fuel savings (based on adjusted baseline) (lower bound) | electricity requirement from fuel | conversion into electricity kwh | additional requirement from air source heat pumps | additional requirement from ground source heat pumps | additional requirement from boilers | total kwh requirement | Kwh | Carbon | biodiversity | Kwh | Carbon | biodiversity | Kwh | Carbon | biodiversity | Carbon | Biodiversity | Carbon | Biodiversity | Carbon | Biodiversity | Carbon | Biodiversity | Carbon | Biodiversity | Carbon | Biodiversity | Carbon | Biodiversity
BASELINE | 2022 | NA |  | 1 |  |  | 1 |  |  | 1 |  |  | 1 |  |  | 1 |  |  | 1 | [19 empty] | 0 | 0 | 1 |  | 0 | 0 |  |  |  | 0 | 0 | 0 | 1 |  | 0 | 0 |  |  |  | 0 | 0 | 0 | 1 |  | 0 | 0 | 0 | 0 | 0 | 0 | 0 |  |  | 0 |  |  | 0 | [8 empty] | 1333122.0556 | 0.0058592 | 1333122.0556 | 0.0058592 | 1333122.0556 | 0.0058592 | 1333122.0556 | 0.0058592
Phase 1 Energy Monitoring | 2022 | Installing meters to measure Heat and Electric at point of use (Per Staircase) | 0 | 1 | 0 | 0 | 1 | 0 | 0 | 1 |  | 0 | 1 | 0 | 0 | 1 | 0 | 0 | 1 | 0 | 0 | 0 | 0 | 0 | 0 | 0 | 0 | 0 | 0 | 0 | 0 | 0 | 0 | 0 | 0 | 0 | 0 | 0 | 0 | 0 | 1 | 0 | 0 | 0 | 0 | 0 | 0 | 0 | 0 | 0 | 1 | 0 | 0 | 0 | 0 | 0 | 0 | 0 | 0 | 0 | 1 | 0 | 0 | 0 | 0 | 0 | 0 | 0 | 0 | 0 | 0 | 0 | 0 | 0 | 0 | 0 | 0 | 0 | 0 | 0 | 0 | 0 | 0 | 1333122.0556 | 0.0058592 | 1333122.0556 | 0.0058592 | 1333122.0556 | 0.0058592 | 1333122.0556 | 0.0058592
Phase 1 Energy Monitoring | 2023 | Heating Occupancy (EyeSeaGreen) | 0.11 | 0.89 | 0.11 | 0.34 | 0.66 | 0.34 | 0.225 | 0.775 | 0.225 | 0 | 1 | 0 | 0 | 1 | 0 | 0 | 1 | 0 | 436085.2211 | 93165.2466 | 0.00038182 | 1347899.7743 | 287965.3078 | 0.0011802 | 891992.4977 | 190565.2772 | 0.000781 | 0 | 0 | 0 | 0 | 0 | 0 | 0 | 0 | 0 | 0 | 0 | 1 | 0 | 0 | 0 | 0 | 0 | 0 | 0 | 0 | 0 | 1 | 0 | 0 | 0 | 0 | 0 | 0 | 0 | 0 | 0 | 1 | 0 | 0 | 0 | 0 | 0 | 0 | 0 | 0 | 0 | 0 | 0 | 0 | 0 | 0 | 0 | 0 | 93165.2466 | 0.00038182 | 287965.3078 | 0.0011802 | 190565.2772 | 0.000781 | 1303637.726 | 0.0058062 | 1210472.4794 | 0.0054243 | 1015672.4182 | 0.004626 | 1113072.4488 | 0.0050252
Phase 2 Surveys | 2023 | Electric Metering Survey | 0 | 0.89 | 0.11 | 0 | 0.66 | 0.34 | 0 | 0.775 | 0.225 | 0 | 1 | 0 | 0 | 1 | 0 | 0 | 1 | 0 | 436085.2211 | 93165.2466 | 0.00038182 | 1347899.7743 | 287965.3078 | 0.0011802 | 891992.4977 | 190565.2772 | 0.000781 | 0 | 0 | 0 | 0 | 0 | 0 | 0 | 0 | 0 | 0 | 0 | 1 | 0 | 0 | 0 | 0 | 0 | 0 | 0 | 0 | 0 | 1 | 0 | 0 | 0 | 0 | 0 | 0 | 0 | 0 | 0 | 1 | 0 | 0 | 0 | 0 | 0 | 0 | 0 | 0 | 0 | 0 | 0 | 0 | 0 | 0 | 0 | 0 | 93165.2466 | 0.00038182 | 287965.3078 | 0.0011802 | 190565.2772 | 0.000781 | 1303637.726 | 0.0058062 | 1210472.4794 | 0.0054243 | 1015672.4182 | 0.004626 | 1113072.4488 | 0.0050252
Phase 2 Surveys | 2023 | Loft Surveys | 0 | 0.89 | 0.11 | 0 | 0.66 | 0.34 | 0 | 0.775 | 0.225 | 0 | 1 | 0 | 0 | 1 | 0 | 0 | 1 | 0 | 436085.2211 | 93165.2466 | 0.00038182 | 1347899.7743 | 287965.3078 | 0.0011802 | 891992.4977 | 190565.2772 | 0.000781 | 0 | 0 | 0 | 0 | 0 | 0 | 0 | 0 | 0 | 0 | 0 | 1 | 0 | 0 | 0 | 0 | 0 | 0 | 0 | 0 | 0 | 1 | 0 | 0 | 0 | 0 | 0 | 0 | 0 | 0 | 0 | 1 | 0 | 0 | 0 | 0 | 0 | 0 | 0 | 0 | 0 | 0 | 0 | 0 | 0 | 0 | 0 | 0 | 93165.2466 | 0.00038182 | 287965.3078 | 0.0011802 | 190565.2772 | 0.000781 | 1303637.726 | 0.0058062 | 1210472.4794 | 0.0054243 | 1015672.4182 | 0.004626 | 1113072.4488 | 0.0050252
Phase 2 Surveys | 2024 | Window Surveys | 0 | 0.89 | 0.11 | 0 | 0.66 | 0.34 | 0 | 0.775 | 0.225 | 0 | 1 | 0 | 0 | 1 | 0 | 0 | 1 | 0 | 436085.2211 | 93165.2466 | 0.00038182 | 1347899.7743 | 287965.3078 | 0.0011802 | 891992.4977 | 190565.2772 | 0.000781 | 0 | 0 | 0 | 0 | 0 | 0 | 0 | 0 | 0 | 0 | 0 | 1 | 0 | 0 | 0 | 0 | 0 | 0 | 0 | 0 | 0 | 1 | 0 | 0 | 0 | 0 | 0 | 0 | 0 | 0 | 0 | 1 | 0 | 0 | 0 | 0 | 0 | 0 | 0 | 0 | 0 | 0 | 0 | 0 | 0 | 0 | 0 | 0 | 93165.2466 | 0.00038182 | 287965.3078 | 0.0011802 | 190565.2772 | 0.000781 | 1274153.3965 | 0.0057532 | 1180988.1498 | 0.0053713 | 986188.0887 | 0.004573 | 1083588.1193 | 0.0049722
Phase 2 Surveys | 2024 | Building fabric | 0 | 0.89 | 0.11 | 0 | 0.66 | 0.34 | 0 | 0.775 | 0.225 | 0 | 1 | 0 | 0 | 1 | 0 | 0 | 1 | 0 | 436085.2211 | 93165.2466 | 0.00038182 | 1347899.7743 | 287965.3078 | 0.0011802 | 891992.4977 | 190565.2772 | 0.000781 | 0 | 0 | 0 | 0 | 0 | 0 | 0 | 0 | 0 | 0 | 0 | 1 | 0 | 0 | 0 | 0 | 0 | 0 | 0 | 0 | 0 | 1 | 0 | 0 | 0 | 0 | 0 | 0 | 0 | 0 | 0 | 1 | 0 | 0 | 0 | 0 | 0 | 0 | 0 | 0 | 0 | 0 | 0 | 0 | 0 | 0 | 0 | 0 | 93165.2466 | 0.00038182 | 287965.3078 | 0.0011802 | 190565.2772 | 0.000781 | 1274153.3965 | 0.0057532 | 1180988.1498 | 0.0053713 | 986188.0887 | 0.004573 | 1083588.1193 | 0.0049722
Phase 2 Surveys | 2024 | Pipes | 0 | 0.89 | 0.11 | 0 | 0.66 | 0.34 | 0 | 0.775 | 0.225 | 0 | 1 | 0 | 0 | 1 | 0 | 0 | 1 | 0 | 436085.2211 | 93165.2466 | 0.00038182 | 1347899.7743 | 287965.3078 | 0.0011802 | 891992.4977 | 190565.2772 | 0.000781 | 0 | 0 | 0 | 0 | 0 | 0 | 0 | 0 | 0 | 0 | 0 | 1 | 0 | 0 | 0 | 0 | 0 | 0 | 0 | 0 | 0 | 1 | 0 | 0 | 0 | 0 | 0 | 0 | 0 | 0 | 0 | 1 | 0 | 0 | 0 | 0 | 0 | 0 | 0 | 0 | 0 | 0 | 0 | 0 | 0 | 0 | 0 | 0 | 93165.2466 | 0.00038182 | 287965.3078 | 0.0011802 | 190565.2772 | 0.000781 | 1274153.3965 | 0.0057532 | 1180988.1498 | 0.0053713 | 986188.0887 | 0.004573 | 1083588.1193 | 0.0049722
Phase 2 Surveys | 2025 | Pumps | 0 | 0.89 | 0.11 | 0 | 0.66 | 0.34 | 0 | 0.775 | 0.225 | 0 | 1 | 0 | 0 | 1 | 0 | 0 | 1 | 0 | 436085.2211 | 93165.2466 | 0.00038182 | 1347899.7743 | 287965.3078 | 0.0011802 | 891992.4977 | 190565.2772 | 0.000781 | 0 | 0 | 0 | 0 | 0 | 0 | 0 | 0 | 0 | 0 | 0 | 1 | 0 | 0 | 0 | 0 | 0 | 0 | 0 | 0 | 0 | 1 | 0 | 0 | 0 | 0 | 0 | 0 | 0 | 0 | 0 | 1 | 0 | 0 | 0 | 0 | 0 | 0 | 0 | 0 | 0 | 0 | 0 | 0 | 0 | 0 | 0 | 0 | 93165.2466 | 0.00038182 | 287965.3078 | 0.0011802 | 190565.2772 | 0.000781 | 1244669.0669 | 0.0057001 | 1151503.8203 | 0.0053183 | 956703.7592 | 0.00452 | 1054103.7897 | 0.0049191
Phase 3 Improve Building Fabric | 2025 | Windows replace glazing with Vacuum (Grade 2 Listed) & Secondary and Triple where appropriate. | 0.056 | 0.84016 | 0.15984 | 0.153 | 0.55902 | 0.44098 | 0.1045 | 0.69401 | 0.30599 | 0 | 1 | 0 | 0 | 1 | 0 | 0 | 1 | 0 | 633671.4704 | 135377.5729 | 0.00055482 | 1748226.0073 | 373491.0042 | 0.0015307 | 1213060.2418 | 259158.19 | 0.0010621 | 0 | 0 | 0 | 0 | 0 | 0 | 0 | 0 | 0 | 0 | 0 | 1 | 0 | 0 | 0 | 0 | 0 | 0 | 0 | 0 | 0 | 1 | 0 | 0 | 0 | 0 | 0 | 0 | 0 | 0 | 0 | 1 | 0 | 0 | 0 | 0 | 0 | 0 | 0 | 0 | 0 | 0 | 0 | 0 | 0 | 0 | 0 | 0 | 135377.5729 | 0.00055482 | 373491.0042 | 0.0015307 | 259158.19 | 0.0010621 | 1244669.0669 | 0.0057001 | 1109291.494 | 0.0051453 | 871178.0627 | 0.0041695 | 985510.8769 | 0.004638
Phase 3 Improve Building Fabric | 2025 | Designing and constructing/fitting Heritage Shutters HMR & Front Quad | 0 | 0.84016 | 0.15984 | 0 | 0.55902 | 0.44098 | 0 | 0.69401 | 0.30599 | 0 | 1 | 0 | 0 | 1 | 0 | 0 | 1 | 0 | 633671.4704 | 135377.5729 | 0.00055482 | 1748226.0073 | 373491.0042 | 0.0015307 | 1213060.2418 | 259158.19 | 0.0010621 | 0 | 0 | 0 | 0 | 0 | 0 | 0 | 0 | 0 | 0 | 0 | 1 | 0 | 0 | 0 | 0 | 0 | 0 | 0 | 0 | 0 | 1 | 0 | 0 | 0 | 0 | 0 | 0 | 0 | 0 | 0 | 1 | 0 | 0 | 0 | 0 | 0 | 0 | 0 | 0 | 0 | 0 | 0 | 0 | 0 | 0 | 0 | 0 | 135377.5729 | 0.00055482 | 373491.0042 | 0.0015307 | 259158.19 | 0.0010621 | 1244669.0669 | 0.0057001 | 1109291.494 | 0.0051453 | 871178.0627 | 0.0041695 | 985510.8769 | 0.004638
Phase 3 Improve Building Fabric | 2025 | Insulate Lofts | 0.039 | 0.80739 | 0.19261 | 0.17 | 0.46399 | 0.53601 | 0.1045 | 0.62149 | 0.37851 | 0 | 1 | 0 | 0 | 1 | 0 | 0 | 1 | 0 | 763570.316 | 163129.1623 | 0.00066855 | 2124977.4732 | 453980.1874 | 0.0018606 | 1500576.4065 | 320583.1435 | 0.0013138 | 0 | 0 | 0 | 0 | 0 | 0 | 0 | 0 | 0 | 0 | 0 | 1 | 0 | 0 | 0 | 0 | 0 | 0 | 0 | 0 | 0 | 1 | 0 | 0 | 0 | 0 | 0 | 0 | 0 | 0 | 0 | 1 | 0 | 0 | 0 | 0 | 0 | 0 | 0 | 0 | 0 | 0 | 0 | 0 | 0 | 0 | 0 | 0 | 163129.1623 | 0.00066855 | 453980.1874 | 0.0018606 | 320583.1435 | 0.0013138 | 1244669.0669 | 0.0057001 | 1081539.9046 | 0.0050316 | 790688.8796 | 0.0038396 | 924085.9235 | 0.0043863
Phase 3 Improve Building Fabric | 2025 | Seal Air Gaps | 0.02 | 0.79125 | 0.20875 | 0.13 | 0.40367 | 0.59633 | 0.075 | 0.57488 | 0.42512 | 0 | 1 | 0 | 0 | 1 | 0 | 0 | 1 | 0 | 827587.1317 | 176805.7148 | 0.0007246 | 2364103.8448 | 505067.1454 | 0.0020699 | 1685364.0086 | 360061.1668 | 0.0014756 | 0 | 0 | 0 | 0 | 0 | 0 | 0 | 0 | 0 | 0 | 0 | 1 | 0 | 0 | 0 | 0 | 0 | 0 | 0 | 0 | 0 | 1 | 0 | 0 | 0 | 0 | 0 | 0 | 0 | 0 | 0 | 1 | 0 | 0 | 0 | 0 | 0 | 0 | 0 | 0 | 0 | 0 | 0 | 0 | 0 | 0 | 0 | 0 | 176805.7148 | 0.0007246 | 505067.1454 | 0.0020699 | 360061.1668 | 0.0014756 | 1244669.0669 | 0.0057001 | 1067863.3521 | 0.0049755 | 739601.9215 | 0.0036302 | 884607.9001 | 0.0042245
Phase 3 Improve Building Fabric | 2026 | Window apertures/architraves (sealing/draught proofing) | 0 | 0.79125 | 0.20875 | 0 | 0.40367 | 0.59633 | 0 | 0.57488 | 0.42512 | 0 | 1 | 0 | 0 | 1 | 0 | 0 | 1 | 0 | 827587.1317 | 176805.7148 | 0.0007246 | 2364103.8448 | 505067.1454 | 0.0020699 | 1685364.0086 | 360061.1668 | 0.0014756 | 0 | 0 | 0 | 0 | 0 | 0 | 0 | 0 | 0 | 0 | 0 | 1 | 0 | 0 | 0 | 0 | 0 | 0 | 0 | 0 | 0 | 1 | 0 | 0 | 0 | 0 | 0 | 0 | 0 | 0 | 0 | 1 | 0 | 0 | 0 | 0 | 0 | 0 | 0 | 0 | 0 | 0 | 0 | 0 | 0 | 0 | 0 | 0 | 176805.7148 | 0.0007246 | 505067.1454 | 0.0020699 | 360061.1668 | 0.0014756 | 1215184.7374 | 0.0056471 | 1038379.0226 | 0.0049225 | 710117.592 | 0.0035772 | 855123.5706 | 0.0041715
Phase 3 Improve Building Fabric | 2026 | Suspended Floors Spraying (Q Bot) | 0.088 | 0.72162 | 0.27838 | 0.25 | 0.30275 | 0.69725 | 0.169 | 0.47772 | 0.52228 | 0 | 1 | 0 | 0 | 1 | 0 | 0 | 1 | 0 | 1103627.641 | 235779.0092 | 0.0009663 | 2764180.6589 | 590539.556 | 0.0024202 | 2070522.9672 | 442346.5267 | 0.0018129 | 0 | 0 | 0 | 0 | 0 | 0 | 0 | 0 | 0 | 0 | 0 | 1 | 0 | 0 | 0 | 0 | 0 | 0 | 0 | 0 | 0 | 1 | 0 | 0 | 0 | 0 | 0 | 0 | 0 | 0 | 0 | 1 | 0 | 0 | 0 | 0 | 0 | 0 | 0 | 0 | 0 | 0 | 0 | 0 | 0 | 0 | 0 | 0 | 235779.0092 | 0.0009663 | 590539.556 | 0.0024202 | 442346.5267 | 0.0018129 | 1215184.7374 | 0.0056471 | 979405.7282 | 0.0046808 | 624645.1814 | 0.0032269 | 772838.2107 | 0.0038343
Phase 3 Improve Building Fabric | 2026 | Insulate Cold Bridges | 0 | 0.72162 | 0.27838 | 0 | 0.30275 | 0.69725 | 0 | 0.47772 | 0.52228 | 0 | 1 | 0 | 0 | 1 | 0 | 0 | 1 | 0 | 1103627.641 | 235779.0092 | 0.0009663 | 2764180.6589 | 590539.556 | 0.0024202 | 2070522.9672 | 442346.5267 | 0.0018129 | 0 | 0 | 0 | 0 | 0 | 0 | 0 | 0 | 0 | 0 | 0 | 1 | 0 | 0 | 0 | 0 | 0 | 0 | 0 | 0 | 0 | 1 | 0 | 0 | 0 | 0 | 0 | 0 | 0 | 0 | 0 | 1 | 0 | 0 | 0 | 0 | 0 | 0 | 0 | 0 | 0 | 0 | 0 | 0 | 0 | 0 | 0 | 0 | 235779.0092 | 0.0009663 | 590539.556 | 0.0024202 | 442346.5267 | 0.0018129 | 1215184.7374 | 0.0056471 | 979405.7282 | 0.0046808 | 624645.1814 | 0.0032269 | 772838.2107 | 0.0038343
Phase 3 Improve Building Fabric | 2026 | Adding internal Insulation on Cold External walls plus plastering and decoration | 0.132 | 0.62636 | 0.37364 | 0.68 | 0.09688 | 0.90312 | 0.406 | 0.28377 | 0.71623 | 0 | 1 | 0 | 0 | 1 | 0 | 0 | 1 | 0 | 1481251.0577 | 316454.476 | 0.0012969 | 3580337.3595 | 764903.2735 | 0.0031348 | 2839441.5495 | 606618.2926 | 0.0024861 | 0 | 0 | 0 | 0 | 0 | 0 | 0 | 0 | 0 | 0 | 0 | 1 | 0 | 0 | 0 | 0 | 0 | 0 | 0 | 0 | 0 | 1 | 0 | 0 | 0 | 0 | 0 | 0 | 0 | 0 | 0 | 1 | 0 | 0 | 0 | 0 | 0 | 0 | 0 | 0 | 0 | 0 | 0 | 0 | 0 | 0 | 0 | 0 | 316454.476 | 0.0012969 | 764903.2735 | 0.0031348 | 606618.2926 | 0.0024861 | 1215184.7374 | 0.0056471 | 898730.2614 | 0.0043502 | 450281.4639 | 0.0025123 | 608566.4448 | 0.003161
Phase 3 Improve Building Fabric | 2026 | Cavity Wall Insulation | 0.073 | 0.58064 | 0.41936 | 0.155 | 0.081864 | 0.91814 | 0.114 | 0.25142 | 0.74858 | 0 | 1 | 0 | 0 | 1 | 0 | 0 | 1 | 0 | 1662521.7408 | 355181.1447 | 0.0014556 | 3639868.7894 | 777621.5682 | 0.0031869 | 2967688.0784 | 634016.8811 | 0.0025984 | 0 | 0 | 0 | 0 | 0 | 0 | 0 | 0 | 0 | 0 | 0 | 1 | 0 | 0 | 0 | 0 | 0 | 0 | 0 | 0 | 0 | 1 | 0 | 0 | 0 | 0 | 0 | 0 | 0 | 0 | 0 | 1 | 0 | 0 | 0 | 0 | 0 | 0 | 0 | 0 | 0 | 0 | 0 | 0 | 0 | 0 | 0 | 0 | 355181.1447 | 0.0014556 | 777621.5682 | 0.0031869 | 634016.8811 | 0.0025984 | 1215184.7374 | 0.0056471 | 860003.5927 | 0.0041915 | 437563.1692 | 0.0024602 | 581167.8563 | 0.0030487
Phase 3 Improve Building Fabric | 2027 | External Doors (Glass) | 0 | 0.58064 | 0.41936 | 0 | 0.081864 | 0.91814 | 0 | 0.25142 | 0.74858 | 0 | 1 | 0 | 0 | 1 | 0 | 0 | 1 | 0 | 1662521.7408 | 355181.1447 | 0.0014556 | 3639868.7894 | 777621.5682 | 0.0031869 | 2967688.0784 | 634016.8811 | 0.0025984 | 0 | 0 | 0 | 0 | 0 | 0 | 0 | 0 | 0 | 0 | 0 | 1 | 0 | 0 | 0 | 0 | 0 | 0 | 0 | 0 | 0 | 1 | 0 | 0 | 0 | 0 | 0 | 0 | 0 | 0 | 0 | 1 | 0 | 0 | 0 | 0 | 0 | 0 | 0 | 0 | 0 | 0 | 0 | 0 | 0 | 0 | 0 | 0 | 355181.1447 | 0.0014556 | 777621.5682 | 0.0031869 | 634016.8811 | 0.0025984 | 1185700.4079 | 0.0055941 | 830519.2632 | 0.0041385 | 408078.8397 | 0.0024072 | 551683.5268 | 0.0029957
Phase 4 Energy Reduction | 2027 | Lagging of Heating pipes | 0.03 | 0.56322 | 0.43678 | 0.04 | 0.078589 | 0.92141 | 0.035 | 0.24262 | 0.75738 | 0 | 1 | 0 | 0 | 1 | 0 | 0 | 1 | 0 | 1731578.4217 | 369934.414 | 0.0015161 | 3652850.4819 | 780394.9769 | 0.0031983 | 3002573.3842 | 641469.7778 | 0.0026289 | 0 | 0 | 0 | 0 | 0 | 0 | 0 | 0 | 0 | 0 | 0 | 1 | 0 | 0 | 0 | 0 | 0 | 0 | 0 | 0 | 0 | 1 | 0 | 0 | 0 | 0 | 0 | 0 | 0 | 0 | 0 | 1 | 0 | 0 | 0 | 0 | 0 | 0 | 0 | 0 | 0 | 0 | 0 | 0 | 0 | 0 | 0 | 0 | 369934.414 | 0.0015161 | 780394.9769 | 0.0031983 | 641469.7778 | 0.0026289 | 1185700.4079 | 0.0055941 | 815765.9939 | 0.004078 | 405305.4309 | 0.0023958 | 544230.6301 | 0.0029652
Phase 4 Energy Reduction | 2027 | Lagging of Hot Water Pipes | 0.03 | 0.54632 | 0.45368 | 0.04 | 0.075446 | 0.92455 | 0.035 | 0.23413 | 0.76587 | 0 | 1 | 0 | 0 | 1 | 0 | 0 | 1 | 0 | 1798563.402 | 384245.0852 | 0.0015748 | 3665312.9066 | 783057.4494 | 0.0032092 | 3036237.7043 | 648661.8231 | 0.0026584 | 0 | 0 | 0 | 0 | 0 | 0 | 0 | 0 | 0 | 0 | 0 | 1 | 0 | 0 | 0 | 0 | 0 | 0 | 0 | 0 | 0 | 1 | 0 | 0 | 0 | 0 | 0 | 0 | 0 | 0 | 0 | 1 | 0 | 0 | 0 | 0 | 0 | 0 | 0 | 0 | 0 | 0 | 0 | 0 | 0 | 0 | 0 | 0 | 384245.0852 | 0.0015748 | 783057.4494 | 0.0032092 | 648661.8231 | 0.0026584 | 1185700.4079 | 0.0055941 | 801455.3227 | 0.0040194 | 402642.9585 | 0.0023849 | 537038.5847 | 0.0029357
Phase 4 Energy Reduction | 2027 | Replace Pumps | 0 | 0.54632 | 0.45368 | 0 | 0.075446 | 0.92455 | 0 | 0.23413 | 0.76587 | 0.003 | 0.997 | 0.003 | 0.05 | 0.95 | 0.05 | 0.0265 | 0.9735 | 0.0265 | 1798563.402 | 384245.0852 | 0.0015748 | 3665312.9066 | 783057.4494 | 0.0032092 | 3036237.7043 | 648661.8231 | 0.0026584 | 5537.691 | 908.1564 | 5.163e-06 | 92294.85 | 15135.9397 | 8.6051e-05 | 48916.2705 | 8022.0481 | 4.5607e-05 | 0 | 0 | 1 | 0 | 0 | 0 | 0 | 0 | 0 | 0 | 0 | 0 | 1 | 0 | 0 | 0 | 0 | 0 | 0 | 0 | 0 | 0 | 1 | 0 | 0 | 0 | 0 | 0 | 0 | 0 | 0 | 0 | 0 | 0 | 0 | 0 | 0 | 0 | 0 | 385153.2416 | 0.0015799 | 798193.3891 | 0.0032953 | 656683.8712 | 0.002704 | 1185700.4079 | 0.0055941 | 800547.1663 | 0.0040142 | 387507.0188 | 0.0022988 | 529016.5367 | 0.0028901
Phase 4 Energy Reduction | 2027 | Upgrading Fridges | 0 | 0.54632 | 0.45368 | 0 | 0.075446 | 0.92455 | 0 | 0.23413 | 0.76587 | 0.0286 | 0.96849 | 0.031514 | 0.0286 | 0.92283 | 0.07717 | 0.0286 | 0.94566 | 0.054342 | 1798563.402 | 384245.0852 | 0.0015748 | 3665312.9066 | 783057.4494 | 0.0032092 | 3036237.7043 | 648661.8231 | 0.0026584 | 58171.9672 | 9539.9406 | 5.4236e-05 | 142447.8715 | 23360.8094 | 0.00013281 | 100309.9194 | 16450.375 | 9.3523e-05 | 0 | 0 | 1 | 0 | 0 | 0 | 0 | 0 | 0 | 0 | 0 | 0 | 1 | 0 | 0 | 0 | 0 | 0 | 0 | 0 | 0 | 0 | 1 | 0 | 0 | 0 | 0 | 0 | 0 | 0 | 0 | 0 | 0 | 0 | 0 | 0 | 0 | 0 | 0 | 393785.0259 | 0.001629 | 806418.2588 | 0.003342 | 665112.1982 | 0.0027519 | 1185700.4079 | 0.0055941 | 791915.382 | 0.0039651 | 379282.1491 | 0.0022521 | 520588.2097 | 0.0028422
Phase 4 Energy Reduction | 2028 | Upgrading Ovens | 0 | 0.54632 | 0.45368 | 0 | 0.075446 | 0.92455 | 0 | 0.23413 | 0.76587 | 0.00272 | 0.96585 | 0.034148 | 0.00272 | 0.92032 | 0.07968 | 0.00272 | 0.94309 | 0.056914 | 1798563.402 | 384245.0852 | 0.0015748 | 3665312.9066 | 783057.4494 | 0.0032092 | 3036237.7043 | 648661.8231 | 0.0026584 | 63034.5793 | 9330.542 | 5.696e-05 | 147081.2531 | 21771.3489 | 0.00013291 | 105057.9162 | 15550.9454 | 9.4933e-05 | 0 | 0 | 1 | 0 | 0 | 0 | 0 | 0 | 0 | 0 | 0 | 0 | 1 | 0 | 0 | 0 | 0 | 0 | 0 | 0 | 0 | 0 | 1 | 0 | 0 | 0 | 0 | 0 | 0 | 0 | 0 | 0 | 0 | 0 | 0 | 0 | 0 | 0 | 0 | 393575.6273 | 0.0016317 | 804828.7982 | 0.0033421 | 664212.7686 | 0.0027533 | 1156216.0783 | 0.0055411 | 762640.4511 | 0.0039094 | 351387.2801 | 0.002199 | 492003.3097 | 0.0027877
Phase 4 Energy Reduction | 2028 | Upgrading Hobs | 0 | 0.54632 | 0.45368 | 0 | 0.075446 | 0.92455 | 0 | 0.23413 | 0.76587 | 0.00272 | 0.96322 | 0.036776 | 0.00272 | 0.91782 | 0.082183 | 0.00272 | 0.94052 | 0.059479 | 1798563.402 | 384245.0852 | 0.0015748 | 3665312.9066 | 783057.4494 | 0.0032092 | 3036237.7043 | 648661.8231 | 0.0026584 | 67883.9651 | 10048.3607 | 6.1342e-05 | 151702.032 | 22455.3285 | 0.00013708 | 109792.9985 | 16251.8446 | 9.9212e-05 | 0 | 0 | 1 | 0 | 0 | 0 | 0 | 0 | 0 | 0 | 0 | 0 | 1 | 0 | 0 | 0 | 0 | 0 | 0 | 0 | 0 | 0 | 1 | 0 | 0 | 0 | 0 | 0 | 0 | 0 | 0 | 0 | 0 | 0 | 0 | 0 | 0 | 0 | 0 | 394293.4459 | 0.0016361 | 805512.7779 | 0.0033463 | 664913.6678 | 0.0027576 | 1156216.0783 | 0.0055411 | 761922.6324 | 0.003905 | 350703.3004 | 0.0021948 | 491302.4106 | 0.0027835
Phase 4 Energy Reduction | 2028 | Upgrading Washing Machine | 0 | 0.54632 | 0.45368 | 0 | 0.075446 | 0.92455 | 0 | 0.23413 | 0.76587 | 0.002142 | 0.96116 | 0.038839 | 0.002142 | 0.91585 | 0.084149 | 0.002142 | 0.93851 | 0.061494 | 1798563.402 | 384245.0852 | 0.0015748 | 3665312.9066 | 783057.4494 | 0.0032092 | 3036237.7043 | 648661.8231 | 0.0026584 | 71692.469 | 10612.1054 | 6.4783e-05 | 155330.9976 | 22992.4974 | 0.00014036 | 113511.7333 | 16802.3014 | 0.00010257 | 0 | 0 | 1 | 0 | 0 | 0 | 0 | 0 | 0 | 0 | 0 | 0 | 1 | 0 | 0 | 0 | 0 | 0 | 0 | 0 | 0 | 0 | 1 | 0 | 0 | 0 | 0 | 0 | 0 | 0 | 0 | 0 | 0 | 0 | 0 | 0 | 0 | 0 | 0 | 394857.1906 | 0.0016395 | 806049.9468 | 0.0033496 | 665464.1245 | 0.002761 | 1156216.0783 | 0.0055411 | 761358.8878 | 0.0039016 | 350166.1315 | 0.0021915 | 490751.9538 | 0.0027801
Phase 4 Energy Reduction | 2028 | Upgrade HVAC units | 0 | 0.54632 | 0.45368 | 0 | 0.075446 | 0.92455 | 0 | 0.23413 | 0.76587 | 0 | 0.96116 | 0.038839 | 0 | 0.91585 | 0.084149 | 0 | 0.93851 | 0.061494 | 1798563.402 | 384245.0852 | 0.0015748 | 3665312.9066 | 783057.4494 | 0.0032092 | 3036237.7043 | 648661.8231 | 0.0026584 | 71692.469 | 10612.1054 | 6.4783e-05 | 155330.9976 | 22992.4974 | 0.00014036 | 113511.7333 | 16802.3014 | 0.00010257 | 0 | 0 | 1 | 0 | 0 | 0 | 0 | 0 | 0 | 0 | 0 | 0 | 1 | 0 | 0 | 0 | 0 | 0 | 0 | 0 | 0 | 0 | 1 | 0 | 0 | 0 | 0 | 0 | 0 | 0 | 0 | 0 | 0 | 0 | 0 | 0 | 0 | 0 | 0 | 394857.1906 | 0.0016395 | 806049.9468 | 0.0033496 | 665464.1245 | 0.002761 | 1156216.0783 | 0.0055411 | 761358.8878 | 0.0039016 | 350166.1315 | 0.0021915 | 490751.9538 | 0.0027801
Phase 4 Energy Reduction | 2028 | LED Bulp & Fitting Replacement (Works Project) | 0 | 0.54632 | 0.45368 | 0 | 0.075446 | 0.92455 | 0 | 0.23413 | 0.76587 | 0.015 | 0.94674 | 0.053256 | 0.04 | 0.87922 | 0.12078 | 0.0275 | 0.9127 | 0.087303 | 1798563.402 | 384245.0852 | 0.0015748 | 3665312.9066 | 783057.4494 | 0.0032092 | 3036237.7043 | 648661.8231 | 0.0026584 | 98305.537 | 14551.4407 | 8.8831e-05 | 222953.6377 | 33002.1762 | 0.00020147 | 161152.3281 | 23854.1859 | 0.00014562 | 0 | 0 | 1 | 0 | 0 | 0 | 0 | 0 | 0 | 0 | 0 | 0 | 1 | 0 | 0 | 0 | 0 | 0 | 0 | 0 | 0 | 0 | 1 | 0 | 0 | 0 | 0 | 0 | 0 | 0 | 0 | 0 | 0 | 0 | 0 | 0 | 0 | 0 | 0 | 398796.526 | 0.0016636 | 816059.6255 | 0.0034107 | 672516.009 | 0.002804 | 1156216.0783 | 0.0055411 | 757419.5524 | 0.0038775 | 340156.4528 | 0.0021304 | 483700.0693 | 0.0027371
Phase 4 Energy Reduction | 2029 | Lighting Occupancy (SALTO) | 0 | 0.54632 | 0.45368 | 0 | 0.075446 | 0.92455 | 0 | 0.23413 | 0.76587 | 0.0025 | 0.94438 | 0.055623 | 0.045 | 0.83965 | 0.16035 | 0.02375 | 0.89102 | 0.10898 | 1798563.402 | 384245.0852 | 0.0015748 | 3665312.9066 | 783057.4494 | 0.0032092 | 3036237.7043 | 648661.8231 | 0.0026584 | 102674.5157 | 13558.1385 | 8.983e-05 | 295986.089 | 39084.8727 | 0.00025896 | 201165.0141 | 26563.7787 | 0.000176 | 0 | 0 | 1 | 0 | 0 | 0 | 0 | 0 | 0 | 0 | 0 | 0 | 1 | 0 | 0 | 0 | 0 | 0 | 0 | 0 | 0 | 0 | 1 | 0 | 0 | 0 | 0 | 0 | 0 | 0 | 0 | 0 | 0 | 0 | 0 | 0 | 0 | 0 | 0 | 397803.2237 | 0.0016646 | 822142.3221 | 0.0034682 | 675225.6019 | 0.0028344 | 1126731.7488 | 0.0054881 | 728928.5251 | 0.0038235 | 304589.4267 | 0.0020199 | 451506.1469 | 0.0026537
Phase 4 Energy Reduction | 2029 | Underfloor Heating required when using Ground source heat pumps | 0 | 0.54632 | 0.45368 | 0 | 0.075446 | 0.92455 | 0 | 0.23413 | 0.76587 | 0 | 0.94438 | 0.055623 | 0 | 0.83965 | 0.16035 | 0 | 0.89102 | 0.10898 | 1798563.402 | 384245.0852 | 0.0015748 | 3665312.9066 | 783057.4494 | 0.0032092 | 3036237.7043 | 648661.8231 | 0.0026584 | 102674.5157 | 13558.1385 | 8.983e-05 | 295986.089 | 39084.8727 | 0.00025896 | 201165.0141 | 26563.7787 | 0.000176 | 0 | 0 | 1 | 0 | 0 | 0 | 0 | 0 | 0 | 0 | 0 | 0 | 1 | 0 | 0 | 0 | 0 | 0 | 0 | 0 | 0 | 0 | 1 | 0 | 0 | 0 | 0 | 0 | 0 | 0 | 0 | 0 | 0 | 0 | 0 | 0 | 0 | 0 | 0 | 397803.2237 | 0.0016646 | 822142.3221 | 0.0034682 | 675225.6019 | 0.0028344 | 1126731.7488 | 0.0054881 | 728928.5251 | 0.0038235 | 304589.4267 | 0.0020199 | 451506.1469 | 0.0026537
Phase 4 Energy Reduction | 2029 | Replacement Larger radiators required when using ground source heat pumps as heat source | 0 | 0.54632 | 0.45368 | 0 | 0.075446 | 0.92455 | 0 | 0.23413 | 0.76587 | 0 | 0.94438 | 0.055623 | 0 | 0.83965 | 0.16035 | 0 | 0.89102 | 0.10898 | 1798563.402 | 384245.0852 | 0.0015748 | 3665312.9066 | 783057.4494 | 0.0032092 | 3036237.7043 | 648661.8231 | 0.0026584 | 102674.5157 | 13558.1385 | 8.983e-05 | 295986.089 | 39084.8727 | 0.00025896 | 201165.0141 | 26563.7787 | 0.000176 | 0 | 0 | 1 | 0 | 0 | 0 | 0 | 0 | 0 | 0 | 0 | 0 | 1 | 0 | 0 | 0 | 0 | 0 | 0 | 0 | 0 | 0 | 1 | 0 | 0 | 0 | 0 | 0 | 0 | 0 | 0 | 0 | 0 | 0 | 0 | 0 | 0 | 0 | 0 | 397803.2237 | 0.0016646 | 822142.3221 | 0.0034682 | 675225.6019 | 0.0028344 | 1126731.7488 | 0.0054881 | 728928.5251 | 0.0038235 | 304589.4267 | 0.0020199 | 451506.1469 | 0.0026537
Phase 4 Energy Reduction | 2029 | Carpets/carpet Tiles replacements as carpets to be removed to fit unde floor heating | 0 | 0.54632 | 0.45368 | 0 | 0.075446 | 0.92455 | 0 | 0.23413 | 0.76587 | 0 | 0.94438 | 0.055623 | 0 | 0.83965 | 0.16035 | 0 | 0.89102 | 0.10898 | 1798563.402 | 384245.0852 | 0.0015748 | 3665312.9066 | 783057.4494 | 0.0032092 | 3036237.7043 | 648661.8231 | 0.0026584 | 102674.5157 | 13558.1385 | 8.983e-05 | 295986.089 | 39084.8727 | 0.00025896 | 201165.0141 | 26563.7787 | 0.000176 | 0 | 0 | 1 | 0 | 0 | 0 | 0 | 0 | 0 | 0 | 0 | 0 | 1 | 0 | 0 | 0 | 0 | 0 | 0 | 0 | 0 | 0 | 1 | 0 | 0 | 0 | 0 | 0 | 0 | 0 | 0 | 0 | 0 | 0 | 0 | 0 | 0 | 0 | 0 | 397803.2237 | 0.0016646 | 822142.3221 | 0.0034682 | 675225.6019 | 0.0028344 | 1126731.7488 | 0.0054881 | 728928.5251 | 0.0038235 | 304589.4267 | 0.0020199 | 451506.1469 | 0.0026537
Phase 4 Energy Reduction | 2029 | TREND BMS upgrade | 0 | 0.54632 | 0.45368 | 0 | 0.075446 | 0.92455 | 0 | 0.23413 | 0.76587 | 0 | 0.94438 | 0.055623 | 0 | 0.83965 | 0.16035 | 0 | 0.89102 | 0.10898 | 1798563.402 | 384245.0852 | 0.0015748 | 3665312.9066 | 783057.4494 | 0.0032092 | 3036237.7043 | 648661.8231 | 0.0026584 | 102674.5157 | 13558.1385 | 8.983e-05 | 295986.089 | 39084.8727 | 0.00025896 | 201165.0141 | 26563.7787 | 0.000176 | 0 | 0 | 1 | 0 | 0 | 0 | 0 | 0 | 0 | 0 | 0 | 0 | 1 | 0 | 0 | 0 | 0 | 0 | 0 | 0 | 0 | 0 | 1 | 0 | 0 | 0 | 0 | 0 | 0 | 0 | 0 | 0 | 0 | 0 | 0 | 0 | 0 | 0 | 0 | 397803.2237 | 0.0016646 | 822142.3221 | 0.0034682 | 675225.6019 | 0.0028344 | 1126731.7488 | 0.0054881 | 728928.5251 | 0.0038235 | 304589.4267 | 0.0020199 | 451506.1469 | 0.0026537
Phase 4 Energy Reduction | 2030 | All Day Storage heaters run by air source heat pumps | 0 | 0.54632 | 0.45368 | 0 | 0.075446 | 0.92455 | 0 | 0.23413 | 0.76587 | 0 | 0.94438 | 0.055623 | 0 | 0.83965 | 0.16035 | 0 | 0.89102 | 0.10898 | 1798563.402 | 384245.0852 | 0.0015748 | 3665312.9066 | 783057.4494 | 0.0032092 | 3036237.7043 | 648661.8231 | 0.0026584 | 102674.5157 | 11918.1286 | 8.6882e-05 | 295986.089 | 34357.1163 | 0.00025046 | 201165.0141 | 23350.5899 | 0.00017022 | 0 | 0 | 1 | 0 | 0 | 0 | 0 | 0 | 0 | 0 | 0 | 0 | 1 | 0 | 0 | 0 | 0 | 0 | 0 | 0 | 0 | 0 | 1 | 0 | 0 | 0 | 0 | 0 | 0 | 0 | 0 | 0 | 0 | 0 | 0 | 0 | 0 | 0 | 0 | 396163.2138 | 0.0016616 | 817414.5657 | 0.0034597 | 672012.4131 | 0.0028286 | 1097247.4192 | 0.0054351 | 701084.2054 | 0.0037734 | 279832.8535 | 0.0019754 | 425235.0062 | 0.0026064
Phase 5 Install Sustainble Energy Generation Solutions | 2030 | Electric Boilers | 0.25 |  | 0.59026 | 0.25 |  | 0.94342 | 0.25 |  | 0.82441 | 0 | 0.94438 | 0.055623 | 0 | 0.83965 | 0.16035 | 0 | 0.89102 | 0.10898 | 2340025.3268 | 499923.0108 | 0.0020488 | 3740087.4552 | 799032.2839 | 0.0032747 | 3268281.0534 | 698235.5643 | 0.0028616 | 102674.5157 | 11918.1286 | 8.6882e-05 | 295986.089 | 34357.1163 | 0.00025046 | 201165.0141 | 23350.5899 | 0.00017022 | 0.13658 | 0 | 1 | 0 | 0.13658 | 541461.9247 | -59940.4345 | -79367.3831 | -102549.607 | -241857.4245 | 0.018861 | 0 | 1 | 0 | 0.018861 | 74774.5486 | -8277.6253 | -10960.4387 | -14161.8463 | -33399.9103 | 0.058532 | 0 | 1 | 0 | 0.058532 | 232043.3492 | -25687.4556 | -34012.8688 | -43947.604 | -103647.9284 | -241857.4245 | -28074.0345 | -0.00020466 | -33399.9103 | -3876.9545 | -2.8262e-05 | -103647.9284 | -12031.1193 | -0.00010854 | 483767.1049 | 0.0019311 | 829512.4457 | 0.0034969 | 709555.0349 | 0.0029233 | 1097247.4192 | 0.0054351 | 613480.3143 | 0.003504 | 267734.9735 | 0.0019382 | 387692.3843 | 0.0025118
Phase 5 Install Sustainble Energy Genration Solutions | 2030 | Ground Source Heat Pumps (DWB, Parks Road & Merifield) | 0.45 |  | 0.8361 | 0.45 |  | 0.97737 | 0.45 |  | 0.92976 | 0 | 0.94438 | 0.055623 | 0 | 0.83965 | 0.16035 | 0 | 0.89102 | 0.10898 | 3314656.7913 | 708143.2769 | 0.0029022 | 3874681.6427 | 827786.9861 | 0.0033925 | 3685959.082 | 787468.2983 | 0.0032273 | 102674.5157 | 11918.1286 | 8.6882e-05 | 295986.089 | 34357.1163 | 0.00025046 | 201165.0141 | 23350.5899 | 0.00017022 | 0.38243 | 0 | 1 | 0 | 0.38243 | 1516093.3893 | -167833.2165 | -222228.6727 | -287138.8995 | -677200.7887 | 0.052812 | 0 | 1 | 0 | 0.052812 | 209368.736 | -23177.3509 | -30689.2284 | -39653.1697 | -93519.749 | 0.16389 | 0 | 1 | 0 | 0.16389 | 649721.3777 | -71924.8758 | -95236.0326 | -123053.2912 | -290214.1995 | -677200.7887 | -78607.2966 | -0.00057304 | -93519.749 | -10855.4726 | -7.9135e-05 | -290214.1995 | -33687.1339 | -0.00030392 | 641454.109 | 0.002416 | 851288.6298 | 0.0035639 | 777131.7543 | 0.0030936 | 1097247.4192 | 0.0054351 | 455793.3103 | 0.003019 | 245958.7894 | 0.0018712 | 320115.6649 | 0.0023415
Phase 5 Install Sustainble Energy Genration Solutions | 2031 | Air Source Heat Pumps (DWB, Parks Road & Merifield) | 0.3 |  | 1 | 0.3 |  | 1 | 0.3 |  | 1 | 0 | 0.94438 | 0.055623 | 0 | 0.83965 | 0.16035 | 0 | 0.89102 | 0.10898 | 3964411.101 | 846956.7876 | 0.0034711 | 3964411.101 | 846956.7876 | 0.0034711 | 3964411.101 | 846956.7876 | 0.0034711 | 102674.5157 | 10278.1188 | 8.3933e-05 | 295986.089 | 29629.3599 | 0.00024196 | 201165.0141 | 20137.4011 | 0.00016445 | 0.54632 | 0 | 1 | 0 | 0.54632 | 2165847.6989 | -239761.7379 | -317469.5324 | -410198.4278 | -967429.6981 | 0.075446 | 0 | 1 | 0 | 0.075446 | 299098.1943 | -33110.5012 | -43841.7549 | -56647.3853 | -133599.6414 | 0.23413 | 0 | 1 | 0 | 0.23413 | 928173.3967 | -102749.8225 | -136051.4751 | -175790.416 | -414591.7136 | -967429.6981 | -96843.4794 | -0.00079084 | -133599.6414 | -13373.8443 | -0.00010921 | -414591.7136 | -41502.2447 | -0.00043417 | 760391.427 | 0.0027642 | 863212.3033 | 0.0036038 | 825591.944 | 0.0032014 | 1067763.0897 | 0.0053821 | 307371.6627 | 0.0026179 | 204550.7865 | 0.0017782 | 242171.1457 | 0.0021807
Phase 5 Install Sustainble Energy Genration Solutions | 2031 | PV (Solar Panels) small arrays some to generate electricity most to generate hot water | 0 |  | 1 | 0 |  | 1 | 0 |  | 1 | 0.041 | 0.90566 | 0.094343 | 0.08 | 0.77248 | 0.22752 | 0.0605 | 0.83711 | 0.16289 | 3964411.101 | 846956.7876 | 0.0034711 | 3964411.101 | 846956.7876 | 0.0034711 | 3964411.101 | 846956.7876 | 0.0034711 | 174146.6375 | 17432.7564 | 0.00014236 | 419978.9619 | 42041.5292 | 0.00034332 | 300671.2992 | 30098.3677 | 0.00024579 | 0.54632 | 0 | 1 | 0 | 0.54632 | 2165847.6989 | -239761.7379 | -317469.5324 | -410198.4278 | -967429.6981 | 0.075446 | 0 | 1 | 0 | 0.075446 | 299098.1943 | -33110.5012 | -43841.7549 | -56647.3853 | -133599.6414 | 0.23413 | 0 | 1 | 0 | 0.23413 | 928173.3967 | -102749.8225 | -136051.4751 | -175790.416 | -414591.7136 | -967429.6981 | -96843.4794 | -0.00079084 | -133599.6414 | -13373.8443 | -0.00010921 | -414591.7136 | -41502.2447 | -0.00043417 | 767546.0647 | 0.0028226 | 875624.4726 | 0.0037052 | 835552.9106 | 0.0032827 | 1067763.0897 | 0.0053821 | 300217.0251 | 0.0025594 | 192138.6171 | 0.0016769 | 232210.1791 | 0.0020993
Phase 5 Install Sustainble Energy Generation Solutions | 2031 | SunAmp Cubes (Parks Road £340,000 Merifield £50,000 DWB £100,000) to replace Calorifiers | 0 |  | 1 | 0 |  | 1 | 0 |  | 1 | 0 | 0.90566 | 0.094343 | 0 | 0.77248 | 0.22752 | 0 | 0.83711 | 0.16289 | 3964411.101 | 846956.7876 | 0.0034711 | 3964411.101 | 846956.7876 | 0.0034711 | 3964411.101 | 846956.7876 | 0.0034711 | 174146.6375 | 17432.7564 | 0.00014236 | 419978.9619 | 42041.5292 | 0.00034332 | 300671.2992 | 30098.3677 | 0.00024579 | 0.54632 | 0 | 1 | 0 | 0.54632 | 2165847.6989 | -239761.7379 | -317469.5324 | -410198.4278 | -967429.6981 | 0.075446 | 0 | 1 | 0 | 0.075446 | 299098.1943 | -33110.5012 | -43841.7549 | -56647.3853 | -133599.6414 | 0.23413 | 0 | 1 | 0 | 0.23413 | 928173.3967 | -102749.8225 | -136051.4751 | -175790.416 | -414591.7136 | -967429.6981 | -96843.4794 | -0.00079084 | -133599.6414 | -13373.8443 | -0.00010921 | -414591.7136 | -41502.2447 | -0.00043417 | 767546.0647 | 0.0028226 | 875624.4726 | 0.0037052 | 835552.9106 | 0.0032827 | 1067763.0897 | 0.0053821 | 300217.0251 | 0.0025594 | 192138.6171 | 0.0016769 | 232210.1791 | 0.0020993
Phase 5 Install Sustainble Energy Genration Solutions | 2031 | Upgrade of Love Lane Transformer by SSE should it be required | 0 |  | 1 | 0 |  | 1 | 0 |  | 1 | 0.0052 | 0.90095 | 0.099052 | 0.0052 | 0.76846 | 0.23154 | 0.0052 | 0.83276 | 0.16724 | 3964411.101 | 846956.7876 | 0.0034711 | 3964411.101 | 846956.7876 | 0.0034711 | 3964411.101 | 846956.7876 | 0.0034711 | 182839.7394 | 18302.9698 | 0.00014946 | 427393.7357 | 42783.777 | 0.00034938 | 308706.4729 | 30902.7199 | 0.00025236 | 0.54632 | 0 | 1 | 0 | 0.54632 | 2165847.6989 | -239761.7379 | -317469.5324 | -410198.4278 | -967429.6981 | 0.075446 | 0 | 1 | 0 | 0.075446 | 299098.1943 | -33110.5012 | -43841.7549 | -56647.3853 | -133599.6414 | 0.23413 | 0 | 1 | 0 | 0.23413 | 928173.3967 | -102749.8225 | -136051.4751 | -175790.416 | -414591.7136 | -967429.6981 | -96843.4794 | -0.00079084 | -133599.6414 | -13373.8443 | -0.00010921 | -414591.7136 | -41502.2447 | -0.00043417 | 768416.278 | 0.0028297 | 876366.7203 | 0.0037113 | 836357.2628 | 0.0032893 | 1067763.0897 | 0.0053821 | 299346.8117 | 0.0025523 | 191396.3694 | 0.0016708 | 231405.827 | 0.0020928
Phase 5 Install Sustainble Energy Genration Solutions | 2031 | Landscaping due to ground source heat pump installing and changes to underground services | 0 |  | 1 | 0 |  | 1 | 0 |  | 1 | 0 | 0.90095 | 0.099052 | 0 | 0.76846 | 0.23154 | 0 | 0.83276 | 0.16724 | 3964411.101 | 846956.7876 | 0.0034711 | 3964411.101 | 846956.7876 | 0.0034711 | 3964411.101 | 846956.7876 | 0.0034711 | 182839.7394 | 18302.9698 | 0.00014946 | 427393.7357 | 42783.777 | 0.00034938 | 308706.4729 | 30902.7199 | 0.00025236 | 0.54632 | 0 | 1 | 0 | 0.54632 | 2165847.6989 | -239761.7379 | -317469.5324 | -410198.4278 | -967429.6981 | 0.075446 | 0 | 1 | 0 | 0.075446 | 299098.1943 | -33110.5012 | -43841.7549 | -56647.3853 | -133599.6414 | 0.23413 | 0 | 1 | 0 | 0.23413 | 928173.3967 | -102749.8225 | -136051.4751 | -175790.416 | -414591.7136 | -967429.6981 | -96843.4794 | -0.00079084 | -133599.6414 | -13373.8443 | -0.00010921 | -414591.7136 | -41502.2447 | -0.00043417 | 768416.278 | 0.0028297 | 876366.7203 | 0.0037113 | 836357.2628 | 0.0032893 | 1067763.0897 | 0.0053821 | 299346.8117 | 0.0025523 | 191396.3694 | 0.0016708 | 231405.827 | 0.0020928
Phase 5 Install Sustainble Energy Genration Solutions | 2032 | Upgrading of services pipework (Electric, Water, Gas pipe and meter removal and changes to Sewerage system | 0 |  | 1 | 0 |  | 1 | 0 |  | 1 | 0 | 0.90095 | 0.099052 | 0 | 0.76846 | 0.23154 | 0 | 0.83276 | 0.16724 | 3964411.101 | 846956.7876 | 0.0034711 | 3964411.101 | 846956.7876 | 0.0034711 | 3964411.101 | 846956.7876 | 0.0034711 | 182839.7394 | 15382.4888 | 0.00014421 | 427393.7357 | 35957.0593 | 0.0003371 | 308706.4729 | 25971.782 | 0.00024349 | 0.54632 | 0 | 1 | 0 | 0.54632 | 2165847.6989 | -239761.7379 | -317469.5324 | -410198.4278 | -967429.6981 | 0.075446 | 0 | 1 | 0 | 0.075446 | 299098.1943 | -33110.5012 | -43841.7549 | -56647.3853 | -133599.6414 | 0.23413 | 0 | 1 | 0 | 0.23413 | 928173.3967 | -102749.8225 | -136051.4751 | -175790.416 | -414591.7136 | -967429.6981 | -81390.8209 | -0.00076305 | -133599.6414 | -11239.8705 | -0.00010538 | -414591.7136 | -34880.0124 | -0.00032701 | 780948.4555 | 0.0028522 | 871673.9764 | 0.0037028 | 838048.5572 | 0.0033876 | 1038278.7602 | 0.005329 | 257330.3046 | 0.0024768 | 166604.7838 | 0.0016262 | 200230.203 | 0.0019415
Extrapolated | 2033 | NA | 0 |  | 1 | 0 |  | 1 | 0 |  | 1 | 0 | 0.90095 | 0.099052 | 0 | 0.76846 | 0.23154 | 0 | 0.83276 | 0.16724 | 3964411.101 | 846956.7876 | 0.0034711 | 3964411.101 | 846956.7876 | 0.0034711 | 3964411.101 | 846956.7876 | 0.0034711 | 182839.7394 | 12462.0078 | 0.00013896 | 427393.7357 | 29130.3415 | 0.00032483 | 308706.4729 | 21040.8442 | 0.00023462 | 0.54632 | 0 | 1 | 0 | 0.54632 | 2165847.6989 | -239761.7379 | -317469.5324 | -410198.4278 | -967429.6981 | 0.075446 | 0 | 1 | 0 | 0.075446 | 299098.1943 | -33110.5012 | -43841.7549 | -56647.3853 | -133599.6414 | 0.23413 | 0 | 1 | 0 | 0.23413 | 928173.3967 | -102749.8225 | -136051.4751 | -175790.416 | -414591.7136 | -967429.6981 | -65938.1623 | -0.00073527 | -133599.6414 | -9105.8966 | -0.00010154 | -414591.7136 | -28257.7801 | -0.0003151 | 793480.633 | 0.0028748 | 866981.2325 | 0.0036944 | 839739.8516 | 0.0033906 | 1008794.4306 | 0.005276 | 215313.7976 | 0.0024012 | 141813.1981 | 0.0015816 | 169054.579 | 0.0018854
Extrapolated | 2034 | NA | 0 |  | 1 | 0 |  | 1 | 0 |  | 1 | 0 | 0.90095 | 0.099052 | 0 | 0.76846 | 0.23154 | 0 | 0.83276 | 0.16724 | 3964411.101 | 846956.7876 | 0.0034711 | 3964411.101 | 846956.7876 | 0.0034711 | 3964411.101 | 846956.7876 | 0.0034711 | 182839.7394 | 9541.5268 | 0.00013371 | 427393.7357 | 22303.6238 | 0.00031255 | 308706.4729 | 16109.9063 | 0.00022576 | 0.54632 | 0 | 1 | 0 | 0.54632 | 2165847.6989 | -239761.7379 | -317469.5324 | -410198.4278 | -967429.6981 | 0.075446 | 0 | 1 | 0 | 0.075446 | 299098.1943 | -33110.5012 | -43841.7549 | -56647.3853 | -133599.6414 | 0.23413 | 0 | 1 | 0 | 0.23413 | 928173.3967 | -102749.8225 | -136051.4751 | -175790.416 | -414591.7136 | -967429.6981 | -50485.5038 | -0.00070749 | -133599.6414 | -6971.9228 | -9.7702e-05 | -414591.7136 | -21635.5479 | -0.00030319 | 806012.8106 | 0.0028973 | 862288.4886 | 0.0036859 | 841431.1461 | 0.0033937 | 979310.1011 | 0.005223 | 173297.2905 | 0.0023257 | 117021.6125 | 0.0015371 | 137878.955 | 0.0018294
Extrapolated | 2035 | NA | 0 |  | 1 | 0 |  | 1 | 0 |  | 1 | 0 | 0.90095 | 0.099052 | 0 | 0.76846 | 0.23154 | 0 | 0.83276 | 0.16724 | 3964411.101 | 846956.7876 | 0.0034711 | 3964411.101 | 846956.7876 | 0.0034711 | 3964411.101 | 846956.7876 | 0.0034711 | 182839.7394 | 6621.0458 | 0.00012846 | 427393.7357 | 15476.9061 | 0.00030028 | 308706.4729 | 11178.9685 | 0.00021689 | 0.54632 | 0 | 1 | 0 | 0.54632 | 2165847.6989 | -239761.7379 | -317469.5324 | -410198.4278 | -967429.6981 | 0.075446 | 0 | 1 | 0 | 0.075446 | 299098.1943 | -33110.5012 | -43841.7549 | -56647.3853 | -133599.6414 | 0.23413 | 0 | 1 | 0 | 0.23413 | 928173.3967 | -102749.8225 | -136051.4751 | -175790.416 | -414591.7136 | -967429.6981 | -35032.8453 | -0.0006797 | -133599.6414 | -4837.949 | -9.3865e-05 | -414591.7136 | -15013.3156 | -0.00029129 | 818544.9881 | 0.0029198 | 857595.7447 | 0.0036775 | 843122.4405 | 0.0033967 | 949825.7715 | 0.00517 | 131280.7834 | 0.0022501 | 92230.0268 | 0.0014925 | 106703.331 | 0.0017733
Table 2: Additional electricity requirements for sustainable energy generation methods
|  | Percentage fuel savings (%) |  |  | Efficiency of sustainable energy generation solutions
| Name | lower bound | upper bound | median
| Electric boiler | 0.25 | 0.25 | 0.25 | -0.75758
| GSHP | 0.45 | 0.45 | 0.45 | -0.32573
| ASHP | 0.3 | 0.3 | 0.3 | -0.369
Table 3: Carbon/biodiversity intensities per KwH per year
| Year | Total KwH | Carbon | biodiversity | change in BAU Carbon | change in BAU biodiv
electricity | 2022 | 1845897 | 0.24386 | 1.0759e-09 | 0 | 0
| 2023 | 1845897 | 0.22789 | 1.0472e-09 | 29484.3295 | 5.3014e-05
| 2024 | 1845897 | 0.21191 | 1.0185e-09 | 58968.6591 | 0.00010603
| 2025 | 1845897 | 0.19594 | 9.8979e-10 | 88452.9886 | 0.00015904
| 2026 | 1845897 | 0.17997 | 9.6106e-10 | 117937.3182 | 0.00021206
| 2027 | 1845897 | 0.164 | 9.3234e-10 | 147421.6477 | 0.00026507
| 2028 | 1845897 | 0.14802 | 9.0362e-10 | 176905.9772 | 0.00031809
| 2029 | 1845897 | 0.13205 | 8.749e-10 | 206390.3068 | 0.0003711
| 2030 | 1845897 | 0.11608 | 8.4618e-10 | 235874.6363 | 0.00042412
| 2031 | 1845897 | 0.1001 | 8.1746e-10 | 265358.9659 | 0.00047713
| 2032 | 1845897 | 0.084131 | 7.8874e-10 | 294843.2954 | 0.00053014
| 2033 | 1845897 | 0.068158 | 7.6002e-10 | 324327.6249 | 0.00058316
| 2034 | 1845897 | 0.052185 | 7.313e-10 | 353811.9545 | 0.00063617
| 2035 | 1845897 | 0.036212 | 7.0258e-10 | 383296.284 | 0.00068919
| Fuel | 3964411.101 | 0.21364 | 8.7556e-10

## 3b. Trajectories- LC-IMPACT
Table 1: Future climate and biodiversity trajectories, LC-IMPACT
Activity |  | Fuel Savings (%) | [9 empty] | Electricity Savings (%) | [9 empty] | Fuel Savings- lower Bound |  |  | Fuel Savings- Upper Bound |  |  | Fuel Savings- Median Bound |  |  | Electricity Savings- lower Bound |  |  | Electricity Savings- upper Bound |  |  | Electricity Savings- median |  | Additional electricity requirements, lower bound | [9 empty] | Additional electricity requirements, lower bound | [9 empty] | Additional electricity requirements, lower bound | [9 empty] | Additional electricity savings- lower bound |  |  | Additional electricity savings upper bound |  |  | Additional electricity savings median |  |  | Total Savings- lower bound |  | Total savings- upper bound |  | Total savings- Median |  | BAU annual impacts |  | Net annual impacts- lower bound- |  | Net annual impacts- upper bound |  | Net annual impacts- Median
Phase of planned works | Year | Reference Planned work | Lower Bound | Adjusted Baseline | Cumulative fuel savings (based on adjusted baseline) (lower bound) | Upper Bound | Adjusted baseline | Cumulative fuel savings | Median Savings | Adjusted baseline | Cumulative fuel savings | Lower bound | Adjusted Baseline | Cumulative electricity savings | Upper Bound | Adjusted baseline | Cumulative electricity savings | Median Savings | Adjusted baseline | Cumulative electricity savings | kwH | Carbon | biodiversity | kwH | Carbon | biodiversity | kwh | Carbon | biodiversity | kwh | Carbon | biodiversity | kwh | Carbon | biodiversity | kwh | Carbon | biodiversity | Fuel converted to electricity (%, from fuel baseline) | additional savings, lower bound | Adjusted Baseline | Cumulative fuel savings (based on adjusted baseline) (lower bound) | electricity requirement from fuel | conversion into electricity kwh | additional requirement from air source heat pumps | additional requirement from ground source heat pumps | additional requirement from boilers | total kwh requirement | Fuel converted to electricity (%, from fuel baseline) | additional savings, lower bound | Adjusted Baseline | Cumulative fuel savings (based on adjusted baseline) (lower bound) | electricity requirement from fuel | conversion into electricity kwh | additional requirement from air source heat pumps | additional requirement from ground source heat pumps | additional requirement from boilers | total kwh requirement | Fuel converted to electricity (%, from fuel baseline) | additional savings, lower bound | Adjusted Baseline | Cumulative fuel savings (based on adjusted baseline) (lower bound) | electricity requirement from fuel | conversion into electricity kwh | additional requirement from air source heat pumps | additional requirement from ground source heat pumps | additional requirement from boilers | total kwh requirement | Kwh | Carbon | biodiversity | Kwh | Carbon | biodiversity | Kwh | Carbon | biodiversity | Carbon | Biodiversity | Carbon | Biodiversity | Carbon | Biodiversity | Carbon | Biodiversity | Carbon | Biodiversity | Carbon | Biodiversity | Carbon | Biodiversity
BASELINE | 2022 | NA |  | 1 |  |  | 1 |  |  | 1 |  |  | 1 |  |  | 1 |  |  | 1 | [19 empty] | 0 | 0 | 1 |  | 0 | 0 |  |  |  | 0 | 0 | 0 | 1 |  | 0 | 0 |  |  |  | 0 | 0 | 0 | 1 |  | 0 | 0 | 0 | 0 | 0 | 0 | 0 |  |  | 0 |  |  | 0 | [8 empty] | 1333122.0556 | 2.4672e-09 | 1333122.0556 | 2.4672e-09 | 1333122.0556 | 2.4672e-09 | 1333122.0556 | 2.4672e-09
Phase 1 Energy Monitoring | 2022 | Installing meters to measure Heat and Electric at point of use (Per Staircase) | 0 | 1 | 0 | 0 | 1 | 0 | 0 | 1 |  | 0 | 1 | 0 | 0 | 1 | 0 | 0 | 1 | 0 | 0 | 0 | 0 | 0 | 0 | 0 | 0 | 0 | 0 | 0 | 0 | 0 | 0 | 0 | 0 | 0 | 0 | 0 | 0 | 0 | 1 | 0 | 0 | 0 | 0 | 0 | 0 | 0 | 0 | 0 | 1 | 0 | 0 | 0 | 0 | 0 | 0 | 0 | 0 | 0 | 1 | 0 | 0 | 0 | 0 | 0 | 0 | 0 | 0 | 0 | 0 | 0 | 0 | 0 | 0 | 0 | 0 | 0 | 0 | 0 | 0 | 0 | 0 | 1333122.0556 | 0.0058592 | 1333122.0556 | 0.0058592 | 1333122.0556 | 0.0058592 | 1333122.0556 | 0.0058592
Phase 1 Energy Monitoring | 2023 | Heating Occupancy (EyeSeaGreen) | 0.11 | 0.89 | 0.11 | 0.34 | 0.66 | 0.34 | 0.225 | 0.775 | 0.225 | 0 | 1 | 0 | 0 | 1 | 0 | 0 | 1 | 0 | 436085.2211 | 93165.2466 | 1.7224e-10 | 1347899.7743 | 287965.3078 | 5.3238e-10 | 891992.4977 | 190565.2772 | 3.5231e-10 | 0 | 0 | 0 | 0 | 0 | 0 | 0 | 0 | 0 | 0 | 0 | 1 | 0 | 0 | 0 | 0 | 0 | 0 | 0 | 0 | 0 | 1 | 0 | 0 | 0 | 0 | 0 | 0 | 0 | 0 | 0 | 1 | 0 | 0 | 0 | 0 | 0 | 0 | 0 | 0 | 0 | 0 | 0 | 0 | 0 | 0 | 0 | 0 | 93165.2466 | 1.7224e-10 | 287965.3078 | 5.3238e-10 | 190565.2772 | 3.5231e-10 | 1274153.3965 | 0.0058592 | 1180988.1498 | 0.0058592 | 986188.0887 | 0.0058592 | 1083588.1193 | 0.0058592
Phase 2 Surveys | 2023 | Electric Metering Survey | 0 | 0.89 | 0.11 | 0 | 0.66 | 0.34 | 0 | 0.775 | 0.225 | 0 | 1 | 0 | 0 | 1 | 0 | 0 | 1 | 0 | 436085.2211 | 93165.2466 | 1.7224e-10 | 1347899.7743 | 287965.3078 | 5.3238e-10 | 891992.4977 | 190565.2772 | 3.5231e-10 | 0 | 0 | 0 | 0 | 0 | 0 | 0 | 0 | 0 | 0 | 0 | 1 | 0 | 0 | 0 | 0 | 0 | 0 | 0 | 0 | 0 | 1 | 0 | 0 | 0 | 0 | 0 | 0 | 0 | 0 | 0 | 1 | 0 | 0 | 0 | 0 | 0 | 0 | 0 | 0 | 0 | 0 | 0 | 0 | 0 | 0 | 0 | 0 | 93165.2466 | 1.7224e-10 | 287965.3078 | 5.3238e-10 | 190565.2772 | 3.5231e-10 | 1274153.3965 | 0.0058592 | 1180988.1498 | 0.0058592 | 986188.0887 | 0.0058592 | 1083588.1193 | 0.0058592
Phase 2 Surveys | 2023 | Loft Surveys | 0 | 0.89 | 0.11 | 0 | 0.66 | 0.34 | 0 | 0.775 | 0.225 | 0 | 1 | 0 | 0 | 1 | 0 | 0 | 1 | 0 | 436085.2211 | 93165.2466 | 1.7224e-10 | 1347899.7743 | 287965.3078 | 5.3238e-10 | 891992.4977 | 190565.2772 | 3.5231e-10 | 0 | 0 | 0 | 0 | 0 | 0 | 0 | 0 | 0 | 0 | 0 | 1 | 0 | 0 | 0 | 0 | 0 | 0 | 0 | 0 | 0 | 1 | 0 | 0 | 0 | 0 | 0 | 0 | 0 | 0 | 0 | 1 | 0 | 0 | 0 | 0 | 0 | 0 | 0 | 0 | 0 | 0 | 0 | 0 | 0 | 0 | 0 | 0 | 93165.2466 | 1.7224e-10 | 287965.3078 | 5.3238e-10 | 190565.2772 | 3.5231e-10 | 1274153.3965 | 0.0058592 | 1180988.1498 | 0.0058592 | 986188.0887 | 0.0058592 | 1083588.1193 | 0.0058592
Phase 2 Surveys | 2024 | Window Surveys | 0 | 0.89 | 0.11 | 0 | 0.66 | 0.34 | 0 | 0.775 | 0.225 | 0 | 1 | 0 | 0 | 1 | 0 | 0 | 1 | 0 | 436085.2211 | 93165.2466 | 1.7224e-10 | 1347899.7743 | 287965.3078 | 5.3238e-10 | 891992.4977 | 190565.2772 | 3.5231e-10 | 0 | 0 | 0 | 0 | 0 | 0 | 0 | 0 | 0 | 0 | 0 | 1 | 0 | 0 | 0 | 0 | 0 | 0 | 0 | 0 | 0 | 1 | 0 | 0 | 0 | 0 | 0 | 0 | 0 | 0 | 0 | 1 | 0 | 0 | 0 | 0 | 0 | 0 | 0 | 0 | 0 | 0 | 0 | 0 | 0 | 0 | 0 | 0 | 93165.2466 | 1.7224e-10 | 287965.3078 | 5.3238e-10 | 190565.2772 | 3.5231e-10 | 1244669.0669 | 0.0058592 | 1151503.8203 | 0.0058592 | 956703.7592 | 0.0058592 | 1054103.7897 | 0.0058592
Phase 2 Surveys | 2024 | Building fabric | 0 | 0.89 | 0.11 | 0 | 0.66 | 0.34 | 0 | 0.775 | 0.225 | 0 | 1 | 0 | 0 | 1 | 0 | 0 | 1 | 0 | 436085.2211 | 93165.2466 | 1.7224e-10 | 1347899.7743 | 287965.3078 | 5.3238e-10 | 891992.4977 | 190565.2772 | 3.5231e-10 | 0 | 0 | 0 | 0 | 0 | 0 | 0 | 0 | 0 | 0 | 0 | 1 | 0 | 0 | 0 | 0 | 0 | 0 | 0 | 0 | 0 | 1 | 0 | 0 | 0 | 0 | 0 | 0 | 0 | 0 | 0 | 1 | 0 | 0 | 0 | 0 | 0 | 0 | 0 | 0 | 0 | 0 | 0 | 0 | 0 | 0 | 0 | 0 | 93165.2466 | 1.7224e-10 | 287965.3078 | 5.3238e-10 | 190565.2772 | 3.5231e-10 | 1244669.0669 | 0.0058592 | 1151503.8203 | 0.0058592 | 956703.7592 | 0.0058592 | 1054103.7897 | 0.0058592
Phase 2 Surveys | 2024 | Pipes | 0 | 0.89 | 0.11 | 0 | 0.66 | 0.34 | 0 | 0.775 | 0.225 | 0 | 1 | 0 | 0 | 1 | 0 | 0 | 1 | 0 | 436085.2211 | 93165.2466 | 1.7224e-10 | 1347899.7743 | 287965.3078 | 5.3238e-10 | 891992.4977 | 190565.2772 | 3.5231e-10 | 0 | 0 | 0 | 0 | 0 | 0 | 0 | 0 | 0 | 0 | 0 | 1 | 0 | 0 | 0 | 0 | 0 | 0 | 0 | 0 | 0 | 1 | 0 | 0 | 0 | 0 | 0 | 0 | 0 | 0 | 0 | 1 | 0 | 0 | 0 | 0 | 0 | 0 | 0 | 0 | 0 | 0 | 0 | 0 | 0 | 0 | 0 | 0 | 93165.2466 | 1.7224e-10 | 287965.3078 | 5.3238e-10 | 190565.2772 | 3.5231e-10 | 1244669.0669 | 0.0058592 | 1151503.8203 | 0.0058592 | 956703.7592 | 0.0058592 | 1054103.7897 | 0.0058592
Phase 2 Surveys | 2025 | Pumps | 0 | 0.89 | 0.11 | 0 | 0.66 | 0.34 | 0 | 0.775 | 0.225 | 0 | 1 | 0 | 0 | 1 | 0 | 0 | 1 | 0 | 436085.2211 | 93165.2466 | 1.7224e-10 | 1347899.7743 | 287965.3078 | 5.3238e-10 | 891992.4977 | 190565.2772 | 3.5231e-10 | 0 | 0 | 0 | 0 | 0 | 0 | 0 | 0 | 0 | 0 | 0 | 1 | 0 | 0 | 0 | 0 | 0 | 0 | 0 | 0 | 0 | 1 | 0 | 0 | 0 | 0 | 0 | 0 | 0 | 0 | 0 | 1 | 0 | 0 | 0 | 0 | 0 | 0 | 0 | 0 | 0 | 0 | 0 | 0 | 0 | 0 | 0 | 0 | 93165.2466 | 1.7224e-10 | 287965.3078 | 5.3238e-10 | 190565.2772 | 3.5231e-10 | 1215184.7374 | 0.0058592 | 1122019.4908 | 0.0058592 | 927219.4296 | 0.0058592 | 1024619.4602 | 0.0058592
Phase 3 Improve Building Fabric | 2025 | Windows replace glazing with Vacuum (Grade 2 Listed) & Secondary and Triple where appropriate. | 0.056 | 0.84016 | 0.15984 | 0.153 | 0.55902 | 0.44098 | 0.1045 | 0.69401 | 0.30599 | 0 | 1 | 0 | 0 | 1 | 0 | 0 | 1 | 0 | 633671.4704 | 135377.5729 | 2.5028e-10 | 1748226.0073 | 373491.0042 | 6.9049e-10 | 1213060.2418 | 259158.19 | 4.7912e-10 | 0 | 0 | 0 | 0 | 0 | 0 | 0 | 0 | 0 | 0 | 0 | 1 | 0 | 0 | 0 | 0 | 0 | 0 | 0 | 0 | 0 | 1 | 0 | 0 | 0 | 0 | 0 | 0 | 0 | 0 | 0 | 1 | 0 | 0 | 0 | 0 | 0 | 0 | 0 | 0 | 0 | 0 | 0 | 0 | 0 | 0 | 0 | 0 | 135377.5729 | 2.5028e-10 | 373491.0042 | 6.9049e-10 | 259158.19 | 4.7912e-10 | 1215184.7374 | 0.0058592 | 1079807.1645 | 0.0058592 | 841693.7332 | 0.0058592 | 956026.5474 | 0.0058592
Phase 3 Improve Building Fabric | 2025 | Designing and constructing/fitting Heritage Shutters HMR & Front Quad | 0 | 0.84016 | 0.15984 | 0 | 0.55902 | 0.44098 | 0 | 0.69401 | 0.30599 | 0 | 1 | 0 | 0 | 1 | 0 | 0 | 1 | 0 | 633671.4704 | 135377.5729 | 2.5028e-10 | 1748226.0073 | 373491.0042 | 6.9049e-10 | 1213060.2418 | 259158.19 | 4.7912e-10 | 0 | 0 | 0 | 0 | 0 | 0 | 0 | 0 | 0 | 0 | 0 | 1 | 0 | 0 | 0 | 0 | 0 | 0 | 0 | 0 | 0 | 1 | 0 | 0 | 0 | 0 | 0 | 0 | 0 | 0 | 0 | 1 | 0 | 0 | 0 | 0 | 0 | 0 | 0 | 0 | 0 | 0 | 0 | 0 | 0 | 0 | 0 | 0 | 135377.5729 | 2.5028e-10 | 373491.0042 | 6.9049e-10 | 259158.19 | 4.7912e-10 | 1215184.7374 | 0.0058592 | 1079807.1645 | 0.0058592 | 841693.7332 | 0.0058592 | 956026.5474 | 0.0058592
Phase 3 Improve Building Fabric | 2025 | Insulate Lofts | 0.039 | 0.80739 | 0.19261 | 0.17 | 0.46399 | 0.53601 | 0.1045 | 0.62149 | 0.37851 | 0 | 1 | 0 | 0 | 1 | 0 | 0 | 1 | 0 | 763570.316 | 163129.1623 | 3.0158e-10 | 2124977.4732 | 453980.1874 | 8.393e-10 | 1500576.4065 | 320583.1435 | 5.9268e-10 | 0 | 0 | 0 | 0 | 0 | 0 | 0 | 0 | 0 | 0 | 0 | 1 | 0 | 0 | 0 | 0 | 0 | 0 | 0 | 0 | 0 | 1 | 0 | 0 | 0 | 0 | 0 | 0 | 0 | 0 | 0 | 1 | 0 | 0 | 0 | 0 | 0 | 0 | 0 | 0 | 0 | 0 | 0 | 0 | 0 | 0 | 0 | 0 | 163129.1623 | 3.0158e-10 | 453980.1874 | 8.393e-10 | 320583.1435 | 5.9268e-10 | 1215184.7374 | 0.0058592 | 1052055.5751 | 0.0058592 | 761204.55 | 0.0058592 | 894601.5939 | 0.0058592
Phase 3 Improve Building Fabric | 2025 | Seal Air Gaps | 0.02 | 0.79125 | 0.20875 | 0.13 | 0.40367 | 0.59633 | 0.075 | 0.57488 | 0.42512 | 0 | 1 | 0 | 0 | 1 | 0 | 0 | 1 | 0 | 827587.1317 | 176805.7148 | 3.2687e-10 | 2364103.8448 | 505067.1454 | 9.3374e-10 | 1685364.0086 | 360061.1668 | 6.6566e-10 | 0 | 0 | 0 | 0 | 0 | 0 | 0 | 0 | 0 | 0 | 0 | 1 | 0 | 0 | 0 | 0 | 0 | 0 | 0 | 0 | 0 | 1 | 0 | 0 | 0 | 0 | 0 | 0 | 0 | 0 | 0 | 1 | 0 | 0 | 0 | 0 | 0 | 0 | 0 | 0 | 0 | 0 | 0 | 0 | 0 | 0 | 0 | 0 | 176805.7148 | 3.2687e-10 | 505067.1454 | 9.3374e-10 | 360061.1668 | 6.6566e-10 | 1215184.7374 | 0.0058592 | 1038379.0226 | 0.0058592 | 710117.592 | 0.0058592 | 855123.5706 | 0.0058592
Phase 3 Improve Building Fabric | 2026 | Window apertures/architraves (sealing/draught proofing) | 0 | 0.79125 | 0.20875 | 0 | 0.40367 | 0.59633 | 0 | 0.57488 | 0.42512 | 0 | 1 | 0 | 0 | 1 | 0 | 0 | 1 | 0 | 827587.1317 | 176805.7148 | 3.2687e-10 | 2364103.8448 | 505067.1454 | 9.3374e-10 | 1685364.0086 | 360061.1668 | 6.6566e-10 | 0 | 0 | 0 | 0 | 0 | 0 | 0 | 0 | 0 | 0 | 0 | 1 | 0 | 0 | 0 | 0 | 0 | 0 | 0 | 0 | 0 | 1 | 0 | 0 | 0 | 0 | 0 | 0 | 0 | 0 | 0 | 1 | 0 | 0 | 0 | 0 | 0 | 0 | 0 | 0 | 0 | 0 | 0 | 0 | 0 | 0 | 0 | 0 | 176805.7148 | 3.2687e-10 | 505067.1454 | 9.3374e-10 | 360061.1668 | 6.6566e-10 | 1185700.4079 | 0.0058592 | 1008894.6931 | 0.0058592 | 680633.2625 | 0.0058592 | 825639.2411 | 0.0058592
Phase 3 Improve Building Fabric | 2026 | Suspended Floors Spraying (Q Bot) | 0.088 | 0.72162 | 0.27838 | 0.25 | 0.30275 | 0.69725 | 0.169 | 0.47772 | 0.52228 | 0 | 1 | 0 | 0 | 1 | 0 | 0 | 1 | 0 | 1103627.641 | 235779.0092 | 4.359e-10 | 2764180.6589 | 590539.556 | 1.0918e-09 | 2070522.9672 | 442346.5267 | 8.1779e-10 | 0 | 0 | 0 | 0 | 0 | 0 | 0 | 0 | 0 | 0 | 0 | 1 | 0 | 0 | 0 | 0 | 0 | 0 | 0 | 0 | 0 | 1 | 0 | 0 | 0 | 0 | 0 | 0 | 0 | 0 | 0 | 1 | 0 | 0 | 0 | 0 | 0 | 0 | 0 | 0 | 0 | 0 | 0 | 0 | 0 | 0 | 0 | 0 | 235779.0092 | 4.359e-10 | 590539.556 | 1.0918e-09 | 442346.5267 | 8.1779e-10 | 1185700.4079 | 0.0058592 | 949921.3987 | 0.0058592 | 595160.8519 | 0.0058592 | 743353.8811 | 0.0058592
Phase 3 Improve Building Fabric | 2026 | Insulate Cold Bridges | 0 | 0.72162 | 0.27838 | 0 | 0.30275 | 0.69725 | 0 | 0.47772 | 0.52228 | 0 | 1 | 0 | 0 | 1 | 0 | 0 | 1 | 0 | 1103627.641 | 235779.0092 | 4.359e-10 | 2764180.6589 | 590539.556 | 1.0918e-09 | 2070522.9672 | 442346.5267 | 8.1779e-10 | 0 | 0 | 0 | 0 | 0 | 0 | 0 | 0 | 0 | 0 | 0 | 1 | 0 | 0 | 0 | 0 | 0 | 0 | 0 | 0 | 0 | 1 | 0 | 0 | 0 | 0 | 0 | 0 | 0 | 0 | 0 | 1 | 0 | 0 | 0 | 0 | 0 | 0 | 0 | 0 | 0 | 0 | 0 | 0 | 0 | 0 | 0 | 0 | 235779.0092 | 4.359e-10 | 590539.556 | 1.0918e-09 | 442346.5267 | 8.1779e-10 | 1185700.4079 | 0.0058592 | 949921.3987 | 0.0058592 | 595160.8519 | 0.0058592 | 743353.8811 | 0.0058592
Phase 3 Improve Building Fabric | 2026 | Adding internal Insulation on Cold External walls plus plastering and decoration | 0.132 | 0.62636 | 0.37364 | 0.68 | 0.09688 | 0.90312 | 0.406 | 0.28377 | 0.71623 | 0 | 1 | 0 | 0 | 1 | 0 | 0 | 1 | 0 | 1481251.0577 | 316454.476 | 5.8505e-10 | 3580337.3595 | 764903.2735 | 1.4141e-09 | 2839441.5495 | 606618.2926 | 1.1215e-09 | 0 | 0 | 0 | 0 | 0 | 0 | 0 | 0 | 0 | 0 | 0 | 1 | 0 | 0 | 0 | 0 | 0 | 0 | 0 | 0 | 0 | 1 | 0 | 0 | 0 | 0 | 0 | 0 | 0 | 0 | 0 | 1 | 0 | 0 | 0 | 0 | 0 | 0 | 0 | 0 | 0 | 0 | 0 | 0 | 0 | 0 | 0 | 0 | 316454.476 | 5.8505e-10 | 764903.2735 | 1.4141e-09 | 606618.2926 | 1.1215e-09 | 1185700.4079 | 0.0058592 | 869245.9319 | 0.0058592 | 420797.1344 | 0.0058592 | 579082.1152 | 0.0058592
Phase 3 Improve Building Fabric | 2026 | Cavity Wall Insulation | 0.073 | 0.58064 | 0.41936 | 0.155 | 0.081864 | 0.91814 | 0.114 | 0.25142 | 0.74858 | 0 | 1 | 0 | 0 | 1 | 0 | 0 | 1 | 0 | 1662521.7408 | 355181.1447 | 6.5664e-10 | 3639868.7894 | 777621.5682 | 1.4376e-09 | 2967688.0784 | 634016.8811 | 1.1721e-09 | 0 | 0 | 0 | 0 | 0 | 0 | 0 | 0 | 0 | 0 | 0 | 1 | 0 | 0 | 0 | 0 | 0 | 0 | 0 | 0 | 0 | 1 | 0 | 0 | 0 | 0 | 0 | 0 | 0 | 0 | 0 | 1 | 0 | 0 | 0 | 0 | 0 | 0 | 0 | 0 | 0 | 0 | 0 | 0 | 0 | 0 | 0 | 0 | 355181.1447 | 6.5664e-10 | 777621.5682 | 1.4376e-09 | 634016.8811 | 1.1721e-09 | 1185700.4079 | 0.0058592 | 830519.2632 | 0.0058592 | 408078.8397 | 0.0058592 | 551683.5268 | 0.0058592
Phase 3 Improve Building Fabric | 2027 | External Doors (Glass) | 0 | 0.58064 | 0.41936 | 0 | 0.081864 | 0.91814 | 0 | 0.25142 | 0.74858 | 0 | 1 | 0 | 0 | 1 | 0 | 0 | 1 | 0 | 1662521.7408 | 355181.1447 | 6.5664e-10 | 3639868.7894 | 777621.5682 | 1.4376e-09 | 2967688.0784 | 634016.8811 | 1.1721e-09 | 0 | 0 | 0 | 0 | 0 | 0 | 0 | 0 | 0 | 0 | 0 | 1 | 0 | 0 | 0 | 0 | 0 | 0 | 0 | 0 | 0 | 1 | 0 | 0 | 0 | 0 | 0 | 0 | 0 | 0 | 0 | 1 | 0 | 0 | 0 | 0 | 0 | 0 | 0 | 0 | 0 | 0 | 0 | 0 | 0 | 0 | 0 | 0 | 355181.1447 | 6.5664e-10 | 777621.5682 | 1.4376e-09 | 634016.8811 | 1.1721e-09 | 1156216.0783 | 0.0058592 | 801034.9336 | 0.0058592 | 378594.5102 | 0.0058592 | 522199.1973 | 0.0058592
Phase 4 Energy Reduction | 2027 | Lagging of Heating pipes | 0.03 | 0.56322 | 0.43678 | 0.04 | 0.078589 | 0.92141 | 0.035 | 0.24262 | 0.75738 | 0 | 1 | 0 | 0 | 1 | 0 | 0 | 1 | 0 | 1731578.4217 | 369934.414 | 6.8392e-10 | 3652850.4819 | 780394.9769 | 1.4428e-09 | 3002573.3842 | 641469.7778 | 1.1859e-09 | 0 | 0 | 0 | 0 | 0 | 0 | 0 | 0 | 0 | 0 | 0 | 1 | 0 | 0 | 0 | 0 | 0 | 0 | 0 | 0 | 0 | 1 | 0 | 0 | 0 | 0 | 0 | 0 | 0 | 0 | 0 | 1 | 0 | 0 | 0 | 0 | 0 | 0 | 0 | 0 | 0 | 0 | 0 | 0 | 0 | 0 | 0 | 0 | 369934.414 | 6.8392e-10 | 780394.9769 | 1.4428e-09 | 641469.7778 | 1.1859e-09 | 1156216.0783 | 0.0058592 | 786281.6643 | 0.0058592 | 375821.1014 | 0.0058592 | 514746.3005 | 0.0058592
Phase 4 Energy Reduction | 2027 | Lagging of Hot Water Pipes | 0.03 | 0.54632 | 0.45368 | 0.04 | 0.075446 | 0.92455 | 0.035 | 0.23413 | 0.76587 | 0 | 1 | 0 | 0 | 1 | 0 | 0 | 1 | 0 | 1798563.402 | 384245.0852 | 7.1037e-10 | 3665312.9066 | 783057.4494 | 1.4477e-09 | 3036237.7043 | 648661.8231 | 1.1992e-09 | 0 | 0 | 0 | 0 | 0 | 0 | 0 | 0 | 0 | 0 | 0 | 1 | 0 | 0 | 0 | 0 | 0 | 0 | 0 | 0 | 0 | 1 | 0 | 0 | 0 | 0 | 0 | 0 | 0 | 0 | 0 | 1 | 0 | 0 | 0 | 0 | 0 | 0 | 0 | 0 | 0 | 0 | 0 | 0 | 0 | 0 | 0 | 0 | 384245.0852 | 7.1037e-10 | 783057.4494 | 1.4477e-09 | 648661.8231 | 1.1992e-09 | 1156216.0783 | 0.0058592 | 771970.9931 | 0.0058592 | 373158.629 | 0.0058592 | 507554.2552 | 0.0058592
Phase 4 Energy Reduction | 2027 | Replace Pumps | 0 | 0.54632 | 0.45368 | 0 | 0.075446 | 0.92455 | 0 | 0.23413 | 0.76587 | 0.003 | 0.997 | 0.003 | 0.05 | 0.95 | 0.05 | 0.0265 | 0.9735 | 0.0265 | 1798563.402 | 384245.0852 | 7.1037e-10 | 3665312.9066 | 783057.4494 | 1.4477e-09 | 3036237.7043 | 648661.8231 | 1.1992e-09 | 5537.691 | 908.1564 | 1.7299e-12 | 92294.85 | 15135.9397 | 2.8831e-11 | 48916.2705 | 8022.0481 | 1.5281e-11 | 0 | 0 | 1 | 0 | 0 | 0 | 0 | 0 | 0 | 0 | 0 | 0 | 1 | 0 | 0 | 0 | 0 | 0 | 0 | 0 | 0 | 0 | 1 | 0 | 0 | 0 | 0 | 0 | 0 | 0 | 0 | 0 | 0 | 0 | 0 | 0 | 0 | 0 | 0 | 385153.2416 | 7.121e-10 | 798193.3891 | 1.4765e-09 | 656683.8712 | 1.2145e-09 | 1156216.0783 | 0.0058592 | 771062.8367 | 0.0058592 | 358022.6892 | 0.0058592 | 499532.2071 | 0.0058592
Phase 4 Energy Reduction | 2027 | Upgrading Fridges | 0 | 0.54632 | 0.45368 | 0 | 0.075446 | 0.92455 | 0 | 0.23413 | 0.76587 | 0.0286 | 0.96849 | 0.031514 | 0.0286 | 0.92283 | 0.07717 | 0.0286 | 0.94566 | 0.054342 | 1798563.402 | 384245.0852 | 7.1037e-10 | 3665312.9066 | 783057.4494 | 1.4477e-09 | 3036237.7043 | 648661.8231 | 1.1992e-09 | 58171.9672 | 9539.9406 | 1.8172e-11 | 142447.8715 | 23360.8094 | 4.4498e-11 | 100309.9194 | 16450.375 | 3.1335e-11 | 0 | 0 | 1 | 0 | 0 | 0 | 0 | 0 | 0 | 0 | 0 | 0 | 1 | 0 | 0 | 0 | 0 | 0 | 0 | 0 | 0 | 0 | 1 | 0 | 0 | 0 | 0 | 0 | 0 | 0 | 0 | 0 | 0 | 0 | 0 | 0 | 0 | 0 | 0 | 393785.0259 | 7.2854e-10 | 806418.2588 | 1.4922e-09 | 665112.1982 | 1.2305e-09 | 1156216.0783 | 0.0058592 | 762431.0525 | 0.0058592 | 349797.8196 | 0.0058592 | 491103.8802 | 0.0058592
Phase 4 Energy Reduction | 2028 | Upgrading Ovens | 0 | 0.54632 | 0.45368 | 0 | 0.075446 | 0.92455 | 0 | 0.23413 | 0.76587 | 0.00272 | 0.96585 | 0.034148 | 0.00272 | 0.92032 | 0.07968 | 0.00272 | 0.94309 | 0.056914 | 1798563.402 | 384245.0852 | 7.1037e-10 | 3665312.9066 | 783057.4494 | 1.4477e-09 | 3036237.7043 | 648661.8231 | 1.1992e-09 | 63034.5793 | 9330.542 | 1.7937e-11 | 147081.2531 | 21771.3489 | 4.1854e-11 | 105057.9162 | 15550.9454 | 2.9895e-11 | 0 | 0 | 1 | 0 | 0 | 0 | 0 | 0 | 0 | 0 | 0 | 0 | 1 | 0 | 0 | 0 | 0 | 0 | 0 | 0 | 0 | 0 | 1 | 0 | 0 | 0 | 0 | 0 | 0 | 0 | 0 | 0 | 0 | 0 | 0 | 0 | 0 | 0 | 0 | 393575.6273 | 7.2831e-10 | 804828.7982 | 1.4895e-09 | 664212.7686 | 1.2291e-09 | 1126731.7488 | 0.0058592 | 733156.1215 | 0.0058592 | 321902.9506 | 0.0058592 | 462518.9802 | 0.0058592
Phase 4 Energy Reduction | 2028 | Upgrading Hobs | 0 | 0.54632 | 0.45368 | 0 | 0.075446 | 0.92455 | 0 | 0.23413 | 0.76587 | 0.00272 | 0.96322 | 0.036776 | 0.00272 | 0.91782 | 0.082183 | 0.00272 | 0.94052 | 0.059479 | 1798563.402 | 384245.0852 | 7.1037e-10 | 3665312.9066 | 783057.4494 | 1.4477e-09 | 3036237.7043 | 648661.8231 | 1.1992e-09 | 67883.9651 | 10048.3607 | 1.9317e-11 | 151702.032 | 22455.3285 | 4.3169e-11 | 109792.9985 | 16251.8446 | 3.1243e-11 | 0 | 0 | 1 | 0 | 0 | 0 | 0 | 0 | 0 | 0 | 0 | 0 | 1 | 0 | 0 | 0 | 0 | 0 | 0 | 0 | 0 | 0 | 1 | 0 | 0 | 0 | 0 | 0 | 0 | 0 | 0 | 0 | 0 | 0 | 0 | 0 | 0 | 0 | 0 | 394293.4459 | 7.2969e-10 | 805512.7779 | 1.4908e-09 | 664913.6678 | 1.2305e-09 | 1126731.7488 | 0.0058592 | 732438.3029 | 0.0058592 | 321218.9709 | 0.0058592 | 461818.081 | 0.0058592
Phase 4 Energy Reduction | 2028 | Upgrading Washing Machine | 0 | 0.54632 | 0.45368 | 0 | 0.075446 | 0.92455 | 0 | 0.23413 | 0.76587 | 0.002142 | 0.96116 | 0.038839 | 0.002142 | 0.91585 | 0.084149 | 0.002142 | 0.93851 | 0.061494 | 1798563.402 | 384245.0852 | 7.1037e-10 | 3665312.9066 | 783057.4494 | 1.4477e-09 | 3036237.7043 | 648661.8231 | 1.1992e-09 | 71692.469 | 10612.1054 | 2.0401e-11 | 155330.9976 | 22992.4974 | 4.4201e-11 | 113511.7333 | 16802.3014 | 3.2301e-11 | 0 | 0 | 1 | 0 | 0 | 0 | 0 | 0 | 0 | 0 | 0 | 0 | 1 | 0 | 0 | 0 | 0 | 0 | 0 | 0 | 0 | 0 | 1 | 0 | 0 | 0 | 0 | 0 | 0 | 0 | 0 | 0 | 0 | 0 | 0 | 0 | 0 | 0 | 0 | 394857.1906 | 7.3077e-10 | 806049.9468 | 1.4919e-09 | 665464.1245 | 1.2315e-09 | 1126731.7488 | 0.0058592 | 731874.5582 | 0.0058592 | 320681.802 | 0.0058592 | 461267.6243 | 0.0058592
Phase 4 Energy Reduction | 2028 | Upgrade HVAC units | 0 | 0.54632 | 0.45368 | 0 | 0.075446 | 0.92455 | 0 | 0.23413 | 0.76587 | 0 | 0.96116 | 0.038839 | 0 | 0.91585 | 0.084149 | 0 | 0.93851 | 0.061494 | 1798563.402 | 384245.0852 | 7.1037e-10 | 3665312.9066 | 783057.4494 | 1.4477e-09 | 3036237.7043 | 648661.8231 | 1.1992e-09 | 71692.469 | 10612.1054 | 2.0401e-11 | 155330.9976 | 22992.4974 | 4.4201e-11 | 113511.7333 | 16802.3014 | 3.2301e-11 | 0 | 0 | 1 | 0 | 0 | 0 | 0 | 0 | 0 | 0 | 0 | 0 | 1 | 0 | 0 | 0 | 0 | 0 | 0 | 0 | 0 | 0 | 1 | 0 | 0 | 0 | 0 | 0 | 0 | 0 | 0 | 0 | 0 | 0 | 0 | 0 | 0 | 0 | 0 | 394857.1906 | 7.3077e-10 | 806049.9468 | 1.4919e-09 | 665464.1245 | 1.2315e-09 | 1126731.7488 | 0.0058592 | 731874.5582 | 0.0058592 | 320681.802 | 0.0058592 | 461267.6243 | 0.0058592
Phase 4 Energy Reduction | 2028 | LED Bulp & Fitting Replacement (Works Project) | 0 | 0.54632 | 0.45368 | 0 | 0.075446 | 0.92455 | 0 | 0.23413 | 0.76587 | 0.015 | 0.94674 | 0.053256 | 0.04 | 0.87922 | 0.12078 | 0.0275 | 0.9127 | 0.087303 | 1798563.402 | 384245.0852 | 7.1037e-10 | 3665312.9066 | 783057.4494 | 1.4477e-09 | 3036237.7043 | 648661.8231 | 1.1992e-09 | 98305.537 | 14551.4407 | 2.7974e-11 | 222953.6377 | 33002.1762 | 6.3444e-11 | 161152.3281 | 23854.1859 | 4.5858e-11 | 0 | 0 | 1 | 0 | 0 | 0 | 0 | 0 | 0 | 0 | 0 | 0 | 1 | 0 | 0 | 0 | 0 | 0 | 0 | 0 | 0 | 0 | 1 | 0 | 0 | 0 | 0 | 0 | 0 | 0 | 0 | 0 | 0 | 0 | 0 | 0 | 0 | 0 | 0 | 398796.526 | 7.3835e-10 | 816059.6255 | 1.5111e-09 | 672516.009 | 1.2451e-09 | 1126731.7488 | 0.0058592 | 727935.2228 | 0.0058592 | 310672.1233 | 0.0058592 | 454215.7397 | 0.0058592
Phase 4 Energy Reduction | 2029 | Lighting Occupancy (SALTO) | 0 | 0.54632 | 0.45368 | 0 | 0.075446 | 0.92455 | 0 | 0.23413 | 0.76587 | 0.0025 | 0.94438 | 0.055623 | 0.045 | 0.83965 | 0.16035 | 0.02375 | 0.89102 | 0.10898 | 1798563.402 | 384245.0852 | 7.1037e-10 | 3665312.9066 | 783057.4494 | 1.4477e-09 | 3036237.7043 | 648661.8231 | 1.1992e-09 | 102674.5157 | 13558.1385 | 2.6361e-11 | 295986.089 | 39084.8727 | 7.5992e-11 | 201165.0141 | 26563.7787 | 5.1647e-11 | 0 | 0 | 1 | 0 | 0 | 0 | 0 | 0 | 0 | 0 | 0 | 0 | 1 | 0 | 0 | 0 | 0 | 0 | 0 | 0 | 0 | 0 | 1 | 0 | 0 | 0 | 0 | 0 | 0 | 0 | 0 | 0 | 0 | 0 | 0 | 0 | 0 | 0 | 0 | 397803.2237 | 7.3673e-10 | 822142.3221 | 1.5237e-09 | 675225.6019 | 1.2509e-09 | 1097247.4192 | 0.0058592 | 699444.1956 | 0.0058592 | 275105.0971 | 0.0058592 | 422021.8174 | 0.0058592
Phase 4 Energy Reduction | 2029 | Underfloor Heating required when using Ground source heat pumps | 0 | 0.54632 | 0.45368 | 0 | 0.075446 | 0.92455 | 0 | 0.23413 | 0.76587 | 0 | 0.94438 | 0.055623 | 0 | 0.83965 | 0.16035 | 0 | 0.89102 | 0.10898 | 1798563.402 | 384245.0852 | 7.1037e-10 | 3665312.9066 | 783057.4494 | 1.4477e-09 | 3036237.7043 | 648661.8231 | 1.1992e-09 | 102674.5157 | 13558.1385 | 2.6361e-11 | 295986.089 | 39084.8727 | 7.5992e-11 | 201165.0141 | 26563.7787 | 5.1647e-11 | 0 | 0 | 1 | 0 | 0 | 0 | 0 | 0 | 0 | 0 | 0 | 0 | 1 | 0 | 0 | 0 | 0 | 0 | 0 | 0 | 0 | 0 | 1 | 0 | 0 | 0 | 0 | 0 | 0 | 0 | 0 | 0 | 0 | 0 | 0 | 0 | 0 | 0 | 0 | 397803.2237 | 7.3673e-10 | 822142.3221 | 1.5237e-09 | 675225.6019 | 1.2509e-09 | 1097247.4192 | 0.0058592 | 699444.1956 | 0.0058592 | 275105.0971 | 0.0058592 | 422021.8174 | 0.0058592
Phase 4 Energy Reduction | 2029 | Replacement Larger radiators required when using ground source heat pumps as heat source | 0 | 0.54632 | 0.45368 | 0 | 0.075446 | 0.92455 | 0 | 0.23413 | 0.76587 | 0 | 0.94438 | 0.055623 | 0 | 0.83965 | 0.16035 | 0 | 0.89102 | 0.10898 | 1798563.402 | 384245.0852 | 7.1037e-10 | 3665312.9066 | 783057.4494 | 1.4477e-09 | 3036237.7043 | 648661.8231 | 1.1992e-09 | 102674.5157 | 13558.1385 | 2.6361e-11 | 295986.089 | 39084.8727 | 7.5992e-11 | 201165.0141 | 26563.7787 | 5.1647e-11 | 0 | 0 | 1 | 0 | 0 | 0 | 0 | 0 | 0 | 0 | 0 | 0 | 1 | 0 | 0 | 0 | 0 | 0 | 0 | 0 | 0 | 0 | 1 | 0 | 0 | 0 | 0 | 0 | 0 | 0 | 0 | 0 | 0 | 0 | 0 | 0 | 0 | 0 | 0 | 397803.2237 | 7.3673e-10 | 822142.3221 | 1.5237e-09 | 675225.6019 | 1.2509e-09 | 1097247.4192 | 0.0058592 | 699444.1956 | 0.0058592 | 275105.0971 | 0.0058592 | 422021.8174 | 0.0058592
Phase 4 Energy Reduction | 2029 | Carpets/carpet Tiles replacements as carpets to be removed to fit unde floor heating | 0 | 0.54632 | 0.45368 | 0 | 0.075446 | 0.92455 | 0 | 0.23413 | 0.76587 | 0 | 0.94438 | 0.055623 | 0 | 0.83965 | 0.16035 | 0 | 0.89102 | 0.10898 | 1798563.402 | 384245.0852 | 7.1037e-10 | 3665312.9066 | 783057.4494 | 1.4477e-09 | 3036237.7043 | 648661.8231 | 1.1992e-09 | 102674.5157 | 13558.1385 | 2.6361e-11 | 295986.089 | 39084.8727 | 7.5992e-11 | 201165.0141 | 26563.7787 | 5.1647e-11 | 0 | 0 | 1 | 0 | 0 | 0 | 0 | 0 | 0 | 0 | 0 | 0 | 1 | 0 | 0 | 0 | 0 | 0 | 0 | 0 | 0 | 0 | 1 | 0 | 0 | 0 | 0 | 0 | 0 | 0 | 0 | 0 | 0 | 0 | 0 | 0 | 0 | 0 | 0 | 397803.2237 | 7.3673e-10 | 822142.3221 | 1.5237e-09 | 675225.6019 | 1.2509e-09 | 1097247.4192 | 0.0058592 | 699444.1956 | 0.0058592 | 275105.0971 | 0.0058592 | 422021.8174 | 0.0058592
Phase 4 Energy Reduction | 2029 | TREND BMS upgrade | 0 | 0.54632 | 0.45368 | 0 | 0.075446 | 0.92455 | 0 | 0.23413 | 0.76587 | 0 | 0.94438 | 0.055623 | 0 | 0.83965 | 0.16035 | 0 | 0.89102 | 0.10898 | 1798563.402 | 384245.0852 | 7.1037e-10 | 3665312.9066 | 783057.4494 | 1.4477e-09 | 3036237.7043 | 648661.8231 | 1.1992e-09 | 102674.5157 | 13558.1385 | 2.6361e-11 | 295986.089 | 39084.8727 | 7.5992e-11 | 201165.0141 | 26563.7787 | 5.1647e-11 | 0 | 0 | 1 | 0 | 0 | 0 | 0 | 0 | 0 | 0 | 0 | 0 | 1 | 0 | 0 | 0 | 0 | 0 | 0 | 0 | 0 | 0 | 1 | 0 | 0 | 0 | 0 | 0 | 0 | 0 | 0 | 0 | 0 | 0 | 0 | 0 | 0 | 0 | 0 | 397803.2237 | 7.3673e-10 | 822142.3221 | 1.5237e-09 | 675225.6019 | 1.2509e-09 | 1097247.4192 | 0.0058592 | 699444.1956 | 0.0058592 | 275105.0971 | 0.0058592 | 422021.8174 | 0.0058592
Phase 4 Energy Reduction | 2030 | All Day Storage heaters run by air source heat pumps | 0 | 0.54632 | 0.45368 | 0 | 0.075446 | 0.92455 | 0 | 0.23413 | 0.76587 | 0 | 0.94438 | 0.055623 | 0 | 0.83965 | 0.16035 | 0 | 0.89102 | 0.10898 | 1798563.402 | 384245.0852 | 7.1037e-10 | 3665312.9066 | 783057.4494 | 1.4477e-09 | 3036237.7043 | 648661.8231 | 1.1992e-09 | 102674.5157 | 11918.1286 | 2.3504e-11 | 295986.089 | 34357.1163 | 6.7757e-11 | 201165.0141 | 23350.5899 | 4.6051e-11 | 0 | 0 | 1 | 0 | 0 | 0 | 0 | 0 | 0 | 0 | 0 | 0 | 1 | 0 | 0 | 0 | 0 | 0 | 0 | 0 | 0 | 0 | 1 | 0 | 0 | 0 | 0 | 0 | 0 | 0 | 0 | 0 | 0 | 0 | 0 | 0 | 0 | 0 | 0 | 396163.2138 | 7.3388e-10 | 817414.5657 | 1.5154e-09 | 672012.4131 | 1.2453e-09 | 1067763.0897 | 0.0058592 | 671599.8759 | 0.0058592 | 250348.524 | 0.0058592 | 395750.6766 | 0.0058592
Phase 5 Install Sustainble Energy Generation Solutions | 2030 | Electric Boilers | 0.25 |  | 0.59026 | 0.25 |  | 0.94342 | 0.25 |  | 0.82441 | 0 | 0.94438 | 0.055623 | 0 | 0.83965 | 0.16035 | 0 | 0.89102 | 0.10898 | 2340025.3268 | 499923.0108 | 9.2423e-10 | 3740087.4552 | 799032.2839 | 1.4772e-09 | 3268281.0534 | 698235.5643 | 1.2909e-09 | 102674.5157 | 11918.1286 | 2.3504e-11 | 295986.089 | 34357.1163 | 6.7757e-11 | 201165.0141 | 23350.5899 | 4.6051e-11 | 0.13658 | 0 | 1 | 0 | 0.13658 | 541461.9247 | -52911.5887 | -184589.2925 | 0 | -237500.8813 | 0.018861 | 0 | 1 | 0 | 0.018861 | 74774.5486 | -7306.9591 | -25491.3234 | 0 | -32798.2825 | 0.058532 | 0 | 1 | 0 | 0.058532 | 232043.3492 | -22675.2458 | -79105.6872 | 0 | -101780.9331 | -237500.8813 | -27568.3409 | -5.4369e-11 | -32798.2825 | -3807.1195 | -7.5082e-12 | -101780.9331 | -11814.4044 | -4.3121e-11 | 484272.7985 | 8.9337e-10 | 829582.2808 | 1.5375e-09 | 709771.7498 | 1.2938e-09 | 1067763.0897 | 0.0058592 | 583490.2912 | 0.0058592 | 238180.8089 | 0.0058592 | 357991.3399 | 0.0058592
Phase 5 Install Sustainble Energy Genration Solutions | 2030 | Ground Source Heat Pumps (DWB, Parks Road & Merifield) | 0.45 |  | 0.8361 | 0.45 |  | 0.97737 | 0.45 |  | 0.92976 | 0 | 0.94438 | 0.055623 | 0 | 0.83965 | 0.16035 | 0 | 0.89102 | 0.10898 | 3314656.7913 | 708143.2769 | 1.3092e-09 | 3874681.6427 | 827786.9861 | 1.5304e-09 | 3685959.082 | 787468.2983 | 1.4558e-09 | 102674.5157 | 11918.1286 | 2.3504e-11 | 295986.089 | 34357.1163 | 6.7757e-11 | 201165.0141 | 23350.5899 | 4.6051e-11 | 0.38243 | 0 | 1 | 0 | 0.38243 | 1516093.3893 | -148152.4485 | -516850.0191 | 0 | -665002.4675 | 0.052812 | 0 | 1 | 0 | 0.052812 | 209368.736 | -20459.4856 | -71375.7055 | 0 | -91835.1911 | 0.16389 | 0 | 1 | 0 | 0.16389 | 649721.3777 | -63490.6884 | -221495.9242 | 0 | -284986.6126 | -665002.4675 | -77191.3545 | -1.5223e-10 | -91835.1911 | -10659.9346 | -2.1023e-11 | -284986.6126 | -33080.3324 | -1.2074e-10 | 642870.051 | 1.1805e-09 | 851484.1679 | 1.5771e-09 | 777738.5558 | 1.3811e-09 | 1067763.0897 | 0.0058592 | 424893.0387 | 0.0058592 | 216278.9218 | 0.0058592 | 290024.5339 | 0.0058592
Phase 5 Install Sustainble Energy Genration Solutions | 2031 | Air Source Heat Pumps (DWB, Parks Road & Merifield) | 0.3 |  | 1 | 0.3 |  | 1 | 0.3 |  | 1 | 0 | 0.94438 | 0.055623 | 0 | 0.83965 | 0.16035 | 0 | 0.89102 | 0.10898 | 3964411.101 | 846956.7876 | 1.5658e-09 | 3964411.101 | 846956.7876 | 1.5658e-09 | 3964411.101 | 846956.7876 | 1.5658e-09 | 102674.5157 | 10278.1188 | 2.0648e-11 | 295986.089 | 29629.3599 | 5.9523e-11 | 201165.0141 | 20137.4011 | 4.0454e-11 | 0.54632 | 0 | 1 | 0 | 0.54632 | 2165847.6989 | -211646.3549 | -738357.1701 | 0 | -950003.525 | 0.075446 | 0 | 1 | 0 | 0.075446 | 299098.1943 | -29227.8366 | -101965.2935 | 0 | -131193.1301 | 0.23413 | 0 | 1 | 0 | 0.23413 | 928173.3967 | -90700.9834 | -316422.7489 | 0 | -407123.7323 | -950003.525 | -95099.0516 | -1.9105e-10 | -131193.1301 | -13132.9431 | -2.6383e-11 | -407123.7323 | -40754.6707 | -1.7248e-10 | 762135.8548 | 1.3954e-09 | 863453.2044 | 1.599e-09 | 826339.518 | 1.4338e-09 | 1038278.7602 | 0.0058592 | 276142.9054 | 0.0058592 | 174825.5558 | 0.0058592 | 211939.2421 | 0.0058592
Phase 5 Install Sustainble Energy Genration Solutions | 2031 | PV (Solar Panels) small arrays some to generate electricity most to generate hot water | 0 |  | 1 | 0 |  | 1 | 0 |  | 1 | 0.041 | 0.90566 | 0.094343 | 0.08 | 0.77248 | 0.22752 | 0.0605 | 0.83711 | 0.16289 | 3964411.101 | 846956.7876 | 1.5658e-09 | 3964411.101 | 846956.7876 | 1.5658e-09 | 3964411.101 | 846956.7876 | 1.5658e-09 | 174146.6375 | 17432.7564 | 3.5021e-11 | 419978.9619 | 42041.5292 | 8.4458e-11 | 300671.2992 | 30098.3677 | 6.0465e-11 | 0.54632 | 0 | 1 | 0 | 0.54632 | 2165847.6989 | -211646.3549 | -738357.1701 | 0 | -950003.525 | 0.075446 | 0 | 1 | 0 | 0.075446 | 299098.1943 | -29227.8366 | -101965.2935 | 0 | -131193.1301 | 0.23413 | 0 | 1 | 0 | 0.23413 | 928173.3967 | -90700.9834 | -316422.7489 | 0 | -407123.7323 | -950003.525 | -95099.0516 | -1.9105e-10 | -131193.1301 | -13132.9431 | -2.6383e-11 | -407123.7323 | -40754.6707 | -1.7248e-10 | 769290.4924 | 1.4098e-09 | 875865.3737 | 1.6239e-09 | 836300.4846 | 1.4538e-09 | 1038278.7602 | 0.0058592 | 268988.2677 | 0.0058592 | 162413.3864 | 0.0058592 | 201978.2756 | 0.0058592
Phase 5 Install Sustainble Energy Generation Solutions | 2031 | SunAmp Cubes (Parks Road £340,000 Merifield £50,000 DWB £100,000) to replace Calorifiers | 0 |  | 1 | 0 |  | 1 | 0 |  | 1 | 0 | 0.90566 | 0.094343 | 0 | 0.77248 | 0.22752 | 0 | 0.83711 | 0.16289 | 3964411.101 | 846956.7876 | 1.5658e-09 | 3964411.101 | 846956.7876 | 1.5658e-09 | 3964411.101 | 846956.7876 | 1.5658e-09 | 174146.6375 | 17432.7564 | 3.5021e-11 | 419978.9619 | 42041.5292 | 8.4458e-11 | 300671.2992 | 30098.3677 | 6.0465e-11 | 0.54632 | 0 | 1 | 0 | 0.54632 | 2165847.6989 | -211646.3549 | -738357.1701 | 0 | -950003.525 | 0.075446 | 0 | 1 | 0 | 0.075446 | 299098.1943 | -29227.8366 | -101965.2935 | 0 | -131193.1301 | 0.23413 | 0 | 1 | 0 | 0.23413 | 928173.3967 | -90700.9834 | -316422.7489 | 0 | -407123.7323 | -950003.525 | -95099.0516 | -1.9105e-10 | -131193.1301 | -13132.9431 | -2.6383e-11 | -407123.7323 | -40754.6707 | -1.7248e-10 | 769290.4924 | 1.4098e-09 | 875865.3737 | 1.6239e-09 | 836300.4846 | 1.4538e-09 | 1038278.7602 | 0.0058592 | 268988.2677 | 0.0058592 | 162413.3864 | 0.0058592 | 201978.2756 | 0.0058592
Phase 5 Install Sustainble Energy Genration Solutions | 2031 | Upgrade of Love Lane Transformer by SSE should it be required | 0 |  | 1 | 0 |  | 1 | 0 |  | 1 | 0.0052 | 0.90095 | 0.099052 | 0.0052 | 0.76846 | 0.23154 | 0.0052 | 0.83276 | 0.16724 | 3964411.101 | 846956.7876 | 1.5658e-09 | 3964411.101 | 846956.7876 | 1.5658e-09 | 3964411.101 | 846956.7876 | 1.5658e-09 | 182839.7394 | 18302.9698 | 3.6769e-11 | 427393.7357 | 42783.777 | 8.5949e-11 | 308706.4729 | 30902.7199 | 6.2081e-11 | 0.54632 | 0 | 1 | 0 | 0.54632 | 2165847.6989 | -211646.3549 | -738357.1701 | 0 | -950003.525 | 0.075446 | 0 | 1 | 0 | 0.075446 | 299098.1943 | -29227.8366 | -101965.2935 | 0 | -131193.1301 | 0.23413 | 0 | 1 | 0 | 0.23413 | 928173.3967 | -90700.9834 | -316422.7489 | 0 | -407123.7323 | -950003.525 | -95099.0516 | -1.9105e-10 | -131193.1301 | -13132.9431 | -2.6383e-11 | -407123.7323 | -40754.6707 | -1.7248e-10 | 770160.7058 | 1.4115e-09 | 876607.6215 | 1.6254e-09 | 837104.8368 | 1.4554e-09 | 1038278.7602 | 0.0058592 | 268118.0544 | 0.0058592 | 161671.1387 | 0.0058592 | 201173.9234 | 0.0058592
Phase 5 Install Sustainble Energy Genration Solutions | 2031 | Landscaping due to ground source heat pump installing and changes to underground services | 0 |  | 1 | 0 |  | 1 | 0 |  | 1 | 0 | 0.90095 | 0.099052 | 0 | 0.76846 | 0.23154 | 0 | 0.83276 | 0.16724 | 3964411.101 | 846956.7876 | 1.5658e-09 | 3964411.101 | 846956.7876 | 1.5658e-09 | 3964411.101 | 846956.7876 | 1.5658e-09 | 182839.7394 | 18302.9698 | 3.6769e-11 | 427393.7357 | 42783.777 | 8.5949e-11 | 308706.4729 | 30902.7199 | 6.2081e-11 | 0.54632 | 0 | 1 | 0 | 0.54632 | 2165847.6989 | -211646.3549 | -738357.1701 | 0 | -950003.525 | 0.075446 | 0 | 1 | 0 | 0.075446 | 299098.1943 | -29227.8366 | -101965.2935 | 0 | -131193.1301 | 0.23413 | 0 | 1 | 0 | 0.23413 | 928173.3967 | -90700.9834 | -316422.7489 | 0 | -407123.7323 | -950003.525 | -95099.0516 | -1.9105e-10 | -131193.1301 | -13132.9431 | -2.6383e-11 | -407123.7323 | -40754.6707 | -1.7248e-10 | 770160.7058 | 1.4115e-09 | 876607.6215 | 1.6254e-09 | 837104.8368 | 1.4554e-09 | 1038278.7602 | 0.0058592 | 268118.0544 | 0.0058592 | 161671.1387 | 0.0058592 | 201173.9234 | 0.0058592
Phase 5 Install Sustainble Energy Genration Solutions | 2032 | Upgrading of services pipework (Electric, Water, Gas pipe and meter removal and changes to Sewerage system | 0 |  | 1 | 0 |  | 1 | 0 |  | 1 | 0 | 0.90095 | 0.099052 | 0 | 0.76846 | 0.23154 | 0 | 0.83276 | 0.16724 | 3964411.101 | 846956.7876 | 1.5658e-09 | 3964411.101 | 846956.7876 | 1.5658e-09 | 3964411.101 | 846956.7876 | 1.5658e-09 | 182839.7394 | 15382.4888 | 3.1683e-11 | 427393.7357 | 35957.0593 | 7.4059e-11 | 308706.4729 | 25971.782 | 5.3493e-11 | 0.54632 | 0 | 1 | 0 | 0.54632 | 2165847.6989 | -211646.3549 | -738357.1701 | 0 | -950003.525 | 0.075446 | 0 | 1 | 0 | 0.075446 | 299098.1943 | -29227.8366 | -101965.2935 | 0 | -131193.1301 | 0.23413 | 0 | 1 | 0 | 0.23413 | 928173.3967 | -90700.9834 | -316422.7489 | 0 | -407123.7323 | -950003.525 | -79924.7396 | -1.6462e-10 | -131193.1301 | -11037.4083 | -2.2733e-11 | -407123.7323 | -34251.7237 | -7.0547e-11 | 782414.5368 | 1.4329e-09 | 871876.4386 | 1.6171e-09 | 838676.8459 | 1.5488e-09 | 1008794.4306 | 0.0058592 | 226379.8939 | 0.0058592 | 136917.992 | 0.0058592 | 170117.5847 | 0.0058592
Extrapolated | 2033 | NA | 0 |  | 1 | 0 |  | 1 | 0 |  | 1 | 0 | 0.90095 | 0.099052 | 0 | 0.76846 | 0.23154 | 0 | 0.83276 | 0.16724 | 3964411.101 | 846956.7876 | 1.5658e-09 | 3964411.101 | 846956.7876 | 1.5658e-09 | 3964411.101 | 846956.7876 | 1.5658e-09 | 182839.7394 | 12462.0078 | 2.6596e-11 | 427393.7357 | 29130.3415 | 6.2169e-11 | 308706.4729 | 21040.8442 | 4.4905e-11 | 0.54632 | 0 | 1 | 0 | 0.54632 | 2165847.6989 | -211646.3549 | -738357.1701 | 0 | -950003.525 | 0.075446 | 0 | 1 | 0 | 0.075446 | 299098.1943 | -29227.8366 | -101965.2935 | 0 | -131193.1301 | 0.23413 | 0 | 1 | 0 | 0.23413 | 928173.3967 | -90700.9834 | -316422.7489 | 0 | -407123.7323 | -950003.525 | -64750.4276 | -1.3819e-10 | -131193.1301 | -8941.8734 | -1.9083e-11 | -407123.7323 | -27748.7768 | -5.922e-11 | 794668.3678 | 1.4542e-09 | 867145.2557 | 1.6089e-09 | 840248.855 | 1.5515e-09 | 979310.1011 | 0.0058592 | 184641.7333 | 0.0058592 | 112164.8454 | 0.0058592 | 139061.2461 | 0.0058592
Extrapolated | 2034 | NA | 0 |  | 1 | 0 |  | 1 | 0 |  | 1 | 0 | 0.90095 | 0.099052 | 0 | 0.76846 | 0.23154 | 0 | 0.83276 | 0.16724 | 3964411.101 | 846956.7876 | 1.5658e-09 | 3964411.101 | 846956.7876 | 1.5658e-09 | 3964411.101 | 846956.7876 | 1.5658e-09 | 182839.7394 | 9541.5268 | 2.1509e-11 | 427393.7357 | 22303.6238 | 5.0279e-11 | 308706.4729 | 16109.9063 | 3.6316e-11 | 0.54632 | 0 | 1 | 0 | 0.54632 | 2165847.6989 | -211646.3549 | -738357.1701 | 0 | -950003.525 | 0.075446 | 0 | 1 | 0 | 0.075446 | 299098.1943 | -29227.8366 | -101965.2935 | 0 | -131193.1301 | 0.23413 | 0 | 1 | 0 | 0.23413 | 928173.3967 | -90700.9834 | -316422.7489 | 0 | -407123.7323 | -950003.525 | -49576.1156 | -1.1176e-10 | -131193.1301 | -6846.3386 | -1.5434e-11 | -407123.7323 | -21245.8298 | -4.7894e-11 | 806922.1987 | 1.4756e-09 | 862414.0729 | 1.6007e-09 | 841820.8641 | 1.5542e-09 | 949825.7715 | 0.0058592 | 142903.5728 | 0.0058592 | 87411.6987 | 0.0058592 | 108004.9074 | 0.0058592
Extrapolated | 2035 | NA | 0 |  | 1 | 0 |  | 1 | 0 |  | 1 | 0 | 0.90095 | 0.099052 | 0 | 0.76846 | 0.23154 | 0 | 0.83276 | 0.16724 | 3964411.101 | 846956.7876 | 1.5658e-09 | 3964411.101 | 846956.7876 | 1.5658e-09 | 3964411.101 | 846956.7876 | 1.5658e-09 | 182839.7394 | 6621.0458 | 1.6423e-11 | 427393.7357 | 15476.9061 | 3.8389e-11 | 308706.4729 | 11178.9685 | 2.7728e-11 | 0.54632 | 0 | 1 | 0 | 0.54632 | 2165847.6989 | -211646.3549 | -738357.1701 | 0 | -950003.525 | 0.075446 | 0 | 1 | 0 | 0.075446 | 299098.1943 | -29227.8366 | -101965.2935 | 0 | -131193.1301 | 0.23413 | 0 | 1 | 0 | 0.23413 | 928173.3967 | -90700.9834 | -316422.7489 | 0 | -407123.7323 | -950003.525 | -34401.8036 | -8.533e-11 | -131193.1301 | -4750.8037 | -1.1784e-11 | -407123.7323 | -14742.8829 | -3.6568e-11 | 819176.0297 | 1.4969e-09 | 857682.89 | 1.5924e-09 | 843392.8732 | 1.557e-09 | 949825.7715 | 1.7996e-09 | 130649.7418 | 3.0274e-10 | 92142.8816 | 2.0722e-10 | 106432.8983 | 2.4267e-10
Table 2: Additional electricity requirements for sustainable energy generation methods
| Column1 | FUEL SAVINGS PERCENTAGE | Column2 | Column3 | FUEL kWh equivalent | Column4 | Column5 | Additional electricity KWH requirement | Column6 | Column7 | Column8
|  | Percentage fuel savings (%) |  |  | Efficiency of sustainable energy generation solutions
| Name | lower bound | upper bound | median
| Electric boiler | 0.25 | 0.25 | 0.25 | -0.75758
| GSHP | 0.45 | 0.45 | 0.45 | -0.32573
| ASHP | 0.3 | 0.3 | 0.3 | -0.369
Table 3: Carbon/biodiversity intensities per KwH per year
| Year | Total KwH | Carbon | biodiversity | change in BAU Carbon | change in BAU biodiv
electricity | 2022 | 1845897 | 0.24386 | 4.5148e-16 | 0 | 0
| 2023 | 1845897 | 0.22789 | 4.2366e-16 | 29484.3295 | 5.1353e-11
| 2024 | 1845897 | 0.21191 | 3.9584e-16 | 58968.6591 | 1.0271e-10
| 2025 | 1845897 | 0.19594 | 3.6802e-16 | 88452.9886 | 1.5406e-10
| 2026 | 1845897 | 0.17997 | 3.402e-16 | 117937.3182 | 2.0541e-10
| 2027 | 1845897 | 0.164 | 3.1238e-16 | 147421.6477 | 2.5677e-10
| 2028 | 1845897 | 0.14802 | 2.8456e-16 | 176905.9772 | 3.0812e-10
| 2029 | 1845897 | 0.13205 | 2.5674e-16 | 206390.3068 | 3.5947e-10
| 2030 | 1845897 | 0.11608 | 2.2892e-16 | 235874.6363 | 4.1083e-10
| 2031 | 1845897 | 0.1001 | 2.011e-16 | 265358.9659 | 4.6218e-10
| 2032 | 1845897 | 0.084131 | 1.7328e-16 | 294843.2954 | 5.1353e-10
| 2033 | 1845897 | 0.068158 | 1.4546e-16 | 324327.6249 | 5.6488e-10
| 2034 | 1845897 | 0.052185 | 1.1764e-16 | 353811.9545 | 6.1624e-10
| 2035 | 1845897 | 0.036212 | 8.982e-17 | 383296.284 | 6.6759e-10
| Fuel | 3964411.101 | 0.21364 | 3.9497e-16

## 4a. Savings and Impacts
Table 1: embodied impacts of Net Zero activities, including sources of environmental pressures. Carbon and biodiversity impacts dissagreggated by activity can be found at sheet 4(b): Impacts- detailed
Activity | Name | More Detail | Source | Total carbon impact kg CO2e | Total biodiversity impact
Phase 1 Energy Monitoring | Installing meters to measure Heat and Electric at point of use (Per Staircase) | NA | NA | 0 | 0
Phase 1 Energy Monitoring | Heating Occupancy (EyeSeaGreen) | NA | NA | 0 | 0
Phase 2 Surveys | Electric Metering Survey | NA | NA | 0 | 0
Phase 2 Surveys | Loft Surveys | NA | NA | 0 | 0
Phase 2 Surveys | Window Surveys | NA | NA | 0 | 0
Phase 2 Surveys | Building fabric | NA | NA | 0 | 0
Phase 2 Surveys | Pipes | NA | NA | 0 | 0
Phase 2 Surveys | Pumps | NA | NA | 0 | 0
Phase 3 Improve Building Fabric | Windows replace glazing with Vacuum (Grade 2 Listed) & Secondary and Triple where appropriate. | Solar Gard Low-E film ECOLUX 70 | (The International EPD System, 2023a) | 3732.9953 | 2.3311e-05
Phase 3 Improve Building Fabric | Windows replace glazing with Vacuum (Grade 2 Listed) & Secondary and Triple where appropriate. | Double glazing- aluminium | (Saadatian et al., 2021) | 136696.3146 | 0.00056825
Phase 3 Improve Building Fabric | Windows replace glazing with Vacuum (Grade 2 Listed) & Secondary and Triple where appropriate. | Double glazing- wood | (Saadatian et al., 2021) | 32261.5857 | 0.00015851
Phase 3 Improve Building Fabric | Windows replace glazing with Vacuum (Grade 2 Listed) & Secondary and Triple where appropriate. | Triple glazing- aluminium | (Saadatian et al., 2021) | 144050.8729 | 0.00065438
Phase 3 Improve Building Fabric | Windows replace glazing with Vacuum (Grade 2 Listed) & Secondary and Triple where appropriate. | Triple glazing- wood | (Saadatian et al., 2021) | 45216.6865 | 0.00025985
Phase 3 Improve Building Fabric | Designing and constructing/fitting Heritage Shutters HMR & Front Quad | Solar Shading Devices- Venetian blinds | (Ift Rosenheim GmbH, 2020). | 0 | 0.00065661
Phase 3 Improve Building Fabric | Insulate Lofts | Mineral Wool insulation | (Densley Tingley et al., 2015) | 76048 | 0.00045566
Phase 3 Improve Building Fabric | Insulate Lofts | Wood Fibre insulation | (Densley Tingley et al., 2015) | 76048 | 0.00045566
Phase 3 Improve Building Fabric | Seal Air Gaps | Top Gun Sealant (1414X) Europe | (The International EPD System, 2018) | 13328 | 0.00051263
Phase 3 Improve Building Fabric | Window apertures/architraves (sealing/draught proofing) | Silicone based products type 1 (Quattro sealant alternative) | (IBU EPD, 2022) | 49646.879 | 0.00016324
Phase 3 Improve Building Fabric | Window apertures/architraves (sealing/draught proofing) | Silicone based products type 2 (Quattro sealant alternative) | (IBU EPD, 2022) | 57756.3008 | 0.00021093
Phase 3 Improve Building Fabric | Window apertures/architraves (sealing/draught proofing) | Silicone based products type 3 (Quattro sealant alternative) | (IBU EPD, 2022) | 65829.6165 | 0.00039368
Phase 3 Improve Building Fabric | Suspended Floors Spraying (Q Bot) | Elastospray LCA- closed cell | (ASTM International, 2018) | 12954.5305 | 3.8492e-05
Phase 3 Improve Building Fabric | Insulate cold bridges | NA | NA | 0 | 0
Phase 3 Improve Building Fabric | Adding internal Insulation on Cold External walls plus plastering and decoration | Phenolic Foam insulation | (Densley Tingley et al., 2015) | 76637.7235 | 0.00046298
Phase 3 Improve Building Fabric | Adding internal Insulation on Cold External walls plus plastering and decoration | EPS insulation | (Densley Tingley et al., 2015) | 64598.5031 | 0.00034214
Phase 3 Improve Building Fabric | Adding internal Insulation on Cold External walls plus plastering and decoration | Mineral Wool insulation | (Densley Tingley et al., 2015) | 69719.664 | 0.00041914
Phase 3 Improve Building Fabric | Cavity Wall Insulation | EPS insulation | (Densley Tingley et al., 2015) | 352355.4716 | 0.0018662
Phase 3 Improve Building Fabric | Cavity Wall Insulation | Mineral Wool insulation | (Densley Tingley et al., 2015) | 380289.0764 | 0.0022862
Phase 3 Improve Building Fabric | External Doors (Glass) | Technishield 70 40 MM Glazed door | (The International EPD System, 2022) | 2705.0464 | 0.00091499
Phase 4 Energy Reduction | Lagging of Heating pipes | Lagging material | (BRE Global, 2021) | 6504.5413 | 3.3869e-05
Phase 4 Energy Reduction | Lagging of Hot Water Pipes | Lagging material | (BRE Global, 2021) | 6460.4628 | 3.364e-05
Phase 4 Energy Reduction | Replace Pumps | MAGNA3 25 Cast Iron Pump | (IBU EPD, 2018) | 6279.936 | 2.6893e-05
Phase 4 Energy Reduction | Upgrading Fridges | Objet Collection refrigerator | (EPD Norway, 2022b) | 113115.69 | 0.00099955
Phase 4 Energy Reduction | Upgrading Ovens | Highly Efficient Oven 3, oven cleaner | (Landi et al., 2019) | 53196 | 0.00028837
Phase 4 Energy Reduction | Upgrading Hobs | Electronic boards for hob | (Elduque et al., 2014) | 3194.84 | 2.5567e-05
Phase 4 Energy Reduction | Upgrading Washing Machine | Washing Machine | (Alejandre et al., 2022) | 724.164 | 2.0277e-06
Phase 4 Energy Reduction | Upgrading HVAC units | NA | NA | 0 | 0
Phase 4 Energy Reduction | LED Bulp & Fitting Replacement (Works Project) | i60-1200 LED 4600 HF OP | (EPD Norway, 2023) | 30453.3575 | 0.00014469
Phase 4 Energy Reduction | Lighting Occupancy (SALTO) | NA | NA | 0 | 0
Phase 4 Energy Reduction | Underfloor Heating required when using Ground source heat pumps | Underfloor heating system- Brass & Fittings, S.L. | (The International EPD System, 2021) | 154756.4414 | 0.00060483
Phase 4 Energy Reduction | Replacement Larger radiators required when using ground source heat pumps as heat source | Lyngson radiator type 22 size – h500mm x L700 mm | (EPD Norway, 2022a) | 5718.1406 | 3.448e-05
Phase 4 Energy Reduction | Carpets/carpet Tiles replacements as carpets to be removed to fit unde floor heating | tiltnturn Carpet Tiles- Burmatex | (The International EPD System, 2023b) | 247409.954 | 0.0013662
Phase 4 Energy Reduction | Trend BMS upgrade | NA | NA | 0 | 0
Phase 4 Energy Reduction | All Day Storage heaters run by air source heat pumps | NA | NA | 0 | 0
Phase 4 Energy Reduction | Hydrogen Ready/Electric Boilers | Høiax Connected 200 Water Heater | (Shibata et al., 2023) | 262460 | 0.00073491
Phase 5 Install Sustainable Energy Generation Solutions | Ground Source Heat Pumps (DWB, Parks Road & Merifield) | Ground Source Heat Pump | (Saner et al., 2010) | 234600 | 0.00085248
Phase 5 Install Sustainable Energy Generation Solutions | Air Source Heat Pump |  | (Shibata et al., 2023) | 162839.9911 | 0.00045596
Phase 5 Install Sustainable Energy Generation Solutions | PV (Solar Panels) small arrays some to generate electricity most to generate hot water |  | (EPD Norway, 2021) | 42111.9325 | 0.00015281
Phase 5 Install Sustainable Energy Generation Solutions | SunAmp Cubes (Parks Road £340,000 Merifield £50,000 DWB £100,000) to replace Calorifiers | PCM with GSHP combination | (SunAmp, 2024) | 78045.2908 | 0.00021853
Phase 5 Install Sustainable Energy Generation Solutions | Upgrade of Love Lane Transformer by SSE should it be required | NA | NA | 0 | 0
Phase 5 Install Sustainable Energy Generation Solutions | Landscaping due to ground source heat pump installing and changes to underground services | NA | NA | 0 | 0
Phase 5 Install Sustainable Energy Generation Solutions | Upgrading of services pipework (Electric, Water, Gas pipe and meter removal and changes to Sewerage system | NA | NA | 0 | 0
TOTAL |  |  |  | 3067746.0088 | 0.016818
Table 2: potential savings from Net Zero Activities, including sources. Savings are combined with baseline impacts for fuel and electricity consumption (Table 3)
Phase of planned works | Planned work | Fuel, lower bound, % | Fuel, upper bound, % | Electricity, lower bound % | Electricity, Upper bound, % | Source
Phase 1 Energy Monitoring | Heating Occupancy | 0.11 | 0.34 | 0 | 0 | [29]
Phase 3 Improve Building Fabric | Windows replace glazing with Vacuum (Grade 2 Listed) & Secondary and Triple where appropriate. | 0.056 | 0.153 | 0 | 0 | [30]
| Designing and constructing/fitting Heritage Shutters | 0 | 0 | 0 | 0 | [30]
| Insulate Lofts | 0.039 | 0.17 | 0 | 0 | [30]
| Seal Air Gaps | 0.02 | 0.13 | 0 | 0 | [31]
| Window apertures /architraves (sealing/draught proofing) | Combined into one 'Windows' Retrofit
| Suspended Floors Spraying | 0.088 | 0.25 | 0 | 0 | [30]
| Adding internal Insulation on Cold External walls | 0.132 | 0.68 | 0 | 0 | [30]
| Cavity Wall Insulation | 0.073 | 0.155 | 0 | 0 | [30]
| External Doors (Glass) | Combined into one 'Windows' Retrofit
Phase 4 Energy Reduction | Lagging of Heating pipes | 0.03 | 0.04 | 0 | 0 | [33]
| Lagging of Hot Water Pipes | 0.03 | 0.04 | 0 | 0 | [33]
| Replace Pumps | 0 | 0 | 0.003 | 0.05 | [34]
| Upgrading Fridges | 0 | 0 | 0.0286 | 0.0286 | [35]
| Upgrading Ovens | 0 | 0 | 0.0027 | 0.0027 | [35]
| Upgrading Hobs | 0 | 0 | 0.0027 | 0.0027 | [35]
| Upgrading Washing Machine | 0 | 0 | 0.0021 | 0.0021 | [35]
| Upgrade HVAC units | Unable to find a source
| LED Bulb & Fitting Replacement | 0 | 0 | 0.015 | 0.04 | [36]
| Lighting Occupancy | 0 | 0 | 0.0025 | 0.045 | [33]
| Electric Boilers | 0.25 | 0.25 | Table 3: efficiency of sustainable generation solutions |  | [40]
Phase 5 Install Sustainable Energy Generation Solutions | Ground Source Heat Pumps | 0.3 | 0.3 | Table 3: efficiency of sustainable generation solutions |  | [38]
| PV (Solar Panels) small arrays | 0 | 0 | 0.041 | 0.08 | [39]
| Air Source Heat Pumps | 0.45 | 0.45 | Table 3: efficiency of sustainable generation solutions |  | [38]
| Upgrade of Transformer | 0 | 0 | 0.0052 | 0.0052 | [35]
Table 3: Efficiency of sustainable energy generation solutions
Name | Coefficient of Performance | Conversion from NG to Electricity KwH | Source
Electric boiler | 99% efficient boiler, replacing a 75% efficient 20-year-old boiler. | 0.75758 | [40]
GSHP | 3.07 | 0.32573 | [38]
ASHP | 2.71 | 0.369 | [38]

## 4b. Impacts- detailed
Table 1: Embodied impacts of Net Zero activities, including sources of environmental pressures.
Planned work |  |  | Mid-point environmental impact |  |  |  |  | Embodied biodiversity impact |  |  |  |  | Embodied carbon impact |  |  | Total embodied Biodiversity and Carbon Impacts | [7 empty] | Assumptions
Phase of planned works | Reference Planned work | Further Detail | Data Source | Activity Name | Activity value | Activity Unit | Functional Unit | RECIPE end point characterisation factor | RECIPE characterisation factor unit | End point impact value | End point Unit | Functional Unit | End point impact value | End point Unit | End point functional unit | Required functional unit | characterisation factor into equivalent functional unit | Number of functional units required | Total Carbon impacts | Unit | Total biodiversity impacts per activity | sum of units | Unit
Phase 1 Energy Monitoring | Installing meters to measure Heat and Electric at point of use (Per Staircase) | NA | NA | Global Warming - Freshwater ecosystems | 0 | kg CO2e/FU | Per Staircase | 7.65e-14 | NA | 0 | species.year/FU | Per Staircase | 0 | kg CO2e/FU | Per Staircase | Per Staircase | 1 | 57 | 0 | kg CO2e | 0 | 0 | species.year
Phase 1 Energy Monitoring | Heating Occupancy (EyeSeaGreen) | NA | NA | Global Warming - Freshwater ecosystems | 0 | kg CO2e/FU | per room | 7.65e-14 | NA | 0 | species.year/FU | per room | 0 | kg CO2e/FU | per room | per room | 1 | 1005.72 | 0 | kg CO2e | 0 | 0 | species.year
Phase 2 Surveys | Electric Metering Survey | NA | NA | Global Warming - Freshwater ecosystems | 0 | kg CO2e/FU | per SC | 7.65e-14 | NA | 0 | species.year/FU | per SC | 0 | kg CO2e/FU | per SC | per SC | 1 | 20 | 0 | kg CO2e | 0 | 0 | species.year
Phase 2 Surveys | Loft Surveys | NA | NA | Global Warming - Freshwater ecosystems | 0 | kg CO2e/FU | per SC | 7.65e-14 | NA | 0 | species.year/FU | per SC | 0 | kg CO2e/FU | per SC | per SC | 1 | 20 | 0 | kg CO2e | 0 | 0 | species.year
Phase 2 Surveys | Window Surveys | NA | NA | Global Warming - Freshwater ecosystems | 0 | kg CO2e/FU | Per room | 7.65e-14 | NA | 0 | species.year/FU | Per room | 0 | kg CO2e/FU | Per room | Per room | 1 | 723 | 0 | kg CO2e | 0 | 0 | species.year
Phase 2 Surveys | Building fabric | NA | NA | Global Warming - Freshwater ecosystems | 0 | kg CO2e/FU | Hr per room | 7.65e-14 | NA | 0 | species.year/FU | Hr per room | 0 | kg CO2e/FU | Hr per room | Hr per room | 1 | 599.1457 | 0 | kg CO2e | 0 | 0 | species.year
Phase 2 Surveys | Pipes | NA | NA | Global Warming - Freshwater ecosystems | 0 | kg CO2e/FU | Hr per room | 7.65e-14 | NA | 0 | species.year/FU | Hr per room | 0 | kg CO2e/FU | Hr per room | Hr per room | 1 | 723 | 0 | kg CO2e | 0 | 0 | species.year
Phase 2 Surveys | Pumps | NA | NA | Global Warming - Freshwater ecosystems | 0 | kg CO2e/FU | plant room | 7.65e-14 | NA | 0 | species.year/FU | plant room | 0 | kg CO2e/FU | plant room | plant room | 1 | 723 | 0 | kg CO2e | 0 | 0 | species.year
Phase 3 Improve Building Fabric | Windows replace glazing with Vacuum (Grade 2 Listed) & Secondary and Triple where appropriate. | Solar Gard Low-E film (like Quattro Coating) ECOLUX 70 | [6] | Global Warming - Freshwater ecosystems | 6.0655 | kg CO2e/FU | m2 | 7.65e-14 | species.year/kg CO2e | 4.6401e-13 | species.year/FU | m2 | 6.0655 | kg CO2e/FU | m2 | Per Window | 0.98471 | 625 | 3732.9953 | kg CO2e | 2.8557e-10 | 1.9857e-05 | species.year
Phase 3 Improve Building Fabric | Windows replace glazing with Vacuum (Grade 2 Listed) & Secondary and Triple where appropriate. | Solar Gard Low-E film (like Quattro Coating) ECOLUX 70 | [6] | Global Warming - Terrestrial ecosystems | 6.0655 | kg CO2e/FU | m2 | 2.8e-09 | species.year/kg CO2e | 1.6983e-08 | species.year/FU | m2 | / | kg CO2e/FU | m2 | Per Window | 0.98471 | 625 | / | kg CO2e | 1.0452e-05 |  | species.year
Phase 3 Improve Building Fabric | Windows replace glazing with Vacuum (Grade 2 Listed) & Secondary and Triple where appropriate. | Solar Gard Low-E film (like Quattro Coating) ECOLUX 70 | [6] | Acidification- terrestrial ecosystems | 0.082564 | kg SO2 eq/FU | m2 | 7.65e-14 | species.year/kg SO2 eq | 6.3161e-15 | species.year/FU | m2 |  |  | m2 | Per Window | 0.98471 | 625 | 0 | kg CO2e | 3.8872e-12 |  | species.year
Phase 3 Improve Building Fabric | Windows replace glazing with Vacuum (Grade 2 Listed) & Secondary and Triple where appropriate. | Solar Gard Low-E film (like Quattro Coating) ECOLUX 70 | [6] | Freshwater Eutrophication | 0.019299 | Kg P eq/FU | m2 | 6.71e-07 | species.year/kg P eq | 1.295e-08 | species.year/FU | m2 |  |  | m2 | Per Window | 0.98471 | 625 | 0 | kg CO2e | 7.9697e-06 |  | species.year
Phase 3 Improve Building Fabric | Windows replace glazing with Vacuum (Grade 2 Listed) & Secondary and Triple where appropriate. | Solar Gard Low-E film (like Quattro Coating) ECOLUX 70 | [6] | Marine Eutrophication | 0.02236 | kg N eq/FU | m2 | 1.7e-09 | species.year/kg N eq | 3.8013e-11 | species.year/FU | m2 |  |  | m2 | Per Window | 0.98471 | 625 | 0 | kg CO2e | 2.3395e-08 |  | species.year
Phase 3 Improve Building Fabric | Windows replace glazing with Vacuum (Grade 2 Listed) & Secondary and Triple where appropriate. | Solar Gard Low-E film (like Quattro Coating) ECOLUX 70 | [6] | Photochemical ozone formation - Terrestrial ecosystems | 0.017769 | kg Nox eq/FU | m2 | 1.29e-07 | species.year/kg NOx | 2.2922e-09 | species.year/FU | m2 |  |  | m2 | Per Window | 0.98471 | 625 | 0 | kg CO2e | 1.4107e-06 |  | species.year
Phase 3 Improve Building Fabric | Windows replace glazing with Vacuum (Grade 2 Listed) & Secondary and Triple where appropriate. | Solar Gard Low-E film (like Quattro Coating) ECOLUX 70 | [6] | Water consumption | 1.5776 | m3/FU | m2 | 6.04e-13 | species.year/m3 | 9.5287e-13 | species.year/FU | m2 |  |  | m2 | Per Window | 0.98471 | 625 | 0 | kg CO2e | 5.8644e-10 |  | species.year
Phase 3 Improve Building Fabric | Windows replace glazing with Vacuum (Grade 2 Listed) & Secondary and Triple where appropriate. | Double glazing- aluminium | [7] | Global Warming - Terrestrial ecosystems | 222.11 | kg CO2e/FU | m2 | 2.8e-09 | species.year/kg CO2e | 6.2191e-07 | species.year/FU | m2 | / | kg CO2e/FU | m2 | Per Window | 0.98471 | 625 | / | kg CO2e | 0.00038275 |  | species.year | assuming all windows replaced
Phase 3 Improve Building Fabric | Windows replace glazing with Vacuum (Grade 2 Listed) & Secondary and Triple where appropriate. | Double glazing- aluminium | [7] | Acidification- terrestrial ecosystems | 1.007 | kg SO2 eq/FU | m2 | 2.12e-07 | species.year/kg SO2 eq | 2.1348e-07 | species.year/FU | m2 |  |  | m2 | Per Window | 0.98471 | 625 | 0 | kg CO2e | 0.00013139 |  | species.year | assuming all windows replaced
Phase 3 Improve Building Fabric | Windows replace glazing with Vacuum (Grade 2 Listed) & Secondary and Triple where appropriate. | Double glazing- aluminium | [7] | Freshwater Eutrophication | 0.04323 | Kg P eq/FU | m2 | 6.71e-07 | species.year/kg P eq | 2.9007e-08 | species.year/FU | m2 |  |  | m2 | Per Window | 0.98471 | 625 | 0 | kg CO2e | 1.7852e-05 |  | species.year | assuming all windows replaced
Phase 3 Improve Building Fabric | Windows replace glazing with Vacuum (Grade 2 Listed) & Secondary and Triple where appropriate. | Double glazing- aluminium | [7] | Global Warming - Freshwater ecosystems | 222.11 | kg CO2e/FU | m2 | 7.65e-14 | species.year/kg CO2e | 1.6991e-11 | species.year/FU | m2 | 222.11 | kg CO2e/FU | m2 | Per Window | 0.98471 | 625 | 136696.3146 | kg CO2e | 1.0457e-08 | 0.000532 | species.year | assuming all windows replaced
Phase 3 Improve Building Fabric | Windows replace glazing with Vacuum (Grade 2 Listed) & Secondary and Triple where appropriate. | Double glazing- wood | [7] | Global Warming - Terrestrial ecosystems | 52.42 | kg CO2e/FU | m2 | 2.8e-09 | species.year/kg CO2e | 1.4678e-07 | species.year/FU | m2 | / | kg CO2e/FU | m2 | Per Window | 0.98471 | 625 | / | kg CO2e | 9.0332e-05 |  | species.year | assuming all windows replaced
Phase 3 Improve Building Fabric | Windows replace glazing with Vacuum (Grade 2 Listed) & Secondary and Triple where appropriate. | Double glazing- wood | [7] | Acidification- terrestrial ecosystems | 0.263 | kg SO2 eq/FU | m2 | 2.12e-07 | species.year/kg SO2 eq | 5.5756e-08 | species.year/FU | m2 |  |  | m2 | Per Window | 0.98471 | 625 | 0 | kg CO2e | 3.4315e-05 |  | species.year | assuming all windows replaced
Phase 3 Improve Building Fabric | Windows replace glazing with Vacuum (Grade 2 Listed) & Secondary and Triple where appropriate. | Double glazing- wood | [7] | Freshwater Eutrophication | 0.02706 | Kg P eq/FU | m2 | 6.71e-07 | species.year/kg P eq | 1.8157e-08 | species.year/FU | m2 |  |  | m2 | Per Window | 0.98471 | 625 | 0 | kg CO2e | 1.1175e-05 |  | species.year | assuming all windows replaced
Phase 3 Improve Building Fabric | Windows replace glazing with Vacuum (Grade 2 Listed) & Secondary and Triple where appropriate. | Double glazing- wood | [7] | Global Warming - Freshwater ecosystems | 52.42 | kg CO2e/FU | m2 | 7.65e-14 | species.year/kg CO2e | 4.0101e-12 | species.year/FU | m2 | 52.42 | kg CO2e/FU | m2 | Per Window | 0.98471 | 625 | 32261.5857 | kg CO2e | 2.468e-09 | 0.00013582 | species.year | assuming all windows replaced
Phase 3 Improve Building Fabric | Windows replace glazing with Vacuum (Grade 2 Listed) & Secondary and Triple where appropriate. | Triple glazing- aluminium | [7] | Global Warming - Terrestrial ecosystems | 234.06 | kg CO2e/FU | m2 | 2.8e-09 | species.year/kg CO2e | 6.5537e-07 | species.year/FU | m2 | / | kg CO2e/FU | m2 | Per Window | 0.98471 | 625 | / | kg CO2e | 0.00040334 |  | species.year | assuming all windows replaced
Phase 3 Improve Building Fabric | Windows replace glazing with Vacuum (Grade 2 Listed) & Secondary and Triple where appropriate. | Triple glazing- aluminium | [7] | Acidification- terrestrial ecosystems | 1.12 | kg SO2 eq/FU | m2 | 2.12e-07 | species.year/kg SO2 eq | 2.3744e-07 | species.year/FU | m2 |  |  | m2 | Per Window | 0.98471 | 625 | 0 | kg CO2e | 0.00014613 |  | species.year | assuming all windows replaced
Phase 3 Improve Building Fabric | Windows replace glazing with Vacuum (Grade 2 Listed) & Secondary and Triple where appropriate. | Triple glazing- aluminium | [7] | Freshwater Eutrophication | 0.08382 | Kg P eq/FU | m2 | 6.71e-07 | species.year/kg P eq | 5.6243e-08 | species.year/FU | m2 |  |  | m2 | Per Window | 0.98471 | 625 | 0 | kg CO2e | 3.4615e-05 |  | species.year | assuming all windows replaced
Phase 3 Improve Building Fabric | Windows replace glazing with Vacuum (Grade 2 Listed) & Secondary and Triple where appropriate. | Triple glazing- aluminium | [7] | Global Warming - Freshwater ecosystems | 234.06 | kg CO2e/FU | m2 | 7.65e-14 | species.year/kg CO2e | 1.7906e-11 | species.year/FU | m2 | 234.06 | kg CO2e/FU | m2 | Per Window | 0.98471 | 625 | 144050.8729 | kg CO2e | 1.102e-08 | 0.0005841 | species.year | assuming all windows replaced
Phase 3 Improve Building Fabric | Windows replace glazing with Vacuum (Grade 2 Listed) & Secondary and Triple where appropriate. | Triple glazing- wood | [7] | Global Warming - Terrestrial ecosystems | 73.47 | kg CO2e/FU | m2 | 2.8e-09 | species.year/kg CO2e | 2.0572e-07 | species.year/FU | m2 | / | kg CO2e/FU | m2 | Per Window | 0.98471 | 625 | / | kg CO2e | 0.00012661 |  | species.year | assuming all windows replaced
Phase 3 Improve Building Fabric | Windows replace glazing with Vacuum (Grade 2 Listed) & Secondary and Triple where appropriate. | Triple glazing- wood | [7] | Acidification- terrestrial ecosystems | 0.423 | kg SO2 eq/FU | m2 | 2.12e-07 | species.year/kg SO2 eq | 8.9676e-08 | species.year/FU | m2 |  |  | m2 | Per Window | 0.98471 | 625 | 0 | kg CO2e | 5.5191e-05 |  | species.year | assuming all windows replaced
Phase 3 Improve Building Fabric | Windows replace glazing with Vacuum (Grade 2 Listed) & Secondary and Triple where appropriate. | Triple glazing- wood | [7] | Freshwater Eutrophication | 0.06237 | Kg P eq/FU | m2 | 6.71e-07 | species.year/kg P eq | 4.185e-08 | species.year/FU | m2 |  |  | m2 | Per Window | 0.98471 | 625 | 0 | kg CO2e | 2.5757e-05 |  | species.year | assuming all windows replaced
Phase 3 Improve Building Fabric | Windows replace glazing with Vacuum (Grade 2 Listed) & Secondary and Triple where appropriate. | Triple glazing- wood | [7] | Global Warming - Freshwater ecosystems | 73.47 | kg CO2e/FU | m2 | 7.65e-14 | species.year/kg CO2e | 5.6205e-12 | species.year/FU | m2 | 73.47 | kg CO2e/FU | m2 | Per Window | 0.98471 | 625 | 45216.6865 | kg CO2e | 3.4591e-09 | 0.00020756 | species.year | assuming all windows replaced
Phase 3 Improve Building Fabric | Designing and constructing/fitting Heritage Shutters HMR & Front Quad | Solar Shading Devices- Venetian blinds | [8] | Global Warming - Freshwater ecosystems | 361.5975 | kg CO2e/FU | m2 | 7.65e-14 | species.year/kg CO2e | 2.7662e-11 | species.year/FU | m2 | 361.5975 | kg CO2e/FU | m2 | per Window | 0.98471 | 491 | 174829.8608 | kg CO2e | 1.3374e-08 |  | species.year | Venetian blinds may not be a good alternative to heritage shutters
Phase 3 Improve Building Fabric | Designing and constructing/fitting Heritage Shutters HMR & Front Quad | Solar Shading Devices- Venetian blinds | [8] | Global Warming - Terrestrial ecosystems | 359.9975 | kg CO2e/FU | m2 | 2.8e-09 | species.year/kg CO2e | 1.008e-06 | species.year/FU | m2 | / | kg CO2e/FU | m2 | per Window | 0.98471 | 491 | / | kg CO2e | 0.00048736 |  | species.year | Venetian blinds may not be a good alternative to heritage shutters
Phase 3 Improve Building Fabric | Designing and constructing/fitting Heritage Shutters HMR & Front Quad | Solar Shading Devices- Venetian blinds | [8] | Acidification- terrestrial ecosystems | 1.3039 | kg SO2 eq/FU | m2 | 2.12e-07 | species.year/kg SO2 eq | 2.7643e-07 | species.year/FU | m2 |  |  | m2 | per Window | 0.98471 | 491 | 0 | kg CO2e | 0.00013365 |  | species.year | Venetian blinds may not be a good alternative to heritage shutters
Phase 3 Improve Building Fabric | Designing and constructing/fitting Heritage Shutters HMR & Front Quad | Solar Shading Devices- Venetian blinds | [8] | Marine Eutrophication | 0.036203 | Kg P eq/FU | m2 | 6.71e-07 | species.year/kg P eq | 2.4292e-08 | species.year/FU | m2 |  |  | m2 | per Window | 0.98471 | 491 | 0 | kg CO2e | 1.1745e-05 | 0.00063277 | species.year | Venetian blinds may not be a good alternative to heritage shutters
Phase 3 Improve Building Fabric | Insulate Lofts | Mineral Wool insulation | [9] | Global Warming - Terrestrial ecosystems | 15.52 | kg CO2e/FU | m2 | 2.8e-09 | species.year/kg CO2e | 4.3456e-08 | species.year/FU | m2 | / | kg CO2e/FU | m2 | m2 | 1 | 4900 | / | kg CO2e | 0.00021293 |  | species.year | Assumes all loft insulation is mineral wool
Phase 3 Improve Building Fabric | Insulate Lofts | Mineral Wool insulation | [9] | Photochemical ozone formation - Terrestrial ecosystems | 0.01508 | kg Nox eq/FU | m2 | 1.29e-07 | species.year/kg NOx | 1.9453e-09 | species.year/FU | m2 |  |  | m2 | m2 | 1 | 4900 | 0 | kg CO2e | 9.5321e-06 |  | species.year | Assumes all loft insulation is mineral wool
Phase 3 Improve Building Fabric | Insulate Lofts | Mineral Wool insulation | [9] | Acidification- terrestrial ecosystems | 0.1918 | kg SO2 eq/FU | m2 | 2.12e-07 | species.year/kg SO2 eq | 4.0662e-08 | species.year/FU | m2 |  |  | m2 | m2 | 1 | 4900 | 0 | kg CO2e | 0.00019924 |  | species.year | Assumes all loft insulation is mineral wool
Phase 3 Improve Building Fabric | Insulate Lofts | Mineral Wool insulation | [9] | Freshwater Eutrophication | 0.0055 | Kg P eq/FU | m2 | 6.71e-07 | species.year/kg P eq | 3.6905e-09 | species.year/FU | m2 |  |  | m2 | m2 | 1 | 4900 | 0 | kg CO2e | 1.8083e-05 |  | species.year | Assumes all loft insulation is mineral wool
Phase 3 Improve Building Fabric | Insulate Lofts | Mineral Wool insulation | [9] | Marine Eutrophication | 0.015 | kg N eq/FU | m2 | 1.7e-09 | species.year/kg N eq | 2.55e-11 | species.year/FU | m2 |  |  | m2 | m2 | 1 | 4900 | 0 | kg CO2e | 1.2495e-07 |  | species.year | Assumes all loft insulation is mineral wool
Phase 3 Improve Building Fabric | Insulate Lofts | Mineral Wool insulation | [9] | Freshwater Ecotoxicity | 0.013801 | kg 1-4 DCB eq/FU | m2 | 6.95e-10 | species.year/kg 1-4 DCB eq | 9.5915e-12 | species.year/FU | m2 |  |  | m2 | m2 | 1 | 4900 | 0 | kg CO2e | 4.6998e-08 |  | species.year | Assumes all loft insulation is mineral wool
Phase 3 Improve Building Fabric | Insulate Lofts | Mineral Wool insulation | [9] | Water consumption | 0.023 | m3/FU | m2 | 6.04e-13 | species.year/m3 | 1.3892e-14 | species.year/FU | m2 |  |  | m2 | m2 | 1 | 4900 | 0 | kg CO2e | 6.8071e-11 |  | species.year | Assumes all loft insulation is mineral wool
Phase 3 Improve Building Fabric | Insulate Lofts | Mineral Wool insulation | [9] | Global Warming - Freshwater ecosystems | 15.52 | kg CO2e/FU | m2 | 7.65e-14 | species.year/kg CO2e | 1.1873e-12 | species.year/FU | m2 | 15.52 | kg CO2e/FU | m2 | m2 | 1 | 4900 | 76048 | kg CO2e | 5.8177e-09 | 0.00043997 | species.year | Assumes all loft insulation is mineral wool
Phase 3 Improve Building Fabric | Seal Air Gaps | Top Gun Sealant (1414X) Europe | [10] | Global Warming - Terrestrial ecosystems | 1.7 | kg CO2e/FU | kg | 2.8e-09 | species.year/kg CO2e | 4.76e-09 | species.year/FU | kg | / | kg CO2e/FU | kg | per room | 0.032806 | 723 | / | kg CO2e | 1.129e-07 |  | species.year
Phase 3 Improve Building Fabric | Seal Air Gaps | Top Gun Sealant (1414X) Europe | [10] | Acidification- terrestrial ecosystems | 0.00911 | kg SO2 eq/FU | kg | 2.12e-07 | species.year/kg SO2 eq | 1.9313e-09 | species.year/FU | kg |  |  | kg | per room | 0.032806 | 723 | 0 | kg CO2e | 4.5808e-08 |  | species.year
Phase 3 Improve Building Fabric | Seal Air Gaps | Top Gun Sealant (1414X) Europe | [10] | Freshwater Eutrophication | 0.0008217 | Kg P eq/FU | kg | 6.71e-07 | species.year/kg N eq | 5.5136e-10 | species.year/FU | kg |  |  | kg | per room | 0.032806 | 723 | 0 | kg CO2e | 1.3078e-08 |  | species.year
Phase 3 Improve Building Fabric | Seal Air Gaps | Top Gun Sealant (1414X) Europe | [10] | Global Warming - Freshwater ecosystems | 1.7 | kg CO2e/FU | kg | 7.65e-14 | species.year/kg CO2e | 1.3005e-13 | species.year/FU | kg | 1.7 | kg CO2e/FU | kg | per room | 0.032806 | 723 | 40.3217 | kg CO2e | 3.0846e-12 | 1.7179e-07 | species.year
Phase 3 Improve Building Fabric | Window apertures/architraves (sealing/draught proofing) | Silicone based products type 1 (Quattro sealant alternative) | [11] | Global Warming - Freshwater ecosystems | 6.3774 | kg CO2e/FU | kg | 7.65e-14 | species.year/kg CO2e | 4.8787e-13 | species.year/FU | kg | 6.3774 | kg CO2e/FU | kg | per Window | 10.7674 | 723 | 49646.879 | kg CO2e | 3.798e-09 | 0.00014611 | species.year | should be a better estimate for cost and number of windows available through quattro seal
Phase 3 Improve Building Fabric | Window apertures/architraves (sealing/draught proofing) | Silicone based products type 1 (Quattro sealant alternative) | [11] | Global Warming - Terrestrial ecosystems | 6.3774 | kg CO2e/FU | kg | 2.8e-09 | species.year/kg CO2e | 1.7857e-08 | species.year/FU | kg | / | kg CO2e/FU | kg | per Window | 10.7674 | 723 | / | kg CO2e | 0.00013901 |  | species.year | should be a better estimate for cost and number of windows available through quattro seal
Phase 3 Improve Building Fabric | Window apertures/architraves (sealing/draught proofing) | Silicone based products type 1 (Quattro sealant alternative) | [11] | Acidification- terrestrial ecosystems | 0.022236 | kg SO2 eq/FU | kg | 7.65e-14 | species.year/kg CO2e | 1.7011e-15 | species.year/FU | kg |  |  | kg | per Window | 10.7674 | 723 | 0 | kg CO2e | 1.3243e-11 |  | species.year | should be a better estimate for cost and number of windows available through quattro seal
Phase 3 Improve Building Fabric | Window apertures/architraves (sealing/draught proofing) | Silicone based products type 1 (Quattro sealant alternative) | [11] | Freshwater Eutrophication | 8.9796e-06 | Kg P eq/FU | kg | 6.71e-07 | species.year/kg CO2e | 6.0253e-12 | species.year/FU | kg |  |  | kg | per Window | 10.7674 | 723 | 0 | kg CO2e | 4.6906e-08 |  | species.year | should be a better estimate for cost and number of windows available through quattro seal
Phase 3 Improve Building Fabric | Window apertures/architraves (sealing/draught proofing) | Silicone based products type 1 (Quattro sealant alternative) | [11] | Marine Eutrophication | 0.0037312 | kg N eq/FU | kg | 1.7e-09 | species.year/kg CO2e | 6.3431e-12 | species.year/FU | kg |  |  | kg | per Window | 10.7674 | 723 | 0 | kg CO2e | 4.938e-08 |  | species.year | should be a better estimate for cost and number of windows available through quattro seal
Phase 3 Improve Building Fabric | Window apertures/architraves (sealing/draught proofing) | Silicone based products type 1 (Quattro sealant alternative) | [11] | Photochemical ozone formation - Terrestrial ecosystems | 0.0069646 | kg Nox eq/FU | kg | 1.29e-07 | species.year/kg CO2e | 8.9843e-10 | species.year/FU | kg |  |  | kg | per Window | 10.7674 | 723 | 0 | kg CO2e | 6.9941e-06 |  | species.year | should be a better estimate for cost and number of windows available through quattro seal
Phase 3 Improve Building Fabric | Window apertures/architraves (sealing/draught proofing) | Silicone based products type 1 (Quattro sealant alternative) | [11] | water consumption | 1.8433 | m3/FU | kg | 6.04e-13 | species.year/kg CO2e | 1.1134e-12 | species.year/FU | kg |  |  | kg | per Window | 10.7674 | 723 | 0 | kg CO2e | 8.6675e-09 |  | species.year | should be a better estimate for cost and number of windows available through quattro seal
Phase 3 Improve Building Fabric | Window apertures/architraves (sealing/draught proofing) | Silicone based products type 2 (Quattro sealant alternative) | [11] | Global Warming - Freshwater ecosystems | 7.4191 | kg CO2e/FU | kg | 7.65e-14 | species.year/kg CO2e | 5.6756e-13 | species.year/FU | kg | 7.4191 | kg CO2e/FU | kg | per Window | 10.7674 | 723 | 57756.3008 | kg CO2e | 4.4184e-09 | 0.00017609 | species.year | should be a better estimate for cost and number of windows available through quattro seal
Phase 3 Improve Building Fabric | Window apertures/architraves (sealing/draught proofing) | Silicone based products type 2 (Quattro sealant alternative) | [11] | Global Warming - Terrestrial ecosystems | 7.4191 | kg CO2e/FU | kg | 2.8e-09 | species.year/kg CO2e | 2.0773e-08 | species.year/FU | kg | / | kg CO2e/FU | kg | per Window | 10.7674 | 723 | / | kg CO2e | 0.00016172 |  | species.year | should be a better estimate for cost and number of windows available through quattro seal
Phase 3 Improve Building Fabric | Window apertures/architraves (sealing/draught proofing) | Silicone based products type 2 (Quattro sealant alternative) | [11] | Acidification- terrestrial ecosystems | 0.040912 | kg SO2 eq/FU | kg | 7.65e-14 | species.year/kg CO2e | 3.1298e-15 | species.year/FU | kg |  |  | kg | per Window | 10.7674 | 723 | 0 | kg CO2e | 2.4365e-11 |  | species.year | should be a better estimate for cost and number of windows available through quattro seal
Phase 3 Improve Building Fabric | Window apertures/architraves (sealing/draught proofing) | Silicone based products type 2 (Quattro sealant alternative) | [11] | Freshwater Eutrophication | 1.1258e-05 | Kg P eq/FU | kg | 6.71e-07 | species.year/kg CO2e | 7.5538e-12 | species.year/FU | kg |  |  | kg | per Window | 10.7674 | 723 | 0 | kg CO2e | 5.8805e-08 |  | species.year | should be a better estimate for cost and number of windows available through quattro seal
Phase 3 Improve Building Fabric | Window apertures/architraves (sealing/draught proofing) | Silicone based products type 2 (Quattro sealant alternative) | [11] | Marine Eutrophication | 0.0049004 | kg N eq/FU | kg | 1.7e-09 | species.year/kg CO2e | 8.3307e-12 | species.year/FU | kg |  |  | kg | per Window | 10.7674 | 723 | 0 | kg CO2e | 6.4853e-08 |  | species.year | should be a better estimate for cost and number of windows available through quattro seal
Phase 3 Improve Building Fabric | Window apertures/architraves (sealing/draught proofing) | Silicone based products type 2 (Quattro sealant alternative) | [11] | Photochemical ozone formation - Terrestrial ecosystems | 0.014172 | kg Nox eq/FU | kg | 1.29e-07 | species.year/kg CO2e | 1.8282e-09 | species.year/FU | kg |  |  | kg | per Window | 10.7674 | 723 | 0 | kg CO2e | 1.4232e-05 |  | species.year | should be a better estimate for cost and number of windows available through quattro seal
Phase 3 Improve Building Fabric | Window apertures/architraves (sealing/draught proofing) | Silicone based products type 2 (Quattro sealant alternative) | [11] | water consumption | 2.4166 | m3/FU | kg | 6.04e-13 | species.year/kg CO2e | 1.4597e-12 | species.year/FU | kg |  |  | kg | per Window | 10.7674 | 723 | 0 | kg CO2e | 1.1363e-08 |  | species.year | should be a better estimate for cost and number of windows available through quattro seal
Phase 3 Improve Building Fabric | Window apertures/architraves (sealing/draught proofing) | Silicone based products type 3 (Quattro sealant alternative) | [11] | Global Warming - Freshwater ecosystems | 8.4561 | kg CO2e/FU | kg | 7.65e-14 | species.year/kg CO2e | 6.4689e-13 | species.year/FU | kg | 8.4561 | kg CO2e/FU | kg | per Window | 10.7674 | 723 | 65829.6165 | kg CO2e | 5.036e-09 | 0.00024514 | species.year | should be a better estimate for cost and number of windows available through quattro seal
Phase 3 Improve Building Fabric | Window apertures/architraves (sealing/draught proofing) | Silicone based products type 3 (Quattro sealant alternative) | [11] | Global Warming - Terrestrial ecosystems | 8.4561 | kg CO2e/FU | kg | 2.8e-09 | species.year/kg CO2e | 2.3677e-08 | species.year/FU | kg | / | kg CO2e/FU | kg | per Window | 10.7674 | 723 | / | kg CO2e | 0.00018432 |  | species.year | should be a better estimate for cost and number of windows available through quattro seal
Phase 3 Improve Building Fabric | Window apertures/architraves (sealing/draught proofing) | Silicone based products type 3 (Quattro sealant alternative) | [11] | Acidification- terrestrial ecosystems | 0.031612 | kg SO2 eq/FU | kg | 7.65e-14 | species.year/kg CO2e | 2.4183e-15 | species.year/FU | kg |  |  | kg | per Window | 10.7674 | 723 | 0 | kg CO2e | 1.8826e-11 |  | species.year | should be a better estimate for cost and number of windows available through quattro seal
Phase 3 Improve Building Fabric | Window apertures/architraves (sealing/draught proofing) | Silicone based products type 3 (Quattro sealant alternative) | [11] | Freshwater Eutrophication | 1.1805e-05 | Kg P eq/FU | kg | 6.71e-07 | species.year/kg CO2e | 7.9212e-12 | species.year/FU | kg |  |  | kg | per Window | 10.7674 | 723 | 0 | kg CO2e | 6.1665e-08 |  | species.year | should be a better estimate for cost and number of windows available through quattro seal
Phase 3 Improve Building Fabric | Window apertures/architraves (sealing/draught proofing) | Silicone based products type 3 (Quattro sealant alternative) | [11] | Marine Eutrophication | 0.0048228 | kg N eq/FU | kg | 1.7e-09 | species.year/kg CO2e | 8.1988e-12 | species.year/FU | kg |  |  | kg | per Window | 10.7674 | 723 | 0 | kg CO2e | 6.3827e-08 |  | species.year | should be a better estimate for cost and number of windows available through quattro seal
Phase 3 Improve Building Fabric | Window apertures/architraves (sealing/draught proofing) | Silicone based products type 3 (Quattro sealant alternative) | [11] | Photochemical ozone formation - Terrestrial ecosystems | 0.060417 | kg Nox eq/FU | kg | 1.29e-07 | species.year/kg NOx | 7.7938e-09 | species.year/FU | kg |  |  | kg | per Window | 10.7674 | 723 | 0 | kg CO2e | 6.0674e-05 |  | species.year | should be a better estimate for cost and number of windows available through quattro seal
Phase 3 Improve Building Fabric | Window apertures/architraves (sealing/draught proofing) | Silicone based products type 3 (Quattro sealant alternative) | [11] | water consumption | 1.9622 | m3/FU | kg | 6.04e-13 | species.year/m3 | 1.1852e-12 | species.year/FU | kg |  |  | kg | per Window | 10.7674 | 723 | 0 | kg CO2e | 9.2265e-09 |  | species.year | should be a better estimate for cost and number of windows available through quattro seal
Phase 3 Improve Building Fabric | Suspended Floors Spraying (Q Bot) | Elastospray LCA- closed cell | [12] | Global Warming - Terrestrial ecosystems | 17.5061 | kg CO2e/FU | m2 | 2.8e-09 | species.year/kg CO2e | 4.9017e-08 | species.year/FU | m2 | / | kg CO2e/FU | m2 | m2 | 1 | 740 | / | kg CO2e | 3.6273e-05 |  | species.year
Phase 3 Improve Building Fabric | Suspended Floors Spraying (Q Bot) | Elastospray LCA- closed cell | [12] | Acidification- terrestrial ecosystems | 0.014133 | kg SO2 eq/FU | m2 | 2.12e-07 | species.year/kg SO2 eq | 2.9963e-09 | species.year/FU | m2 |  |  | m2 | m2 | 1 | 740 | 0 | kg CO2e | 2.2172e-06 |  | species.year
Phase 3 Improve Building Fabric | Suspended Floors Spraying (Q Bot) | Elastospray LCA- closed cell | [12] | Marine Eutrophication | 0.0010703 | kg N eq/FU | m2 | 1.7e-09 | species.year/kg N eq | 1.8196e-12 | species.year/FU | m2 |  |  | m2 | m2 | 1 | 740 | 0 | kg CO2e | 1.3465e-09 |  | species.year
Phase 3 Improve Building Fabric | Suspended Floors Spraying (Q Bot) | Elastospray LCA- closed cell | [12] | Global Warming - Freshwater ecosystems | 17.5061 | kg CO2e/FU | m2 | 7.65e-14 | species.year/kg CO2e | 1.3392e-12 | species.year/FU | m2 | 17.5061 | kg CO2e/FU | m2 | m2 | 1 | 740 | 12954.5305 | kg CO2e | 9.9102e-10 | 3.8492e-05 | species.year
Phase 3 Improve Building Fabric | Insulate Cold Bridges | NA | NA | NA | NA | NA | NA | NA | NA | #VALUE! | NA | NA | NA | NA | per room | per room | 1 | 723 | NA | kg CO2e | 0 |  | species.year | assuming cold bridges are solved during other insulation approaches
Phase 3 Improve Building Fabric | Adding internal Insulation on Cold External walls plus plastering and decoration | Phenolic Foam insulation | [9] | Global Warming - Terrestrial ecosystems | 17.06 | kg CO2e/FU | m2 | 2.8e-09 | species.year/kg CO2e | 4.7768e-08 | species.year/FU | m2 | / | kg CO2e/FU | m2 | per room | 11.6682 | 385 | / | kg CO2e | 0.00021459 |  | species.year | Assuming all phenolic foam
Phase 3 Improve Building Fabric | Adding internal Insulation on Cold External walls plus plastering and decoration | Phenolic Foam insulation | [9] | Photochemical ozone formation - Terrestrial ecosystems | 0.02465 | kg Nox eq/FU | m2 | 1.29e-07 | species.year/kg NOx | 3.1799e-09 | species.year/FU | m2 |  |  | m2 | per room | 11.6682 | 385 | 0 | kg CO2e | 1.4285e-05 |  | species.year | Assuming all phenolic foam
Phase 3 Improve Building Fabric | Adding internal Insulation on Cold External walls plus plastering and decoration | Phenolic Foam insulation | [9] | Acidification- terrestrial ecosystems | 0.10412 | kg SO2 eq/FU | m2 | 2.12e-07 | species.year/kg SO2 eq | 2.2073e-08 | species.year/FU | m2 |  |  | m2 | per room | 11.6682 | 385 | 0 | kg CO2e | 9.9159e-05 |  | species.year | Assuming all phenolic foam
Phase 3 Improve Building Fabric | Adding internal Insulation on Cold External walls plus plastering and decoration | Phenolic Foam insulation | [9] | Freshwater Eutrophication | 0.0047 | Kg P eq/FU | m2 | 6.71e-07 | species.year/kg P eq | 3.1537e-09 | species.year/FU | m2 |  |  | m2 | per room | 11.6682 | 385 | 0 | kg CO2e | 1.4167e-05 |  | species.year | Assuming all phenolic foam
Phase 3 Improve Building Fabric | Adding internal Insulation on Cold External walls plus plastering and decoration | Phenolic Foam insulation | [9] | Marine Eutrophication | 0.011 | kg N eq/FU | m2 | 1.7e-09 | species.year/kg N eq | 1.87e-11 | species.year/FU | m2 |  |  | m2 | per room | 11.6682 | 385 | 0 | kg CO2e | 8.4005e-08 |  | species.year | Assuming all phenolic foam
Phase 3 Improve Building Fabric | Adding internal Insulation on Cold External walls plus plastering and decoration | Phenolic Foam insulation | [9] | Freshwater Ecotoxicity | 0.036647 | kg 1-4 DCB eq/FU | m2 | 6.95e-10 | species.year/kg 1-4 DCB eq | 2.5469e-11 | species.year/FU | m2 |  |  | m2 | per room | 11.6682 | 385 | 0 | kg CO2e | 1.1441e-07 |  | species.year | Assuming all phenolic foam
Phase 3 Improve Building Fabric | Adding internal Insulation on Cold External walls plus plastering and decoration | Phenolic Foam insulation | [9] | Water consumption | 0.032 | m3/FU | m2 | 6.04e-13 | species.year/m3 | 1.9328e-14 | species.year/FU | m2 |  |  | m2 | per room | 11.6682 | 385 | 0 | kg CO2e | 8.6826e-11 |  | species.year | Assuming all phenolic foam
Phase 3 Improve Building Fabric | Adding internal Insulation on Cold External walls plus plastering and decoration | Phenolic Foam insulation | [9] | Global Warming - Freshwater ecosystems | 17.06 | kg CO2e/FU | m2 | 7.65e-14 | species.year/kg CO2e | 1.3051e-12 | species.year/FU | m2 | 17.06 | kg CO2e/FU | m2 | per room | 11.6682 | 385 | 76637.7235 | kg CO2e | 5.8628e-09 | 0.0003424 | species.year | Assuming all phenolic foam
Phase 3 Improve Building Fabric | Adding internal Insulation on Cold External walls plus plastering and decoration | EPS insulation | [9] | Global Warming - Terrestrial ecosystems | 14.38 | kg CO2e/FU | m2 | 2.8e-09 | species.year/kg CO2e | 4.0264e-08 | species.year/FU | m2 | / | kg CO2e/FU | m2 | per room | 11.6682 | 385 | / | kg CO2e | 0.00018088 |  | species.year | Assuming all EPS
Phase 3 Improve Building Fabric | Adding internal Insulation on Cold External walls plus plastering and decoration | EPS insulation | [9] | Photochemical ozone formation - Terrestrial ecosystems | 0.02291 | kg Nox eq/FU | m2 | 1.29e-07 | species.year/kg NOx | 2.9554e-09 | species.year/FU | m2 |  |  | m2 | per room | 11.6682 | 385 | 0 | kg CO2e | 1.3276e-05 |  | species.year | Assuming all EPS
Phase 3 Improve Building Fabric | Adding internal Insulation on Cold External walls plus plastering and decoration | EPS insulation | [9] | Acidification- terrestrial ecosystems | 0.0822 | kg SO2 eq/FU | m2 | 2.12e-07 | species.year/kg SO2 eq | 1.7426e-08 | species.year/FU | m2 |  |  | m2 | per room | 11.6682 | 385 | 0 | kg CO2e | 7.8284e-05 |  | species.year | Assuming all EPS
Phase 3 Improve Building Fabric | Adding internal Insulation on Cold External walls plus plastering and decoration | EPS insulation | [9] | Freshwater Eutrophication | 0.0016 | Kg P eq/FU | m2 | 6.71e-07 | species.year/kg P eq | 1.0736e-09 | species.year/FU | m2 |  |  | m2 | per room | 11.6682 | 385 | 0 | kg CO2e | 4.8229e-06 |  | species.year | Assuming all EPS
Phase 3 Improve Building Fabric | Adding internal Insulation on Cold External walls plus plastering and decoration | EPS insulation | [9] | Marine Eutrophication | 0.0087 | kg N eq/FU | m2 | 1.7e-09 | species.year/kg N eq | 1.479e-11 | species.year/FU | m2 |  |  | m2 | per room | 11.6682 | 385 | 0 | kg CO2e | 6.644e-08 |  | species.year | Assuming all EPS
Phase 3 Improve Building Fabric | Adding internal Insulation on Cold External walls plus plastering and decoration | EPS insulation | [9] | Freshwater Ecotoxicity | 0.017411 | kg 1-4 DCB eq/FU | m2 | 6.95e-10 | species.year/kg 1-4 DCB eq | 1.2101e-11 | species.year/FU | m2 |  |  | m2 | per room | 11.6682 | 385 | 0 | kg CO2e | 5.4359e-08 |  | species.year | Assuming all EPS
Phase 3 Improve Building Fabric | Adding internal Insulation on Cold External walls plus plastering and decoration | EPS insulation | [9] | Water consumption | 0.0056 | m3/FU | m2 | 6.04e-13 | species.year/m3 | 3.3824e-15 | species.year/FU | m2 |  |  | m2 | per room | 11.6682 | 385 | 0 | kg CO2e | 1.5195e-11 |  | species.year | Assuming all EPS
Phase 3 Improve Building Fabric | Adding internal Insulation on Cold External walls plus plastering and decoration | EPS insulation | [9] | Global Warming - Freshwater ecosystems | 14.38 | kg CO2e/FU | m2 | 7.65e-14 | species.year/kg CO2e | 1.1001e-12 | species.year/FU | m2 | 14.38 | kg CO2e/FU | m2 | per room | 11.6682 | 385 | 64598.5031 | kg CO2e | 4.9418e-09 | 0.00027738 | species.year | Assuming all EPS
Phase 3 Improve Building Fabric | Adding internal Insulation on Cold External walls plus plastering and decoration | Mineral Wool insulation | [9] | Global Warming - Terrestrial ecosystems | 15.52 | kg CO2e/FU | m2 | 2.8e-09 | species.year/kg CO2e | 4.3456e-08 | species.year/FU | m2 | / | kg CO2e/FU | m2 | per room | 11.6682 | 385 | / | kg CO2e | 0.00019522 |  | species.year | Assuming all mineral wool
Phase 3 Improve Building Fabric | Adding internal Insulation on Cold External walls plus plastering and decoration | Mineral Wool insulation | [9] | Photochemical ozone formation - Terrestrial ecosystems | 0.01508 | kg Nox eq/FU | m2 | 1.29e-07 | species.year/kg NOx | 1.9453e-09 | species.year/FU | m2 |  |  | m2 | per room | 11.6682 | 385 | 0 | kg CO2e | 8.7389e-06 |  | species.year | Assuming all mineral wool
Phase 3 Improve Building Fabric | Adding internal Insulation on Cold External walls plus plastering and decoration | Mineral Wool insulation | [9] | Acidification- terrestrial ecosystems | 0.1918 | kg SO2 eq/FU | m2 | 2.12e-07 | species.year/kg SO2 eq | 4.0662e-08 | species.year/FU | m2 |  |  | m2 | per room | 11.6682 | 385 | 0 | kg CO2e | 0.00018266 |  | species.year | Assuming all mineral wool
Phase 3 Improve Building Fabric | Adding internal Insulation on Cold External walls plus plastering and decoration | Mineral Wool insulation | [9] | Freshwater Eutrophication | 0.0055 | Kg P eq/FU | m2 | 6.71e-07 | species.year/kg P eq | 3.6905e-09 | species.year/FU | m2 |  |  | m2 | per room | 11.6682 | 385 | 0 | kg CO2e | 1.6579e-05 |  | species.year | Assuming all mineral wool
Phase 3 Improve Building Fabric | Adding internal Insulation on Cold External walls plus plastering and decoration | Mineral Wool insulation | [9] | Marine Eutrophication | 0.015 | kg N eq/FU | m2 | 1.7e-09 | species.year/kg N eq | 2.55e-11 | species.year/FU | m2 |  |  | m2 | per room | 11.6682 | 385 | 0 | kg CO2e | 1.1455e-07 |  | species.year | Assuming all mineral wool
Phase 3 Improve Building Fabric | Adding internal Insulation on Cold External walls plus plastering and decoration | Mineral Wool insulation | [9] | Freshwater Ecotoxicity | 0.013801 | kg 1-4 DCB eq/FU | m2 | 6.95e-10 | species.year/kg 1-4 DCB eq | 9.5915e-12 | species.year/FU | m2 |  |  | m2 | per room | 11.6682 | 385 | 0 | kg CO2e | 4.3087e-08 |  | species.year | Assuming all mineral wool
Phase 3 Improve Building Fabric | Adding internal Insulation on Cold External walls plus plastering and decoration | Mineral Wool insulation | [9] | Water consumption | 0.023 | m3/FU | m2 | 1.35e-08 | species.year/m3 | 3.105e-10 | species.year/FU | m2 |  |  | m2 | per room | 11.6682 | 385 | 0 | kg CO2e | 1.3948e-06 |  | species.year | Assuming all mineral wool
Phase 3 Improve Building Fabric | Adding internal Insulation on Cold External walls plus plastering and decoration | Mineral Wool insulation | [9] | Global Warming - Freshwater ecosystems | 15.52 | kg CO2e/FU | m2 | 7.65e-14 | species.year/kg CO2e | 1.1873e-12 | species.year/FU | m2 | 15.52 | kg CO2e/FU | m2 | per room | 11.6682 | 385 | 69719.664 | kg CO2e | 5.3336e-09 | 0.00040475 | species.year | Assuming all mineral wool
Phase 3 Improve Building Fabric | Cavity Wall Insulation | EPS insulation | [9] | Global Warming - Terrestrial ecosystems | 14.38 | kg CO2e/FU | m2 | 2.8e-09 | species.year/kg CO2e | 4.0264e-08 | species.year/FU | m2 | / | kg CO2e/FU | m2 | per wall | 11.6682 | 2100 | / | kg CO2e | 0.0009866 |  | species.year | Assuming all EPS
Phase 3 Improve Building Fabric | Cavity Wall Insulation | EPS insulation | [9] | Photochemical ozone formation - Terrestrial ecosystems | 0.02291 | kg Nox eq/FU | m2 | 1.29e-07 | species.year/kg NOx | 2.9554e-09 | species.year/FU | m2 |  |  | m2 | per wall | 11.6682 | 2100 | 0 | kg CO2e | 7.2416e-05 |  | species.year | Assuming all EPS
Phase 3 Improve Building Fabric | Cavity Wall Insulation | EPS insulation | [9] | Acidification- terrestrial ecosystems | 0.0822 | kg SO2 eq/FU | m2 | 2.12e-07 | species.year/kg SO2 eq | 1.7426e-08 | species.year/FU | m2 |  |  | m2 | per wall | 11.6682 | 2100 | 0 | kg CO2e | 0.000427 |  | species.year | Assuming all EPS
Phase 3 Improve Building Fabric | Cavity Wall Insulation | EPS insulation | [9] | Freshwater Eutrophication | 0.0016 | Kg P eq/FU | m2 | 6.71e-07 | species.year/kg P eq | 1.0736e-09 | species.year/FU | m2 |  |  | m2 | per wall | 11.6682 | 2100 | 0 | kg CO2e | 2.6307e-05 |  | species.year | Assuming all EPS
Phase 3 Improve Building Fabric | Cavity Wall Insulation | EPS insulation | [9] | Marine Eutrophication | 0.0087 | kg N eq/FU | m2 | 1.7e-09 | species.year/kg N eq | 1.479e-11 | species.year/FU | m2 |  |  | m2 | per wall | 11.6682 | 2100 | 0 | kg CO2e | 3.624e-07 |  | species.year | Assuming all EPS
Phase 3 Improve Building Fabric | Cavity Wall Insulation | EPS insulation | [9] | Freshwater Ecotoxicity | 0.017411 | kg 1-4 DCB eq/FU | m2 | 6.95e-10 | species.year/kg 1-4 DCB eq | 1.2101e-11 | species.year/FU | m2 |  |  | m2 | per wall | 11.6682 | 2100 | 0 | kg CO2e | 2.965e-07 |  | species.year | Assuming all EPS
Phase 3 Improve Building Fabric | Cavity Wall Insulation | EPS insulation | [9] | Water consumption | 0.0056 | m3/FU | m2 | 6.04e-13 | species.year/m3 | 3.3824e-15 | species.year/FU | m2 |  |  | m2 | per wall | 11.6682 | 2100 | 0 | kg CO2e | 8.2879e-11 |  | species.year | Assuming all EPS
Phase 3 Improve Building Fabric | Cavity Wall Insulation | EPS insulation | [9] | Global Warming - Freshwater ecosystems | 14.38 | kg CO2e/FU | m2 | 7.65e-14 | species.year/kg CO2e | 1.1001e-12 | species.year/FU | m2 | 14.38 | kg CO2e/FU | m2 | per wall | 11.6682 | 2100 | 352355.4716 | kg CO2e | 2.6955e-08 | 0.001513 | species.year | Assuming all EPS
Phase 3 Improve Building Fabric | Cavity Wall Insulation | Mineral Wool insulation | [9] | Global Warming - Terrestrial ecosystems | 15.52 | kg CO2e/FU | m2 | 2.8e-09 | species.year/kg CO2e | 4.3456e-08 | species.year/FU | m2 | / | kg CO2e/FU | m2 | per wall | 11.6682 | 2100 | / | kg CO2e | 0.0010648 |  | species.year | Assuming all mineral wool
Phase 3 Improve Building Fabric | Cavity Wall Insulation | Mineral Wool insulation | [9] | Photochemical ozone formation - Terrestrial ecosystems | 0.01508 | kg Nox eq/FU | m2 | 1.29e-07 | species.year/kg NOx | 1.9453e-09 | species.year/FU | m2 |  |  | m2 | per wall | 11.6682 | 2100 | 0 | kg CO2e | 4.7666e-05 |  | species.year | Assuming all mineral wool
Phase 3 Improve Building Fabric | Cavity Wall Insulation | Mineral Wool insulation | [9] | Acidification- terrestrial ecosystems | 0.1918 | kg SO2 eq/FU | m2 | 2.12e-07 | species.year/kg SO2 eq | 4.0662e-08 | species.year/FU | m2 |  |  | m2 | per wall | 11.6682 | 2100 | 0 | kg CO2e | 0.00099634 |  | species.year | Assuming all mineral wool
Phase 3 Improve Building Fabric | Cavity Wall Insulation | Mineral Wool insulation | [9] | Freshwater Eutrophication | 0.0055 | Kg P eq/FU | m2 | 6.71e-07 | species.year/kg P eq | 3.6905e-09 | species.year/FU | m2 |  |  | m2 | per wall | 11.6682 | 2100 | 0 | kg CO2e | 9.0429e-05 |  | species.year | Assuming all mineral wool
Phase 3 Improve Building Fabric | Cavity Wall Insulation | Mineral Wool insulation | [9] | Marine Eutrophication | 0.015 | kg N eq/FU | m2 | 1.7e-09 | species.year/kg N eq | 2.55e-11 | species.year/FU | m2 |  |  | m2 | per wall | 11.6682 | 2100 | 0 | kg CO2e | 6.2483e-07 |  | species.year | Assuming all mineral wool
Phase 3 Improve Building Fabric | Cavity Wall Insulation | Mineral Wool insulation | [9] | Freshwater Ecotoxicity | 0.013801 | kg 1-4 DCB eq/FU | m2 | 6.95e-10 | species.year/kg 1-4 DCB eq | 9.5915e-12 | species.year/FU | m2 |  |  | m2 | per wall | 11.6682 | 2100 | 0 | kg CO2e | 2.3502e-07 |  | species.year | Assuming all mineral wool
Phase 3 Improve Building Fabric | Cavity Wall Insulation | Mineral Wool insulation | [9] | Water consumption | 0.023 | m3/FU | m2 | 1.35e-08 | species.year/m3 | 3.105e-10 | species.year/FU | m2 |  |  | m2 | per wall | 11.6682 | 2100 | 0 | kg CO2e | 7.6082e-06 |  | species.year | Assuming all mineral wool
Phase 3 Improve Building Fabric | Cavity Wall Insulation | Mineral Wool insulation | [9] | Global Warming - Freshwater ecosystems | 15.52 | kg CO2e/FU | m2 | 7.65e-14 | species.year/kg CO2e | 1.1873e-12 | species.year/FU | m2 | 15.52 | kg CO2e/FU | m2 | per wall | 11.6682 | 2100 | 380289.0764 | kg CO2e | 2.9092e-08 | 0.0022077 | species.year | Assuming all mineral wool
Phase 3 Improve Building Fabric | External Doors (Glass) | Technishield 70 40 MM Glazed door | [13] | Global Warming - Freshwater ecosystems | 198.4956 | kg CO2e/FU | m2 | 7.65e-14 | species.year/kg CO2e | 1.5185e-11 | species.year/FU | m2 | 198.4956 | kg CO2e/FU | m2 | per door | 1.9468 | 7 | 2705.0464 | kg CO2e | 2.0694e-10 | 0.00091795 | species.year
Phase 3 Improve Building Fabric | External Doors (Glass) | Technishield 70 40 MM Glazed door | [13] | Global Warming - Terrestrial ecosystems | 198.4956 | kg CO2e/FU | m2 | 2.8e-09 | species.year/kg CO2e | 5.5579e-07 | species.year/FU | m2 | / | kg CO2e/FU | m2 | per door | 1.9468 | 7 | / | kg CO2e | 7.5741e-06 |  | species.year
Phase 3 Improve Building Fabric | External Doors (Glass) | Technishield 70 40 MM Glazed door | [13] | Acidification- terrestrial ecosystems | 0.88544 | kg SO2 eq/FU | m2 | 2.12e-07 | species.year/kg SO2 eq | 1.8771e-07 | species.year/FU | m2 |  |  | m2 | per door | 1.9468 | 7 | 0 | kg CO2e | 2.5581e-06 |  | species.year
Phase 3 Improve Building Fabric | External Doors (Glass) | Technishield 70 40 MM Glazed door | [13] | Freshwater Eutrophication | 0.33 | Kg P eq/FU | m2 | 6.71e-07 | species.year/kg P eq | 2.2143e-07 | species.year/FU | m2 |  |  | m2 | per door | 1.9468 | 7 | 0 | kg CO2e | 3.0176e-06 |  | species.year
Phase 3 Improve Building Fabric | External Doors (Glass) | Technishield 70 40 MM Glazed door | [13] | Marine Eutrophication | 0.1036 | kg N eq/FU | m2 | 1.7e-09 | species.year/kg N eq | 1.7612e-10 | species.year/FU | m2 |  |  | m2 | per door | 1.9468 | 7 | 0 | kg CO2e | 2.4001e-09 |  | species.year
Phase 3 Improve Building Fabric | External Doors (Glass) | Technishield 70 40 MM Glazed door | [13] | Photochemical ozone formation - Terrestrial ecosystems | 0.13268 | kg Nox eq/FU | m2 | 1.29e-07 | species.year/kg Nox | 1.7116e-08 | species.year/FU | m2 |  |  | m2 | per door | 1.9468 | 7 | 0 | kg CO2e | 2.3326e-07 |  | species.year
Phase 3 Improve Building Fabric | External Doors (Glass) | Technishield 70 40 MM Glazed door | [13] | Water consumption | 4916.808 | m3/FU | m2 | 1.35e-08 | species.year/m3 | 6.6377e-05 | species.year/FU | m2 |  |  | m2 | per door | 1.9468 | 7 | 0 | kg CO2e | 0.00090457 |  | species.year
Phase 4 Energy Reduction | Lagging of Heating pipes | Lagging material | [14] | Global Warming - Terrestrial ecosystems | 226.0434 | kg CO2e/FU | m3 | 2.8e-09 | species.year/kg CO2e | 6.3292e-07 | species.year/FU | m3 | / | kg CO2e/FU | m3 | Per 5 meter | 0.0065 | 4427.02 | / | kg CO2e | 1.8213e-05 |  | species.year
Phase 4 Energy Reduction | Lagging of Heating pipes | Lagging material | [14] | Acidification- terrestrial ecosystems | 1.3252 | kg SO2 eq/FU | m3 | 2.12e-07 | species.year/kg SO2 eq | 2.8094e-07 | species.year/FU | m3 |  |  | m3 | Per 5 meter | 0.0065 | 4427.02 | 0 | kg CO2e | 8.0841e-06 |  | species.year
Phase 4 Energy Reduction | Lagging of Heating pipes | Lagging material | [14] | Freshwater Eutrophication | 0.12941 | Kg P eq/FU | m3 | 6.71e-07 | species.year/kg P eq | 8.6834e-08 | species.year/FU | m3 |  |  | m3 | Per 5 meter | 0.0065 | 4427.02 | 0 | kg CO2e | 2.4987e-06 |  | species.year
Phase 4 Energy Reduction | Lagging of Heating pipes | Lagging material | [14] | Global Warming - Freshwater ecosystems | 226.0434 | kg CO2e/FU | m3 | 7.65e-14 | species.year/kg CO2e | 1.7292e-11 | species.year/FU | m3 | 226.0434 | kg CO2e/FU | m3 | Per 5 meter | 0.0065 | 4427.02 | 6504.5413 | kg CO2e | 4.976e-10 | 2.8796e-05 | species.year
Phase 4 Energy Reduction | Lagging of Hot Water Pipes | Lagging material | [14] | Global Warming - Terrestrial ecosystems | 226.0434 | kg CO2e/FU | m3 | 2.8e-09 | species.year/kg CO2e | 6.3292e-07 | species.year/FU | m3 | / | kg CO2e/FU | m3 | Per 5 meter | 0.0065 | 4397.02 | / | kg CO2e | 1.8089e-05 |  | species.year
Phase 4 Energy Reduction | Lagging of Hot Water Pipes | Lagging material | [14] | Acidification- terrestrial ecosystems | 1.3252 | kg SO2 eq/FU | m3 | 2.12e-07 | species.year/kg SO2 eq | 2.8094e-07 | species.year/FU | m3 |  |  | m3 | Per 5 meter | 0.0065 | 4397.02 | 0 | kg CO2e | 8.0294e-06 |  | species.year
Phase 4 Energy Reduction | Lagging of Hot Water Pipes | Lagging material | [14] | Freshwater Eutrophication | 0.12941 | Kg P eq/FU | m3 | 6.71e-07 | species.year/kg P eq | 8.6834e-08 | species.year/FU | m3 |  |  | m3 | Per 5 meter | 0.0065 | 4397.02 | 0 | kg CO2e | 2.4818e-06 |  | species.year
Phase 4 Energy Reduction | Lagging of Hot Water Pipes | Lagging material | [14] | Global Warming - Freshwater ecosystems | 226.0434 | kg CO2e/FU | m3 | 7.65e-14 | species.year/kg CO2e | 1.7292e-11 | species.year/FU | m3 | 226.0434 | kg CO2e/FU | m3 | Per 5 meter | 0.0065 | 4397.02 | 6460.4628 | kg CO2e | 4.9423e-10 | 2.8601e-05 | species.year
Phase 4 Energy Reduction | Replace Pumps | MAGNA3 25 Cast Iron Pump | [15] | Global Warming - Freshwater ecosystems | 104.6656 | kg CO2e/FU | 1 pump | 7.65e-14 | species.year/kg CO2e | 8.0069e-12 | species.year/FU | 1 pump | 104.6656 | kg CO2e/FU | 1 pump | 1 pump | 1 | 60 | 6279.936 | kg CO2e | 4.8042e-10 |  | species.year
Phase 4 Energy Reduction | Replace Pumps | MAGNA3 25 Cast Iron Pump | [15] | Global Warming - Terrestrial ecosystems | 104.6656 | kg CO2e/FU | 1 pump | 2.8e-09 | species.year/kg CO2e | 2.9306e-07 | species.year/FU | 1 pump | / | kg CO2e/FU | 1 pump | 1 pump | 1 | 60 | / | kg CO2e | 1.7584e-05 |  | species.year
Phase 4 Energy Reduction | Replace Pumps | MAGNA3 25 Cast Iron Pump | [15] | Acidification- terrestrial ecosystems | 0.60835 | kg SO2 eq/FU | 1 pump | 2.12e-07 | species.year/kg SO2 eq | 1.2897e-07 | species.year/FU | 1 pump |  |  | 1 pump | 1 pump | 1 | 60 | 0 | kg CO2e | 7.7382e-06 |  | species.year
Phase 4 Energy Reduction | Replace Pumps | MAGNA3 25 Cast Iron Pump | [15] | Freshwater Eutrophication | 0.012872 | Kg P eq/FU | 1 pump | 6.71e-07 | species.year/kg P eq | 8.6372e-09 | species.year/FU | 1 pump |  |  | 1 pump | 1 pump | 1 | 60 | 0 | kg CO2e | 5.1823e-07 | 2.5841e-05 | species.year
Phase 4 Energy Reduction | Hydrogen Ready/Electric Boilers | Electric boiler | [26] | Global Warming - Freshwater ecosystems | 2386 | kg CO2e/FU | 1L hot water | 7.65e-14 | species.year/kg CO2e | 1.8253e-10 | species.year/FU | 1L hot water | 2386 | kg CO2e/FU | 1L hot water | per boiler | 1 | 110 | 262460 | kg CO2e | 2.0078e-08 | 0.00073491 | species.year
Phase 4 Energy Reduction | Hydrogen Ready/Electric Boilers | electric boiler | 26] | Global Warming - Terrestrial ecosystems | 2386 | kg CO2e/FU | 1L hot water | 2.8e-09 | species.year/kg CO2e | 6.6808e-06 | species.year/FU | 1L hot water | / | kg CO2e/FU | 1L hot water | per boiler | 1 | 110 | / | kg CO2e | 0.00073489 |  | species.year
Phase 4 Energy Reduction | Upgrading Fridges | Objet Collection refrigerator | [16] | Global Warming - Freshwater ecosystems | 573.9 | kg CO2e/FU | 1 fridge | 7.65e-14 | species.year/kg CO2e | 4.3903e-11 | species.year/FU | 1 fridge | 573.9 | kg CO2e/FU | 1 large fridge | per mini fridge | 0.3 | 657 | 113115.69 | kg CO2e | 8.6534e-09 | 0.00099907 | species.year | 0
Phase 4 Energy Reduction | Upgrading Fridges | Objet Collection refrigerator | [16] | Global Warming - Terrestrial ecosystems | 573.9 | kg CO2e/FU | 1 fridge | 2.8e-09 | species.year/kg CO2e | 1.6069e-06 | species.year/FU | 1 fridge | / | kg CO2e/FU | 1 large fridge | per mini fridge | 0.3 | 657 | / | kg CO2e | 0.00031672 |  | species.year | 0
Phase 4 Energy Reduction | Upgrading Fridges | Objet Collection refrigerator | [16] | Acidification- terrestrial ecosystems | 1.749 | kg SO2 eq/FU | 1 fridge | 2.12e-07 | species.year/kg SO2 eq | 3.7079e-07 | species.year/FU | 1 fridge |  |  | 1 large fridge | per mini fridge | 0.3 | 657 | 0 | kg CO2e | 7.3082e-05 |  | species.year | 0
Phase 4 Energy Reduction | Upgrading Fridges | Objet Collection refrigerator | [16] | Freshwater Eutrophication | 0.0018022 | Kg P eq/FU | 1 fridge | 6.71e-07 | species.year/kg P eq | 1.2093e-09 | species.year/FU | 1 fridge |  |  | 1 large fridge | per mini fridge | 0.3 | 657 | 0 | kg CO2e | 2.3835e-07 |  | species.year | 0
Phase 4 Energy Reduction | Upgrading Fridges | Objet Collection refrigerator | [16] | Water consumption | 228.8796 | m3/FU | 1 fridge | 1.35e-08 | species.year/m3 | 3.0899e-06 | species.year/FU | 1 fridge |  |  | 1 large fridge | per mini fridge | 0.3 | 657 | 0 | kg CO2e | 0.00060901 |  | species.year | 0
Phase 4 Energy Reduction | Upgrading Ovens | Electric Oven | [17] | Global Warming - Terrestrial ecosystems | 161.2 | kg CO2e/FU | 1 oven | 7.65e-14 | species.year/kg CO2e | 1.2332e-11 | species.year/FU | 1 oven | 161.2 | kg CO2e/FU | 1 oven | 1 oven | 1 | 330 | 53196 | kg CO2e | 4.0695e-09 | 0.00027038 |  | Materials and manufacturing, realistic scenario
Phase 4 Energy Reduction | Upgrading Ovens | Electric Oven | [17] | Global Warming - Freshwater ecosystems | 161.2 | kg CO2e/FU | 1 oven | 2.8e-09 | species.year/kg CO2e | 4.5136e-07 | species.year/FU | 1 oven |  |  | 1 oven | 1 oven | 1 | 330 | 0 | kg CO2e | 0.00014895 |  |  | Materials and manufacturing, realistic scenario
Phase 4 Energy Reduction | Upgrading Ovens | Electric Oven | [17] | Acidification- terrestrial ecosystems | 1.223 | kg SO2 eq/FU | 1 oven | 2.12e-07 | species.year/kg SO2 eq | 2.5928e-07 | species.year/FU | 1 oven |  |  | 1 oven | 1 oven | 1 | 330 | 0 | kg CO2e | 8.5561e-05 |  |  | Materials and manufacturing, realistic scenario
Phase 4 Energy Reduction | Upgrading Ovens | Electric Oven | [17] | Freshwater Eutrophication | 0.1136 | Kg P eq/FU | 1 oven | 6.71e-07 | species.year/kg P eq | 7.6226e-08 | species.year/FU | 1 oven |  |  | 1 oven | 1 oven | 1 | 330 | 0 | kg CO2e | 2.5154e-05 |  |  | Materials and manufacturing, realistic scenario
Phase 4 Energy Reduction | Upgrading Ovens | Electric Oven | [17] | Marine Eutrophication | 0.0463 | kg N eq/FU | 1 oven | 1.7e-09 | species.year/kg N eq | 7.871e-11 | species.year/FU | 1 oven |  |  | 1 oven | 1 oven | 1 | 330 | 0 | kg CO2e | 2.5974e-08 |  |  | Materials and manufacturing, realistic scenario
Phase 4 Energy Reduction | Upgrading Ovens | Electric Oven | [17] | Photochemical ozone formation - Terrestrial ecosystems | 0.17255 | kg Nox eq/FU | 1 oven | 1.29e-07 | species.year/kg Nox | 2.2259e-08 | species.year/FU | 1 oven |  |  | 1 oven | 1 oven | 1 | 330 | 0 | kg CO2e | 7.3455e-06 |  |  | Materials and manufacturing, realistic scenario
Phase 4 Energy Reduction | Upgrading Ovens | Electric Oven | [17] | Freshwater Ecotoxicity | 7.359 | kg 1-4 DCB eq/FU | 1 oven | 6.95e-10 | species.year/kg 1-4 DCB eq | 5.1145e-09 | species.year/FU | 1 oven |  |  | 1 oven | 1 oven | 1 | 330 | 0 | kg CO2e | 1.6878e-06 |  |  | Materials and manufacturing, realistic scenario
Phase 4 Energy Reduction | Upgrading Ovens | Electric Oven | [17] | Marine Ecotoxicity | 7.222 | kg 1-4 DCB eq/FU | 1 oven | 6.95e-10 | species.year/kg 1-4 DCB eq | 5.0193e-09 | species.year/FU | 1 oven |  |  | 1 oven | 1 oven | 1 | 330 | 0 | kg CO2e | 1.6564e-06 |  |  | Materials and manufacturing, realistic scenario
Phase 4 Energy Reduction | Upgrading Hobs | Electronic boards for hob | [18] | Acidification- terrestrial ecosystems | 0.4456 | kg SO2 eq/FU | 1 hob | 2.12e-07 | species.year/kg SO2 eq | 9.4467e-08 | species.year/FU | 1 hob |  |  | 1 hob | per hob | 1 | 44 | 0 | kg CO2e | 4.1566e-06 |  | species.year | Electronic board parts only
Phase 4 Energy Reduction | Upgrading Hobs | Electronic boards for hob | [18] | Freshwater Eutrophication | 0.11352 | Kg P eq/FU | 1 hob | 6.71e-07 | species.year/kg P eq | 7.6172e-08 | species.year/FU | 1 hob |  |  | 1 hob | per hob | 1 | 44 | 0 | kg CO2e | 3.3516e-06 |  | species.year | Electronic board parts only
Phase 4 Energy Reduction | Upgrading Hobs | Electronic boards for hob | [18] | Global Warming - Freshwater ecosystems | 72.61 | kg CO2e/FU | 1 hob | 7.65e-14 | species.year/kg CO2e | 5.5547e-12 | species.year/FU | 1 hob | 72.61 | kg CO2e/FU | 1 hob | per hob | 1 | 44 | 3194.84 | kg CO2e | 2.4441e-10 | 1.8762e-05 | species.year | Electronic board parts only
Phase 4 Energy Reduction | Upgrading Hobs | Electronic boards for hob | [18] | Global Warming - Terrestrial ecosystems | 72.61 | kg CO2e/FU | 1 hob | 2.8e-09 | species.year/kg CO2e | 2.0331e-07 | species.year/FU | 1 hob | / | kg CO2e/FU | 1 hob | per hob | 1 | 44 | / | kg CO2e | 8.9456e-06 |  | species.year | Electronic board parts only
Phase 4 Energy Reduction | Upgrading Hobs | Electronic boards for hob | [18] | Freshwater Ecotoxicity | 75 | kg 1-4 DCB eq/FU | 1 hob | 6.95e-10 | species.year/kg 1-4 DCB eq | 5.2125e-08 | species.year/FU | 1 hob |  |  | 1 hob | per hob | 1 | 44 | 0 | kg CO2e | 2.2935e-06 |  | species.year | Electronic board parts only
Phase 4 Energy Reduction | Upgrading Hobs | Electronic boards for hob | [18] | Terrestrial Ecotoxicity | 29.6856 | kg 1-4 DCB eq/FU | 1 hob | 1.14e-11 | species.year/kg 1-4 DCB eq | 3.3842e-10 | species.year/FU | 1 hob |  |  | 1 hob | per hob | 1 | 44 | 0 | kg CO2e | 1.489e-08 |  | species.year | Electronic board parts only
Phase 4 Energy Reduction | Upgrading Washing Machine | Washing Machine, Scenario 1 | [19] | Global Warming - Freshwater ecosystems | 51.726 | #REF! | 1 dishwasher | 7.65e-14 | species.year/kg CO2e | 3.957e-12 | species.year/FU | 1 dishwasher | 51.726 | kg CO2e/FU | 1 dishwasher | per washing machine | 1 | 14 | 724.164 | kg CO2e | 5.5399e-11 | 2.0277e-06 | species.year | Bought new, assuming baseline scenario, assume washer and dryer same impacts
Phase 4 Energy Reduction | Upgrading Washing Machine | Washing Machine, Scenario 1 | [19] | Global Warming - Terrestrial ecosystems | 51.726 | #REF! | 1 dishwasher | 2.8e-09 | species.year/kg CO2e | 1.4483e-07 | species.year/FU | 1 dishwasher | / | kg CO2e/FU | 1 dishwasher | per washing machine | 1 | 14 | / | kg CO2e | 2.0277e-06 |  | species.year | Bought new, assuming baseline scenario, assume washer and dryer same impacts
Phase 4 Energy Reduction | Upgrading HVAC units | NA | NA | NA | NA | #REF! | NA | NA | NA | #VALUE! | NA | NA | NA |  | each | each | 1 | 19 | 0 | kg CO2e | 0 | 0 | species.year
Phase 4 Energy Reduction | LED Bulp & Fitting Replacement (Works Project) | i60-1200 LED 4600 HF OP | [20] | Global Warming - Freshwater ecosystems | 37.1138 | #REF! | 1 fitting | 7.65e-14 | species.year/kg CO2e | 2.8392e-12 | species.year/FU | 1 fitting | 37.1138 | kg CO2e/FU | 1 fitting | per fitting | 1 | 820.54 | 30453.3575 | kg CO2e | 2.3297e-09 | 0.00015055 | species.year | lots of different LEDs to choose from, probably good for sensitivity analysis?
Phase 4 Energy Reduction | LED Bulp & Fitting Replacement (Works Project) | i60-1200 LED 4600 HF OP | [20] | Global Warming - Terrestrial ecosystems | 37.1138 | #REF! | 1 fitting | 2.8e-09 | species.year/kg CO2e | 1.0392e-07 | species.year/FU | 1 fitting | / | kg CO2e/FU | 1 fitting | per fitting | 1 | 820.54 | / | kg CO2e | 8.5269e-05 |  | species.year | lots of different LEDs to choose from, probably good for sensitivity analysis?
Phase 4 Energy Reduction | LED Bulp & Fitting Replacement (Works Project) | i60-1200 LED 4600 HF OP | [20] | Acidification- terrestrial ecosystems | 0.33307 | kg SO2 eq/FU | 1 fitting | 2.12e-07 | species.year/kg SO2 eq | 7.0611e-08 | species.year/FU | 1 fitting |  |  | 1 fitting | per fitting | 1 | 820.54 | 0 | kg CO2e | 5.7939e-05 |  | species.year | lots of different LEDs to choose from, probably good for sensitivity analysis?
Phase 4 Energy Reduction | LED Bulp & Fitting Replacement (Works Project) | i60-1200 LED 4600 HF OP | [20] | Freshwater Eutrophication | 0.0041176 | Kg P eq/FU | 1 fitting | 6.71e-07 | species.year/kg P eq | 2.7629e-09 | species.year/FU | 1 fitting |  |  | 1 fitting | per fitting | 1 | 820.54 | 0 | kg CO2e | 2.2671e-06 |  | species.year | lots of different LEDs to choose from, probably good for sensitivity analysis?
Phase 4 Energy Reduction | LED Bulp & Fitting Replacement (Works Project) | i60-1200 LED 4600 HF OP | [20] | Marine Eutrophication | 0.036772 | kg N eq/FU | 1 fitting | 1.7e-09 | species.year/kg N eq | 6.2513e-11 | species.year/FU | 1 fitting |  |  | 1 fitting | per fitting | 1 | 820.54 | 0 | kg CO2e | 5.1294e-08 |  | species.year | lots of different LEDs to choose from, probably good for sensitivity analysis?
Phase 4 Energy Reduction | LED Bulp & Fitting Replacement (Works Project) | i60-1200 LED 4600 HF OP | [20] | Photochemical ozone formation - Terrestrial ecosystems | 0.037746 | kg Nox eq/FU | 1 fitting | 1.29e-07 | species.year/kg Nox | 4.8692e-09 | species.year/FU | 1 fitting |  |  | 1 fitting | per fitting | 1 | 820.54 | 0 | kg CO2e | 3.9954e-06 |  | species.year | lots of different LEDs to choose from, probably good for sensitivity analysis?
Phase 4 Energy Reduction | LED Bulp & Fitting Replacement (Works Project) | i60-1200 LED 4600 HF OP | [20] | Water consumption | 2079.589 | m3/FU | 1 fitting | 6.04e-13 | species.year/m3 | 1.2561e-09 | species.year/FU | 1 fitting |  |  | 1 fitting | per fitting | 1 | 820.54 | 0 | kg CO2e | 1.0307e-06 |  | species.year | lots of different LEDs to choose from, probably good for sensitivity analysis?
Phase 4 Energy Reduction | Lighting Occupancy (SALTO) | NA | NA | Global Warming - Freshwater ecosystems | 0 | kg CO2e/FU | per room | 7.65e-14 | NA | 0 | species.year/FU | per room | 0 | kg CO2e/FU | per room | per room | 1 | 620 | 0 | kg CO2e | 0 | 0 | species.year
Phase 4 Energy Reduction | Underfloor Heating required when using Ground source heat pumps | Underfloor heating system- Brass & Fittings, S.L. | [21] | Global Warming - Freshwater ecosystems | 9.2754 | #REF! | m2 | 7.65e-14 | species.year/kg CO2e | 7.0957e-13 | species.year/FU | m2 | 9.2754 | kg CO2e/FU | m2 | per room | 32.7149 | 510.0007 | 154756.4414 | kg CO2e | 1.1839e-08 | 0.00060515 | species.year | T45 insulation board, PERT EVOH pipe system and manifold cabinet with 2 manifolds and 8 circutes- others available
Phase 4 Energy Reduction | Underfloor Heating required when using Ground source heat pumps | Underfloor heating system- Brass & Fittings, S.L. | [21] | Global Warming - Terrestrial ecosystems | 9.2754 | #REF! | m2 | 2.8e-09 | species.year/kg CO2e | 2.5971e-08 | species.year/FU | m2 | / | kg CO2e/FU | m2 | per room | 32.7149 | 510.0007 | / | kg CO2e | 0.00043332 |  | species.year | T45 insulation board, PERT EVOH pipe system and manifold cabinet with 2 manifolds and 8 circutes- others available
Phase 4 Energy Reduction | Underfloor Heating required when using Ground source heat pumps | Underfloor heating system- Brass & Fittings, S.L. | [21] | Acidification- terrestrial ecosystems | 0.043288 | kg SO2 eq/FU | m2 | 2.12e-07 | species.year/kg SO2 eq | 9.1771e-09 | species.year/FU | m2 |  |  | m2 | per room | 32.7149 | 510.0007 | 0 | kg CO2e | 0.00015312 |  | species.year | T45 insulation board, PERT EVOH pipe system and manifold cabinet with 2 manifolds and 8 circutes- others available
Phase 4 Energy Reduction | Underfloor Heating required when using Ground source heat pumps | Underfloor heating system- Brass & Fittings, S.L. | [21] | Freshwater Eutrophication | 0.00015337 | #REF! | m2 | 6.71e-07 | species.year/kg P eq | 1.0291e-10 | species.year/FU | m2 |  |  | m2 | per room | 32.7149 | 510.0007 | 0 | kg CO2e | 1.7171e-06 |  | species.year | T45 insulation board, PERT EVOH pipe system and manifold cabinet with 2 manifolds and 8 circutes- others available
Phase 4 Energy Reduction | Underfloor Heating required when using Ground source heat pumps | Underfloor heating system- Brass & Fittings, S.L. | [21] | Marine Eutrophication | 0.0058585 | #REF! | m2 | 1.7e-09 | species.year/kg N eq | 9.9595e-12 | species.year/FU | m2 |  |  | m2 | per room | 32.7149 | 510.0007 | 0 | kg CO2e | 1.6617e-07 |  | species.year | T45 insulation board, PERT EVOH pipe system and manifold cabinet with 2 manifolds and 8 circutes- others available
Phase 4 Energy Reduction | Underfloor Heating required when using Ground source heat pumps | Underfloor heating system- Brass & Fittings, S.L. | [21] | Photochemical ozone formation - Terrestrial ecosystems | 0.0077869 | kg Nox eq/FU | m2 | 1.29e-07 | species.year/kg Nox | 1.0045e-09 | species.year/FU | m2 |  |  | m2 | per room | 32.7149 | 510.0007 | 0 | kg CO2e | 1.676e-05 |  | species.year | T45 insulation board, PERT EVOH pipe system and manifold cabinet with 2 manifolds and 8 circutes- others available
Phase 4 Energy Reduction | Underfloor Heating required when using Ground source heat pumps | Underfloor heating system- Brass & Fittings, S.L. | [21] | Water consumption | 5.7394 | #REF! | m2 | 6.04e-13 | species.year/m3 | 3.4666e-12 | species.year/FU | m2 |  |  | m2 | per room | 32.7149 | 510.0007 | 0 | kg CO2e | 5.7839e-08 |  | species.year | T45 insulation board, PERT EVOH pipe system and manifold cabinet with 2 manifolds and 8 circutes- others available
Phase 4 Energy Reduction | Replacement Larger radiators required when using ground source heat pumps as heat source | Lyngson radiator type 22 size – h500mm x L700 mm | [22] | Global Warming - Freshwater ecosystems | 7.097 | #REF! | 1 radiator | 7.65e-14 | species.year/kg CO2e | 5.4292e-13 | species.year/FU | 1 radiator | 7.097 | kg CO2e/FU | 1 radiator | per room | 1.5 | 537.1429 | 5718.1406 | kg CO2e | 4.3744e-10 | 3.7906e-05 | species.year | Assuming heat pump suitable radiator is the same components as normal radiator
Phase 4 Energy Reduction | Replacement Larger radiators required when using ground source heat pumps as heat source | Lyngson radiator type 22 size – h500mm x L700 mm | [22] | Global Warming - Terrestrial ecosystems | 7.097 | #REF! | 1 radiator | 2.8e-09 | species.year/kg CO2e | 1.9872e-08 | species.year/FU | 1 radiator | / | kg CO2e/FU | 1 radiator | per room | 1.5 | 537.1429 | / | kg CO2e | 1.6011e-05 |  | species.year | Assuming heat pump suitable radiator is the same components as normal radiator
Phase 4 Energy Reduction | Replacement Larger radiators required when using ground source heat pumps as heat source | Lyngson radiator type 22 size – h500mm x L700 mm | [22] | Acidification- terrestrial ecosystems | 0.095291 | kg SO2 eq/FU | 1 radiator | 2.12e-07 | species.year/kg SO2 eq | 2.0202e-08 | species.year/FU | 1 radiator |  |  | 1 radiator | per room | 1.5 | 537.1429 | 0 | kg CO2e | 1.6277e-05 |  | species.year | Assuming heat pump suitable radiator is the same components as normal radiator
Phase 4 Energy Reduction | Replacement Larger radiators required when using ground source heat pumps as heat source | Lyngson radiator type 22 size – h500mm x L700 mm | [22] | Freshwater Eutrophication | 0.0096234 | #REF! | 1 radiator | 6.71e-07 | species.year/kg P eq | 6.4573e-09 | species.year/FU | 1 radiator |  |  | 1 radiator | per room | 1.5 | 537.1429 | 0 | kg CO2e | 5.2027e-06 |  | species.year | Assuming heat pump suitable radiator is the same components as normal radiator
Phase 4 Energy Reduction | Replacement Larger radiators required when using ground source heat pumps as heat source | Lyngson radiator type 22 size – h500mm x L700 mm | [22] | Marine Eutrophication | 0.013226 | #REF! | 1 radiator | 1.7e-09 | species.year/kg N eq | 2.2485e-11 | species.year/FU | 1 radiator |  |  | 1 radiator | per room | 1.5 | 537.1429 | 0 | kg CO2e | 1.8116e-08 |  | species.year | Assuming heat pump suitable radiator is the same components as normal radiator
Phase 4 Energy Reduction | Replacement Larger radiators required when using ground source heat pumps as heat source | Lyngson radiator type 22 size – h500mm x L700 mm | [22] | Photochemical ozone formation - Terrestrial ecosystems | 0.0038123 | kg Nox eq/FU | 1 radiator | 1.29e-07 | species.year/kg Nox | 4.9178e-10 | species.year/FU | 1 radiator |  |  | 1 radiator | per room | 1.5 | 537.1429 | 0 | kg CO2e | 3.9624e-07 |  | species.year | Assuming heat pump suitable radiator is the same components as normal radiator
Phase 4 Energy Reduction | Replacement Larger radiators required when using ground source heat pumps as heat source | Lyngson radiator type 22 size – h500mm x L700 mm | [22] | Water consumption | 2.2841 | #REF! | 1 radiator | 6.04e-13 | species.year/m3 | 1.3796e-12 | species.year/FU | 1 radiator |  |  | 1 radiator | per room | 1.5 | 537.1429 | 0 | kg CO2e | 1.1116e-09 |  | species.year | Assuming heat pump suitable radiator is the same components as normal radiator
Phase 4 Energy Reduction | Carpets/carpet Tiles replacements as carpets to be removed to fit unde floor heating | tiltnturn Carpet Tiles- Burmatex | [23] | Global Warming - Freshwater ecosystems | 14.497 | #REF! | m2 | 7.65e-14 | species.year/kg CO2e | 1.109e-12 | species.year/FU | m2 | 14.497 | kg CO2e/FU | m2 | per room | 32.7149 | 521.6667 | 247409.954 | kg CO2e | 1.8927e-08 | 0.0013961 | species.year | UK based company, nylon yarn and recycled backing
Phase 4 Energy Reduction | Carpets/carpet Tiles replacements as carpets to be removed to fit unde floor heating | tiltnturn Carpet Tiles- Burmatex | [23] | Global Warming - Terrestrial ecosystems | 14.497 | #REF! | m2 | 2.8e-09 | species.year/kg CO2e | 4.0592e-08 | species.year/FU | m2 | / | kg CO2e/FU | m2 | per room | 32.7149 | 521.6667 | / | kg CO2e | 0.00069275 |  | species.year | UK based company, nylon yarn and recycled backing
Phase 4 Energy Reduction | Carpets/carpet Tiles replacements as carpets to be removed to fit unde floor heating | tiltnturn Carpet Tiles- Burmatex | [23] | Acidification- terrestrial ecosystems | 0.11531 | kg SO2 eq/FU | m2 | 2.12e-07 | species.year/kg SO2 eq | 2.4446e-08 | species.year/FU | m2 |  |  | m2 | per room | 32.7149 | 521.6667 | 0 | kg CO2e | 0.0004172 |  | species.year | UK based company, nylon yarn and recycled backing
Phase 4 Energy Reduction | Carpets/carpet Tiles replacements as carpets to be removed to fit unde floor heating | tiltnturn Carpet Tiles- Burmatex | [23] | Freshwater Eutrophication | 0.021951 | #REF! | m2 | 6.71e-07 | species.year/kg P eq | 1.4729e-08 | species.year/FU | m2 |  |  | m2 | per room | 32.7149 | 521.6667 | 0 | kg CO2e | 0.00025137 |  | species.year | UK based company, nylon yarn and recycled backing
Phase 4 Energy Reduction | Carpets/carpet Tiles replacements as carpets to be removed to fit unde floor heating | tiltnturn Carpet Tiles- Burmatex | [23] | Marine Eutrophication | 0.027699 | #REF! | m2 | 1.7e-09 | species.year/kg N eq | 4.7088e-11 | species.year/FU | m2 |  |  | m2 | per room | 32.7149 | 521.6667 | 0 | kg CO2e | 8.0362e-07 |  | species.year | UK based company, nylon yarn and recycled backing
Phase 4 Energy Reduction | Carpets/carpet Tiles replacements as carpets to be removed to fit unde floor heating | tiltnturn Carpet Tiles- Burmatex | [23] | Photochemical ozone formation - Terrestrial ecosystems | 0.015368 | kg Nox eq/FU | m2 | 1.29e-07 | species.year/kg Nox | 1.9824e-09 | species.year/FU | m2 |  |  | m2 | per room | 32.7149 | 521.6667 | 0 | kg CO2e | 3.3832e-05 |  | species.year | UK based company, nylon yarn and recycled backing
Phase 4 Energy Reduction | Carpets/carpet Tiles replacements as carpets to be removed to fit unde floor heating | tiltnturn Carpet Tiles- Burmatex | [23] | Water consumption | 11.0801 | #REF! | m2 | 6.04e-13 | species.year/m3 | 6.6924e-12 | species.year/FU | m2 |  |  | m2 | per room | 32.7149 | 521.6667 | 0 | kg CO2e | 1.1421e-07 |  | species.year | UK based company, nylon yarn and recycled backing
Phase 4 Energy Reduction | Trend BMS upgrade | NA | NA | NA | NA | NA | NA | NA | NA | #VALUE! | NA | NA | NA |  | Per plant room | Per plant room | 1 | 21 | 0 | kg CO2e | 0 | 0 | species.year
Phase 4 Energy Reduction | All Day Storage heaters run by air source heat pumps | NA | NA | NA | NA | NA | NA | NA | NA | #VALUE! | NA | NA | NA |  | per room | per room | 1 | 19 | 0 | kg CO2e | 0 | 0 | species.year
Phase 5 Install Sustainable Energy Generation Solutions | SunAmp Cubes (Parks Road £340,000 Merifield £50,000 DWB £100,000) to replace Calorifiers | SunAmp 300hp | [28] | Global Warming - Freshwater ecosystems | 823.697 | kg CO2e/FU | per SunAmp | 7.65e-14 | species.year/kg CO2e | 6.3013e-11 | species.year/FU | per SunAmp | 823.697 | kg CO2e/FU | per SunAmp | per SC | 1 | 94.75 | 78045.2908 | kg CO2e | 5.9705e-09 | 0.00021853 | species.year | SunAmp own calculations, biggest size and suitable for heat pump
Phase 5 Install Sustainable Energy Generation Solutions | SunAmp Cubes (Parks Road £340,000 Merifield £50,000 DWB £100,000) to replace Calorifiers | SunAmp 300hp | [28] | Global Warming - Terrestrial ecosystems | 823.697 | kg CO2e/FU | per SunAmp | 2.8e-09 | species.year/kg CO2e | 2.3064e-06 | species.year/FU | per SunAmp | / | kg CO2e/FU | per SunAmp | per SC | 1 | 94.75 | / | kg CO2e | 0.00021853 |  | species.year | SunAmp own calculations, biggest size and suitable for heat pump
Phase 5 Install Sustainable Energy Generation Solutions | Ground Source Heat Pumps (DWB, Parks Road & Merifield) | Ground Source Heat Pump 2 | [25] | Global Warming - Freshwater ecosystems | 10200 | kg CO2e/FU | over 20 years | 7.65e-14 | species.year/kg CO2e | 7.803e-10 | species.year/FU | per module | 10200 | kg CO2e/FU | per module | per GSHP | 1 | 23 | 234600 | kg CO2e | 1.7947e-08 | 0.00079434 | species.year
Phase 5 Install Sustainable Energy Generation Solutions | Ground Source Heat Pumps (DWB, Parks Road & Merifield) | Ground Source Heat Pump 2 | [25] | Global Warming - Terrestrial ecosystems | 10200 | kg CO2e/FU | over 20 years | 2.8e-09 | species.year/kg CO2e | 2.856e-05 | species.year/FU | per module |  |  | per module | per GSHP | 1 | 23 | / | kg CO2e | 0.00065688 |  | species.year
Phase 5 Install Sustainable Energy Generation Solutions | Ground Source Heat Pumps (DWB, Parks Road & Merifield) | Ground Source Heat Pump 2 | [25] | Acidification- terrestrial ecosystems | 20.8 | kg SO2 eq/FU | over 20 years | 2.12e-07 | species.year/kg SO2 eq | 4.4096e-06 | species.year/FU | per module |  |  | per module | per GSHP | 1 | 23 | 0 | kg CO2e | 0.00010142 |  | species.year
Phase 5 Install Sustainable Energy Generation Solutions | Ground Source Heat Pumps (DWB, Parks Road & Merifield) | Ground Source Heat Pump 2 | [25] | Freshwater Eutrophication | 0.16 | Kg P eq/FU | over 20 years | 6.71e-07 | species.year/kg P eq | 1.0736e-07 | species.year/FU | per module |  |  | per module | per GSHP | 1 | 23 | 0 | kg CO2e | 2.4693e-06 |  | species.year
Phase 5 Install Sustainable Energy Generation Solutions | Ground Source Heat Pumps (DWB, Parks Road & Merifield) | Ground Source Heat Pump 2 | [25] | Marine Eutrophication | 2.9 | kg N eq/FU | over 20 years | 1.7e-09 | species.year/kg N eq | 4.93e-09 | species.year/FU | per module |  |  | per module | per GSHP | 1 | 23 | 0 | kg CO2e | 1.1339e-07 |  | species.year
Phase 5 Install Sustainable Energy Generation Solutions | Ground Source Heat Pumps (DWB, Parks Road & Merifield) | Ground Source Heat Pump 2 | [25] | Photochemical ozone formation - Terrestrial ecosystems | 8.004 | kg Nox eq/FU | over 20 years | 1.29e-07 | species.year/kg Nox | 1.0325e-06 | species.year/FU | per module |  |  | per module | per GSHP | 1 | 23 | 0 | kg CO2e | 2.3748e-05 |  | species.year
Phase 5 Install Sustainable Energy Generation Solutions | Ground Source Heat Pumps (DWB, Parks Road & Merifield) | Ground Source Heat Pump 2 | [25] | Terrestrial Ecotoxicity | 0.4 | kg 1-4 DCB eq/FU | over 20 years | 1.14e-11 | species.year/kg 1-4 DCB eq | 4.56e-12 | species.year/FU | per module |  |  | per module | per GSHP | 1 | 23 | 0 | kg CO2e | 1.0488e-10 |  | species.year
Phase 5 Install Sustainable Energy Generation Solutions | Ground Source Heat Pumps (DWB, Parks Road & Merifield) | Ground Source Heat Pump 2 | [25] | Freshwater Ecotoxicity | 7.8 | kg 1-4 DCB eq/FU | over 20 years | 6.95e-10 | species.year/kg 1-4 DCB eq | 5.421e-09 | species.year/FU | per module |  |  | per module | per GSHP | 1 | 23 | 0 | kg CO2e | 1.2468e-07 |  | species.year
Phase 5 Install Sustainable Energy Generation Solutions | Ground Source Heat Pumps (DWB, Parks Road & Merifield) | Ground Source Heat Pump 2 | [25] | Marine Ecotoxicity | 13.2 | kg 1-4 DCB eq/FU | over 20 years | 1.05e-10 | species.year/kg 1-4 DCB eq | 1.386e-09 | species.year/FU | per module |  |  | per module | per GSHP | 1 | 23 | 0 | kg CO2e | 3.1878e-08 |  | species.year
Phase 5 Install Sustainable Energy Generation Solutions | Ground Source Heat Pumps (DWB, Parks Road & Merifield) | Ground Source Heat Pump 2 | [25] | Water consumption | 30.7 | m3/FU | over 20 years | 1.35e-08 | species.year/m3 | 4.1445e-07 | species.year/FU | per module |  |  | per module | per GSHP | 1 | 23 | 0 | kg CO2e | 9.5324e-06 |  | species.year
Phase 5 Install Sustainable Energy Generation Solutions | PV (Solar Panels) small arrays some to generate electricity most to generate hot water | mono si module | [27] | Global Warming - Freshwater ecosystems | 49.5435 | kg CO2e/FU | kWh | 7.65e-14 | species.year/kg CO2e | 3.7901e-12 | species.year/FU | per module | 49.5435 | kg CO2e/FU | per module | per module | 1 | 850 | 42111.9325 | kg CO2e | 3.2216e-09 | 0.00013504 | species.year
Phase 5 Install Sustainable Energy Generation Solutions | PV (Solar Panels) small arrays some to generate electricity most to generate hot water | mono si module | [27] | Global Warming - Terrestrial ecosystems | 49.5435 | kg CO2e/FU | kWh | 2.8e-09 | species.year/kg CO2e | 1.3872e-07 | species.year/FU | per module | / | kg CO2e/FU | per module | per module | 1 | 850 | / | kg CO2e | 0.00011791 |  | species.year
Phase 5 Install Sustainable Energy Generation Solutions | PV (Solar Panels) small arrays some to generate electricity most to generate hot water | mono si module | [27] | Acidification- terrestrial ecosystems | 0.046488 | kg SO2 eq/FU | kWh | 2.12e-07 | species.year/kg SO2 eq | 9.8555e-09 | species.year/FU | per module |  |  | per module | per module | 1 | 850 | 0 | kg CO2e | 8.3772e-06 |  | species.year
Phase 5 Install Sustainable Energy Generation Solutions | PV (Solar Panels) small arrays some to generate electricity most to generate hot water | mono si module | [27] | Freshwater Eutrophication | 0.015341 | Kg P eq/FU | kWh | 6.71e-07 | species.year/kg P eq | 1.0294e-08 | species.year/FU | per module |  |  | per module | per module | 1 | 850 | 0 | kg CO2e | 8.7498e-06 |  | species.year
Phase 5 Install Sustainable Energy Generation Solutions | Air Source Heat Pumps (DWB, Parks Road & Merifield) | Air Source Heat Pump 1 | [26] | Global Warming - Freshwater ecosystems | 2655 | kg CO2e/FU | kWh | 7.65e-14 | species.year/kg CO2e | 2.0311e-10 | species.year/FU | kWh | 2655 | kg CO2e/FU | kWh | Per Module | 1 | 61.3333 | 162839.9911 | kg CO2e | 1.2457e-08 | 0.00045596 | species.year
Phase 5 Install Sustainable Energy Generation Solutions | Air Source Heat Pumps (DWB, Parks Road & Merifield) | Air Source Heat Pump 1 | [26] | Global Warming - Terrestrial ecosystems | 2655 | kg CO2e/FU | kWh | 2.8e-09 | species.year/kg CO2e | 7.434e-06 | species.year/FU | kWh | / | kg CO2e/FU | kWh | Per Module | 1 | 61.3333 | / | kg CO2e | 0.00045595 |  | species.year
Phase 5 Install Sustainable Energy Generation Solutions | Upgrade of Love Lane Transformer by SSE should it be required | NA | NA | NA | NA | NA | NA | NA | NA | #VALUE! | NA | NA |  |  | each | each | 1 | 1 | 0 | kg CO2e | 0 | 0 | species.year
Phase 5 Install Sustainable Energy Generation Solutions | Landscaping due to ground source heat pump installing and changes to underground services | na | NA | NA | NA | NA | NA | NA | NA | #VALUE! | NA | NA | NA | N | per GSHP | per GSHP | 1 | 23 | 0 | kg CO2e | 0 | 0 | species.year
Phase 5 Install Sustainable Energy Generation Solutions | Upgrading of services pipework (Electric, Water, Gas pipe and meter removal and changes to Sewerage system | NA | NA | NA | NA | NA | NA | NA | NA | #VALUE! | NA | NA |  |  | per staircase | per staircase | 1 | 74 | 0 | kg CO2e | 0 | 0 | species.year
Functional unit characterisation factors
Phase of planned works | Reference Planned work | Current Unit | Functional Unit | characterisation Factor
Phase 1 Energy Monitoring | Installing meters to measure Heat and Electric at point of use (Per Staircase) | Per Staircase | Per Staircase | 1
Phase 1 Energy Monitoring | Heating Occupancy (EyeSeaGreen) | per room | per room | 1
Phase 2 Surveys | Electric Metering Survey | per SC | per SC | 1
Phase 2 Surveys | Loft Surveys | per SC | per SC | 1
Phase 2 Surveys | Window Surveys | Per room | Per room | 1
Phase 2 Surveys | Building fabric | Hr per room | Hr per room | 1
Phase 2 Surveys | Pipes | Hr per room | Hr per room | 1
Phase 2 Surveys | Pumps | plant room | plant room | 1
Phase 3 Improve Building Fabric | Windows replace glazing with Vacuum (Grade 2 Listed) & Secondary and Triple where appropriate. | m2 | Per Window | 0.98471
Phase 3 Improve Building Fabric | Designing and constructing/fitting Heritage Shutters HMR & Front Quad | m2 | Per Window | 0.98471
Phase 3 Improve Building Fabric | Insulate Lofts | m2 | m2 | 1
Phase 3 Improve Building Fabric | Seal Air Gaps | kg | per room | 0.032806
Phase 3 Improve Building Fabric | Window apertures/architraves (sealing/draught proofing) | kg | per Window | 10.7674
Phase 3 Improve Building Fabric | Suspended Floors Spraying (Q Bot) | m2 | m2 | 1
Phase 3 Improve Building Fabric | Insulate Cold Bridges | per room | per room | 1
Phase 3 Improve Building Fabric | Adding internal Insulation on Cold External walls plus plastering and decoration | m2 | per room | 11.6682
Phase 3 Improve Building Fabric | Cavity Wall Insulation | m2 | per wall | 11.6682
Phase 3 Improve Building Fabric | External Doors (Glass) | m2 | per door | 1.9468
Phase 4 Energy Reduction | Lagging of Heating pipes | m3 | Per 5 meter | 0.0065
Phase 4 Energy Reduction | Lagging of Hot Water Pipes | m3 | Per 5 meter | 0.0065
Phase 4 Energy Reduction | Replace Pumps | 1 pump | 1 pump | 1
Phase 4 Energy Reduction | Upgrading Fridges | 1 large fridge | per mini fridge | 0.3
Phase 4 Energy Reduction | Upgrading Ovens | per oven | per oven | 1
Phase 4 Energy Reduction | Upgrading Hobs | per oven | per hob | 1
Phase 4 Energy Reduction | Upgrading Washing Machine | per washing machine | per washing machine | 1
Phase 4 Energy Reduction | Upgrade HVAC units | per HVAC unit | per HVAC unit | 1
Phase 4 Energy Reduction | LED Bulp & Fitting Replacement (Works Project) | per fitting | per fitting | 1
Phase 4 Energy Reduction | Lighting Occupancy (SALTO) | per room | per room | 1
Phase 4 Energy Reduction | Underfloor Heating required when using Ground source heat pumps | m2 | per room | 32.7149
Phase 4 Energy Reduction | Replacement Larger radiators required when using ground source heat pumps as heat source | 1 radiator | per room | 1.5
Phase 4 Energy Reduction | Carpets/carpet Tiles replacements as carpets to be removed to fit unde floor heating | m2 | per room | 32.7149
Phase 4 Energy Reduction | TREND BMS upgrade | per plant room | per plant room | 1
Phase 4 Energy Reduction | All Day Storage heaters run by air source heat pumps | per room | per room | 1
Phase 5 Install Sustainble Energy Generation Solutions | SunAmp Cubes (Parks Road £340,000 Merifield £50,000 DWB £100,000) to replace Calorifiers | per SunAmp | per staircase | 1
Phase 4 Energy Reduction | Hydrogen Ready/Electric Boilers | per boiler | per boiler | 1
Phase 5 Install Sustainble Energy Genration Solutions | Ground Source Heat Pumps (DWB, Parks Road & Merifield) | per module | per module | 1
Phase 5 Install Sustainble Energy Genration Solutions | PV (Solar Panels) small arrays some to generate electricity most to generate hot water | per module | per module | 1
Phase 5 Install Sustainble Energy Genration Solutions | Air Source Heat Pumps (DWB, Parks Road & Merifield) | per module | per module | 1
Phase 5 Install Sustainble Energy Genration Solutions | Upgrade of Love Lane Transformer by SSE should it be required | each | each | 1
Phase 5 Install Sustainble Energy Genration Solutions | Landscaping due to ground source heat pump installing and changes to underground services | per quad | per quad | 1
Phase 5 Install Sustainble Energy Genration Solutions | Upgrading of services pipework (Electric, Water, Gas pipe and meter removal and changes to Sewerage system | per SC | per SC | 1
Estates data | Value | Unit
Total internal m2 | 32902.01 | m2
Number of rooms | 1005.72 | NA
Average room m2 | 32.7149 | m2

## 5. Cost-effective
Table 1: Trajectories from the cost effective strategy, ReCiPe
Activity |  | Fuel Savings (%) | [9 empty] | Electricity Savings (%) | [9 empty] | Fuel Savings- lower Bound |  |  | Fuel Savings- Upper Bound |  |  | Fuel Savings- Median Bound |  |  | Electricity Savings- lower Bound |  |  | Electricity Savings- upper Bound |  |  | Electricity Savings- median |  | Additional electricity requirements, lower bound | [8 empty] | Additional electricity requirements, lower bound | [9 empty] | Additional electricity requirements, lower bound | [8 empty] | Additional electricity savings- lower bound |  |  | Additional electricity savings upper bound |  |  | Additional electricity savings median |  |  | Total Savings- lower bound |  | Total savings- upper bound |  | Total savings- Median |  | BAU annual impacts |  | Net annual impacts- lower bound- |  | Net annual impacts- upper bound |  | Net annual impacts- Median
Year | Reference Planned work | Lower Bound | Adjusted Baseline | Cumulative fuel savings (based on adjusted baseline) (lower bound) | Upper Bound | Adjusted baseline | Cumulative fuel savings | Median Savings | Adjusted baseline | Cumulative fuel savings | Lower bound | Adjusted Baseline | Cumulative electricity savings | Upper Bound | Adjusted baseline | Cumulative electricity savings | Median Savings | Adjusted baseline | Cumulative electricity savings | kwH | Carbon | Biodiversity | kwH | Carbon | Biodiversity | kwh | Carbon | Biodiversity | kwh | Carbon | Biodiversity | kwh | Carbon | Biodiversity | kwh | Carbon | Biodiversity | Fuel converted to electricity (%, from fuel baseline) | fuel kwh | additional requirement from air source heat pumps | additional requirement from ground source heat pumps | additional requirement from boilers | total kwh requirement | additional savings, lower bound | Adjusted Baseline | final kwh requirement | Fuel converted to electricity (%, from fuel baseline) | fuel kwh | additional requirement from air source heat pumps | additional requirement from ground source heat pumps | additional requirement from boilers | total kwh | additional savings, UPPER bound | Adjusted Baseline | Cumulative fuel savings (based on adjusted baseline) (lower bound) | actual kwh requirement | Fuel converted to electricity (%, from fuel baseline) | fuel kwh | additional requirement from air source heat pumps | additional requirement from ground source heat pumps | additional requirement from boilers | total kwh requirement | additional savings, UPPER bound | Adjusted Baseline | Cumulative fuel savings (based on adjusted baseline) (lower bound) | FINAL FUEL TO ELEC CONSUMPTION (INC SAVINGS) | Kwh | Carbon | Biodiversity | Kwh | Carbon | Biodiversity | Kwh | Carbon | Biodiversity | Carbon | Biodiversity | Carbon | Biodiversity | Carbon | Biodiversity | Carbon | Biodiversity | Carbon | Biodiversity | Carbon | Biodiversity | Carbon | Biodiversity
2022 | NA | 0 | 1 |  |  | 1 |  |  | 1 |  |  | 1 |  |  | 1 |  |  | 1 | [19 empty] | 0 | 0 |  |  |  | 0 | 0 | 1 | 0 | 0 | 0 |  |  |  | 0 | 0 | 1 |  | 0 | 0 | 0 |  |  |  | 0 | 0 | 1 |  | 0 | 0 |  |  | 0 |  |  | 0 | [8 empty] | 1333122.0556 | 0.0058592 | 1333122.0556 | 0.0058592 | 1333122.0556 | 0.0058592 | 1333122.0556 | 0.0058592
2022 | Installing meters to measure Heat and Electric at point of use (Per Staircase) | 0% | 1 | 0 | 0% | 1 | 0 | 0% | 1 |  | 0 | 1 | 0 | 0 | 1 | 0 | 0 | 1 | 0 | 0 | 0 | 0 | 0 | 0 | 0 | 0 | 0 | 0 | 0 | 0 | 0 | 0 | 0 | 0 | 0 | 0 | 0 | 0 | 0 | 0 | 0 | 0 | 0 | 0 | 1 | 0 | 0 | 0 | 0 | 0 | 0 | 0 | 0 | 1 | 0 | 0 | 0 | 0 | 0 | 0 | 0 | 0 | 0 | 1 | 0 | 0 | 0 | 0 | 0 | 0 | 0 | 0 | 0 | 0 | 0 | 0 | 0 | 0 | 0 | 0 | 0 | 1333122.0556 | 0.0058592 | 1333122.0556 | 0.0058592 | 1333122.0556 | 0.0058592 | 1333122.0556 | 0.0058592
2023 | Heating Occupancy (EyeSeaGreen) | 11% | 0.89 | 0.11 | 34% | 0.66 | 0.34 | 0.225 | 0.775 | 0.225 | 0% | 1 | 0 | 0% | 1 | 0 | 0 | 1 | 0 | 436085.2211 | 93165.2466 | 0.00038193 | 1347899.7743 | 287965.3078 | 0.0011805 | 891992.4977 | 190565.2772 | 0.00078122 | 0 | 0 | 0 | 0 | 0 | 0 | 0 | 0 | 0 | 0 | 0 | 0 | 0 | 0 | 0 | 0 | 1 | 0 | 0 | 0 | 0 | 0 | 0 | 0 | 0 | 1 | 0 | 0 | 0 | 0 | 0 | 0 | 0 | 0 | 0 | 1 | 0 | 0 | 0 | 0 | 0 | 0 | 0 | 0 | 0 | 0 | 0 | 93165.2466 | 0.00038193 | 287965.3078 | 0.0011805 | 190565.2772 | 0.00078122 | 1303637.726 | 0.0058062 | 1210472.4794 | 0.0054242 | 1015672.4182 | 0.0046257 | 1113072.4488 | 0.0050249
2023 | Electric Metering Survey | 0% | 0.89 | 0.11 | 0% | 0.66 | 0.34 | 0 | 0.775 | 0.225 | 0% | 1 | 0 | 0% | 1 | 0 | 0 | 1 | 0 | 436085.2211 | 93165.2466 | 0.00038193 | 1347899.7743 | 287965.3078 | 0.0011805 | 891992.4977 | 190565.2772 | 0.00078122 | 0 | 0 | 0 | 0 | 0 | 0 | 0 | 0 | 0 | 0 | 0 | 0 | 0 | 0 | 0 | 0 | 1 | 0 | 0 | 0 | 0 | 0 | 0 | 0 | 0 | 1 | 0 | 0 | 0 | 0 | 0 | 0 | 0 | 0 | 0 | 1 | 0 | 0 | 0 | 0 | 0 | 0 | 0 | 0 | 0 | 0 | 0 | 93165.2466 | 0.00038193 | 287965.3078 | 0.0011805 | 190565.2772 | 0.00078122 | 1303637.726 | 0.0058062 | 1210472.4794 | 0.0054242 | 1015672.4182 | 0.0046257 | 1113072.4488 | 0.0050249
2023 | Loft Surveys | 0% | 0.89 | 0.11 | 0% | 0.66 | 0.34 | 0 | 0.775 | 0.225 | 0% | 1 | 0 | 0% | 1 | 0 | 0 | 1 | 0 | 436085.2211 | 93165.2466 | 0.00038193 | 1347899.7743 | 287965.3078 | 0.0011805 | 891992.4977 | 190565.2772 | 0.00078122 | 0 | 0 | 0 | 0 | 0 | 0 | 0 | 0 | 0 | 0 | 0 | 0 | 0 | 0 | 0 | 0 | 1 | 0 | 0 | 0 | 0 | 0 | 0 | 0 | 0 | 1 | 0 | 0 | 0 | 0 | 0 | 0 | 0 | 0 | 0 | 1 | 0 | 0 | 0 | 0 | 0 | 0 | 0 | 0 | 0 | 0 | 0 | 93165.2466 | 0.00038193 | 287965.3078 | 0.0011805 | 190565.2772 | 0.00078122 | 1303637.726 | 0.0058062 | 1210472.4794 | 0.0054242 | 1015672.4182 | 0.0046257 | 1113072.4488 | 0.0050249
2024 | Window Surveys | 0% | 0.89 | 0.11 | 0% | 0.66 | 0.34 | 0 | 0.775 | 0.225 | 0% | 1 | 0 | 0% | 1 | 0 | 0 | 1 | 0 | 436085.2211 | 93165.2466 | 0.00038193 | 1347899.7743 | 287965.3078 | 0.0011805 | 891992.4977 | 190565.2772 | 0.00078122 | 0 | 0 | 0 | 0 | 0 | 0 | 0 | 0 | 0 | 0 | 0 | 0 | 0 | 0 | 0 | 0 | 1 | 0 | 0 | 0 | 0 | 0 | 0 | 0 | 0 | 1 | 0 | 0 | 0 | 0 | 0 | 0 | 0 | 0 | 0 | 1 | 0 | 0 | 0 | 0 | 0 | 0 | 0 | 0 | 0 | 0 | 0 | 93165.2466 | 0.00038193 | 287965.3078 | 0.0011805 | 190565.2772 | 0.00078122 | 1274153.3965 | 0.0057532 | 1180988.1498 | 0.0053712 | 986188.0887 | 0.0045726 | 1083588.1193 | 0.0049719
2024 | Building fabric | 0% | 0.89 | 0.11 | 0% | 0.66 | 0.34 | 0 | 0.775 | 0.225 | 0% | 1 | 0 | 0% | 1 | 0 | 0 | 1 | 0 | 436085.2211 | 93165.2466 | 0.00038193 | 1347899.7743 | 287965.3078 | 0.0011805 | 891992.4977 | 190565.2772 | 0.00078122 | 0 | 0 | 0 | 0 | 0 | 0 | 0 | 0 | 0 | 0 | 0 | 0 | 0 | 0 | 0 | 0 | 1 | 0 | 0 | 0 | 0 | 0 | 0 | 0 | 0 | 1 | 0 | 0 | 0 | 0 | 0 | 0 | 0 | 0 | 0 | 1 | 0 | 0 | 0 | 0 | 0 | 0 | 0 | 0 | 0 | 0 | 0 | 93165.2466 | 0.00038193 | 287965.3078 | 0.0011805 | 190565.2772 | 0.00078122 | 1274153.3965 | 0.0057532 | 1180988.1498 | 0.0053712 | 986188.0887 | 0.0045726 | 1083588.1193 | 0.0049719
2024 | Pipes | 0% | 0.89 | 0.11 | 0% | 0.66 | 0.34 | 0 | 0.775 | 0.225 | 0% | 1 | 0 | 0% | 1 | 0 | 0 | 1 | 0 | 436085.2211 | 93165.2466 | 0.00038193 | 1347899.7743 | 287965.3078 | 0.0011805 | 891992.4977 | 190565.2772 | 0.00078122 | 0 | 0 | 0 | 0 | 0 | 0 | 0 | 0 | 0 | 0 | 0 | 0 | 0 | 0 | 0 | 0 | 1 | 0 | 0 | 0 | 0 | 0 | 0 | 0 | 0 | 1 | 0 | 0 | 0 | 0 | 0 | 0 | 0 | 0 | 0 | 1 | 0 | 0 | 0 | 0 | 0 | 0 | 0 | 0 | 0 | 0 | 0 | 93165.2466 | 0.00038193 | 287965.3078 | 0.0011805 | 190565.2772 | 0.00078122 | 1274153.3965 | 0.0057532 | 1180988.1498 | 0.0053712 | 986188.0887 | 0.0045726 | 1083588.1193 | 0.0049719
2025 | Pumps | 0% | 0.89 | 0.11 | 0% | 0.66 | 0.34 | 0 | 0.775 | 0.225 | 0% | 1 | 0 | 0% | 1 | 0 | 0 | 1 | 0 | 436085.2211 | 93165.2466 | 0.00038193 | 1347899.7743 | 287965.3078 | 0.0011805 | 891992.4977 | 190565.2772 | 0.00078122 | 0 | 0 | 0 | 0 | 0 | 0 | 0 | 0 | 0 | 0 | 0 | 0 | 0 | 0 | 0 | 0 | 1 | 0 | 0 | 0 | 0 | 0 | 0 | 0 | 0 | 1 | 0 | 0 | 0 | 0 | 0 | 0 | 0 | 0 | 0 | 1 | 0 | 0 | 0 | 0 | 0 | 0 | 0 | 0 | 0 | 0 | 0 | 93165.2466 | 0.00038193 | 287965.3078 | 0.0011805 | 190565.2772 | 0.00078122 | 1244669.0669 | 0.0057001 | 1151503.8203 | 0.0053182 | 956703.7592 | 0.0045196 | 1054103.7897 | 0.0049189
2025 | Suspended Floors Spraying (Q Bot) | 8.8% | 0.81168 | 0.18832 | 25% | 0.495 | 0.505 | 0.169 | 0.64402 | 0.35598 | 0% | 1 | 0 | 0% | 1 | 0 | 0 | 1 | 0 | 746577.8985 | 159498.9022 | 0.00065386 | 2002027.606 | 427713.1777 | 0.0017534 | 1411231.2417 | 301495.4425 | 0.001236 | 0 | 0 | 0 | 0 | 0 | 0 | 0 | 0 | 0 | 0 | 0 | 0 | 0 | 0 | 0 | 0 | 1 | 0 | 0 | 0 | 0 | 0 | 0 | 0 | 0 | 1 | 0 | 0 | 0 | 0 | 0 | 0 | 0 | 0 | 0 | 1 | 0 | 0 | 0 | 0 | 0 | 0 | 0 | 0 | 0 | 0 | 0 | 159498.9022 | 0.00065386 | 427713.1777 | 0.0017534 | 301495.4425 | 0.001236 | 1244669.0669 | 0.0057001 | 1085170.1647 | 0.0050463 | 816955.8892 | 0.0039467 | 943173.6245 | 0.0044642
2025 | Insulate Lofts | 3.9% | 0.78002 | 0.21998 | 17% | 0.41085 | 0.58915 | 0.1045 | 0.57672 | 0.42328 | 0% | 1 | 0 | 0% | 1 | 0 | 0 | 1 | 0 | 872073.3934 | 186309.7598 | 0.00076377 | 2335632.8001 | 498984.5914 | 0.0020456 | 1678038.537 | 358496.153 | 0.0014696 | 0 | 0 | 0 | 0 | 0 | 0 | 0 | 0 | 0 | 0 | 0 | 0 | 0 | 0 | 0 | 0 | 1 | 0 | 0 | 0 | 0 | 0 | 0 | 0 | 0 | 1 | 0 | 0 | 0 | 0 | 0 | 0 | 0 | 0 | 0 | 1 | 0 | 0 | 0 | 0 | 0 | 0 | 0 | 0 | 0 | 0 | 0 | 186309.7598 | 0.00076377 | 498984.5914 | 0.0020456 | 358496.153 | 0.0014696 | 1244669.0669 | 0.0057001 | 1058359.3072 | 0.0049364 | 745684.4755 | 0.0036546 | 886172.9139 | 0.0042305
2025 | Adding internal Insulation on Cold External walls plus plastering and decoration | 13.2% | 0.67706 | 0.32294 | 68% | 0.13147 | 0.86853 | 0.406 | 0.34257 | 0.65743 | 0% | 1 | 0 | 0% | 1 | 0 | 0 | 1 | 0 | 1280261.9708 | 273515.1674 | 0.0011213 | 3443202.0447 | 735605.6848 | 0.0030156 | 2606305.7979 | 556811.1707 | 0.0022826 | 0 | 0 | 0 | 0 | 0 | 0 | 0 | 0 | 0 | 0 | 0 | 0 | 0 | 0 | 0 | 0 | 1 | 0 | 0 | 0 | 0 | 0 | 0 | 0 | 0 | 1 | 0 | 0 | 0 | 0 | 0 | 0 | 0 | 0 | 0 | 1 | 0 | 0 | 0 | 0 | 0 | 0 | 0 | 0 | 0 | 0 | 0 | 273515.1674 | 0.0011213 | 735605.6848 | 0.0030156 | 556811.1707 | 0.0022826 | 1244669.0669 | 0.0057001 | 971153.8995 | 0.0045789 | 509063.3821 | 0.0026845 | 687857.8963 | 0.0034175
2025 | All Day Storage heaters run by air source heat pumps | 0% | 0.67706 | 0.32294 | 0% | 0.13147 | 0.86853 | 0 | 0.34257 | 0.65743 | 0% | 1 | 0 | 0% | 1 | 0 | 0 | 1 | 0 | 1280261.9708 | 273515.1674 | 0.0011213 | 3443202.0447 | 735605.6848 | 0.0030156 | 2606305.7979 | 556811.1707 | 0.0022826 | 0 | 0 | 0 | 0 | 0 | 0 | 0 | 0 | 0 | 0 | 0 | 0 | 0 | 0 | 0 | 0 | 1 | 0 | 0 | 0 | 0 | 0 | 0 | 0 | 0 | 1 | 0 | 0 | 0 | 0 | 0 | 0 | 0 | 0 | 0 | 1 | 0 | 0 | 0 | 0 | 0 | 0 | 0 | 0 | 0 | 0 | 0 | 273515.1674 | 0.0011213 | 735605.6848 | 0.0030156 | 556811.1707 | 0.0022826 | 1244669.0669 | 0.0057001 | 971153.8995 | 0.0045789 | 509063.3821 | 0.0026845 | 687857.8963 | 0.0034175
2026 | Replacement Larger radiators required when using ground source heat pumps as heat source | 0% | 0.67706 | 0.32294 | 0% | 0.13147 | 0.86853 | 0 | 0.34257 | 0.65743 | 0% | 1 | 0 | 0% | 1 | 0 | 0 | 1 | 0 | 1280261.9708 | 273515.1674 | 0.0011213 | 3443202.0447 | 735605.6848 | 0.0030156 | 2606305.7979 | 556811.1707 | 0.0022826 | 0 | 0 | 0 | 0 | 0 | 0 | 0 | 0 | 0 | 0 | 0 | 0 | 0 | 0 | 0 | 0 | 1 | 0 | 0 | 0 | 0 | 0 | 0 | 0 | 0 | 1 | 0 | 0 | 0 | 0 | 0 | 0 | 0 | 0 | 0 | 1 | 0 | 0 | 0 | 0 | 0 | 0 | 0 | 0 | 0 | 0 | 0 | 273515.1674 | 0.0011213 | 735605.6848 | 0.0030156 | 556811.1707 | 0.0022826 | 1215184.7374 | 0.0056471 | 941669.57 | 0.0045259 | 479579.0526 | 0.0026315 | 658373.5667 | 0.0033645
2026 | Carpets/carpet Tiles replacements as carpets to be removed to fit unde floor heating | 0% | 0.67706 | 0.32294 | 0% | 0.13147 | 0.86853 | 0 | 0.34257 | 0.65743 | 0% | 1 | 0 | 0% | 1 | 0 | 0 | 1 | 0 | 1280261.9708 | 273515.1674 | 0.0011213 | 3443202.0447 | 735605.6848 | 0.0030156 | 2606305.7979 | 556811.1707 | 0.0022826 | 0 | 0 | 0 | 0 | 0 | 0 | 0 | 0 | 0 | 0 | 0 | 0 | 0 | 0 | 0 | 0 | 1 | 0 | 0 | 0 | 0 | 0 | 0 | 0 | 0 | 1 | 0 | 0 | 0 | 0 | 0 | 0 | 0 | 0 | 0 | 1 | 0 | 0 | 0 | 0 | 0 | 0 | 0 | 0 | 0 | 0 | 0 | 273515.1674 | 0.0011213 | 735605.6848 | 0.0030156 | 556811.1707 | 0.0022826 | 1215184.7374 | 0.0056471 | 941669.57 | 0.0045259 | 479579.0526 | 0.0026315 | 658373.5667 | 0.0033645
2026 | Underfloor Heating required when using Ground source heat pumps | 0% | 0.67706 | 0.32294 | 0% | 0.13147 | 0.86853 | 0 | 0.34257 | 0.65743 | 0% | 1 | 0 | 0% | 1 | 0 | 0 | 1 | 0 | 1280261.9708 | 273515.1674 | 0.0011213 | 3443202.0447 | 735605.6848 | 0.0030156 | 2606305.7979 | 556811.1707 | 0.0022826 | 0 | 0 | 0 | 0 | 0 | 0 | 0 | 0 | 0 | 0 | 0 | 0 | 0 | 0 | 0 | 0 | 1 | 0 | 0 | 0 | 0 | 0 | 0 | 0 | 0 | 1 | 0 | 0 | 0 | 0 | 0 | 0 | 0 | 0 | 0 | 1 | 0 | 0 | 0 | 0 | 0 | 0 | 0 | 0 | 0 | 0 | 0 | 273515.1674 | 0.0011213 | 735605.6848 | 0.0030156 | 556811.1707 | 0.0022826 | 1215184.7374 | 0.0056471 | 941669.57 | 0.0045259 | 479579.0526 | 0.0026315 | 658373.5667 | 0.0033645
2026 | Air Source Heat Pumps (DWB, Parks Road & Merifield) | 30% |  | 0.52606 | 0.3 |  | 0.90797 | 0.3 |  | 0.7602 | 0% | 1 | 0 | 0% | 1 | 0 | 0 | 1 | 0 | 2085506.7099 | 445547.6535 | 0.0018265 | 3599564.7616 | 769011.0157 | 0.0031525 | 3013737.3889 | 643854.8558 | 0.0026395 | 0 | 0 | 0 | 0 | 0 | 0 | 0 | 0 | 0 | 0.20312 | 805244.739 | -297138.2801 | 0 | 0 | -297138.2801 | 0 | 1 | -297138.2801 | 0.039442 | 156362.7169 | -57698.4195 | 0 | 0 | -57698.4195 | 0 | 1 | 0 | -57698.4195 | 0.10277 | 407431.5909 | -150343.7605 | 0 | 0 | -150343.7605 | 0 | 1 | 0 | -150343.7605 | -297138.2801 | -53475.5 | -0.00028557 | -57698.4195 | -10383.8921 | -5.5452e-05 | -150343.7605 | -27057.1256 | -0.00014449 | 392072.1535 | 0.0015409 | 758627.1236 | 0.0030971 | 616797.7302 | 0.002495 | 1215184.7374 | 0.0056471 | 823112.5839 | 0.0041062 | 456557.6138 | 0.00255 | 598387.0072 | 0.0031521
2026 | Landscaping due to ground source heat pump installing and changes to underground services | 0% |  | 0.52606 | 0 |  | 0.90797 | 0 |  | 0.7602 | 0% | 1 | 0 | 0% | 1 | 0 | 0 | 1 | 0 | 2085506.7099 | 445547.6535 | 0.0018265 | 3599564.7616 | 769011.0157 | 0.0031525 | 3013737.3889 | 643854.8558 | 0.0026395 | 0 | 0 | 0 | 0 | 0 | 0 | 0 | 0 | 0 | 0.20312 | 805244.739 | -297138.2801 | 0 | 0 | -297138.2801 | 0 | 1 | -297138.2801 | 0.039442 | 156362.7169 | -57698.4195 | 0 | 0 | -57698.4195 | 0 | 1 | 0 | -57698.4195 | 0.10277 | 407431.5909 | -150343.7605 | 0 | 0 | -150343.7605 | 0 | 1 | 0 | -150343.7605 | -297138.2801 | -53475.5 | -0.00028557 | -57698.4195 | -10383.8921 | -5.5452e-05 | -150343.7605 | -27057.1256 | -0.00014449 | 392072.1535 | 0.0015409 | 758627.1236 | 0.0030971 | 616797.7302 | 0.002495 | 1215184.7374 | 0.0056471 | 823112.5839 | 0.0041062 | 456557.6138 | 0.00255 | 598387.0072 | 0.0031521
2027 | Ground Source Heat Pumps (DWB, Parks Road & Merifield) | 45% |  | 0.83073 | 0.45 |  | 0.96713 | 0.45 |  | 0.91436 | 0% | 1 | 0 | 0% | 1 | 0 | 0 | 1 | 0 | 3293373.8184 | 703596.3826 | 0.0028844 | 3834108.8369 | 819119.0119 | 0.003358 | 3624884.7752 | 774420.3834 | 0.0031747 | 0 | 0 | 0 | 0 | 0 | 0 | 0 | 0 | 0 | 0.5078 | 2013111.8476 | -297138.2801 | -393442.0549 | 0 | -690580.335 | 0 | 1 | -690580.335 | 0.098604 | 390906.7922 | -57698.4195 | -76398.7216 | 0 | -134097.1411 | 0 | 1 | 0 | -134097.1411 | 0.25693 | 1018578.9773 | -150343.7605 | -199070.8099 | 0 | -349414.5704 | 0 | 1 | 0 | -349414.5704 | -690580.335 | -113252.0648 | -0.00064386 | -134097.1411 | -21991.3272 | -0.00012502 | -349414.5704 | -57302.4159 | -0.00032577 | 590344.3178 | 0.0022405 | 797127.6847 | 0.0032329 | 717117.9675 | 0.0028489 | 1185700.4079 | 0.0055941 | 595356.0901 | 0.0033536 | 388572.7232 | 0.0023612 | 468582.4404 | 0.0027452
2027 | Seal Air Gaps | 2% |  | 0.83073 | 0.13 |  | 0.96713 | 0.075 |  | 0.91436 | 0% | 1 | 0 | 0% | 1 | 0 | 0 | 1 | 0 | 3293373.8184 | 703596.3826 | 0.0028844 | 3834108.8369 | 819119.0119 | 0.003358 | 3624884.7752 | 774420.3834 | 0.0031747 | 0 | 0 | 0 | 0 | 0 | 0 | 0 | 0 | 0 | 0.5078 | 2013111.8476 | -297138.2801 | -393442.0549 | 0 | -690580.335 | 2% | 0.98 | -676768.7283 | 0.098604 | 390906.7922 | -57698.4195 | -76398.7216 | 0 | -134097.1411 | 0.13 | 0.87 | 0.13 | -116664.5128 | 0.25693 | 1018578.9773 | -150343.7605 | -199070.8099 | 0 | -349414.5704 | 0.075 | 0.925 | 0.075 | -323208.4776 | -676768.7283 | -110987.0235 | -0.00063098 | -116664.5128 | -19132.4547 | -0.00010877 | -323208.4776 | -53004.7347 | -0.00030134 | 592609.3591 | 0.0022534 | 799986.5572 | 0.0032492 | 721415.6487 | 0.0028734 | 1185700.4079 | 0.0055941 | 593091.0488 | 0.0033407 | 385713.8506 | 0.0023449 | 464284.7592 | 0.0027207
2027 | Insulate Cold Bridges | 0% |  | 0.83073 | 0 |  | 0.96713 | 0 |  | 0.91436 | 0% | 1 | 0 | 0% | 1 | 0 | 0 | 1 | 0 | 3293373.8184 | 703596.3826 | 0.0028844 | 3834108.8369 | 819119.0119 | 0.003358 | 3624884.7752 | 774420.3834 | 0.0031747 | 0 | 0 | 0 | 0 | 0 | 0 | 0 | 0 | 0 | 0.5078 | 2013111.8476 | -297138.2801 | -393442.0549 | 0 | -690580.335 | 0% | 0.98 | -676768.7283 | 0.098604 | 390906.7922 | -57698.4195 | -76398.7216 | 0 | -134097.1411 | 0 | 0.87 | 0.13 | -116664.5128 | 0.25693 | 1018578.9773 | -150343.7605 | -199070.8099 | 0 | -349414.5704 | 0 | 0.925 | 0.075 | -323208.4776 | -676768.7283 | -110987.0235 | -0.00063098 | -116664.5128 | -19132.4547 | -0.00010877 | -323208.4776 | -53004.7347 | -0.00033847 | 592609.3591 | 0.0022534 | 799986.5572 | 0.0032492 | 721415.6487 | 0.0028363 | 1185700.4079 | 0.0055941 | 593091.0488 | 0.0033407 | 385713.8506 | 0.0023449 | 464284.7592 | 0.0027579
2027 | Upgrading Washing Machine | 0% |  | 0.83073 | 0 |  | 0.96713 | 0 |  | 0.91436 | 0.2142% | 0.99786 | 0.002142 | 0.21% | 0.9979 | 0.0021 | 0.002121 | 0.99788 | 0.002121 | 3293373.8184 | 703596.3826 | 0.0028844 | 3834108.8369 | 819119.0119 | 0.003358 | 3624884.7752 | 774420.3834 | 0.0031747 | 3953.9114 | 648.4237 | 3.6864e-06 | 3876.3837 | 635.7095 | 3.6141e-06 | 3915.1475 | 642.0666 | 3.6503e-06 | 0.5078 | 2013111.8476 | -297138.2801 | -393442.0549 | 0 | -690580.335 | 0% | 0.98 | -676768.7283 | 0.098604 | 390906.7922 | -57698.4195 | -76398.7216 | 0 | -134097.1411 | 0 | 0.87 | 0.13 | -116664.5128 | 0.25693 | 1018578.9773 | -150343.7605 | -199070.8099 | 0 | -349414.5704 | 0 | 0.925 | 0.075 | -323208.4776 | -676768.7283 | -110987.0235 | -0.00063098 | -116664.5128 | -19132.4547 | -0.00010877 | -323208.4776 | -53004.7347 | -0.00033847 | 593257.7827 | 0.0022571 | 800622.2667 | 0.0032528 | 722057.7152 | 0.0028399 | 1185700.4079 | 0.0055941 | 592442.6251 | 0.003337 | 385078.1412 | 0.0023413 | 463642.6926 | 0.0027542
2027 | LED Bulp & Fitting Replacement (Works Project) | 0% |  | 0.83073 | 0 |  | 0.96713 | 0 |  | 0.91436 | 1.5% | 0.98289 | 0.01711 | 4% | 0.95798 | 0.042016 | 0.0275 | 0.97044 | 0.029563 | 3293373.8184 | 703596.3826 | 0.0028844 | 3834108.8369 | 819119.0119 | 0.003358 | 3624884.7752 | 774420.3834 | 0.0031747 | 31583.0577 | 5179.4792 | 2.9446e-05 | 77557.2084 | 12719.0329 | 7.231e-05 | 54569.6485 | 8949.1766 | 5.0878e-05 | 0.5078 | 2013111.8476 | -297138.2801 | -393442.0549 | 0 | -690580.335 | 0% | 0.98 | -676768.7283 | 0.098604 | 390906.7922 | -57698.4195 | -76398.7216 | 0 | -134097.1411 | 0 | 0.87 | 0.13 | -116664.5128 | 0.25693 | 1018578.9773 | -150343.7605 | -199070.8099 | 0 | -349414.5704 | 0 | 0.925 | 0.075 | -323208.4776 | -676768.7283 | -110987.0235 | -0.00063098 | -116664.5128 | -19132.4547 | -0.00010877 | -323208.4776 | -53004.7347 | -0.00033847 | 597788.8383 | 0.0022828 | 812705.5901 | 0.0033215 | 730364.8253 | 0.0028871 | 1185700.4079 | 0.0055941 | 587911.5696 | 0.0033113 | 372994.8178 | 0.0022726 | 455335.5826 | 0.002707
2028 | Upgrading Hobs | 0% |  | 0.83073 | 0 |  | 0.96713 | 0 |  | 0.91436 | 0.272% | 0.98022 | 0.019783 | 0.27% | 0.9554 | 0.044603 | 0.00271 | 0.96781 | 0.032193 | 3293373.8184 | 703596.3826 | 0.0028844 | 3834108.8369 | 819119.0119 | 0.003358 | 3624884.7752 | 774420.3834 | 0.0031747 | 36517.9916 | 5405.4879 | 3.2999e-05 | 82331.7258 | 12186.9558 | 7.4397e-05 | 59424.1456 | 8796.1163 | 5.3697e-05 | 0.5078 | 2013111.8476 | -297138.2801 | -393442.0549 | 0 | -690580.335 | 0% | 0.98 | -676768.7283 | 0.098604 | 390906.7922 | -57698.4195 | -76398.7216 | 0 | -134097.1411 | 0 | 0.87 | 0.13 | -116664.5128 | 0.25693 | 1018578.9773 | -150343.7605 | -199070.8099 | 0 | -349414.5704 | 0 | 0.925 | 0.075 | -323208.4776 | -676768.7283 | -100177.0638 | -0.00061154 | -116664.5128 | -17268.984 | -0.00010542 | -323208.4776 | -47842.1578 | -0.00033847 | 608824.8067 | 0.0023058 | 814036.9837 | 0.0033269 | 735374.3419 | 0.0028899 | 1156216.0783 | 0.0055411 | 547391.2716 | 0.0032353 | 342179.0947 | 0.0022142 | 420841.7365 | 0.0026511
2028 | Lagging of Hot Water Pipes | 3% |  | 0.83073 | 0.04 |  | 0.96713 | 0.035 |  | 0.91436 | 0% | 0.98022 | 0.019783 | 0% | 0.9554 | 0.044603 | 0 | 0.96781 | 0.032193 | 3293373.8184 | 703596.3826 | 0.0028844 | 3834108.8369 | 819119.0119 | 0.003358 | 3624884.7752 | 774420.3834 | 0.0031747 | 36517.9916 | 5405.4879 | 3.2999e-05 | 82331.7258 | 12186.9558 | 7.4397e-05 | 59424.1456 | 8796.1163 | 5.3697e-05 | 0.5078 | 2013111.8476 | -297138.2801 | -393442.0549 | 0 | -690580.335 | 3% | 0.9506 | -656465.6664 | 0.098604 | 390906.7922 | -57698.4195 | -76398.7216 | 0 | -134097.1411 | 0.04 | 0.8352 | 0.1648 | -111997.9323 | 0.25693 | 1018578.9773 | -150343.7605 | -199070.8099 | 0 | -349414.5704 | 0.035 | 0.89263 | 0.10737 | -311896.1809 | -656465.6664 | -97171.7519 | -0.0005932 | -111997.9323 | -16578.2246 | -0.0001012 | -311896.1809 | -46167.6823 | -0.00032663 | 611830.1186 | 0.0023242 | 814727.743 | 0.0033312 | 737048.8174 | 0.0029018 | 1156216.0783 | 0.0055411 | 544385.9597 | 0.0032169 | 341488.3353 | 0.0022099 | 419167.2609 | 0.0026393
2028 | Lagging of Heating pipes | 3% |  | 0.83073 | 0.04 |  | 0.96713 | 0.035 |  | 0.91436 | 0% | 0.98022 | 0.019783 | 0% | 0.9554 | 0.044603 | 0 | 0.96781 | 0.032193 | 3293373.8184 | 703596.3826 | 0.0028844 | 3834108.8369 | 819119.0119 | 0.003358 | 3624884.7752 | 774420.3834 | 0.0031747 | 36517.9916 | 5405.4879 | 3.2999e-05 | 82331.7258 | 12186.9558 | 7.4397e-05 | 59424.1456 | 8796.1163 | 5.3697e-05 | 0.5078 | 2013111.8476 | -297138.2801 | -393442.0549 | 0 | -690580.335 | 3% | 0.92208 | -636771.6965 | 0.098604 | 390906.7922 | -57698.4195 | -76398.7216 | 0 | -134097.1411 | 0.04 | 0.80179 | 0.19821 | -107518.015 | 0.25693 | 1018578.9773 | -150343.7605 | -199070.8099 | 0 | -349414.5704 | 0.035 | 0.86138 | 0.13862 | -300979.8145 | -636771.6965 | -94256.5993 | -0.0005754 | -107518.015 | -15915.0957 | -9.7156e-05 | -300979.8145 | -44551.8134 | -0.00031519 | 614745.2712 | 0.002342 | 815390.872 | 0.0033352 | 738664.6863 | 0.0029132 | 1156216.0783 | 0.0055411 | 541470.8072 | 0.0031991 | 340825.2063 | 0.0022059 | 417551.3921 | 0.0026279
2028 | Cavity Wall Insulation | 7.3% |  | 0.83073 | 0.155 |  | 0.96713 | 0.114 |  | 0.91436 | 0% | 0.98022 | 0.019783 | 0% | 0.9554 | 0.044603 | 0 | 0.96781 | 0.032193 | 3293373.8184 | 703596.3826 | 0.0028844 | 3834108.8369 | 819119.0119 | 0.003358 | 3624884.7752 | 774420.3834 | 0.0031747 | 36517.9916 | 5405.4879 | 3.2999e-05 | 82331.7258 | 12186.9558 | 7.4397e-05 | 59424.1456 | 8796.1163 | 5.3697e-05 | 0.5078 | 2013111.8476 | -297138.2801 | -393442.0549 | 0 | -690580.335 | 7.3% | 0.85477 | -590287.3626 | 0.098604 | 390906.7922 | -57698.4195 | -76398.7216 | 0 | -134097.1411 | 0.155 | 0.67751 | 0.32249 | -90852.7226 | 0.25693 | 1018578.9773 | -150343.7605 | -199070.8099 | 0 | -349414.5704 | 0.114 | 0.76319 | 0.23681 | -266668.1157 | -590287.3626 | -87375.8676 | -0.0005334 | -90852.7226 | -13448.2558 | -8.2097e-05 | -266668.1157 | -39472.9067 | -0.00027926 | 621626.0029 | 0.002384 | 817857.7118 | 0.0033503 | 743743.593 | 0.0029492 | 1156216.0783 | 0.0055411 | 534590.0754 | 0.0031571 | 338358.3665 | 0.0021908 | 412472.4853 | 0.0025919
2028 | SunAmp Cubes (Parks Road £340,000 Merifield £50,000 DWB £100,000) to replace Calorifiers | 0% |  | 0.83073 | 0 |  | 0.96713 | 0 |  | 0.91436 | 0% | 0.98022 | 0.019783 | 0% | 0.9554 | 0.044603 | 0 | 0.96781 | 0.032193 | 3293373.8184 | 703596.3826 | 0.0028844 | 3834108.8369 | 819119.0119 | 0.003358 | 3624884.7752 | 774420.3834 | 0.0031747 | 36517.9916 | 5405.4879 | 3.2999e-05 | 82331.7258 | 12186.9558 | 7.4397e-05 | 59424.1456 | 8796.1163 | 5.3697e-05 | 0.5078 | 2013111.8476 | -297138.2801 | -393442.0549 | 0 | -690580.335 | 0% | 0.85477 | -590287.3626 | 0.098604 | 390906.7922 | -57698.4195 | -76398.7216 | 0 | -134097.1411 | 0 | 0.67751 | 0.32249 | -90852.7226 | 0.25693 | 1018578.9773 | -150343.7605 | -199070.8099 | 0 | -349414.5704 | 0 | 0.76319 | 0.23681 | -266668.1157 | -590287.3626 | -87375.8676 | -0.0005334 | -90852.7226 | -13448.2558 | -8.2097e-05 | -266668.1157 | -39472.9067 | -0.00027926 | 621626.0029 | 0.002384 | 817857.7118 | 0.0033503 | 743743.593 | 0.0029492 | 1156216.0783 | 0.0055411 | 534590.0754 | 0.0031571 | 338358.3665 | 0.0021908 | 412472.4853 | 0.0025919
2029 | Hydrogen Ready/Electric Boilers | 25% |  | 1 | 0.25 |  | 1 | 0.25 |  | 1 | 0% | 0.98022 | 0.019783 | 0% | 0.9554 | 0.044603 | 0 | 0.96781 | 0.032193 | 3964411.101 | 846956.7876 | 0.0034721 | 3964411.101 | 846956.7876 | 0.0034721 | 3964411.101 | 846956.7876 | 0.0034721 | 36517.9916 | 4822.1897 | 3.195e-05 | 82331.7258 | 10871.8793 | 7.2032e-05 | 59424.1456 | 7846.9403 | 5.199e-05 | 0.67706 | 2684149.1301 | -297138.2801 | -393442.0549 | -508361.5777 | -1198941.9127 | 0 | 0.85477 | -1024819.5955 | 0.13147 | 521209.0563 | -57698.4195 | -76398.7216 | -98713.8364 | -232810.9775 | 0 | 0.67751 | 0.32249 | -157732.7525 | 0.34257 | 1358105.303 | -150343.7605 | -199070.8099 | -257216.9135 | -606631.4838 | 0 | 0.76319 | 0.23681 | -462972.3212 | -1024819.5955 | -135327.1149 | -0.00089662 | -157732.7525 | -20828.5618 | -0.000138 | -462972.3212 | -61135.3538 | -0.00048484 | 716451.8624 | 0.0026074 | 837000.105 | 0.0034061 | 793668.3742 | 0.0030392 | 1126731.7488 | 0.0054881 | 410279.8864 | 0.0028807 | 289731.6437 | 0.002082 | 333063.3746 | 0.0024488
2029 | Replace Pumps | 0% |  | 1 | 0 |  | 1 | 0 |  | 1 | 0.3% | 0.97728 | 0.022724 | 5% | 0.90763 | 0.092372 | 0.0265 | 0.94216 | 0.057839 | 3964411.101 | 846956.7876 | 0.0034721 | 3964411.101 | 846956.7876 | 0.0034721 | 3964411.101 | 846956.7876 | 0.0034721 | 41946.1287 | 5538.9735 | 3.6699e-05 | 170509.9895 | 22515.7921 | 0.00014918 | 106765.6762 | 14098.375 | 9.341e-05 | 0.67706 | 2684149.1301 | -297138.2801 | -393442.0549 | -508361.5777 | -1198941.9127 | 0% | 0.85477 | -1024819.5955 | 0.13147 | 521209.0563 | -57698.4195 | -76398.7216 | -98713.8364 | -232810.9775 | 0 | 0.67751 | 0.32249 | -157732.7525 | 0.34257 | 1358105.303 | -150343.7605 | -199070.8099 | -257216.9135 | -606631.4838 | 0 | 0.76319 | 0.23681 | -462972.3212 | -1024819.5955 | -135327.1149 | -0.00089662 | -157732.7525 | -20828.5618 | -0.000138 | -462972.3212 | -61135.3538 | -0.00048484 | 717168.6462 | 0.0026122 | 848644.0179 | 0.0034833 | 799919.8088 | 0.0030807 | 1126731.7488 | 0.0054881 | 409563.1026 | 0.0028759 | 278087.7309 | 0.0020048 | 326811.94 | 0.0024074
2029 | Upgrading Fridges | 0% |  | 1 | 0 |  | 1 | 0 |  | 1 | 2.86% | 0.94933 | 0.050674 | 2.86% | 0.88167 | 0.11833 | 0.0286 | 0.91521 | 0.084785 | 3964411.101 | 846956.7876 | 0.0034721 | 3964411.101 | 846956.7876 | 0.0034721 | 3964411.101 | 846956.7876 | 0.0034721 | 93539.1236 | 12351.8127 | 8.1838e-05 | 218426.058 | 28843.0943 | 0.0001911 | 156504.8321 | 20666.4153 | 0.00013693 | 0.67706 | 2684149.1301 | -297138.2801 | -393442.0549 | -508361.5777 | -1198941.9127 | 0% | 0.85477 | -1024819.5955 | 0.13147 | 521209.0563 | -57698.4195 | -76398.7216 | -98713.8364 | -232810.9775 | 0 | 0.67751 | 0.32249 | -157732.7525 | 0.34257 | 1358105.303 | -150343.7605 | -199070.8099 | -257216.9135 | -606631.4838 | 0 | 0.76319 | 0.23681 | -462972.3212 | -1024819.5955 | -135327.1149 | -0.00089662 | -157732.7525 | -20828.5618 | -0.000138 | -462972.3212 | -61135.3538 | -0.00048484 | 723981.4854 | 0.0026573 | 854971.3201 | 0.0035252 | 806487.8492 | 0.0031242 | 1126731.7488 | 0.0054881 | 402750.2633 | 0.0028308 | 271760.4287 | 0.0019629 | 320243.8996 | 0.0023639
2029 | Lighting Occupancy (SALTO) | 0% |  | 1 | 0 |  | 1 | 0 |  | 1 | 0.25% | 0.94695 | 0.053047 | 4.5% | 0.84199 | 0.15801 | 0.02375 | 0.89348 | 0.10652 | 3964411.101 | 846956.7876 | 0.0034721 | 3964411.101 | 846956.7876 | 0.0034721 | 3964411.101 | 846956.7876 | 0.0034721 | 97920.0183 | 12930.3085 | 8.5671e-05 | 291662.2504 | 38513.9112 | 0.00025518 | 196627.8961 | 25964.6537 | 0.00017203 | 0.67706 | 2684149.1301 | -297138.2801 | -393442.0549 | -508361.5777 | -1198941.9127 | 0% | 0.85477 | -1024819.5955 | 0.13147 | 521209.0563 | -57698.4195 | -76398.7216 | -98713.8364 | -232810.9775 | 0 | 0.67751 | 0.32249 | -157732.7525 | 0.34257 | 1358105.303 | -150343.7605 | -199070.8099 | -257216.9135 | -606631.4838 | 0 | 0.76319 | 0.23681 | -462972.3212 | -1024819.5955 | -135327.1149 | -0.00089662 | -157732.7525 | -20828.5618 | -0.000138 | -462972.3212 | -61135.3538 | -0.00048484 | 724559.9812 | 0.0026611 | 864642.1369 | 0.0035893 | 811786.0875 | 0.0031593 | 1126731.7488 | 0.0054881 | 402171.7675 | 0.0028269 | 262089.6118 | 0.0018988 | 314945.6612 | 0.0023288
2029 | Windows replace glazing with Vacuum (Grade 2 Listed) & Secondary and Triple where appropriate. | 5.6% |  | 1 | 0.153 |  | 1 | 0.1045 |  | 1 | 0% | 0.94695 | 0.053047 | 0% | 0.84199 | 0.15801 | 0 | 0.89348 | 0.10652 | 3964411.101 | 846956.7876 | 0.0034721 | 3964411.101 | 846956.7876 | 0.0034721 | 3964411.101 | 846956.7876 | 0.0034721 | 97920.0183 | 12930.3085 | 8.5671e-05 | 291662.2504 | 38513.9112 | 0.00025518 | 196627.8961 | 25964.6537 | 0.00017203 | 0.67706 | 2684149.1301 | -297138.2801 | -393442.0549 | -508361.5777 | -1198941.9127 | 5.6% | 0.8069 | -967429.6981 | 0.13147 | 521209.0563 | -57698.4195 | -76398.7216 | -98713.8364 | -232810.9775 | 0.153 | 0.57385 | 0.42615 | -133599.6414 | 0.34257 | 1358105.303 | -150343.7605 | -199070.8099 | -257216.9135 | -606631.4838 | 0.1045 | 0.68343 | 0.31657 | -414591.7136 | -967429.6981 | -127748.7965 | -0.00084641 | -133599.6414 | -17641.7919 | -0.00011689 | -414591.7136 | -54746.7093 | -0.00043417 | 732138.2997 | 0.0027113 | 867828.9069 | 0.0036104 | 818174.732 | 0.0032099 | 1126731.7488 | 0.0054881 | 394593.4491 | 0.0027767 | 258902.8419 | 0.0018777 | 308557.0168 | 0.0022781
2030 | Window apertures/architraves (sealing/draught proofing) | 0% |  | 1 | 0 |  | 1 | 0 |  | 1 | 0% | 0.94695 | 0.053047 | 0% | 0.84199 | 0.15801 | 0 | 0.89348 | 0.10652 | 3964411.101 | 846956.7876 | 0.0034721 | 3964411.101 | 846956.7876 | 0.0034721 | 3964411.101 | 846956.7876 | 0.0034721 | 97920.0183 | 11366.2418 | 8.2858e-05 | 291662.2504 | 33855.219 | 0.0002468 | 196627.8961 | 22823.9358 | 0.00016638 | 0.67706 | 2684149.1301 | -297138.2801 | -393442.0549 | -508361.5777 | -1198941.9127 | 0% | 0.8069 | -967429.6981 | 0.13147 | 521209.0563 | -57698.4195 | -76398.7216 | -98713.8364 | -232810.9775 | 0 | 0.57385 | 0.42615 | -133599.6414 | 0.34257 | 1358105.303 | -150343.7605 | -199070.8099 | -257216.9135 | -606631.4838 | 0 | 0.68343 | 0.31657 | -414591.7136 | -967429.6981 | -112296.1379 | -0.00081862 | -133599.6414 | -15507.8181 | -0.00011305 | -414591.7136 | -48124.477 | -0.00043417 | 746026.8915 | 0.0027363 | 865304.1885 | 0.0036058 | 821656.2464 | 0.0032043 | 1097247.4192 | 0.0054351 | 351220.5278 | 0.0026987 | 231943.2307 | 0.0018292 | 275591.1728 | 0.0022308
2030 | Designing and constructing/fitting Heritage Shutters HMR & Front Quad | 0% |  | 1 | 0 |  | 1 | 0 |  | 1 | 0% | 0.94695 | 0.053047 | 0% | 0.84199 | 0.15801 | 0 | 0.89348 | 0.10652 | 3964411.101 | 846956.7876 | 0.0034721 | 3964411.101 | 846956.7876 | 0.0034721 | 3964411.101 | 846956.7876 | 0.0034721 | 97920.0183 | 11366.2418 | 8.2858e-05 | 291662.2504 | 33855.219 | 0.0002468 | 196627.8961 | 22823.9358 | 0.00016638 | 0.67706 | 2684149.1301 | -297138.2801 | -393442.0549 | -508361.5777 | -1198941.9127 | 0% | 0.8069 | -967429.6981 | 0.13147 | 521209.0563 | -57698.4195 | -76398.7216 | -98713.8364 | -232810.9775 | 0 | 0.57385 | 0.42615 | -133599.6414 | 0.34257 | 1358105.303 | -150343.7605 | -199070.8099 | -257216.9135 | -606631.4838 | 0 | 0.68343 | 0.31657 | -414591.7136 | -967429.6981 | -112296.1379 | -0.00081862 | -133599.6414 | -15507.8181 | -0.00011305 | -414591.7136 | -48124.477 | -0.00043417 | 746026.8915 | 0.0027363 | 865304.1885 | 0.0036058 | 821656.2464 | 0.0032043 | 1097247.4192 | 0.0054351 | 351220.5278 | 0.0026987 | 231943.2307 | 0.0018292 | 275591.1728 | 0.0022308
2030 | External Doors (Glass) | 0% |  | 1 | 0 |  | 1 | 0 |  | 1 | 0% | 0.94695 | 0.053047 | 0% | 0.84199 | 0.15801 | 0 | 0.89348 | 0.10652 | 3964411.101 | 846956.7876 | 0.0034721 | 3964411.101 | 846956.7876 | 0.0034721 | 3964411.101 | 846956.7876 | 0.0034721 | 97920.0183 | 11366.2418 | 8.2858e-05 | 291662.2504 | 33855.219 | 0.0002468 | 196627.8961 | 22823.9358 | 0.00016638 | 0.67706 | 2684149.1301 | -297138.2801 | -393442.0549 | -508361.5777 | -1198941.9127 | 0% | 0.8069 | -967429.6981 | 0.13147 | 521209.0563 | -57698.4195 | -76398.7216 | -98713.8364 | -232810.9775 | 0 | 0.57385 | 0.42615 | -133599.6414 | 0.34257 | 1358105.303 | -150343.7605 | -199070.8099 | -257216.9135 | -606631.4838 | 0 | 0.68343 | 0.31657 | -414591.7136 | -967429.6981 | -112296.1379 | -0.00081862 | -133599.6414 | -15507.8181 | -0.00011305 | -414591.7136 | -48124.477 | -0.00043417 | 746026.8915 | 0.0027363 | 865304.1885 | 0.0036058 | 821656.2464 | 0.0032043 | 1097247.4192 | 0.0054351 | 351220.5278 | 0.0026987 | 231943.2307 | 0.0018292 | 275591.1728 | 0.0022308
2031 | PV (Solar Panels) small arrays some to generate electricity most to generate hot water | 0% |  | 1 | 0 |  | 1 | 0 |  | 1 | 4.1% | 0.90813 | 0.091872 | 8% | 0.77463 | 0.22537 | 0.0605 | 0.83942 | 0.16058 | 3964411.101 | 846956.7876 | 0.0034721 | 3964411.101 | 846956.7876 | 0.0034721 | 3964411.101 | 846956.7876 | 0.0034721 | 169587.0745 | 16976.3264 | 0.00013863 | 416001.0304 | 41643.3228 | 0.00034007 | 296408.6769 | 29671.6626 | 0.0002423 | 0.67706 | 2684149.1301 | -297138.2801 | -393442.0549 | -508361.5777 | -1198941.9127 | 0% | 0.8069 | -967429.6981 | 0.13147 | 521209.0563 | -57698.4195 | -76398.7216 | -98713.8364 | -232810.9775 | 0 | 0.57385 | 0.42615 | -133599.6414 | 0.34257 | 1358105.303 | -150343.7605 | -199070.8099 | -257216.9135 | -606631.4838 | 0 | 0.68343 | 0.31657 | -414591.7136 | -967429.6981 | -96843.4794 | -0.00079084 | -133599.6414 | -13373.8443 | -0.00010921 | -414591.7136 | -41502.2447 | -0.00043417 | 767089.6346 | 0.0028199 | 875226.2662 | 0.0037029 | 835126.2055 | 0.0032802 | 1067763.0897 | 0.0053821 | 300673.4551 | 0.0025622 | 192536.8236 | 0.0016791 | 232636.8842 | 0.0021018
2031 | Upgrade of Love Lane Transformer by SSE should it be required | 0% |  | 1 | 0 |  | 1 | 0 |  | 1 | 0.52% | 0.90341 | 0.096595 | 0.52% | 0.77061 | 0.22939 | 0.0052 | 0.83506 | 0.16494 | 3964411.101 | 846956.7876 | 0.0034721 | 3964411.101 | 846956.7876 | 0.0034721 | 3964411.101 | 846956.7876 | 0.0034721 | 178303.8861 | 17848.9132 | 0.00014576 | 423436.4894 | 42387.6412 | 0.00034614 | 304466.0162 | 30478.2336 | 0.00024889 | 0.67706 | 2684149.1301 | -297138.2801 | -393442.0549 | -508361.5777 | -1198941.9127 | 0% | 0.8069 | -967429.6981 | 0.13147 | 521209.0563 | -57698.4195 | -76398.7216 | -98713.8364 | -232810.9775 | 0 | 0.57385 | 0.42615 | -133599.6414 | 0.34257 | 1358105.303 | -150343.7605 | -199070.8099 | -257216.9135 | -606631.4838 | 0 | 0.68343 | 0.31657 | -414591.7136 | -967429.6981 | -96843.4794 | -0.00079084 | -133599.6414 | -13373.8443 | -0.00010921 | -414591.7136 | -41502.2447 | -0.00043417 | 767962.2214 | 0.002827 | 875970.5846 | 0.003709 | 835932.7765 | 0.0032868 | 1067763.0897 | 0.0053821 | 299800.8683 | 0.002555 | 191792.5052 | 0.001673 | 231830.3132 | 0.0020952
2031 | Upgrading Ovens | 0% |  | 1 | 0 |  | 1 | 0 |  | 1 | 0.272% | 0.90095 | 0.099052 | 0.27% | 0.76853 | 0.23147 | 0.00271 | 0.83279 | 0.16721 | 3964411.101 | 846956.7876 | 0.0034721 | 3964411.101 | 846956.7876 | 0.0034721 | 3964411.101 | 846956.7876 | 0.0034721 | 182839.7394 | 18302.9698 | 0.00014946 | 427277.1328 | 42772.1046 | 0.00034928 | 308643.2941 | 30896.3954 | 0.0002523 | 0.67706 | 2684149.1301 | -297138.2801 | -393442.0549 | -508361.5777 | -1198941.9127 | 0% | 0.8069 | -967429.6981 | 0.13147 | 521209.0563 | -57698.4195 | -76398.7216 | -98713.8364 | -232810.9775 | 0 | 0.57385 | 0.42615 | -133599.6414 | 0.34257 | 1358105.303 | -150343.7605 | -199070.8099 | -257216.9135 | -606631.4838 | 0 | 0.68343 | 0.31657 | -414591.7136 | -967429.6981 | -96843.4794 | -0.00079084 | -133599.6414 | -13373.8443 | -0.00010921 | -414591.7136 | -41502.2447 | -0.00043417 | 768416.278 | 0.0028307 | 876355.0479 | 0.0037122 | 836350.9383 | 0.0032902 | 1067763.0897 | 0.0053821 | 299346.8117 | 0.0025513 | 191408.0418 | 0.0016699 | 231412.1514 | 0.0020918
2031 | Upgrade HVAC units | 0% |  | 1 | 0 |  | 1 | 0 |  | 1 | 0% | 0.90095 | 0.099052 | 0% | 0.76853 | 0.23147 | 0 | 0.83279 | 0.16721 | 3964411.101 | 846956.7876 | 0.0034721 | 3964411.101 | 846956.7876 | 0.0034721 | 3964411.101 | 846956.7876 | 0.0034721 | 182839.7394 | 18302.9698 | 0.00014946 | 427277.1328 | 42772.1046 | 0.00034928 | 308643.2941 | 30896.3954 | 0.0002523 | 0.67706 | 2684149.1301 | -297138.2801 | -393442.0549 | -508361.5777 | -1198941.9127 | 0% | 0.8069 | -967429.6981 | 0.13147 | 521209.0563 | -57698.4195 | -76398.7216 | -98713.8364 | -232810.9775 | 0 | 0.57385 | 0.42615 | -133599.6414 | 0.34257 | 1358105.303 | -150343.7605 | -199070.8099 | -257216.9135 | -606631.4838 | 0 | 0.68343 | 0.31657 | -414591.7136 | -967429.6981 | -96843.4794 | -0.00079084 | -133599.6414 | -13373.8443 | -0.00010921 | -414591.7136 | -41502.2447 | -0.00043417 | 768416.278 | 0.0028307 | 876355.0479 | 0.0037122 | 836350.9383 | 0.0032902 | 1067763.0897 | 0.0053821 | 299346.8117 | 0.0025513 | 191408.0418 | 0.0016699 | 231412.1514 | 0.0020918
2031 | TREND BMS upgrade | 0% |  | 1 | 0 |  | 1 | 0 |  | 1 | 0% | 0.90095 | 0.099052 | 0% | 0.76853 | 0.23147 | 0 | 0.83279 | 0.16721 | 3964411.101 | 846956.7876 | 0.0034721 | 3964411.101 | 846956.7876 | 0.0034721 | 3964411.101 | 846956.7876 | 0.0034721 | 182839.7394 | 18302.9698 | 0.00014946 | 427277.1328 | 42772.1046 | 0.00034928 | 308643.2941 | 30896.3954 | 0.0002523 | 0.67706 | 2684149.1301 | -297138.2801 | -393442.0549 | -508361.5777 | -1198941.9127 | 0% | 0.8069 | -967429.6981 | 0.13147 | 521209.0563 | -57698.4195 | -76398.7216 | -98713.8364 | -232810.9775 | 0 | 0.57385 | 0.42615 | -133599.6414 | 0.34257 | 1358105.303 | -150343.7605 | -199070.8099 | -257216.9135 | -606631.4838 | 0 | 0.68343 | 0.31657 | -414591.7136 | -967429.6981 | -96843.4794 | -0.00079084 | -133599.6414 | -13373.8443 | -0.00010921 | -414591.7136 | -41502.2447 | -0.00043417 | 768416.278 | 0.0028307 | 876355.0479 | 0.0037122 | 836350.9383 | 0.0032902 | 1067763.0897 | 0.0053821 | 299346.8117 | 0.0025513 | 191408.0418 | 0.0016699 | 231412.1514 | 0.0020918
2032 | Upgrading of services pipework (Electric, Water, Gas pipe and meter removal and changes to Sewerage system |  |  | 1 | 0 |  | 1 | 0 |  | 1 | 0% | 0.90095 | 0.099052 | 0% | 0.76853 | 0.23147 | 0 | 0.83279 | 0.16721 | 3964411.101 | 846956.7876 | 0.0034721 | 3964411.101 | 846956.7876 | 0.0034721 | 3964411.101 | 846956.7876 | 0.0034721 | 182839.7394 | 15382.4888 | 0.00014421 | 427277.1328 | 35947.2493 | 0.00033701 | 308643.2941 | 25966.4667 | 0.00024344 | 0.67706 | 2684149.1301 | -297138.2801 | -393442.0549 | -508361.5777 | -1198941.9127 | 0% | 0.8069 | -967429.6981 | 0.13147 | 521209.0563 | -57698.4195 | -76398.7216 | -98713.8364 | -232810.9775 | 0 | 0.57385 | 0.42615 | -133599.6414 | 0.34257 | 1358105.303 | -150343.7605 | -199070.8099 | -257216.9135 | -606631.4838 | 0 | 0.68343 | 0.31657 | -414591.7136 | -967429.6981 | -81390.8209 | -0.00076305 | -133599.6414 | -11239.8705 | -0.00010538 | -414591.7136 | -34880.0124 | -0.00032701 | 780948.4555 | 0.0028532 | 871664.1665 | 0.0037037 | 838043.2419 | 0.0033885 | 1038278.7602 | 0.005329 | 257330.3046 | 0.0024758 | 166614.5937 | 0.0016253 | 200235.5183 | 0.0019405
2033 | Extrapolated | 0% |  | 1 | 0 |  | 1 | 0 |  | 1 | 0% | 0.90095 | 0.099052 | 0% | 0.76853 | 0.23147 | 0% | 0.83279 | 0.16721 | 3964411.101 | 846956.7876 | 0.0034721 | 3964411.101 | 846956.7876 | 0.0034721 | 3964411.101 | 846956.7876 | 0.0034721 | 182839.7394 | 12462.0078 | 0.00013896 | 427277.1328 | 29122.3941 | 0.00032474 | 308643.2941 | 21036.538 | 0.00023458 | 0.67706 | 2684149.1301 | -297138.2801 | -393442.0549 | -508361.5777 | -1198941.9127 | 0% | 0.8069 | -967429.6981 | 0.13147 | 521209.0563 | -57698.4195 | -76398.7216 | -98713.8364 | -232810.9775 | 0 | 0.57385 | 0.42615 | -133599.6414 | 0.34257 | 1358105.303 | -150343.7605 | -199070.8099 | -257216.9135 | -606631.4838 | 0 | 0.68343 | 0.31657 | -414591.7136 | -967429.6981 | -65938.1623 | -0.00073527 | -133599.6414 | -9105.8966 | -0.00010154 | -414591.7136 | -28257.7801 | -0.0003151 | 793480.633 | 0.0028758 | 866973.2851 | 0.0036953 | 839735.5455 | 0.0033916 | 1008794.4306 | 0.005276 | 215313.7976 | 0.0024002 | 141821.1456 | 0.0015807 | 169058.8851 | 0.0018845
2034 | Extrapolated | 0% |  | 1 | 0 |  | 1 | 0 |  | 1 | 0% | 0.90095 | 0.099052 | 0% | 0.76853 | 0.23147 | 0 | 0.83279 | 0.16721 | 3964411.101 | 846956.7876 | 0.0034721 | 3964411.101 | 846956.7876 | 0.0034721 | 3964411.101 | 846956.7876 | 0.0034721 | 182839.7394 | 9541.5268 | 0.00013371 | 427277.1328 | 22297.5389 | 0.00031247 | 308643.2941 | 16106.6093 | 0.00022571 | 0.67706 | 2684149.1301 | -297138.2801 | -393442.0549 | -508361.5777 | -1198941.9127 | 0% | 0.8069 | -967429.6981 | 0.13147 | 521209.0563 | -57698.4195 | -76398.7216 | -98713.8364 | -232810.9775 | 0 | 0.57385 | 0.42615 | -133599.6414 | 0.34257 | 1358105.303 | -150343.7605 | -199070.8099 | -257216.9135 | -606631.4838 | 0 | 0.68343 | 0.31657 | -414591.7136 | -967429.6981 | -50485.5038 | -0.00070749 | -133599.6414 | -6971.9228 | -9.7702e-05 | -414591.7136 | -21635.5479 | -0.00030319 | 806012.8106 | 0.0028983 | 862282.4037 | 0.0036869 | 841427.8491 | 0.0033946 | 979310.1011 | 0.005223 | 173297.2905 | 0.0023247 | 117027.6974 | 0.0015362 | 137882.252 | 0.0018284
2035 | Extrapolated | 0% |  | 1 | 0 |  | 1 | 0 |  | 1 | 0% | 0.90095 | 0.099052 | 0% | 0.76853 | 0.23147 | 0 | 0.83279 | 0.16721 | 3964411.101 | 846956.7876 | 0.0034721 | 3964411.101 | 846956.7876 | 0.0034721 | 3964411.101 | 846956.7876 | 0.0034721 | 182839.7394 | 6621.0458 | 0.00012846 | 427277.1328 | 15472.6837 | 0.0003002 | 308643.2941 | 11176.6806 | 0.00021685 | 0.67706 | 2684149.1301 | -297138.2801 | -393442.0549 | -508361.5777 | -1198941.9127 | 0% | 0.8069 | -967429.6981 | 0.13147 | 521209.0563 | -57698.4195 | -76398.7216 | -98713.8364 | -232810.9775 | 0 | 0.57385 | 0.42615 | -133599.6414 | 0.34257 | 1358105.303 | -150343.7605 | -199070.8099 | -257216.9135 | -606631.4838 | 0 | 0.68343 | 0.31657 | -414591.7136 | -967429.6981 | -35032.8453 | -0.0006797 | -133599.6414 | -4837.949 | -9.3865e-05 | -414591.7136 | -15013.3156 | -0.00029129 | 818544.9881 | 0.0029208 | 857591.5222 | 0.0036784 | 843120.1527 | 0.0033976 | 949825.7715 | 0.00517 | 131280.7834 | 0.0022491 | 92234.2493 | 0.0014916 | 106705.6189 | 0.0017723
Table 2: Additional electricity requirements for sustainable energy generation methods
|  | Percentage fuel savings (%) |  |  | Efficiency of sustainable energy generation solutions
| Name | lower bound | upper bound | median
| Electric boiler | 0.25 | 0.25 | 0.25 | -0.75758
| GSHP | 0.45 | 0.45 | 0.45 | -0.32573
| ASHP | 0.3 | 0.3 | 0.3 | -0.369
Table 3: Carbon/biodiversity intensities per KwH per year
| Year | Total KwH | Carbon | biodiversity | change in total BAU Carbon | change in total BAU biodiv
electricity | 2022 | 1845897 | 0.24386 | 1.0759e-09 | 0 | 0
| 2023 | 1845897 | 0.22789 | 1.0472e-09 | 29484.3295 | 5.3014e-05
| 2024 | 1845897 | 0.21191 | 1.0185e-09 | 58968.6591 | 0.00010603
| 2025 | 1845897 | 0.19594 | 9.8979e-10 | 88452.9886 | 0.00015904
| 2026 | 1845897 | 0.17997 | 9.6106e-10 | 117937.3182 | 0.00021206
| 2027 | 1845897 | 0.164 | 9.3234e-10 | 147421.6477 | 0.00026507
| 2028 | 1845897 | 0.14802 | 9.0362e-10 | 176905.9772 | 0.00031809
| 2029 | 1845897 | 0.13205 | 8.749e-10 | 206390.3068 | 0.0003711
| 2030 | 1845897 | 0.11608 | 8.4618e-10 | 235874.6363 | 0.00042412
| 2031 | 1845897 | 0.1001 | 8.1746e-10 | 265358.9659 | 0.00047713
| 2032 | 1845897 | 0.084131 | 7.8874e-10 | 294843.2954 | 0.00053014
| 2033 | 1845897 | 0.068158 | 7.6002e-10 | 324327.6249 | 0.00058316
| 2034 | 1845897 | 0.052185 | 7.313e-10 | 353811.9545 | 0.00063617
| 2035 | 1845897 | 0.036212 | 7.0258e-10 | 383296.284 | 0.00068919
| Fuel | 3964411.101 | 0.21364 | 8.7581e-10
Note on AO20: [Threaded comment] Your version of Excel allows you to read this threaded comment; however, any edits to it will get removed if the file is opened in a newer version of Excel. Learn more: https://go.microsoft.com/fwlink/?linkid=870924 Comment: ASHP IMPLEMENTED
Note on AP22: [Threaded comment] Your version of Excel allows you to read this threaded comment; however, any edits to it will get removed if the file is opened in a newer version of Excel. Learn more: https://go.microsoft.com/fwlink/?linkid=870924 Comment: GSHP IMPLEMENTED
Note on AQ32: [Threaded comment] Your version of Excel allows you to read this threaded comment; however, any edits to it will get removed if the file is opened in a newer version of Excel. Learn more: https://go.microsoft.com/fwlink/?linkid=870924 Comment: ELECTRIC BOILERS IMPLEMENTED

## 6. References
References
1. Huijbregts, M.A.J., et al., ReCiPe2016: a harmonised life cycle impact assessment method at midpoint and endpoint level. The International Journal of Life Cycle Assessment, 2017. 22(2): p. 138-147.
2. Verones, F., et al., LC-IMPACT: A regionalized life cycle damage assessment method. Journal of Industrial Ecology, 2020. 24(6): p. 1201-1219.
3. ESO. Britain’s Electricity Explained: 2022 Review. Electricity Explained 2023 [cited 2023 17 November]; Available from: https://www.nationalgrideso.com/news/britains-electricity-explained-2022-review.
4. United Nations Economic Commision for Europe, Life Cycle Assessment of Electricity Generation Options. 2021.
5. Al Kez, D., et al., Exploring the sustainability challenges facing digitalization and internet data centers. Journal of Cleaner Production, 2022. 371: p. 133633.
6. The International EPD System, Environmental Product Declaration: Solar Gard® Low-E films. 2023.
7. Saadatian, S., N. Simões, and F. Freire, Integrated environmental, energy and cost life-cycle analysis of windows: Optimal selection of components. Building and Environment, 2021. 188: p. 107516.
8. Ift Rosenheim GmbH, EPD- External Solar Shading Devices. 2020.
9. Densley Tingley, D., A. Hathway, and B. Davison, An environmental impact comparison of external wall insulation types. Building and Environment, 2015. 85: p. 182-189.
10. The International EPD System, Environmental Product Declaration: Top Gun® Sealants. 2018.
11. IBU EPD, Environmental Product Declaration: Silicone-based products, Group 1-3. 2022.
12. ASTM International, Environmental Product Declaration: Spray Polyurethane Foam Insulation (HFC), A. International, Editor. 2018.
13. The International EPD System, Environmental Product Declaration: Technishield 70 40mm-Glazed Door. 2022.
14. BRE Global, Environmental Product Declaration, 1m3 of Kingspan Kooltherm Pipe Insulation 2021.
15. IBU EPD, Environmental Product Declaration: MAGNA3 25-40/60/80/100/120 (Cast iron) Grundfos Holding A/S. 2018.
16. EPD Norway, Environmental Product Declaration: Objet Collection refrigerator. 2022.
17. Landi, D., et al., Comparative life cycle assessment of electric and gas ovens in the Italian context: An environmental and technical evaluation. Journal of Cleaner Production, 2019. 221: p. 189-201.
18. Elduque, D., et al., Life cycle assessment of a domestic induction hob: electronic boards. Journal of Cleaner Production, 2014. 76: p. 74-84.
19. Alejandre, C., O. Akizu-Gardoki, and E. Lizundia, Optimum operational lifespan of household appliances considering manufacturing and use stage improvements via life cycle assessment. Sustainable Production and Consumption, 2022. 32: p. 52-65.
20. EPD Norway, Environmental product declaration: i60-1200 LED 4600 HF OP. 2023.
21. The International EPD System, Environmental Product Declaration: Underfloor heating system, Brass & Fittings. 2021.
22. EPD Norway, Environmental Product Declaration: Lyngson Radiator. 2022.
23. The International EPD System, Environmental Product Declaration: tiltnturn carpet tiles. 2023.
24. EPD Norway, Environmental Product Declaration: Høiax Connected 200 Water Heater. 2023.
25. Saner, D., et al., Is it only CO2 that matters? A life cycle perspective on shallow geothermal systems. Renewable and Sustainable Energy Reviews, 2010. 14(7): p. 1798-1813.
26. Shibata, N., F. Sierra, and A. Hagras, Integration of LCA and LCCA through BIM for optimized decision-making when switching from gas to electricity services in dwellings. Energy and Buildings, 2023. 288: p. 113000.
27. EPD Norway, Environmental Product Declaration: MAXEON 3 MONO-CRYSTALLINE PHOTOVOLTAIC MODULE. 2021.
28. SunAmp, SunAmp thermal storage technology, Personal Communication. 2024.
29. Wang, C., K. Pattawi, and H. Lee, Energy saving impact of occupancy-driven thermostat for residential buildings. Energy and Buildings, 2020. 211: p. 109791.
30. DBEIS, Demonstration of energy efficiency potential: literature review of benefits and risks in domestic retrofit practice and modelling. 2021.
31. University College London, Analysis work to refine fabric energy efficiency assumptions for use in developing the Sixth Carbon Budget C.C. Comittee, Editor. 2020.
32. Ip, K., H. Ylitalo, and D. Marshall, Environmental performance of external roller blinds retrofit for offices in the United Kingdom. 2013.
33. US Department of Energy. Wireless Occupancy Sensors for Lighting Controls. Energy Efficiency and Renewable Energy 2019; Available from: https://www.energy.gov/femp/articles/wireless-occupancy-sensors-lighting-controls-applications-guide-federal-facility.
34. Sulzer. Energy Efficiency of Pumping Systems. N.D [cited 2024; Available from: https://www.sulzer.com/en/shared/campaign/energy-efficiency-of-pumping-systems.
35. IEA. A call to action on efficient and smart appliances. 2021; Available from: https://www.iea.org/articles/a-call-to-action-on-efficient-and-smart-appliances.
36. Ganandran, G.S., et al., Cost-benefit analysis and emission reduction of energy efficient lighting at the Universiti Tenaga Nasional. ScientificWorldJournal, 2014. 2014: p. 745894.
37. Wadham College, Sustainability Strategy. 2024.
38. Meek, C., Heat pumps and UK’s decarbonisation: lessons from an Ofgem dataset of more than 2,000 domestic installations. . 2021: Renewable Energy Consumer Code (RECC).
39. HM Government, National Energy Efficiency Data-Framework (NEED): Summary of Analysis, Great Britain, 2023. 2023.
40. Wadham College, Sustainability Strategy. 2024.