## Lumbar
Beange 2025
Task | [11 empty] | Concurrent validity | [19 empty] | Test-retest reliability (between sessions/sensors removed) | [11 empty] | Test-retest reliability (within sessions)
Measurement plane | Movement/task | Complex movement? | Kinematic outcome | Mean IMU Flexion/right | SD | Mean IMU extension/left | SD | Mean GS Flexion/right | SD | Mean GS extension/left | SD | ICC - CI, 95% flexion, right, right |  | ICC - CI, 95% extension, left, left |  | Pearsons r |  | RMSE - degrees SD |  |  |  | bias - SD |  | bias - SD |  | limits of agreement (LoA) |  | Coefficient of determination (r2) |  | Coeficcient of multiple correlation (CMC) |  | ICC - CI, 95% flexion, right, right |  | ICC - CI, 95% extension, left, left |  | SEM |  | Coefficient of Variation (CV%) |  | LoA |  | Minimum Detectable Change (MDC) (degrees) |  | ICC - CI, 95% flexion, right, right |  | ICC - CI, 95% extension, left, left |  | SEM (degrees) |  | Coefficient of Variation (CV%) |  | LoA |  | Minimum Detectable Change (MDC)
Sagittal plane | Flexion |  | Flexion ROM | [8 empty] | 1 | 0,999-1,00 | [18 empty] | 0.63 | -0,05-0,88 |  |  | 8.47 |  | 14.41 | [5 empty] | 0.94 | 0,81-0,98 |  |  | 5.04 |  | 9.09
Frontal plane | Lateral flexion right/left |  | Lateral flexion ROM | [8 empty] | 0.999 | 0,994-1,00 | 0.999 | 0,997-1,00 | [16 empty] | 0.62 | -0,08-0,87 | 0.57 | -0,30-0,86 | 3.52 | 4.77 | 13.57 | 17.74 |  |  |  |  | 0.87 | 0,59-0,96 | 0.85 | 0,53-0,95 | 2.46 | 3.19 | 10.03 | 12.18
Transversal plane | Axial rotation right/left |  | Axial rotation ROM | [8 empty] | 0.997 | 0,992-0,999 | 0.997 | 0,991-0,999 | [16 empty] | 0.79 | 0,32-0,93 | 0.78 | 0,34-0,93 | 3.05 | 3.26 | 24.62 | 26 |  |  |  |  | 0.93 | 0,79-0,98 | 0.89 | 0,49-0,97 | 1.91 | 2.01 | 15.01 | 15.58
Other/not defined | flexion, lateral flexion and axial rotation |  | Mean between all sessions for flexion, lateral flexion and axial rotation | [8 empty] | 0.998
Notes | [11 empty] | Notes | [19 empty] | Notes | [11 empty] | Notes
Test 2
Sagittal plane | Flexion |  | Flexion ROM | [8 empty] | 0.999 | 0,998-1,00
Frontal plane | Lateral flexion right/left |  | Lateral flexion ROM | [8 empty] | 0.998 | 0,990-0,999 | 0.999 | 0,997-1,00
Transversal plane | Axial rotation right/left |  | Axial rotation ROM | [8 empty] | 0.997 | 0,991-0,999 | 0.994 | 0,953-0,999
Other/not defined
Test 2
Sagittal plane | Flexion |  | Flexion ROM | [8 empty] | 1 | 0,999-1,00
Frontal plane | Lateral flexion right/left |  | Lateral flexion ROM | [8 empty] | 0.997 | 0,954-0,999 | 0.999 | 0,996-1,00
Transversal plane | Axial rotation right/left |  | Axial rotation ROM | [8 empty] | 0.996 | 0,986-0,999 | 0.991 | 0,970-0,997
Mean
I Aranda-Valera 2020
Task | [11 empty] | Concurrent validity | [19 empty] | Test-retest reliability (between sessions/sensors removed) | [11 empty] | Test-retest reliability (within sessions)
Measurement plane | Movement/task | Complex movement? | Kinematic outcome | Mean IMU Flexion/right | SD | Mean IMU extension/left | SD | Mean GS Flexion/right | SD | Mean GS extension/left | SD | ICC - CI, 95% flexion, right, right |  | ICC - CI, 95% extension, left, left |  | Pearsons r |  | RMSE - degrees SD |  |  |  | bias - SD |  | bias - SD |  | limits of agreement (LoA) |  | Coefficient of determination (r2) |  | Coeficcient of multiple correlation (CMC) |  | ICC - CI, 95% flexion, right, right |  | ICC - CI, 95% extension, left, left |  | SEM |  | Coefficient of Variation (CV%) |  | LoA |  | Minimum Detectable Change (MDC) (degrees) |  | ICC - CI, 95% flexion, right, right |  | ICC - CI, 95% extension, left, left |  | SEM (degrees) |  | Coefficient of Variation (CV%) |  | LoA |  | Minimum Detectable Change (MDC)
Sagittal plane | Flexion/extension |  | Flexion+extension angle | [8 empty] | 0.79 | 0,532, 0,913 |  |  | 0.81 |  | 14.11 |  |  |  | 5.5 |  |  |  | −19,7, 30,7
Frontal plane | Lateral flexion right/left |  | Right+left ateral flexion angle | [8 empty] | 0.939 | 0,849, 0,976 |  |  | 0.94 |  | 3.9 |  |  |  | −3,0 |  |  |  | −15,6, 9,5
Transversal plane | Axial rotation right/left |  | Right+left axial rotation angle | [8 empty] | 0.631 | 0,261, 0,840 |  |  | 0.69 |  | 10.36 |  |  |  | 14.7 |  |  |  | −32,9, 3,5
Other/not defined
Notes | [11 empty] | Notes | [19 empty] | Notes | [11 empty] | Notes
Matheve 2017
Task | [11 empty] | Concurrent validity | [19 empty] | Test-retest reliability (between sessions/sensors removed) | [11 empty] | Test-retest reliability (within sessions)
Measurement plane | Movement/task | Complex movement? | Kinematic outcome | Mean IMU Flexion/right | SD | Mean IMU extension/left | SD | Mean GS Flexion/right | SD | Mean GS extension/left | SD | ICC - CI, 95% flexion, right, right |  | ICC - CI, 95% extension, left, left |  | Pearsons r |  | RMSE - degrees SD |  |  |  | bias - SD |  | bias - SD |  | limits of agreement (LoA) |  | Coefficient of determination (r2) |  | Coeficcient of multiple correlation (CMC) |  | ICC - CI, 95% flexion, right, right |  | ICC - CI, 95% extension, left, left |  | SEM |  | Coefficient of Variation (CV%) |  | LoA |  | Minimum Detectable Change (MDC) (degrees) |  | ICC - CI, 95% flexion, right, right |  | ICC - CI, 95% extension, left, left |  | SEM (degrees) |  | Coefficient of Variation (CV%) |  | LoA |  | Minimum Detectable Change (MDC)
Sagittal plane | Standing bow |  | Flexion ROM angle | [28 empty] | 0.89 | 0,73, 0,96 |  |  | 2.3 |  |  |  | (-6,2, 8,9 |  | 6.5 |  | 0.92 | 0,85, 0,96 |  |  | 2.2
Frontal plane
Transversal plane
Other/not defined
Notes | [11 empty] | Notes | [19 empty] | Notes | [11 empty] | Notes
Task 2
Measurement plane | Movement/task | Complex movement? | Kinematic outcome | Mean IMU Flexion/right | SD | Mean IMU extension/left | SD | Mean GS Flexion/right | SD | Mean GS extension/left | SD | [20 empty] | ICC - CI, 95% flexion, right, right |  | ICC - CI, 95% extension, left, left |  | SEM |  | Coefficient of Variation (CV%) |  | LoA |  | Minimum Detectable Change (MDC) (degrees) |  | ICC - CI, 95% flexion, right, right |  | ICC - CI, 95% extension, left, left |  | SEM (degrees) |  | Coefficient of Variation (CV%) |  | LoA |  | Minimum Detectable Change (MDC)
Sagittal plane | Lifting box | Yes | Flexion ROM angle | [28 empty] | 0.93 | 0,82, 0,97 |  |  | 1.9 |  |  |  | (-8,3, 6,4 |  | 5.3 |  | 0.9 | 0,82, 0,95 |  |  | 2.3
Frontal plane
Transversal plane
Other/not defined
Task 3
Measurement plane | Movement/task | Complex movement? | Kinematic outcome | Mean IMU Flexion/right | SD | Mean IMU extension/left | SD | Mean GS Flexion/right | SD | Mean GS extension/left | SD | [20 empty] | ICC - CI, 95% flexion, right, right |  | ICC - CI, 95% extension, left, left |  | SEM |  | Coefficient of Variation (CV%) |  | LoA |  | Minimum Detectable Change (MDC) (degrees) |  | ICC - CI, 95% flexion, right, right |  | ICC - CI, 95% extension, left, left |  | SEM (degrees) |  | Coefficient of Variation (CV%) |  | LoA |  | Minimum Detectable Change (MDC)
Sagittal plane | Stance-to-sit-to-stance | Yes | Flexion ROM angle | [28 empty] | 0.69 | 0,18, 0,87 |  |  | 3.1 |  |  |  | (-11,0, 10,7 |  | 8.5 |  | 0.77 | 0,62, 0,88 |  |  | 2.3
Frontal plane
Transversal plane
Other/not defined
Task 4
Measurement plane | Movement/task | Complex movement? | Kinematic outcome | Mean IMU Flexion/right | SD | Mean IMU extension/left | SD | Mean GS Flexion/right | SD | Mean GS extension/left | SD | [20 empty] | ICC - CI, 95% flexion, right, right |  | ICC - CI, 95% extension, left, left |  | SEM |  | Coefficient of Variation (CV%) |  | LoA |  | Minimum Detectable Change (MDC) (degrees) |  | ICC - CI, 95% flexion, right, right |  | ICC - CI, 95% extension, left, left |  | SEM (degrees) |  | Coefficient of Variation (CV%) |  | LoA |  | Minimum Detectable Change (MDC)
Sagittal plane | Placing a box on an overherhead shelf | Yes | Flexion ROM angle | [28 empty] | 0.56 | 0, 0,83 |  |  | 1.1 |  |  |  | (-2,9, 3,3 |  | 2.9 |  | 0.67 | 0,49, 0,83 |  |  | 1.2
Frontal plane
Transversal plane
Other/not defined
Michaud 2021
[11 empty] | Concurrent validity | [19 empty] | Test-retest reliability (between sessions/sensors removed) | [11 empty] | Test-retest reliability (within sessions)
Movement/task | Complex movement? | Kinematic outcome | Mean IMU Flexion/right | SD | Mean IMU extension/left | SD | Mean GS Flexion/right | SD | Mean GS extension/left | SD | ICC - CI, 95% flexion, right, right |  | ICC - CI, 95% extension, left, left |  | Pearsons r |  | RMSE - degrees SD |  |  |  | bias - SD |  | bias - SD |  | limits of agreement (LoA) |  | Coefficient of determination (r2) |  | Coeficcient of multiple correlation (CMC) |  | ICC - CI, 95% flexion, right, right |  | ICC - CI, 95% extension, left, left |  | SEM |  | Coefficient of Variation (CV%) |  | LoA |  | Minimum Detectable Change (MDC) (degrees) |  | ICC - CI, 95% flexion, right, right |  | ICC - CI, 95% extension, left, left |  | SEM (degrees) |  | Coefficient of Variation (CV%) |  | LoA |  | Minimum Detectable Change (MDC)
Deadlift | Yes | Max flexion angle | [14 empty] | 3.01
Notes | [10 empty] | Notes | [19 empty] | Notes | [11 empty] | Notes
Concurrent validity
Movement/task | Complex movement? | Kinematic outcome | Mean IMU Flexion/right | SD | Mean IMU extension/left | SD | Mean GS Flexion/right | SD | Mean GS extension/left | SD | ICC - CI, 95% flexion, right, right |  | ICC - CI, 95% extension, left, left |  | Pearsons r |  | RMSE - degrees SD |  |  |  | bias - SD |  | bias - SD |  | limits of agreement (LoA) |  | Coefficient of determination (r2) |  | Coeficcient of multiple correlation (CMC)
American Kettlebell Swing | Yes | Max flexion angle | [14 empty] | 2.71
Mjøsund 2017
[11 empty] | Concurrent validity | [19 empty] | Test-retest reliability (between sessions/sensors removed) | [11 empty] | Test-retest reliability (within sessions)
Movement/task | Complex movement? | Kinematic outcome | Mean IMU Flexion/right | SD | Mean IMU extension/left | SD | Mean GS Flexion/right | SD | Mean GS extension/left | SD | ICC - CI, 95% flexion, right, right |  | ICC - CI, 95% extension, left, left |  | Pearsons r |  | RMSE - degrees SD |  |  |  | bias - SD |  | bias - SD |  | limits of agreement (LoA) |  | Coefficient of determination (r2) |  | Coeficcient of multiple correlation (CMC) |  | ICC - CI, 95% flexion, right, right |  | ICC - CI, 95% extension, left, left |  | SEM |  | Coefficient of Variation (CV%) |  | LoA |  | Minimum Detectable Change (MDC) (degrees) |  | ICC - CI, 95% flexion, right, right |  | ICC - CI, 95% extension, left, left |  | SEM (degrees) |  | Coefficient of Variation (CV%) |  | LoA |  | Minimum Detectable Change (MDC)
Flexion and extension |  | Flexion and extension ROM angles | [14 empty] | 1.82 | 1 | 0.71 | 0.34 |  |  |  |  | (-3,86, 4,69 | (-2,15, 1,91
Right and left lateral flexion |  | Right and left lateral flexion ROM angles | [14 empty] | 0.77 | 0.24 | 0.98 | 0.69 |  |  |  |  | (-2,37, 2,05 | (-3,11, 2,96
Notes | [10 empty] | Notes | [19 empty] | Notes | [11 empty] | Notes
Ogrady 2021
[11 empty] | Concurrent validity | [19 empty] | Test-retest reliability (between sessions/sensors removed) | [11 empty] | Test-retest reliability (within sessions)
Movement/task | Complex movement? | Kinematic outcome | Mean IMU Flexion/right | SD | Mean IMU extension/left | SD | Mean GS Flexion/right | SD | Mean GS extension/left | SD | ICC - CI, 95% flexion, right, right |  | ICC - CI, 95% extension, left, left |  | Pearsons r |  | RMSE - degrees SD |  |  |  | bias - SD |  | bias - SD |  | limits of agreement (LoA) |  | Coefficient of determination (r2) |  | Coeficcient of multiple correlation (CMC) |  | ICC - CI, 95% flexion, right, right |  | ICC - CI, 95% extension, left, left |  | SEM |  | Coefficient of Variation (CV%) |  | LoA |  | Minimum Detectable Change (MDC) (degrees) |  | ICC - CI, 95% flexion, right, right |  | ICC - CI, 95% extension, left, left |  | SEM (degrees) |  | Coefficient of Variation (CV%) |  | LoA |  | Minimum Detectable Change (MDC)
Flexion and extension |  | Maximum angle | [40 empty] | 0.89 | 0,80-0,94 | 0.89 | 0,80-0,94 | 9.02 | 8.7 |  |  | −21,8, 27,2 | (-21,4 25,4
Right and left lateral flexion |  | Maximum angle | [40 empty] | 0.98 | 0,96-0,99 | 0.97 | 0,95-0,99 | 2.84 | 3.32 |  |  | −8,1, 7,9 | (−8,6 8,5
Notes | [10 empty] | Notes | [19 empty] | Notes | [11 empty] | Notes
Supervised Day 1 v Unsupervised Day 1 and Supervised Day 2 v Unsupervised Day 2
[43 empty] | ICC - CI, 95% flexion, right, right |  | ICC - CI, 95% extension, left, left |  | SEM (degrees) |  | Coefficient of Variation (CV%) |  | LoA |  | Minimum Detectable Change (MDC)
[43 empty] | 0.96 | 0,93-0,98 | 0.98 | 0,97-0,99 | 5.12 | 3.57 |  |  | (−28,4, 35,9 | (−8,7, 10,5
[43 empty] | 0.98 | 0,97-0,99 | 0.99 | 0,98-0,99 | 2.45 | 2.12 |  |  | (−6,1, 7,5 | (−4,7, 6,6
Supervised Day 1 v Ambulatory and Unsupervised Day 1 v Ambulatory
[43 empty] | ICC - CI, 95% flexion, right, right |  | ICC - CI, 95% extension, left, left |  | SEM (degrees) |  | Coefficient of Variation (CV%) |  | LoA |  | Minimum Detectable Change (MDC)
[43 empty] | 0.93 | 0,86-0,96 | 0.92 | 0,85-0,96 | 7.18 | 7.52 |  |  | (−14,7, 21,8 | (−18,2, 22,5
[43 empty] | 0.98 | 0,94-0,99 | 0.98 | 0,97-0,99 | 2.73 | 2.33 |  |  | (−4,6, 8,7 | (−4,9, 7,4
Supervised Day 2 v Ambulatory and Unsupervised Day 2 v Ambulatory
[43 empty] | ICC - CI, 95% flexion, right, right |  | ICC - CI, 95% extension, left, left |  | SEM (degrees) |  | Coefficient of Variation (CV%) |  | LoA |  | Minimum Detectable Change (MDC)
[43 empty] | 0.93 | 0,87-0,96 | 0.93 | 0,88-0,97 | 6.82 | 6.38 |  |  | (−18,3, 19,2 | (−18,2, 17,9
[43 empty] | 0.97 | 0,93-0,98 | 0.98 | 0,96-0,99 | 3.43 | 2.61 |  |  | (−6,8, 10,9 | (−6,1, 8,2
Sennington 2021
[11 empty] | Concurrent validity | [19 empty] | Test-retest reliability (between sessions/sensors removed) | [11 empty] | Test-retest reliability (within sessions)
Movement/task | Complex movement? | Kinematic outcome | Mean IMU Flexion/right | SD | Mean IMU extension/left | SD | Mean GS Flexion/right | SD | Mean GS extension/left | SD | ICC - CI, 95% flexion, right, right |  | ICC - CI, 95% extension, left, left |  | Pearsons r |  | RMSE - degrees SD |  |  |  | bias - SD |  | bias - SD |  | limits of agreement (LoA) |  | Coefficient of determination (r2) |  | Coeficcient of multiple correlation (CMC) |  | ICC - CI, 95% flexion, right, right |  | ICC - CI, 95% extension, left, left |  | SEM |  | Coefficient of Variation (CV%) |  | LoA |  | Minimum Detectable Change (MDC) (degrees) |  | ICC - CI, 95% flexion, right, right |  | ICC - CI, 95% extension, left, left |  | SEM (degrees) |  | Coefficient of Variation (CV%) |  | LoA |  | Minimum Detectable Change (MDC)
Cricket bowling | Yes | Flexion angle at event 1 | [12 empty] | 0.986 | [5 empty] | 1.9
Cricket bowling | Yes | Lateral flexion angle at event 1 | [12 empty] | 0.949 | [5 empty] | 4
Cricket bowling | Yes | Axial rotation angle at event 1 | [12 empty] | 0.612 | [5 empty] | 1.8
Notes | [10 empty] | Notes | [19 empty] | Notes | [11 empty] | Notes
Movement/task | Complex movement? | Kinematic outcome | Mean IMU Flexion/right | SD | Mean IMU extension/left | SD | Mean GS Flexion/right | SD | Mean GS extension/left | SD | ICC - CI, 95% flexion, right, right |  | ICC - CI, 95% extension, left, left |  | Pearsons r |  | RMSE - degrees SD |  |  |  | bias - SD |  | bias - SD |  | limits of agreement (LoA) |  | Coefficient of determination (r2) |  | Coeficcient of multiple correlation (CMC)
Cricket bowling | Yes | Flexion angle at event 2 | [12 empty] | 0.958 | [5 empty] | 3.6
Cricket bowling | Yes | Lateral flexion angle at event 2 | [12 empty] | 0.954 | [5 empty] | 3.2
Cricket bowling | Yes | Axial rotation angle at event 2 | [12 empty] | 0.846 | [5 empty] | −5,1
Wong 2008
[11 empty] | Concurrent validity | [19 empty] | Test-retest reliability (between sessions/sensors removed) | [11 empty] | Test-retest reliability (within sessions)
Movement/task | Complex movement? | Kinematic outcome | Mean IMU Flexion/right | SD | Mean IMU extension/left | SD | Mean GS Flexion/right | SD | Mean GS extension/left | SD | ICC - CI, 95% flexion, right, right |  | ICC - CI, 95% extension, left, left |  | Pearsons r |  | RMSE - degrees SD |  |  |  | bias - SD |  | bias - SD |  | limits of agreement (LoA) |  | Coefficient of determination (r2) |  | Coeficcient of multiple correlation (CMC) |  | ICC - CI, 95% flexion, right, right |  | ICC - CI, 95% extension, left, left |  | SEM |  | Coefficient of Variation (CV%) |  | LoA |  | Minimum Detectable Change (MDC) (degrees) |  | ICC - CI, 95% flexion, right, right |  | ICC - CI, 95% extension, left, left |  | SEM (degrees) |  | Coefficient of Variation (CV%) |  | LoA |  | Minimum Detectable Change (MDC)
Flexion/extension |  | Flexion angle | [12 empty] | 0.981
Right and lef ateral flexion |  | Lateral flexion angle | [12 empty] | 0.985 | 0.985
Notes | [10 empty] | Notes | [19 empty] | Notes | [11 empty] | Notes
Concurrent validity
Movement/task | Complex movement? | Kinematic outcome | Mean IMU Flexion/right | SD | Mean IMU extension/left | SD | Mean GS Flexion/right | SD | Mean GS extension/left | SD | ICC - CI, 95% flexion, right, right |  | ICC - CI, 95% extension, left, left |  | Pearsons r |  | RMSE - degrees SD |  |  |  | bias - SD |  | bias - SD |  | limits of agreement (LoA) |  | Coefficient of determination (r2) |  | Coeficcient of multiple correlation (CMC)
Sit-to-stand | Yes | Flexion angle | [12 empty] | 0.966
Bailes 2024
[11 empty] | Concurrent validity | [19 empty] | Test-retest reliability (between sessions/sensors removed) | [11 empty] | Test-retest reliability (within sessions)
Movement/task | Complex movement? | Kinematic outcome | Mean IMU Flexion/right | SD | Mean IMU extension/left | SD | Mean GS Flexion/right | SD | Mean GS extension/left | SD | ICC - CI, 95% flexion, right, right |  | ICC - CI, 95% extension, left, left |  | Pearsons r |  | RMSE - degrees SD |  |  |  | bias - SD |  | bias - SD |  | limits of agreement (LoA) |  | Coefficient of determination (r2) |  | Coeficcient of multiple correlation (CMC) |  | ICC - CI, 95% flexion, right, right |  | ICC - CI, 95% extension, left, left |  | SEM |  | Coefficient of Variation (CV%) |  | LoA |  | Minimum Detectable Change (MDC) (degrees) |  | ICC - CI, 95% flexion, right, right |  | ICC - CI, 95% extension, left, left |  | SEM (degrees) |  | Coefficient of Variation (CV%) |  | LoA |  | Minimum Detectable Change (MDC)
Flexion and extension ROM |  | ROM degrees | [8 empty] | 0.88 | 0,65–0,96 | 0.77 | 0,35–0,92+AM5:AS5 |  |  | 10.65 |  | 7 |  | −4,9 | 9.8 | −1,8 | 7 | [6 empty] | 0.77 | 0,30-0,92 | 0.66 | -0,03-0,88
Right and left side bend ROM |  | ROM degrees | [8 empty] | 0.67 | 0,06–0,89 | 0.87 | 0,62–0,95 |  |  | 8.62 |  | 7.02 |  | 2 | 8.7 | −1,3 | 7.1 | [6 empty] | 0.73 | 0,19-0,91 | 0.93 | 0,80-0,98
Right and left axial rotation ROM |  | ROM degrees | [8 empty] | 0.95 | 0,86–0,98 | 0.88 | 0,65–0,96 |  |  | 3.45 |  | 5 |  | −1,0 | 3.4 | 0.2 | 5.2 | [6 empty] | 0.91 | 0,73-0,97 | 0.86 | 0,57-0,95
Notes | [10 empty] | Notes | [19 empty] | Notes | [11 empty] | Notes
Beange 2024
[11 empty] | Concurrent validity | [19 empty] | Test-retest reliability (between sessions/sensors removed) | [11 empty] | Test-retest reliability (within sessions)
Movement/task | Complex movement? | Kinematic outcome | Mean IMU Flexion/right | SD | Mean IMU extension/left | SD | Mean GS Flexion/right | SD | Mean GS extension/left | SD | ICC - CI, 95% flexion, right, right |  | ICC - CI, 95% extension, left, left |  | Pearsons r |  | RMSE - degrees SD |  |  |  | bias - SD |  | bias - SD |  | limits of agreement (LoA) |  | Coefficient of determination (r2) |  | Coeficcient of multiple correlation (CMC) |  | ICC - CI, 95% flexion, right, right |  | ICC - CI, 95% extension, left, left |  | SEM |  | Coefficient of Variation (CV%) |  | LoA |  | Minimum Detectable Change (MDC) (degrees) |  | ICC - CI, 95% flexion, right, right |  | ICC - CI, 95% extension, left, left |  | SEM (degrees) |  | Coefficient of Variation (CV%) |  | LoA |  | Minimum Detectable Change (MDC)
Flexion |  | Mean flexion angle in continous motion | [14 empty] | 1.51
Lateral flexion right/left |  | Mean lateral flexion angle in continous motion | [14 empty] | 1.68
Axial rotation right/left |  | Mean axial rotation angle in continous motion | [14 empty] | 2.74
Notes | [10 empty] | Notes | [19 empty] | Notes | [11 empty] | Notes
Flexion |  | Flexion ROM | 53.68 |  |  |  | 53.97
Lateral flexion right/left |  | Lateral flexion ROM | 19.92 |  | 21.42 |  | 20.38 |  | 21.29
Axial rotation right/left |  | Axial rotation ROM | 10.81 |  | 9.36 |  | 11.34 |  | 10.42
Circumduction right/left | Yes | Flexion ROM | 50.57 |  | 53.4 |  | 50.85 |  | 53.4
Circumduction right/left | Yes | Lateral flexion ROM | 43.58 |  | 43.91 |  | 41.76 |  | 41.52
Circumduction right/left | Yes | Axial rotation ROM | 15.6 |  | 17.21 |  | 18.9 |  | 18.65
Notes
Chang 2022
[11 empty] | Concurrent validity | [19 empty] | Test-retest reliability (between sessions/sensors removed) | [11 empty] | Test-retest reliability (within sessions)
Movement/task | Complex movement? | Kinematic outcome | Mean IMU Flexion/right | SD | Mean IMU extension/left | SD | Mean GS Flexion/right | SD | Mean GS extension/left | SD | ICC - CI, 95% flexion, right, right |  | ICC - CI, 95% extension, left, left |  | Pearsons r |  | RMSE - degrees SD |  |  |  | bias - SD |  | bias - SD |  | limits of agreement (LoA) |  | Coefficient of determination (r2) |  | Coeficcient of multiple correlation (CMC) |  | ICC - CI, 95% flexion, right, right |  | ICC - CI, 95% extension, left, left |  | SEM |  | Coefficient of Variation (CV%) |  | LoA |  | Minimum Detectable Change (MDC) (degrees) |  | ICC - CI, 95% flexion, right, right |  | ICC - CI, 95% extension, left, left |  | SEM (degrees) |  | Coefficient of Variation (CV%) |  | LoA |  | Minimum Detectable Change (MDC)
Uniplanar symetric lifting of box |  | Peak flexion angle | [14 empty] | 0.68 | SD0,55, CI(0,58-0,78 |  |  | -1.2 |  |  |  | -8,06-5,67
Asymetric lifting, alternating from left to right | Yes | Peak flexion angle | [14 empty] | 1.24 | SD1,08, CI 1,14–1,34 |  |  | -0.84 |  |  |  | -8,55-6,88
Uniplanar symetric lifting of box |  | Through-range flexion angle | [14 empty] | 0.86 | SD 1,25, CI 1,31–1,37
Asymetric lifting, alternating from left to right | Yes | Through-range flexion angle | [14 empty] | 1.84 | SD 1,54, CI 1,68–1,72
Franco 2020
[11 empty] | Concurrent validity | [19 empty] | Test-retest reliability (between sessions/sensors removed) | [11 empty] | Test-retest reliability (within sessions)
Movement/task | Complex movement? | Kinematic outcome | Mean IMU Flexion/right | SD | Mean IMU extension/left | SD | Mean GS Flexion/right | SD | Mean GS extension/left | SD | ICC - CI, 95% flexion, right, right |  | ICC - CI, 95% extension, left, left |  | Pearsons r |  | RMSE - degrees SD |  |  |  | bias - SD |  | bias - SD |  | limits of agreement (LoA) |  | Coefficient of determination (r2) |  | Coeficcient of multiple correlation (CMC) |  | ICC - CI, 95% flexion, right, right |  | ICC - CI, 95% extension, left, left |  | SEM |  | Coefficient of Variation (CV%) |  | LoA |  | Minimum Detectable Change (MDC) (degrees) |  | ICC - CI, 95% flexion, right, right |  | ICC - CI, 95% extension, left, left |  | SEM (degrees) |  | Coefficient of Variation (CV%) |  | LoA |  | Minimum Detectable Change (MDC)
Flexion and extension |  | Flexion and extension ROM angles | [14 empty] | 1.9 | 0.4 | 1.4 | 0.7 | 1 |  | 0.3 |  | 1.7 | 1.6
Left/right lateral flexion |  | Lateral flexion ROM angles | [14 empty] | 2.4 | 1 |  |  | -1 |  |  |  | 6.4
Graham 2020
[11 empty] | Concurrent validity | [19 empty] | Test-retest reliability (between sessions/sensors removed) | [11 empty] | Test-retest reliability (within sessions)
Movement/task | Complex movement? | Kinematic outcome | Mean IMU Flexion/right | SD | Mean IMU extension/left | SD | Mean GS Flexion/right | SD | Mean GS extension/left | SD | ICC - CI, 95% flexion, right, right |  | ICC - CI, 95% extension, left, left |  | Pearsons r |  | RMSE - degrees SD |  |  |  | bias - SD |  | bias - SD |  | limits of agreement (LoA) |  | Coefficient of determination (r2) |  | Coeficcient of multiple correlation (CMC) |  | ICC - CI, 95% flexion, right, right |  | ICC - CI, 95% extension, left, left |  | SEM |  | Coefficient of Variation (CV%) |  | LoA |  | Minimum Detectable Change (MDC) (degrees) |  | ICC - CI, 95% flexion, right, right |  | ICC - CI, 95% extension, left, left |  | SEM (degrees) |  | Coefficient of Variation (CV%) |  | LoA |  | Minimum Detectable Change (MDC)
Flexion/extension |  | Radians | [28 empty] | 0.49 | (-0,16–0,78 |  |  | 0.016 | [5 empty] | 0.024
Axial rotation |  | Radians | [28 empty] | 0.88 | 0,74–0,95 |  |  | 0.007 | [5 empty] | 0.01
[31 empty] | Test-retest reliability (between sessions/sensors removed) | [11 empty] | Test-retest reliability (within sessions)
Movement/task | Complex movement? | Kinematic outcome | Mean IMU Flexion/right | SD | Mean IMU extension/left | SD | Mean GS Flexion/right | SD | Mean GS extension/left | SD | [20 empty] | ICC - CI, 95% flexion, right, right |  | ICC - CI, 95% extension, left, left |  | SEM |  | Coefficient of Variation (CV%) |  | LoA |  | Minimum Detectable Change (MDC) (degrees) |  | ICC - CI, 95% flexion, right, right |  | ICC - CI, 95% extension, left, left |  | SEM (degrees) |  | Coefficient of Variation (CV%) |  | LoA |  | Minimum Detectable Change (MDC)
Complex movement | Yes | Radians | [28 empty] | 0.29 | [ -0,62–0,69 |  |  | 0.019 | [5 empty] | 0.029
Complex movement | Yes | Radians | [28 empty] | 0.72 | 0,37–0,88 |  |  | 0.01 | [5 empty] | 0.016
Complex movement | Yes | Radians | [28 empty] | 0.71 | 0,33–0,87 |  |  | 0.012 | [5 empty] | 0.018
Bauer 2015 (validity study)
[11 empty] | Concurrent validity | [19 empty] | Test-retest reliability (between sessions/sensors removed) | [11 empty] | Test-retest reliability (within sessions)
Movement/task | Complex movement? | Kinematic outcome | Mean IMU Flexion/right | SD | Mean IMU extension/left | SD | Mean GS Flexion/right | SD | Mean GS extension/left | SD | ICC - CI, 95% flexion, right, right |  | ICC - CI, 95% extension, left, left |  | Pearsons r |  | RMSE - degrees SD |  |  |  | bias - SD |  | bias - SD |  | limits of agreement (LoA) |  | Coefficient of determination (r2) |  | Coeficcient of multiple correlation (CMC) |  | ICC - CI, 95% flexion, right, right |  | ICC - CI, 95% extension, left, left |  | SEM |  | Coefficient of Variation (CV%) |  | LoA |  | Minimum Detectable Change (MDC) (degrees) |  | ICC - CI, 95% flexion, right, right |  | ICC - CI, 95% extension, left, left |  | SEM (degrees) |  | Coefficient of Variation (CV%) |  | LoA |  | Minimum Detectable Change (MDC)
Flexion and extension ROM tasks |  | Flexion and extension ROM | [14 empty] | 4.1 | 1.8 | 4.4 | 2.2 | [6 empty] | 0.99 | 0.97
Right and left lateral flexion ROM tasks |  | Right and left lateral flexion ROM | [14 empty] | 1.8 | 0 | 1.9 | 1.3 | [6 empty] | 0.99 | 0.99
Bauer 2015 (reliability study)
[11 empty] | Concurrent validity | [19 empty] | Test-retest reliability (between sessions/sensors removed) | [11 empty] | Test-retest reliability (within sessions)
Movement/task | Complex movement? | Kinematic outcome | Mean IMU Flexion/right | SD | Mean IMU extension/left | SD | Mean GS Flexion/right | SD | Mean GS extension/left | SD | ICC - CI, 95% flexion, right, right |  | ICC - CI, 95% extension, left, left |  | Pearsons r |  | RMSE - degrees SD |  |  |  | bias - SD |  | bias - SD |  | limits of agreement (LoA) |  | Coefficient of determination (r2) |  | Coeficcient of multiple correlation (CMC) |  | ICC - CI, 95% flexion, right, right |  | ICC - CI, 95% extension, left, left |  | SEM |  | Coefficient of Variation (CV%) |  | LoA |  | Minimum Detectable Change (MDC) (degrees) |  | ICC - CI, 95% flexion, right, right |  | ICC - CI, 95% extension, left, left |  | SEM (degrees) |  | Coefficient of Variation (CV%) |  | LoA |  | Minimum Detectable Change (MDC)
ROM flexion and extension |  | ROM flecxion and extension | [34 empty] | 3 | 9
RoOM right and left lateral flexion |  | ROM lateral flexion right and left | [34 empty] | 3 | 3
[11 empty] | Notes | [19 empty] | Notes | [11 empty] | Notes

## Thoracic
Wong 2008
Task | [11 empty] | Concurrent validity | [18 empty] | Test-retest reliability (between sessions/sensors removed) | [9 empty] | Test-retest reliability (within sessions)
Measurement plane | Movement/task | Complex movement? | Kinematic outcome | Mean IMU Flexion/right | SD | Mean IMU extension/left | SD | Mean GS Flexion/right | SD | Mean GS extension/left | SD | ICC - CI, 95% flexion, right, right |  | ICC - CI, 95% extension, left, left |  | Pearsons r |  | RMSE - degrees SD |  |  |  | bias - SD |  | bias - SD |  | limits of agreement (LoA) |  | Coefficient of determination (r2) |  | Coeficcient of multiple correlation (CMC) | ICC - CI, 95% flexion, right, right |  | ICC - CI, 95% extension, left, left |  | SEM |  | Coefficient of Variation (CV%) |  | LoA | Minimum Detectable Change (MDC) (degrees) | ICC - CI, 95% flexion, right, right |  | ICC - CI, 95% extension, left, left |  | SEM (degrees) |  | Coefficient of Variation (CV%) |  | LoA | Minimum Detectable Change (MDC)
Sagittal plane | Flexion/extension |  | Flexion angle | [12 empty] | 0.983
Frontal plane | Right and lef ateral flexion |  | Lateral flexion angle | [12 empty] | 0.829 | 0.941
Transversal plane
Other/not defined
Task | [11 empty] | Concurrent validity
Measurement plane | Movement/task | Complex movement? | Kinematic outcome | Mean IMU Flexion/right | SD | Mean IMU extension/left | SD | Mean GS Flexion/right | SD | Mean GS extension/left | SD | ICC - CI, 95% flexion, right, right |  | ICC - CI, 95% extension, left, left |  | Pearsons r |  | RMSE - degrees SD |  |  |  | bias - SD |  | bias - SD |  | limits of agreement (LoA) |  | Coefficient of determination (r2) |  | Coeficcient of multiple correlation (CMC)
Sagittal plane | Sit-to-stand | Yes | Flexion angle | [12 empty] | 0.776
Frontal plane
Transversal plane
Other/not defined
Bailes 2024
Task | [11 empty] | Concurrent validity | [18 empty] | Test-retest reliability (between sessions/sensors removed) | [9 empty] | Test-retest reliability (within sessions)
Measurement plane | Movement/task | Complex movement? | Kinematic outcome | Mean IMU Flexion/right | SD | Mean IMU extension/left | SD | Mean GS Flexion/right | SD | Mean GS extension/left | SD | ICC - CI, 95% flexion, right, right |  | ICC - CI, 95% extension, left, left |  | Pearsons r |  | RMSE - degrees SD |  |  |  | bias - SD |  | bias - SD |  | limits of agreement (LoA) |  | Coefficient of determination (r2) |  | Coeficcient of multiple correlation (CMC) | ICC - CI, 95% flexion, right, right |  | ICC - CI, 95% extension, left, left |  | SEM |  | Coefficient of Variation (CV%) |  | LoA | Minimum Detectable Change (MDC) (degrees) | ICC - CI, 95% flexion, right, right |  | ICC - CI, 95% extension, left, left |  | SEM (degrees) |  | Coefficient of Variation (CV%) |  | LoA | Minimum Detectable Change (MDC)
Sagittal plane | Flexion and extension ROM |  | ROM degrees | [8 empty] | 0.99 | 0,96-1 | 0.91 | 0,75-0,97 |  |  | 5.02 |  | 3.03 |  | -0.5 | 5.2 | -0.6 | 3.1 | [5 empty] | 0.96 | 0,88-0,99 | 0.86 | 0,58-0,95
Frontal plane | Right and left side bend ROM |  | ROM degrees | [8 empty] | 0.8 | 0,42-0,93 | 0.32 | 0,96-0,76 |  |  | 7.28 |  | 9.7 |  | 2 | 8.7 | -1.3 | 7.1 | [5 empty] | 0.82 | 0,47-0,94 | 0.73 | 0,20-0,91
Transversal plane | Right and left axial rotation ROM |  | ROM degrees | [8 empty] | 0.78 | 0,33-0,93 | 0.84 | 0,55-0,94 |  |  | 15.75 |  | 14.16 |  | -1 | 3.4 | 7.4 | 12.5 | [5 empty] | 0.94 | 0,81-0,98 | 0.94 | 0,82-0,98
Other/not defined
Beange 2024
Task | [11 empty] | Concurrent validity | [18 empty] | Test-retest reliability (between sessions/sensors removed) | [9 empty] | Test-retest reliability (within sessions)
Measurement plane | Movement/task | Complex movement? | Kinematic outcome | Mean IMU Flexion/right | SD | Mean IMU extension/left | SD | Mean GS Flexion/right | SD | Mean GS extension/left | SD | ICC - CI, 95% flexion, right, right |  | ICC - CI, 95% extension, left, left |  | Pearsons r |  | RMSE - degrees SD |  |  |  | bias - SD |  | bias - SD |  | limits of agreement (LoA) |  | Coefficient of determination (r2) |  | Coeficcient of multiple correlation (CMC) | ICC - CI, 95% flexion, right, right |  | ICC - CI, 95% extension, left, left |  | SEM |  | Coefficient of Variation (CV%) |  | LoA | Minimum Detectable Change (MDC) (degrees) | ICC - CI, 95% flexion, right, right |  | ICC - CI, 95% extension, left, left |  | SEM (degrees) |  | Coefficient of Variation (CV%) |  | LoA | Minimum Detectable Change (MDC)
Sagittal plane | Flexion |  | Mean flexion angle in continous motion | [14 empty] | 2.33
Frontal plane | Lateral flexion right/left |  | Mean lateral flexion angle in continous motion | [14 empty] | 2.19
Transversal plane | Axial rotation right/left |  | Mean axial rotation angle in continous motion | [14 empty] | 3.26
Other/not defined
Task 2
Sagittal plane | Flexion |  | Flexion ROM | 32.49 |  |  |  | 32.10
Frontal plane | Lateral flexion right/left |  | Lateral flexion ROM | 38.3 |  | 38.14 |  | 38.46 |  | 38.70
Transversal plane | Axial rotation right/left |  | Axial rotation ROM | 54.32 |  | 53.71 |  | 54.15 |  | 54.91
Other/not defined | Circumduction right/left | Yes | Flexion ROM | 32.24 |  | 34.36 |  | 33.39 |  | 34.45
Other/not defined | Circumduction right/left | Yes | Lateral flexion ROM | 62.50 |  | 63.22 |  | 63.07 |  | 64.84
Other/not defined | Circumduction right/left | Yes | Axial rotation ROM | 30.35 |  | 37.66 |  | 30.53 |  | 36.15
Franco 2020
Task | [11 empty] | Concurrent validity | [18 empty] | Test-retest reliability (between sessions/sensors removed) | [9 empty] | Test-retest reliability (within sessions)
Measurement plane | Movement/task | Complex movement? | Kinematic outcome | Mean IMU Flexion/right | SD | Mean IMU extension/left | SD | Mean GS Flexion/right | SD | Mean GS extension/left | SD | ICC - CI, 95% flexion, right, right |  | ICC - CI, 95% extension, left, left |  | Pearsons r |  | RMSE - degrees SD |  |  |  | bias - SD |  | bias - SD |  | limits of agreement (LoA) |  | Coefficient of determination (r2) |  | Coeficcient of multiple correlation (CMC) | ICC - CI, 95% flexion, right, right |  | ICC - CI, 95% extension, left, left |  | SEM |  | Coefficient of Variation (CV%) |  | LoA | Minimum Detectable Change (MDC) (degrees) | ICC - CI, 95% flexion, right, right |  | ICC - CI, 95% extension, left, left |  | SEM (degrees) |  | Coefficient of Variation (CV%) |  | LoA | Minimum Detectable Change (MDC)
Sagittal plane | Flexion and extension |  | Flexion and extension ROM angles | [14 empty] | 1.3 | 0.6 | 1.4 | 0.5 | 0.3 |  | 0.1 |  | 1.5 | 1.2
Frontal plane | Left/right lateral flexion |  | Lateral flexion ROM angles | [14 empty] | 1.5 | 0.5 |  |  | 0.3 |  |  |  | 3.6
Transversal plane
Other/not defined
Upper thoracic
Measurement plane | Movement/task | Complex movement? | Kinematic outcome | Mean IMU Flexion/right | SD | Mean IMU extension/left | SD | Mean GS Flexion/right | SD | Mean GS extension/left | SD | ICC - CI, 95% flexion, right, right |  | ICC - CI, 95% extension, left, left |  | Pearsons r |  | RMSE - degrees SD |  |  |  | bias - SD |  | bias - SD |  | limits of agreement (LoA) |  | Coefficient of determination (r2) |  | Coeficcient of multiple correlation (CMC)
Sagittal plane | Flexion and extension |  | Flexion and extension ROM angles | [14 empty] | 2.7 | 1.2 | 2.8 | 1.3 | 0 |  | 0.6 |  | 1.9 | 1.3
Frontal plane | Left/right lateral flexion |  | Lateral flexion ROM angles | [14 empty] | 2.9 | 1.3 |  |  | 0.8 |  |  |  | 5.6
Transversal plane
Other/not defined
Beange 2025
Task | [11 empty] | Concurrent validity | [18 empty] | Test-retest reliability (between sessions/sensors removed) | [9 empty] | Test-retest reliability (within sessions)
Measurement plane | Movement/task | Complex movement? | Kinematic outcome | Mean IMU Flexion/right | SD | Mean IMU extension/left | SD | Mean GS Flexion/right | SD | Mean GS extension/left | SD | ICC - CI, 95% flexion, right, right |  | ICC - CI, 95% extension, left, left |  | Pearsons r |  | RMSE - degrees SD |  |  |  | bias - SD |  | bias - SD |  | limits of agreement (LoA) |  | Coefficient of determination (r2) |  | Coeficcient of multiple correlation (CMC) | ICC - CI, 95% flexion, right, right |  | ICC - CI, 95% extension, left, left |  | SEM |  | Coefficient of Variation (CV%) |  | LoA | Minimum Detectable Change (MDC) (degrees) | ICC - CI, 95% flexion, right, right |  | ICC - CI, 95% extension, left, left |  | SEM (degrees) |  | Coefficient of Variation (CV%) |  | LoA | Minimum Detectable Change (MDC)
Sagittal plane | Flexion |  | Flexion ROM | [8 empty] | 0.999 | 0,997-1,00 | [17 empty] | 0.8 | 0,39-0,94 |  |  | 5.48 |  | 28.77 |  |  |  | 0.73 | 0,13-0,91 |  |  | 6.71 |  | 32.74
Frontal plane | Lateral flexion right/left |  | Lateral flexion ROM | [8 empty] | 0.998 | 0,990-1,00 | 0.997 | 0,987-0,999 | [15 empty] | 0.84 | 0,49-0,95 | 0.85 | 0,52-0,95 | 3.64 | 3.45 | 12 | 11.26 |  |  | 0.91 | 0,74-0,97 | 0.87 | 0,34-0,96 | 3.2 | 2.94 | 10.44 | 9.18
Transversal plane | Axial rotation right/left |  | Axial rotation ROM | [8 empty] | 0.998 | 0,994-1,00 | 1 | 0,989-1,00 | [15 empty] | 0.84 | 0,48-0,95 | 0.94 | 0,80-0,98 | 5.87 | 3.68 | 14.35 | 8.76 |  |  | 0.96 | 0,86-0,99 | 0.75 | 0,22-0,92 | 3.25 | 7.6 | 8.03 | 18.59
Other/not defined | flexion, lateral flexion and axial rotation |  | Mean between flexion, lateral flexion and axial rotation | [8 empty] | 0.998
Test 2
Sagittal plane | Flexion |  | Flexion ROM | [8 empty] | 1 | 0,999-1,00
Frontal plane | Lateral flexion right/left |  | Lateral flexion ROM | [8 empty] | 0.998 | 0,993-0,999 | 0.998 | 0,989-0,999
Transversal plane | Axial rotation right/left |  | Axial rotation ROM | [8 empty] | 0.998 | 0,995-0,999 | 0.999 | 0,996-1,00
Other/not defined
Test 2
Sagittal plane | Flexion |  | Flexion ROM | [8 empty] | 0.993 | 0,978-0,988
Frontal plane | Lateral flexion right/left |  | Lateral flexion ROM | [8 empty] | 0.996 | 0,987-0,999 | 0.994 | 0,970-0,998
Transversal plane | Axial rotation right/left |  | Axial rotation ROM | [8 empty] | 0.999 | 0,996-1,00 | 0.998 | 0,930-1,00
Other/not defined
Bauer 2015 (validity study)
Task | [11 empty] | Concurrent validity | [18 empty] | Test-retest reliability (between sessions/sensors removed) | [9 empty] | Test-retest reliability (within sessions)
Measurement plane | Movement/task | Complex movement? | Kinematic outcome | Mean IMU Flexion/right | SD | Mean IMU extension/left | SD | Mean GS Flexion/right | SD | Mean GS extension/left | SD | ICC - CI, 95% flexion, right, right |  | ICC - CI, 95% extension, left, left |  | Pearsons r |  | RMSE - degrees SD |  |  |  | bias - SD |  | bias - SD |  | limits of agreement (LoA) |  | Coefficient of determination (r2) |  | Coeficcient of multiple correlation (CMC) | ICC - CI, 95% flexion, right, right |  | ICC - CI, 95% extension, left, left |  | SEM |  | Coefficient of Variation (CV%) |  | LoA | Minimum Detectable Change (MDC) (degrees) | ICC - CI, 95% flexion, right, right |  | ICC - CI, 95% extension, left, left |  | SEM (degrees) |  | Coefficient of Variation (CV%) |  | LoA | Minimum Detectable Change (MDC)
Sagittal plane | Flexion and extension ROM tasks |  | Flexion and extension ROM | [14 empty] | 5.8 | 2.0 | 5.9 | 3.3 | [6 empty] | 0.95 ± 0.04 | 0.94 ± 0.09
Frontal plane | Right and left lateral flexion ROM tasks |  | Right and left lateral flexion ROM | [14 empty] | 2.8 | 1.4 | 2.6 | 2.0 | [6 empty] | 0.99 ± 0.01 | 0.99 ± 0.03
Transversal plane
Other/not defined

## Cervical
Duc 2014
Task | [11 empty] | Concurrent validity | [14 empty] | Test-retest reliability (between sessions/sensors removed) | [10 empty] | Test-retest reliability (within sessions)
Measurement plane | Movement/task | Complex movement? | Kinematic outcome | Mean IMU Flexion/right | SD | Mean IMU extension/left | SD | Mean GS Flexion/right | SD | Mean GS extension/left | SD | ICC - CI, 95% flexion, right, right |  | ICC - CI, 95% extension, left, left | Pearsons r | RMSE - degrees SD |  |  |  | bias - SD | bias - SD | limits of agreement (LoA) | Coefficient of determination (r2) |  | Coeficcient of multiple correlation (CMC) |  | ICC - CI, 95% flexion, right, right |  | ICC - CI, 95% extension, left, left |  | SEM |  | Coefficient of Variation (CV%) |  | LoA |  | Minimum Detectable Change (MDC) (degrees) | ICC - CI, 95% flexion, right, right |  | ICC - CI, 95% extension, left, left |  | SEM (degrees) |  | Coefficient of Variation (CV%) |  | LoA |  | Minimum Detectable Change (MDC)
Sagittal plane | Flexion/extension |  | Flexion/extension ROM | [21 empty] | 0.99 | 0.01 | [11 empty] | 0.87 |  |  |  | 9.4
Frontal plane | Lateral flexion right/left |  | Lateral flexion ROM | [21 empty] | 1 | 0 | [11 empty] | 1 |  |  |  | 1.2
Transversal plane | Axial rotation right/left |  | Axial rotation ROM | [21 empty] | 1 | 0 | [11 empty] | 0.98 |  |  |  | 3.1
Other/not defined
Speed controls
Measurement plane | Movement/task | Complex movement? | Kinematic outcome | Mean IMU Flexion/right | SD | Mean IMU extension/left | SD | Mean GS Flexion/right | SD | Mean GS extension/left | SD | ICC - CI, 95% flexion, right, right |  | ICC - CI, 95% extension, left, left | Pearsons r | RMSE - degrees SD |  |  |  | bias - SD | bias - SD | limits of agreement (LoA) | Coefficient of determination (r2) |  | Coeficcient of multiple correlation (CMC) |  | ICC - CI, 95% flexion, right, right |  | ICC - CI, 95% extension, left, left |  | SEM |  | Coefficient of Variation (CV%) |  | LoA |  | Minimum Detectable Change (MDC) (degrees) | ICC - CI, 95% flexion, right, right |  | ICC - CI, 95% extension, left, left |  | SEM (degrees) |  | Coefficient of Variation (CV%) |  | LoA |  | Minimum Detectable Change (MDC)
Sagittal plane | Flexion/extension |  | Flexion/extension ROM | [21 empty] | 0.99 | 0.01 | [11 empty] | 0.98 |  |  |  | 21.8
Frontal plane | Lateral flexion right/left |  | Lateral flexion ROM | [21 empty] | 1 | 0 | [11 empty] | 0.99 |  |  |  | 19.5
Transversal plane | Axial rotation right/left |  | Axial rotation ROM | [21 empty] | 0.99 | 0.01 | [11 empty] | 0.99 |  |  |  | 19.8
Other/not defined
Amplitude patients
Measurement plane | Movement/task | Complex movement? | Kinematic outcome | Mean IMU Flexion/right | SD | Mean IMU extension/left | SD | Mean GS Flexion/right | SD | Mean GS extension/left | SD | ICC - CI, 95% flexion, right, right |  | ICC - CI, 95% extension, left, left | Pearsons r | RMSE - degrees SD |  |  |  | bias - SD | bias - SD | limits of agreement (LoA) | Coefficient of determination (r2) |  | Coeficcient of multiple correlation (CMC) |  | ICC - CI, 95% flexion, right, right |  | ICC - CI, 95% extension, left, left |  | SEM |  | Coefficient of Variation (CV%) |  | LoA |  | Minimum Detectable Change (MDC) (degrees) | ICC - CI, 95% flexion, right, right |  | ICC - CI, 95% extension, left, left |  | SEM (degrees) |  | Coefficient of Variation (CV%) |  | LoA |  | Minimum Detectable Change (MDC)
Sagittal plane | Flexion/extension |  | Flexion/extension ROM | [21 empty] | 0.99 | 0.01 | [11 empty] | 0.90 |  |  |  | 6.3
Frontal plane | Lateral flexion right/left |  | Lateral flexion ROM | [21 empty] | 1 | 0.01 | [11 empty] | 0.97 |  |  |  | 2.5
Transversal plane | Axial rotation right/left |  | Axial rotation ROM | [21 empty] | 0.99 | 0.01 | [11 empty] | 0.99 |  |  |  | 2.4
Other/not defined
Speed patients
Measurement plane | Movement/task | Complex movement? | Kinematic outcome | Mean IMU Flexion/right | SD | Mean IMU extension/left | SD | Mean GS Flexion/right | SD | Mean GS extension/left | SD | ICC - CI, 95% flexion, right, right |  | ICC - CI, 95% extension, left, left | Pearsons r | RMSE - degrees SD |  |  |  | bias - SD | bias - SD | limits of agreement (LoA) | Coefficient of determination (r2) |  | Coeficcient of multiple correlation (CMC) |  | ICC - CI, 95% flexion, right, right |  | ICC - CI, 95% extension, left, left |  | SEM |  | Coefficient of Variation (CV%) |  | LoA |  | Minimum Detectable Change (MDC) (degrees) | ICC - CI, 95% flexion, right, right |  | ICC - CI, 95% extension, left, left |  | SEM (degrees) |  | Coefficient of Variation (CV%) |  | LoA |  | Minimum Detectable Change (MDC)
Sagittal plane | Flexion/extension |  | Flexion/extension ROM | [21 empty] | 0.99 | 0.01 | [11 empty] | 0.95 |  |  |  | 4.4
Frontal plane | Lateral flexion right/left |  | Lateral flexion ROM | [21 empty] | 0.99 | 0.01 | [11 empty] | 0.93 |  |  |  | 3.3
Transversal plane | Axial rotation right/left |  | Axial rotation ROM | [21 empty] | 1 | 0 | [11 empty] | 0.99 |  |  |  | 2.6
I Aranda-Valera 2020
Task | [11 empty] | Concurrent validity | [14 empty] | Test-retest reliability (between sessions/sensors removed) | [10 empty] | Test-retest reliability (within sessions)
Measurement plane | Movement/task | Complex movement? | Kinematic outcome | Mean IMU Flexion/right | SD | Mean IMU extension/left | SD | Mean GS Flexion/right | SD | Mean GS extension/left | SD | ICC - CI, 95% flexion, right, right |  | ICC - CI, 95% extension, left, left | Pearsons r | RMSE - degrees SD |  |  |  | bias - SD | bias - SD | limits of agreement (LoA) | Coefficient of determination (r2) |  | Coeficcient of multiple correlation (CMC) |  | ICC - CI, 95% flexion, right, right |  | ICC - CI, 95% extension, left, left |  | SEM |  | Coefficient of Variation (CV%) |  | LoA |  | Minimum Detectable Change (MDC) (degrees) | ICC - CI, 95% flexion, right, right |  | ICC - CI, 95% extension, left, left |  | SEM (degrees) |  | Coefficient of Variation (CV%) |  | LoA |  | Minimum Detectable Change (MDC)
Sagittal plane | Flexion/extension |  | Flexion+extension angle | [8 empty] | 0.982 | 0.954, 0.993 |  | 0.98 | 8.01 |  |  |  | −4.2 |  | −14.2, 5.8
Frontal plane | Lateral flexion right/left |  | Right+left ateral flexion angle | [8 empty] | 0.874 | 0.704, 0.950 |  | 0.87 | 8.12 |  |  |  | −2.1 |  | −30.5, 26.2
Transversal plane | Axial rotation right/left |  | Right+left axial rotation angle | [8 empty] | 0.909 | 0.779, 0.964 |  | 0.91 | 9.99 |  |  |  | 1.2 |  | −31.5, 33.8
Other/not defined
Franco 2020
Task | [11 empty] | Concurrent validity | [14 empty] | Test-retest reliability (between sessions/sensors removed) | [10 empty] | Test-retest reliability (within sessions)
Measurement plane | Movement/task | Complex movement? | Kinematic outcome | Mean IMU Flexion/right | SD | Mean IMU extension/left | SD | Mean GS Flexion/right | SD | Mean GS extension/left | SD | ICC - CI, 95% flexion, right, right |  | ICC - CI, 95% extension, left, left | Pearsons r | RMSE - degrees SD |  |  |  | bias - SD | bias - SD | limits of agreement (LoA) | Coefficient of determination (r2) |  | Coeficcient of multiple correlation (CMC) |  | ICC - CI, 95% flexion, right, right |  | ICC - CI, 95% extension, left, left |  | SEM |  | Coefficient of Variation (CV%) |  | LoA |  | Minimum Detectable Change (MDC) (degrees) | ICC - CI, 95% flexion, right, right |  | ICC - CI, 95% extension, left, left |  | SEM (degrees) |  | Coefficient of Variation (CV%) |  | LoA |  | Minimum Detectable Change (MDC)
Sagittal plane | Flexion/extension |  | Flexion/extension ROM angles | [12 empty] | 2.6 | 0.9 |  |  | 0.4 |  | 1.9
Frontal plane
Transversal plane | Left/right cervical rotation |  | Rotation ROM angles | [12 empty] | 1.7 | 0.8 |  |  | 0 |  | 2.3
Other/not defined
Barreto 2021
Task | [11 empty] | Concurrent validity | [14 empty] | Test-retest reliability (between sessions/sensors removed) | [10 empty] | Test-retest reliability (within sessions)
Measurement plane | Movement/task | Complex movement? | Kinematic outcome | Mean IMU Flexion/right | SD | Mean IMU extension/left | SD | Mean GS Flexion/right | SD | Mean GS extension/left | SD | ICC - CI, 95% flexion, right, right |  | ICC - CI, 95% extension, left, left | Pearsons r | RMSE - degrees SD |  |  |  | bias - SD | bias - SD | limits of agreement (LoA) | Coefficient of determination (r2) |  | Coeficcient of multiple correlation (CMC) |  | ICC - CI, 95% flexion, right, right |  | ICC - CI, 95% extension, left, left |  | SEM |  | Coefficient of Variation (CV%) |  | LoA |  | Minimum Detectable Change (MDC) (degrees) | ICC - CI, 95% flexion, right, right |  | ICC - CI, 95% extension, left, left |  | SEM (degrees) |  | Coefficient of Variation (CV%) |  | LoA |  | Minimum Detectable Change (MDC)
Sagittal plane | Gymnastics | Yes | Flexion/extension angle | [12 empty] | 7.21 | 3.70 | [7 empty] | 0.98 | 0.02
Frontal plane |  | Yes | Abduction/adduction angle | [12 empty] | 5.79 | 2.89 | [7 empty] | 0.54 | 0.14
Transversal plane |  | Yes | Internal/external rotation angle | [12 empty] | 7.48 | 4.00 | [7 empty] | 0.85 | 0.18
Other/not defined
Gil-Agudo 2013
Task | [11 empty] | Concurrent validity | [14 empty] | Test-retest reliability (between sessions/sensors removed) | [10 empty] | Test-retest reliability (within sessions)
Measurement plane | Movement/task | Complex movement? | Kinematic outcome | Mean IMU Flexion/right | SD | Mean IMU extension/left | SD | Mean GS Flexion/right | SD | Mean GS extension/left | SD | ICC - CI, 95% flexion, right, right |  | ICC - CI, 95% extension, left, left | Pearsons r | RMSE - degrees SD |  |  |  | bias - SD | bias - SD | limits of agreement (LoA) | Coefficient of determination (r2) |  | Coeficcient of multiple correlation (CMC) |  | ICC - CI, 95% flexion, right, right |  | ICC - CI, 95% extension, left, left |  | SEM |  | Coefficient of Variation (CV%) |  | LoA |  | Minimum Detectable Change (MDC) (degrees) | ICC - CI, 95% flexion, right, right |  | ICC - CI, 95% extension, left, left |  | SEM (degrees) |  | Coefficient of Variation (CV%) |  | LoA |  | Minimum Detectable Change (MDC)
Sagittal plane | Flexion/extension |  | Flexion/extension angle | [11 empty] | 0.999
Frontal plane | Head inclination |  | Lateral flexion angle | [11 empty] | 0.993
Transversal plane
Other/not defined
Humadi 2021
Task | [11 empty] | Concurrent validity | [14 empty] | Test-retest reliability (between sessions/sensors removed) | [10 empty] | Test-retest reliability (within sessions)
Measurement plane | Movement/task | Complex movement? | Kinematic outcome | Mean IMU Flexion/right | SD | Mean IMU extension/left | SD | Mean GS Flexion/right | SD | Mean GS extension/left | SD | ICC - CI, 95% flexion, right, right |  | ICC - CI, 95% extension, left, left | Pearsons r | RMSE - degrees SD |  |  |  | bias - SD | bias - SD | limits of agreement (LoA) | Coefficient of determination (r2) |  | Coeficcient of multiple correlation (CMC) |  | ICC - CI, 95% flexion, right, right |  | ICC - CI, 95% extension, left, left |  | SEM |  | Coefficient of Variation (CV%) |  | LoA |  | Minimum Detectable Change (MDC) (degrees) | ICC - CI, 95% flexion, right, right |  | ICC - CI, 95% extension, left, left |  | SEM (degrees) |  | Coefficient of Variation (CV%) |  | LoA |  | Minimum Detectable Change (MDC)
Sagittal plane | Packing | Yes | Flexion angle | [12 empty] | 3.7 | 3.3
Frontal plane | Packing | Yes | Adduction angle | [12 empty] | 4.2 | 4.1
Transversal plane
Other/not defined
Task 2
Measurement plane | Movement/task | Complex movement? | Kinematic outcome | Mean IMU Flexion/right | SD | Mean IMU extension/left | SD | Mean GS Flexion/right | SD | Mean GS extension/left | SD | ICC - CI, 95% flexion, right, right |  | ICC - CI, 95% extension, left, left | Pearsons r | RMSE - degrees SD |  |  |  | bias - SD | bias - SD | limits of agreement (LoA) | Coefficient of determination (r2) |  | Coeficcient of multiple correlation (CMC)
Sagittal plane | Package inspection | Yes | Flexion angle | [12 empty] | 7.3 | 4.3
Frontal plane | Package inspection | Yes | Adduction angle | [12 empty] | 7.0 | 3.0
Transversal plane
Other/not defined
Task 3
Measurement plane | Movement/task | Complex movement? | Kinematic outcome | Mean IMU Flexion/right | SD | Mean IMU extension/left | SD | Mean GS Flexion/right | SD | Mean GS extension/left | SD | ICC - CI, 95% flexion, right, right |  | ICC - CI, 95% extension, left, left | Pearsons r | RMSE - degrees SD |  |  |  | bias - SD | bias - SD | limits of agreement (LoA) | Coefficient of determination (r2) |  | Coeficcient of multiple correlation (CMC)
Sagittal plane | Reahing an object | Yes | Flexion angle | [12 empty] | 7.2 | 4.6
Frontal plane | Reahing an object | Yes | Adduction angle | [12 empty] | 2.3 | 1.4
Transversal plane
Other/not defined
Keidan 2025
Task | [11 empty] | Concurrent validity | [14 empty] | Test-retest reliability (between sessions/sensors removed) | [10 empty] | Test-retest reliability (within sessions)
Measurement plane | Movement/task | Complex movement? | Kinematic outcome | Mean IMU Flexion/right | SD | Mean IMU extension/left | SD | Mean GS Flexion/right | SD | Mean GS extension/left | SD | ICC - CI, 95% flexion, right, right |  | ICC - CI, 95% extension, left, left | Pearsons r | RMSE - degrees SD |  |  |  | bias - SD | bias - SD | limits of agreement (LoA) | Coefficient of determination (r2) |  | Coeficcient of multiple correlation (CMC) |  | ICC - CI, 95% flexion, right, right |  | ICC - CI, 95% extension, left, left |  | SEM |  | Coefficient of Variation (CV%) |  | LoA |  | Minimum Detectable Change (MDC) (degrees) | ICC - CI, 95% flexion, right, right |  | ICC - CI, 95% extension, left, left |  | SEM (degrees) |  | Coefficient of Variation (CV%) |  | LoA |  | Minimum Detectable Change (MDC)
Sagittal plane | Flexion-extension ROM task |  | Flexion and extension angles | [34 empty] | 0.89 |  | 0.83
Frontal plane | Right-left lateral flexion ROM task |  | Right and left lateral flexion angles | [34 empty] | 0.94 |  | 0.85
Transversal plane | Right-left axial rotation ROM task |  | Right and left axial rotation angles | [34 empty] | 0.94 |  | 0.92
Other/not defined
Repetition 2
Measurement plane | Movement/task | Complex movement? | Kinematic outcome | Mean IMU Flexion/right | SD | Mean IMU extension/left | SD | Mean GS Flexion/right | SD | Mean GS extension/left | SD | ICC - CI, 95% flexion, right, right |  | ICC - CI, 95% extension, left, left | Pearsons r | RMSE - degrees SD |  |  |  | bias - SD | bias - SD | limits of agreement (LoA) | Coefficient of determination (r2) |  | Coeficcient of multiple correlation (CMC) |  | ICC - CI, 95% flexion, right, right |  | ICC - CI, 95% extension, left, left |  | SEM |  | Coefficient of Variation (CV%) |  | LoA |  | Minimum Detectable Change (MDC) (degrees) | ICC - CI, 95% flexion, right, right |  | ICC - CI, 95% extension, left, left |  | SEM (degrees) |  | Coefficient of Variation (CV%) |  | LoA |  | Minimum Detectable Change (MDC)
Sagittal plane | Flexion-extension ROM task |  | Flexion and extension angles | [34 empty] | 0.95 |  | 0.79
Frontal plane | Right-left lateral flexion ROM task |  | Right and left lateral flexion angles | [34 empty] | 0.92 |  | 0.83
Transversal plane | Right-left axial rotation ROM task |  | Right and left axial rotation angles | [34 empty] | 0.94 |  | 0.96
Other/not defined
Repetition 3
Measurement plane | Movement/task | Complex movement? | Kinematic outcome | Mean IMU Flexion/right | SD | Mean IMU extension/left | SD | Mean GS Flexion/right | SD | Mean GS extension/left | SD | ICC - CI, 95% flexion, right, right |  | ICC - CI, 95% extension, left, left | Pearsons r | RMSE - degrees SD |  |  |  | bias - SD | bias - SD | limits of agreement (LoA) | Coefficient of determination (r2) |  | Coeficcient of multiple correlation (CMC) |  | ICC - CI, 95% flexion, right, right |  | ICC - CI, 95% extension, left, left |  | SEM |  | Coefficient of Variation (CV%) |  | LoA |  | Minimum Detectable Change (MDC) (degrees) | ICC - CI, 95% flexion, right, right |  | ICC - CI, 95% extension, left, left |  | SEM (degrees) |  | Coefficient of Variation (CV%) |  | LoA |  | Minimum Detectable Change (MDC)
Sagittal plane | Flexion-extension ROM task |  | Flexion and extension angles | [34 empty] | 0.91 |  | 0.76
Frontal plane | Right-left lateral flexion ROM task |  | Right and left lateral flexion angles | [34 empty] | 0.75 |  | 0.83
Transversal plane | Right-left axial rotation ROM task |  | Right and left axial rotation angles | [34 empty] | 0.96 |  | 0.75
Other/not defined
Lee 2023
Task | [11 empty] | Concurrent validity | [14 empty] | Test-retest reliability (between sessions/sensors removed) | [10 empty] | Test-retest reliability (within sessions)
Measurement plane | Movement/task | Complex movement? | Kinematic outcome | Mean IMU Flexion/right | SD | Mean IMU extension/left | SD | Mean GS Flexion/right | SD | Mean GS extension/left | SD | ICC - CI, 95% flexion, right, right |  | ICC - CI, 95% extension, left, left | Pearsons r | RMSE - degrees SD |  |  |  | bias - SD | bias - SD | limits of agreement (LoA) | Coefficient of determination (r2) |  | Coeficcient of multiple correlation (CMC) |  | ICC - CI, 95% flexion, right, right |  | ICC - CI, 95% extension, left, left |  | SEM |  | Coefficient of Variation (CV%) |  | LoA |  | Minimum Detectable Change (MDC) (degrees) | ICC - CI, 95% flexion, right, right |  | ICC - CI, 95% extension, left, left |  | SEM (degrees) |  | Coefficient of Variation (CV%) |  | LoA |  | Minimum Detectable Change (MDC)
Sagittal plane | Monitor correct | Yes | Angle around x-axis for wifi then bluetooth | [12 empty] | 3.92 | 0.3 | 16.90 | 0.8 |  |  |  | 0.77 | 0.2 | 0.11 | 0.2
Frontal plane | Monitor correct | Yes | Angle around y-axis for wifi then bluetooth | [12 empty] | 4.60 | 0.9 | 10.91 | 0.2 |  |  |  | 0.52 | 0.2 | 0.1 | 0.3
Transversal plane | Monitor correct | Yes | Angle around z-axis for wifi then bluetooth | [12 empty] | 13.04 | 1.3 | 43.27 | 0.3 |  |  |  | 0.53 | 0.3 | 0.13 | 0.2
Other/not defined
Task 2
Measurement plane | Movement/task | Complex movement? | Kinematic outcome | Mean IMU Flexion/right | SD | Mean IMU extension/left | SD | Mean GS Flexion/right | SD | Mean GS extension/left | SD | ICC - CI, 95% flexion, right, right |  | ICC - CI, 95% extension, left, left | Pearsons r | RMSE - degrees SD |  |  |  | bias - SD | bias - SD | limits of agreement (LoA) | Coefficient of determination (r2) |  | Coeficcient of multiple correlation (CMC)
Sagittal plane | Monitor raised | Yes | Angle around x-axis for wifi then bluetooth | [12 empty] | 4.17 | 9.1 | 17.26 | 28.4 |  |  |  | 0.75 | 29.1 | 0.1 | 24
Frontal plane | Monitor raised | Yes | Angle around y-axis for wifi then bluetooth | [12 empty] | 5.12 | 30.9 | 10.86 | 24.3 |  |  |  | 0.53 | 0.3 | 0.06 | 4.9
Transversal plane | Monitor raised | Yes | Angle around z-axis for wifi then bluetooth | [12 empty] | 13.59 | 26.2 | 58.45 | 8.2 |  |  |  | 0.35 | 9 | 0.1 | 28.4
Other/not defined
Task 3
Measurement plane | Movement/task | Complex movement? | Kinematic outcome | Mean IMU Flexion/right | SD | Mean IMU extension/left | SD | Mean GS Flexion/right | SD | Mean GS extension/left | SD | ICC - CI, 95% flexion, right, right |  | ICC - CI, 95% extension, left, left | Pearsons r | RMSE - degrees SD |  |  |  | bias - SD | bias - SD | limits of agreement (LoA) | Coefficient of determination (r2) |  | Coeficcient of multiple correlation (CMC)
Sagittal plane | Laptop | Yes | Angle around x-axis for wifi then bluetooth | [12 empty] | 3.16 | 0.2 | 11.22 | 0.2 |  |  |  | 0.81 | 0.2 | 0.16 | 0.2
Frontal plane | Laptop | Yes | Angle around y-axis for wifi then bluetooth | [12 empty] | 4.43 | 0.8 | 9.93 | 0.2 |  |  |  | 0.54 | 0.2 | 0.07 | 0.2
Transversal plane | Laptop | Yes | Angle around z-axis for wifi then bluetooth | [12 empty] | 12.62 | 1.1 | 38.32 | 0.2 |  |  |  | 0.36 | 0.2 | 0.08 | 0.2
Other/not defined
All tasks at minute 2
Measurement plane | Movement/task | Complex movement? | Kinematic outcome | Mean IMU Flexion/right | SD | Mean IMU extension/left | SD | Mean GS Flexion/right | SD | Mean GS extension/left | SD | ICC - CI, 95% flexion, right, right |  | ICC - CI, 95% extension, left, left | Pearsons r | RMSE - degrees SD |  |  |  | bias - SD | bias - SD | limits of agreement (LoA) | Coefficient of determination (r2) |  | Coeficcient of multiple correlation (CMC)
Sagittal plane | Mean of all tasks at minute 2 | Yes | Angle around x-axis for wifi then bluetooth | [12 empty] | 4.01 | 3.7 | 16.22 | 25.7 |  |  |  | 0.74 | 0.3 | 0.27 | 0.3
Frontal plane | Mean of all tasks at minute 2 | Yes | Angle around y-axis for wifi then bluetooth | [12 empty] | 3.30 | 3.3 | 9.89 | 6.5 |  |  |  | 0.82 | 0.2 | 0.31 | 0.4
Transversal plane | Mean of all tasks at minute 2 | Yes | Angle around z-axis for wifi then bluetooth | [12 empty] | 3.54 | 3.1 | 16.03 | 21.3 |  |  |  | 0.89 | 0.1 | 0.52 | 0.4
Other/not defined
All tasks at minute 14
Measurement plane | Movement/task | Complex movement? | Kinematic outcome | Mean IMU Flexion/right | SD | Mean IMU extension/left | SD | Mean GS Flexion/right | SD | Mean GS extension/left | SD | ICC - CI, 95% flexion, right, right |  | ICC - CI, 95% extension, left, left | Pearsons r | RMSE - degrees SD |  |  |  | bias - SD | bias - SD | limits of agreement (LoA) | Coefficient of determination (r2) |  | Coeficcient of multiple correlation (CMC)
Sagittal plane | Mean of all tasks at minute 14 | Yes | Angle around x-axis for wifi then bluetooth | [12 empty] | 2.07 | 1.4 | 7.36 | 13.9 |  |  |  | 0.71 | 0.4 | 0.16 | 0.1
Frontal plane | Mean of all tasks at minute 14 | Yes | Angle around y-axis for wifi then bluetooth | [12 empty] | 2.11 | 1.5 | 3.77 | 2.0 |  |  |  | 0.59 | 0.3 | 0.12 | 0.2
Transversal plane | Mean of all tasks at minute 14 | Yes | Angle around z-axis for wifi then bluetooth | [12 empty] | 2.71 | 2.5 | 5.81 | 3.6 |  |  |  | 0.72 | 0.3 | 0.13 | 0.1
Other/not defined
Morrow 2018
Task | [11 empty] | Concurrent validity | [14 empty] | Test-retest reliability (between sessions/sensors removed) | [10 empty] | Test-retest reliability (within sessions)
Measurement plane | Movement/task | Complex movement? | Kinematic outcome | Mean IMU Flexion/right | SD | Mean IMU extension/left | SD | Mean GS Flexion/right | SD | Mean GS extension/left | SD | ICC - CI, 95% flexion, right, right |  | ICC - CI, 95% extension, left, left | Pearsons r | RMSE - degrees SD |  |  |  | bias - SD | bias - SD | limits of agreement (LoA) | Coefficient of determination (r2) |  | Coeficcient of multiple correlation (CMC) |  | ICC - CI, 95% flexion, right, right |  | ICC - CI, 95% extension, left, left |  | SEM |  | Coefficient of Variation (CV%) |  | LoA |  | Minimum Detectable Change (MDC) (degrees) | ICC - CI, 95% flexion, right, right |  | ICC - CI, 95% extension, left, left |  | SEM (degrees) |  | Coefficient of Variation (CV%) |  | LoA |  | Minimum Detectable Change (MDC)
Sagittal plane | Surgical task | Yes | Mean flexion angle | [8 empty] | 0.71 |  |  |  | 2.9 | 0.9 | [5 empty] | 0.18
Frontal plane
Transversal plane
Other/not defined
Nikkhoo 2020
Task | [11 empty] | Concurrent validity | [14 empty] | Test-retest reliability (between sessions/sensors removed) | [10 empty] | Test-retest reliability (within sessions)
Measurement plane | Movement/task | Complex movement? | Kinematic outcome | Mean IMU Flexion/right | SD | Mean IMU extension/left | SD | Mean GS Flexion/right | SD | Mean GS extension/left | SD | ICC - CI, 95% flexion, right, right |  | ICC - CI, 95% extension, left, left | Pearsons r | RMSE - degrees SD |  |  |  | bias - SD | bias - SD | limits of agreement (LoA) | Coefficient of determination (r2) |  | Coeficcient of multiple correlation (CMC) |  | ICC - CI, 95% flexion, right, right |  | ICC - CI, 95% extension, left, left |  | SEM |  | Coefficient of Variation (CV%) |  | LoA |  | Minimum Detectable Change (MDC) (degrees) | ICC - CI, 95% flexion, right, right |  | ICC - CI, 95% extension, left, left |  | SEM (degrees) |  | Coefficient of Variation (CV%) |  | LoA |  | Minimum Detectable Change (MDC)
Sagittal plane | flexion-extension ROM task |  | Flexion and extension ROM angles | [23 empty] | 0.72 | 0.7, 0.82 | 0.63 | 0.6, 0.75 | 1.92 | 3.13 | 12.03 | 11.43 | − 9.55°, 13.76 | − 8.75°, 13.16 |  | 0.76 | (0.72, 0.8) | 0.66 | 0.61, 0.76 | 1.98 | 2.86 | 10.23 | 10.23 | − 8.24°, 10.43 | − 9.24°, 12.74
Frontal plane
Transversal plane | Rotation ROM tasks |  | Right and left rotation angles | [23 empty] | 0.63 | 0.67, 0.8 | 0.76 | 0.62, 0.84 | 3.87 | 1.83 | 11.67 | 8.91 | − 10.55°,14.26° | − 5.66°, 9.84 |  | 0.77 | 0.61, 0.76 | 0.91 | 0.89, 0.93 | 2.92 | 1.76 | 6.82 | 4.33 | − 8.24°, 13.83 | − 6.38°, 5.71
Other/not defined
Raya 2018
Task | [11 empty] | Concurrent validity | [14 empty] | Test-retest reliability (between sessions/sensors removed) | [10 empty] | Test-retest reliability (within sessions)
Measurement plane | Movement/task | Complex movement? | Kinematic outcome | Mean IMU Flexion/right | SD | Mean IMU extension/left | SD | Mean GS Flexion/right | SD | Mean GS extension/left | SD | ICC - CI, 95% flexion, right, right |  | ICC - CI, 95% extension, left, left | Pearsons r | RMSE - degrees SD |  |  |  | bias - SD | bias - SD | limits of agreement (LoA) | Coefficient of determination (r2) |  | Coeficcient of multiple correlation (CMC) |  | ICC - CI, 95% flexion, right, right |  | ICC - CI, 95% extension, left, left |  | SEM |  | Coefficient of Variation (CV%) |  | LoA |  | Minimum Detectable Change (MDC) (degrees) | ICC - CI, 95% flexion, right, right |  | ICC - CI, 95% extension, left, left |  | SEM (degrees) |  | Coefficient of Variation (CV%) |  | LoA |  | Minimum Detectable Change (MDC)
Sagittal plane | Flexion and extension |  | Flexion and extension ROM angles | [34 empty] | 0.87 | 0,71–0,94 | 0.93 | 0,84–0,97
Frontal plane | Right and left lateral flexion |  | Right and left lateral flexion angles | [34 empty] | 0.87 | 0,70–0,94 | 0.96 | 0,90–0,98
Transversal plane | Right and left axial rotation |  | Right and left axial flexion angles | [34 empty] | 0.91 | 0,81–0,96 | 0.91 | 0,80–0,96
Other/not defined
Task | [37 empty] | Test-retest reliability (within sessions)
Measurement plane | Movement/task | Complex movement? | Kinematic outcome | Mean IMU Flexion/right | SD | Mean IMU extension/left | SD | Mean GS Flexion/right | SD | Mean GS extension/left | SD | [26 empty] | ICC - CI, 95% flexion, right, right |  | ICC - CI, 95% extension, left, left |  | SEM (degrees) |  | Coefficient of Variation (CV%) |  | LoA |  | Minimum Detectable Change (MDC)
Sagittal plane | Flexion and extension |  | Flexion-extension ROM angles | [34 empty] | 0.97 | 0,93–0,99
Frontal plane | Right and left lateral flexion |  | Right-left lateral flexion angles | [34 empty] | 0.95 | 0,89–0,98
Transversal plane | Right and left axial rotation |  | Right and left axial flexion angles | [34 empty] | 0.98 | 0,95–0,99
Other/not defined
Task | [37 empty] | Test-retest reliability (within sessions)
Measurement plane | Movement/task | Complex movement? | Kinematic outcome | Mean IMU Flexion/right | SD | Mean IMU extension/left | SD | Mean GS Flexion/right | SD | Mean GS extension/left | SD | [26 empty] | ICC - CI, 95% flexion, right, right |  | ICC - CI, 95% extension, left, left |  | SEM (degrees) |  | Coefficient of Variation (CV%) |  | LoA |  | Minimum Detectable Change (MDC)
Sagittal plane | Flexion and extension |  | Flexion and extension ROM angles | [34 empty] | 0.9 | 0,77–0,95 | 0.92 | 0,82–0,96
Frontal plane | Right and left lateral flexion |  | Right and left lateral flexion angles | [34 empty] | 0.88 | 0,74–0,95 | 0.7 | 0,36–0,86
Transversal plane | Right and left axial rotation |  | Right and left axial flexion angles | [34 empty] | 0.91 | 0,79–0,96 | 0.92 | 0,82–0,96
Other/not defined
Task | [37 empty] | Test-retest reliability (within sessions)
Measurement plane | Movement/task | Complex movement? | Kinematic outcome | Mean IMU Flexion/right | SD | Mean IMU extension/left | SD | Mean GS Flexion/right | SD | Mean GS extension/left | SD | [26 empty] | ICC - CI, 95% flexion, right, right |  | ICC - CI, 95% extension, left, left |  | SEM (degrees) |  | Coefficient of Variation (CV%) |  | LoA |  | Minimum Detectable Change (MDC)
Sagittal plane | Flexion and extension |  | Flexion-extension ROM angles | [34 empty] | 0.97 | 0,93–0,97
Frontal plane | Right and left lateral flexion |  | Right-left lateral flexion angles | [34 empty] | 0.9 | 0,78–0,95
Transversal plane | Right and left axial rotation |  | Right-left axial flexion angles | [34 empty] | 0.96 | 0,90–0,98
Other/not defined
Riffits 2023
Task | [11 empty] | Concurrent validity | [14 empty] | Test-retest reliability (between sessions/sensors removed) | [10 empty] | Test-retest reliability (within sessions)
Measurement plane | Movement/task | Complex movement? | Kinematic outcome | Mean IMU Flexion/right | SD | Mean IMU extension/left | SD | Mean GS Flexion/right | SD | Mean GS extension/left | SD | ICC - CI, 95% flexion, right, right |  | ICC - CI, 95% extension, left, left | Pearsons r | RMSE - degrees SD |  |  |  | bias - SD | bias - SD | limits of agreement (LoA) | Coefficient of determination (r2) |  | Coeficcient of multiple correlation (CMC) |  | ICC - CI, 95% flexion, right, right |  | ICC - CI, 95% extension, left, left |  | SEM |  | Coefficient of Variation (CV%) |  | LoA |  | Minimum Detectable Change (MDC) (degrees) | ICC - CI, 95% flexion, right, right |  | ICC - CI, 95% extension, left, left |  | SEM (degrees) |  | Coefficient of Variation (CV%) |  | LoA |  | Minimum Detectable Change (MDC)
Sagittal plane | ADL | Yes | Flexion and extension angles | [8 empty] | 0.99 |  | 0.97 |  | 1.78 |  | 2.60
Frontal plane | ADL | Yes | Right and left lateral flexion angles | [8 empty] | 0.87 |  | 0.64 |  | 2.02 |  | 5.49
Transversal plane | ADL | YEs | Right and left axial rotation angles | [8 empty] | 0.96 |  | 0.90 |  | 2.86 |  | 4.20
Other/not defined
Yoon 2018
Task | [11 empty] | Concurrent validity | [14 empty] | Test-retest reliability (between sessions/sensors removed) | [10 empty] | Test-retest reliability (within sessions)
Measurement plane | Movement/task | Complex movement? | Kinematic outcome | Mean IMU Flexion/right | SD | Mean IMU extension/left | SD | Mean GS Flexion/right | SD | Mean GS extension/left | SD | ICC - CI, 95% flexion, right, right |  | ICC - CI, 95% extension, left, left | Pearsons r | RMSE - degrees SD |  |  |  | bias - SD | bias - SD | limits of agreement (LoA) | Coefficient of determination (r2) |  | Coeficcient of multiple correlation (CMC) |  | ICC - CI, 95% flexion, right, right |  | ICC - CI, 95% extension, left, left |  | SEM |  | Coefficient of Variation (CV%) |  | LoA |  | Minimum Detectable Change (MDC) (degrees) | ICC - CI, 95% flexion, right, right |  | ICC - CI, 95% extension, left, left |  | SEM (degrees) |  | Coefficient of Variation (CV%) |  | LoA |  | Minimum Detectable Change (MDC)
Sagittal plane | Sagittal plane in neutral position (0°) |  | Flexion angle | [34 empty] | 0.75 |  |  |  | 0.51 | [5 empty] | 1.41
Frontal plane | Frontal plane in neutral position (0°) |  | Lateral flexion angle | [34 empty] | 0.83 |  |  |  | 0.48 | [5 empty] | 1.33
Transversal plane | Transversal plane in neutral position (0°) |  | Axial rotation angle | [34 empty] | 0.92 |  |  |  | 0.56 | [5 empty] | 1.55
Other/not defined
Task | [37 empty] | Test 2
Measurement plane | Movement/task | Complex movement? | Kinematic outcome | Mean IMU Flexion/right | SD | Mean IMU extension/left | SD | Mean GS Flexion/right | SD | Mean GS extension/left | SD | [26 empty] | ICC - CI, 95% flexion, right, right |  | ICC - CI, 95% extension, left, left |  | SEM (degrees) |  | Coefficient of Variation (CV%) |  | LoA |  | Minimum Detectable Change (MDC)
Sagittal plane | Sagittal plane in flexion and extension (30°) |  | Flexion angle | [34 empty] | 0.92 |  | 0.63 |  | 1.35 | 1.18 |  |  |  |  | 3.74 | 3.27
Frontal plane | Frontal plane in right and left lateral flexion (20°) |  | Lateral flexion angle | [34 empty] | 0.81 |  | 0.79 |  | 1.25 | 1.57 |  |  |  |  | 3.46 | 4.35
Transversal plane | Transversal plane in right and left axial rotation (45°) |  | Axial rotation angle | [34 empty] | 0.97 |  | 0.98 |  | 0.75 | 1.12 |  |  |  |  | 2.08 | 3.1
Other/not defined
Task | [37 empty] | Test 3
Measurement plane | Movement/task | Complex movement? | Kinematic outcome | Mean IMU Flexion/right | SD | Mean IMU extension/left | SD | Mean GS Flexion/right | SD | Mean GS extension/left | SD | [26 empty] | ICC - CI, 95% flexion, right, right |  | ICC - CI, 95% extension, left, left |  | SEM (degrees) |  | Coefficient of Variation (CV%) |  | LoA |  | Minimum Detectable Change (MDC)
Sagittal plane | Sagittal plane in flexion and extension (50°) |  | Flexion angle | [34 empty] | 0.99 |  | 0.97 |  | 1.35 | 1.36 |  |  |  |  | 3.74 | 3.77
Frontal plane | Frontal plane in right and left lateral flexion (40°) |  | Lateral flexion angle | [34 empty] | 0.95 |  | 0.99 |  | 1.47 | 1.78 |  |  |  |  | 4.07 | 4.93
Transversal plane
Other/not defined
Zhang 2022
Task | [11 empty] | Concurrent validity | [14 empty] | Test-retest reliability (between sessions/sensors removed) | [10 empty] | Test-retest reliability (within sessions)
Measurement plane | Movement/task | Complex movement? | Kinematic outcome | Mean IMU Flexion/right | SD | Mean IMU extension/left | SD | Mean GS Flexion/right | SD | Mean GS extension/left | SD | ICC - CI, 95% flexion, right, right |  | ICC - CI, 95% extension, left, left | Pearsons r | RMSE - degrees SD |  |  |  | bias - SD | bias - SD | limits of agreement (LoA) | Coefficient of determination (r2) |  | Coeficcient of multiple correlation (CMC) |  | ICC - CI, 95% flexion, right, right |  | ICC - CI, 95% extension, left, left |  | SEM |  | Coefficient of Variation (CV%) |  | LoA |  | Minimum Detectable Change (MDC) (degrees) | ICC - CI, 95% flexion, right, right |  | ICC - CI, 95% extension, left, left |  | SEM (degrees) |  | Coefficient of Variation (CV%) |  | LoA |  | Minimum Detectable Change (MDC)
Sagittal plane | Simulated surgery task | Yes | Mean flexion-extension ROM angles | [8 empty] | 0.80 | 0.39, 0.95 |  |  | 3.6 | 2.2 |  |  | 0.77 |  | (-7.23, 8.76
Frontal plane | Simulated surgery task | Yes | Mean lateral flexion ROM angles | [8 empty] | 0.96 | 0.83, 0.99 |  |  | 3.9 | 2.0 |  |  | 0.27 |  | (-5.21, 5.75
Transversal plane | Simulated surgery task | Yes | Mean axial rotation ROM angles | [8 empty] | 0.95 | 0.73, 0.99 |  |  | 3.6 | 2.1 |  |  | (-2.17 |  | (-0.08, 3.74
Other/not defined
Task | [11 empty] | Concurrent validity
Measurement plane | Movement/task | Complex movement? | Kinematic outcome | Mean IMU Flexion/right | SD | Mean IMU extension/left | SD | Mean GS Flexion/right | SD | Mean GS extension/left | SD | ICC - CI, 95% flexion, right, right |  | ICC - CI, 95% extension, left, left | Pearsons r | RMSE - degrees SD |  |  |  | bias - SD | bias - SD | limits of agreement (LoA) | Coefficient of determination (r2) |  | Coeficcient of multiple correlation (CMC)
Sagittal plane | Uni-planar movements |  | Mean flexion-extension ROM angles | [8 empty] | 0.90 | 0.16, 0.98 |  |  | 3.7 | 2.2 |  |  | (-5.36 |  | (-13.5, 2.74
Frontal plane | Uni-planar movements |  | Mean lateral flexion ROM angles | [8 empty] | 0.99 | 0.96, 1.00 |  |  | 2.0 | 1.0 |  |  | 0.18 |  | (-4.9, 5.3
Transversal plane | Uni-planar movements |  | Mean axial rotation ROM angles | [8 empty] | 0.97 | 0.88, 0.99 |  |  | 2.2 | 1.1 |  |  | (-0.40 |  | (-5.1, 4.3
Other/not defined
Robert-Lachaine 2016
Task | [11 empty] | Concurrent validity (ISB model) | [14 empty] | Test-retest reliability (between sessions/sensors removed) | [10 empty] | Test-retest reliability (within sessions)
Measurement plane | Movement/task | Complex movement? | Kinematic outcome | Mean IMU Flexion/right | SD | Mean IMU extension/left | SD | Mean GS Flexion/right | SD | Mean GS extension/left | SD | ICC - CI, 95% flexion, right, right |  | ICC - CI, 95% extension, left, left | Pearsons r | RMSE - degrees SD |  |  |  | bias - SD | bias - SD | limits of agreement (LoA) | Coefficient of determination (r2) |  | Coeficcient of multiple correlation (CMC) |  | ICC - CI, 95% flexion, right, right |  | ICC - CI, 95% extension, left, left |  | SEM |  | Coefficient of Variation (CV%) |  | LoA |  | Minimum Detectable Change (MDC) (degrees) | ICC - CI, 95% flexion, right, right |  | ICC - CI, 95% extension, left, left |  | SEM (degrees) |  | Coefficient of Variation (CV%) |  | LoA |  | Minimum Detectable Change (MDC)
Sagittal plane | Manual handling task | Yes | Flexion/extension angle | [12 empty] | 1.4 | [8 empty] | 1.0
Frontal plane | Manual handling task | Yes | Lateral flexion angles | [12 empty] | 1.5 | [8 empty] | 1.0
Transversal plane | Manual handling task | Yes | Axial rotation angles | [12 empty] | 3.0 | [8 empty] | 0.99
Other/not defined
Concurrent validity (ISB model) task 2
Measurement plane | Movement/task | Complex movement? | Kinematic outcome | Mean IMU Flexion/right | SD | Mean IMU extension/left | SD | Mean GS Flexion/right | SD | Mean GS extension/left | SD | ICC - CI, 95% flexion, right, right |  | ICC - CI, 95% extension, left, left | Pearsons r | RMSE - degrees SD |  |  |  | bias - SD | bias - SD | limits of agreement (LoA) | Coefficient of determination (r2) |  | Coeficcient of multiple correlation (CMC)
Sagittal plane | Controlled flexion/extension task |  | Flexion/extension angle | [12 empty] | 0.5
Frontal plane | Controlled lateral flexion/extension task |  | Lateral flexion angles | [12 empty] | 1
Transversal plane | Controlled axial rotation task |  | Axial rotation angles | [12 empty] | 1
Other/not defined
Concurrent validity (XSENS model)
Measurement plane | Movement/task | Complex movement? | Kinematic outcome | Mean IMU Flexion/right | SD | Mean IMU extension/left | SD | Mean GS Flexion/right | SD | Mean GS extension/left | SD | ICC - CI, 95% flexion, right, right |  | ICC - CI, 95% extension, left, left | Pearsons r | RMSE - degrees SD |  |  |  | bias - SD | bias - SD | limits of agreement (LoA) | Coefficient of determination (r2) |  | Coeficcient of multiple correlation (CMC)
Sagittal plane | Manual handling task | Yes | Flexion/extension angle | [12 empty] | 12.3 | [8 empty] | 0.84
Frontal plane | Manual handling task | Yes | Lateral flexion angles | [12 empty] | 4.8 | [8 empty] | 0.94
Transversal plane | Manual handling task | Yes | Axial rotation angles | [12 empty] | 3.9 | [8 empty] | 0.98
Other/not defined
Charlimourdas 2021
Task | [11 empty] | Concurrent validity | [14 empty] | Test-retest reliability (between sessions/sensors removed) | [10 empty] | Test-retest reliability (within sessions)
Measurement plane | Movement/task | Complex movement? | Kinematic outcome | Mean IMU Flexion/right | SD | Mean IMU extension/left | SD | Mean GS Flexion/right | SD | Mean GS extension/left | SD | ICC - CI, 95% flexion, right, right |  | ICC - CI, 95% extension, left, left | Pearsons r | RMSE - degrees SD |  |  |  | bias - SD | bias - SD | limits of agreement (LoA) | Coefficient of determination (r2) |  | Coeficcient of multiple correlation (CMC) |  | ICC - CI, 95% flexion, right, right |  | ICC - CI, 95% extension, left, left |  | SEM |  | Coefficient of Variation (CV%) |  | LoA |  | Minimum Detectable Change (MDC) (degrees) | ICC - CI, 95% flexion, right, right |  | ICC - CI, 95% extension, left, left |  | SEM (degrees) |  | Coefficient of Variation (CV%) |  | LoA |  | Minimum Detectable Change (MDC)
Sagittal plane | Controlled flexion and extension |  | Flexion and extension ROM angle | [23 empty] | 0.75 | 0,61 0,85 | 0.69 | 0,53 0,81 | 4.24 | 5.79
Frontal plane | Controlled right and left lateral flexion |  | Right and left lateral flexion ROM angle | [23 empty] | 0.7 | 0,54 0,82 | 0.85 | 0,75 0,91 | 4.62 | 2.63
Transversal plane | Controlled right and left axial rotation |  | Right and left axial rotation ROM angle | [23 empty] | 0.54 | 0,34 0,71 | 0.65 | 0,49 0,79 | 4.39 | 4.49
Other/not defined
Task | [26 empty] | Mean ROM
Measurement plane | Movement/task | Complex movement? | Kinematic outcome | Mean IMU Flexion/right | SD | Mean IMU extension/left | SD | Mean GS Flexion/right | SD | Mean GS extension/left | SD | [15 empty] | ICC - CI, 95% flexion, right, right |  | ICC - CI, 95% extension, left, left |  | SEM |  | Coefficient of Variation (CV%) |  | LoA |  | Minimum Detectable Change (MDC) (degrees)
Sagittal plane | Controlled flexion and extension |  | Flexion and extension ROM angle | [23 empty] | 0.71 | 0,56 0,83 | 0.7 | 0,55 0,82 | 4.93 | 5.92
Frontal plane | Controlled right and left lateral flexion |  | Right and left lateral flexion ROM angle | [23 empty] | 0.81 | 0,70 0,89 | 0.8 | 0,69 0,89 | 3.27 | 2.93
Transversal plane | Controlled right and left axial rotation |  | Right and left axial rotation ROM angle | [23 empty] | 0.55 | 0,36 0,72 | 0.64 | 0,46 0,78 | 4.52 | 4.59
Other/not defined
Task | [26 empty] | Max and Mean total ROM (e.g. Flexion-extension ROM)
Measurement plane | Movement/task | Complex movement? | Kinematic outcome | Mean IMU Flexion/right | SD | Mean IMU extension/left | SD | Mean GS Flexion/right | SD | Mean GS extension/left | SD | [15 empty] | ICC - CI, 95% flexion, right, right |  | ICC - CI, 95% extension, left, left |  | SEM |  | Coefficient of Variation (CV%) |  | LoA |  | Minimum Detectable Change (MDC) (degrees)
Sagittal plane | Controlled flexion and extension |  | Flexion-extension ROM angle | [23 empty] | 0.74 | 0,60 0,85 | 0.73 | 0,58 0,84 | 7.17 | 7.65
Frontal plane | Controlled right and left lateral flexion |  | Right-left lateral flexion ROM angle | [23 empty] | 0.81 | 0,67 0,90 | 0.85 | 0,75 0,91 | 5.66 | 4.85
Transversal plane | Controlled right and left axial rotation |  | Right-left axial rotation ROM angle | [23 empty] | 0.7 | 0.54 | 0.69 | 0,53 0,81 | 6.37 | 6.62
Other/not defined

## Trunk
Beange 2024
Task | [11 empty] | Concurrent validity | [16 empty] | Test-retest reliability (between sessions/sensors removed) | [10 empty] | Test-retest reliability (within sessions)
Measurement plane | Movement/task | Complex movement? | Kinematic outcome | Mean IMU Flexion/right | SD | Mean IMU extension/left | SD | Mean GS Flexion/right | SD | Mean GS extension/left | SD | ICC - CI, 95% flexion, right, right |  | ICC - CI, 95% extension, left, left |  | Pearsons r |  | RMSE - degrees SD |  |  | bias - SD |  | bias - SD | limits of agreement (LoA) |  | Coefficient of determination (r2) |  | Coeficcient of multiple correlation (CMC) | ICC - CI, 95% flexion, right, right |  | ICC - CI, 95% extension, left, left |  | SEM |  | Coefficient of Variation (CV%) |  | LoA | Minimum Detectable Change (MDC) (degrees) |  | ICC - CI, 95% flexion, right, right |  | ICC - CI, 95% extension, left, left |  | SEM (degrees) |  | Coefficient of Variation (CV%) |  | LoA | Minimum Detectable Change (MDC)
Sagittal plane | Flexion |  | Mean flexion angle in continous motion | [14 empty] | 2.38
Frontal plane | Lateral flexion right/left |  | Mean lateral flexion angle in continous motion | [14 empty] | 1.98
Transversal plane | Axial rotation right/left |  | Mean axial rotation angle in continous motion | [14 empty] | 3.48
Other/not defined
Task 2
Sagittal plane | Flexion |  | Flexion ROM | 76.65 |  |  |  | 76.75 |  |  |  | 0.99
Frontal plane | Lateral flexion right/left |  | Lateral flexion ROM | 53.33 |  | 55.26 |  | 54.14 |  | 55.80 |  | 0.98 |  | 0.98
Transversal plane | Axial rotation right/left |  | Axial rotation ROM | 51.33 |  | 49.96 |  | 51.89 |  | 50.47 |  | 0.982 |  | 0.986
Other/not defined | Circumduction right/left | Yes | Flexion ROM | 75.86 |  | 76.16 |  | 76.54 |  | 77.36 |  | 0.998 |  | 0.998
Other/not defined | Circumduction right/left | Yes | Lateral flexion ROM | 88.03 |  | 90.78 |  | 88.87 |  | 91.40 |  | 0.998 |  | 0.996
Other/not defined | Circumduction right/left | Yes | Axial rotation ROM | 49.30 |  | 51.59 |  | 49.83 |  | 52.97 |  | 0.984 |  | 0.984
Beange 2025
Task | [11 empty] | Concurrent validity | [16 empty] | Test-retest reliability (between sessions/sensors removed) | [10 empty] | Test-retest reliability (within sessions)
Measurement plane | Movement/task | Complex movement? | Kinematic outcome | Mean IMU Flexion/right | SD | Mean IMU extension/left | SD | Mean GS Flexion/right | SD | Mean GS extension/left | SD | ICC - CI, 95% flexion, right, right |  | ICC - CI, 95% extension, left, left |  | Pearsons r |  | RMSE - degrees SD |  |  | bias - SD |  | bias - SD | limits of agreement (LoA) |  | Coefficient of determination (r2) |  | Coeficcient of multiple correlation (CMC) | ICC - CI, 95% flexion, right, right |  | ICC - CI, 95% extension, left, left |  | SEM |  | Coefficient of Variation (CV%) |  | LoA | Minimum Detectable Change (MDC) (degrees) |  | ICC - CI, 95% flexion, right, right |  | ICC - CI, 95% extension, left, left |  | SEM (degrees) |  | Coefficient of Variation (CV%) |  | LoA | Minimum Detectable Change (MDC)
Sagittal plane | Flexion |  | Flexion ROM | [8 empty] | 1 | 0,999-1,00 | [15 empty] | 0.82 | 0,46–0,94 |  |  | 12.42 |  | 19.15 |  |  |  |  | 0.9 | 0,71–0,97 |  |  | 10.61 |  | 16.69
Frontal plane | Lateral flexion right/left |  | Lateral flexion ROM | [8 empty] | 0.998 | 0,975-1,00 | 0.996 | 0,987-0,999 | [13 empty] | 0.82 | 0,34–0,94 | 0.79 | 0,38–0,93 | 3.78 | 3.79 | 6.96 | 6.9 |  |  |  | 0.86 | 0,56–0,96 | 0.86 | 0,31–0,96 | 4.16 | 2.84 | 7.86 | 5.12
Transversal plane | Axial rotation right/left |  | Axial rotation ROM | [8 empty] | 0.999 | 0,998-1,000 | 0.999 | 0,993-1,000 | [13 empty] | 0.92 | 0,75–0,98 | 0.93 | 0,78–0,98 | 4.4 | 4.29 | 8.96 | 8.56 |  |  |  | 0.96 | 0,89–0,99 | 0.85 | 0,54–0,95 | 3.34 | 6.08 | 6.83 | 12.17
Other/not defined | flexion, lateral flexion and axial rotation |  | Mean between all sessions for flexion, lateral flexion and axial rotation | [8 empty] | 0.999
Test 2
Sagittal plane | Flexion |  | Flexion ROM | [8 empty] | 0.999 | 0,998-1,00
Frontal plane | Lateral flexion right/left |  | Lateral flexion ROM | [8 empty] | 0.998 | 0,974-1,00 | 0.996 | 0,986-0,999
Transversal plane | Axial rotation right/left |  | Axial rotation ROM | [8 empty] | 0.999 | 0,997-1,000 | 0.999 | 0,996-1,000
Other/not defined
Test 2
Sagittal plane | Flexion |  | Flexion ROM | [8 empty] | 1 | 0,997-1,00
Frontal plane | Lateral flexion right/left |  | Lateral flexion ROM | [8 empty] | 0.997 | 0,987-0,999 | 0.998 | 0,992-0,999
Transversal plane | Axial rotation right/left |  | Axial rotation ROM | [8 empty] | 0.999 | 0,998-1,000 | 0.999 | 0,993-1,000
Other/not defined
Bailey 2021
Task | [11 empty] | Concurrent validity | [16 empty] | Test-retest reliability (between sessions/sensors removed) | [10 empty] | Test-retest reliability (within sessions)
Measurement plane | Movement/task | Complex movement? | Kinematic outcome | Mean IMU Flexion/right | SD | Mean IMU extension/left | SD | Mean GS Flexion/right | SD | Mean GS extension/left | SD | ICC - CI, 95% flexion, right, right |  | ICC - CI, 95% extension, left, left |  | Pearsons r |  | RMSE - degrees SD |  |  | bias - SD |  | bias - SD | limits of agreement (LoA) |  | Coefficient of determination (r2) |  | Coeficcient of multiple correlation (CMC) | ICC - CI, 95% flexion, right, right |  | ICC - CI, 95% extension, left, left |  | SEM |  | Coefficient of Variation (CV%) |  | LoA | Minimum Detectable Change (MDC) (degrees) |  | ICC - CI, 95% flexion, right, right |  | ICC - CI, 95% extension, left, left |  | SEM (degrees) |  | Coefficient of Variation (CV%) |  | LoA | Minimum Detectable Change (MDC)
Sagittal plane | 5 gait conditions | Yes | Flexion-extension ROM angle | [8 empty] | 0.13 | −0.11, 0.35 |  |  |  |  | 2.5 | 2.1, 2.9 |  | −1.3 | −1.8,−0.8 |  | −5.4 [−5.9,−4.9] | 2.8 [2.3, 3.3]
Frontal plane | 5 gait conditions | Yes | Lateral flexion ROM angle | [8 empty] | 0.48 | 0.28, 0.64 |  |  |  |  | 7.8 | 7.0, 8.6 |  | −7.0 | [−7.8,−6.2] |  | −13.6 [−14.3,−12.8] | −0.5 [−1.3, 0.3]
Transversal plane | 5 gait conditions | Yes | Axial rotation ROM angle | [8 empty] | 0.85 | 0.77, 0.90 |  |  |  |  | 7.7 | 6.8, 8.6] |  | −6.7 | −7.6,−5.8 |  | −14.1 [−15.0,−13.2] | 0.7 [−0.2, 1.6]
Other/not defined
Measurement 2
Measurement plane | Movement/task | Complex movement? | Kinematic outcome | Mean IMU Flexion/right | SD | Mean IMU extension/left | SD | Mean GS Flexion/right | SD | Mean GS extension/left | SD | ICC - CI, 95% flexion, right, right |  | ICC - CI, 95% extension, left, left |  | Pearsons r |  | RMSE - degrees SD |  |  | bias - SD |  | bias - SD | limits of agreement (LoA) |  | Coefficient of determination (r2) |  | Coeficcient of multiple correlation (CMC)
Sagittal plane | 5 gait conditions | Yes | Flexion-extension mean angle | [8 empty] | 0.63 | 0.46, 0.75 |  |  |  |  | 0.29 | 0.25, 0.34 |  | 0.07 | 0.00, 0.14 |  | −0.49 [−0.56,−0.42] | 0.63 [0.56, 0.70]
Frontal plane | 5 gait conditions | Yes | Lateral flexion mean angle | [8 empty] | 0.79 | 0.68, 0.86 |  |  |  |  | 0.18 | 0.15, 0.22 |  | 0.02 | −0.02, 0.07 |  | −0.34 [−0.38,−0.29] | 0.38 [0.34, 0.43]
Transversal plane | 5 gait conditions | Yes | Axial rotation mean angle | [8 empty] | 0.80 | 0.70, 0.87 |  |  |  |  | 0.60 | 0.54, 0.66 |  | −0.52 | [−0.59,−0.45 |  | −1.10 [−1.17,−1.03] | 0.06 [−0.01, 0.13]
Other/not defined
Brice 2018
Task | [11 empty] | Concurrent validity | [16 empty] | Test-retest reliability (between sessions/sensors removed) | [10 empty] | Test-retest reliability (within sessions)
Measurement plane | Movement/task | Complex movement? | Kinematic outcome | Mean IMU Flexion/right | SD | Mean IMU extension/left | SD | Mean GS Flexion/right | SD | Mean GS extension/left | SD | ICC - CI, 95% flexion, right, right |  | ICC - CI, 95% extension, left, left |  | Pearsons r |  | RMSE - degrees SD |  |  | bias - SD |  | bias - SD | limits of agreement (LoA) |  | Coefficient of determination (r2) |  | Coeficcient of multiple correlation (CMC) | ICC - CI, 95% flexion, right, right |  | ICC - CI, 95% extension, left, left |  | SEM |  | Coefficient of Variation (CV%) |  | LoA | Minimum Detectable Change (MDC) (degrees) |  | ICC - CI, 95% flexion, right, right |  | ICC - CI, 95% extension, left, left |  | SEM (degrees) |  | Coefficient of Variation (CV%) |  | LoA | Minimum Detectable Change (MDC)
Sagittal plane
Frontal plane
Transversal plane | discus throws | Yes | Peak right and left shoulder-pelvis separation ROM angle | [14 empty] | 12.54 |  | 9.45 | -7.77 |  | 1.55 | 12.24, 27.77 | 20.49, 17.39
Other/not defined
Brice 2019
Task | [11 empty] | Concurrent validity | [16 empty] | Test-retest reliability (between sessions/sensors removed) | [10 empty] | Test-retest reliability (within sessions)
Measurement plane | Movement/task | Complex movement? | Kinematic outcome | Mean IMU Flexion/right | SD | Mean IMU extension/left | SD | Mean GS Flexion/right | SD | Mean GS extension/left | SD | ICC - CI, 95% flexion, right, right |  | ICC - CI, 95% extension, left, left |  | Pearsons r |  | RMSE - degrees SD |  |  | bias - SD |  | bias - SD | limits of agreement (LoA) |  | Coefficient of determination (r2) |  | Coeficcient of multiple correlation (CMC) | ICC - CI, 95% flexion, right, right |  | ICC - CI, 95% extension, left, left |  | SEM |  | Coefficient of Variation (CV%) |  | LoA | Minimum Detectable Change (MDC) (degrees) |  | ICC - CI, 95% flexion, right, right |  | ICC - CI, 95% extension, left, left |  | SEM (degrees) |  | Coefficient of Variation (CV%) |  | LoA | Minimum Detectable Change (MDC)
Sagittal plane | Movement in sagittal plane |  | sagittal plane rotation angle | [14 empty] | 2.9 | 1.3 |  | −0,4 |  |  | −3,4, 2,6 |  | 0.98 | 0.01
Frontal plane | Movement in frontal plane |  | Frontal plane rotation angle | [14 empty] | 1.1 | 0.6 |  | −0,1 |  |  | −1,1, 1,0 |  | 1 | 0
Transversal plane | Movement in transversal plane |  | Transverse plane rotation angle | [14 empty] | 2.6 | 1.2 |  | 1.8 |  |  | −0,7, 4,2 |  | 0.99 | 0.01
Other/not defined
Task | [11 empty] | T2-Pelvis
Measurement plane | Movement/task | Complex movement? | Kinematic outcome | Mean IMU Flexion/right | SD | Mean IMU extension/left | SD | Mean GS Flexion/right | SD | Mean GS extension/left | SD | ICC - CI, 95% flexion, right, right |  | ICC - CI, 95% extension, left, left |  | Pearsons r |  | RMSE - degrees SD |  |  | bias - SD |  | bias - SD | limits of agreement (LoA) |  | Coefficient of determination (r2) |  | Coeficcient of multiple correlation (CMC)
Sagittal plane | Movement in sagittal plane |  | sagittal plane rotation angle | [14 empty] | 3.1 | -1.5 |  | −0,9 |  |  | −4,3, 2,4 |  | 0.98 | 0.02
Frontal plane | Movement in frontal plane |  | Frontal plane rotation angle | [14 empty] | 1.1 | 0.5 |  | −0,1 |  |  | −1,4, 1,2 |  | 1 | 0
Transversal plane | Movement in transversal plane |  | Transverse plane rotation angle | [14 empty] | 2.3 | 0.7 |  | 1.5 |  |  | −0,4, 3,3 |  | 0.99 | 0.01
Other/not defined
Sternum-Pelvis
Measurement plane | Movement/task | Complex movement? | Kinematic outcome | Mean IMU Flexion/right | SD | Mean IMU extension/left | SD | Mean GS Flexion/right | SD | Mean GS extension/left | SD | ICC - CI, 95% flexion, right, right |  | ICC - CI, 95% extension, left, left |  | Pearsons r |  | RMSE - degrees SD |  |  | bias - SD |  | bias - SD | limits of agreement (LoA) |  | Coefficient of determination (r2) |  | Coeficcient of multiple correlation (CMC)
Sagittal plane | Movement in sagittal plane |  | sagittal plane rotation angle | [14 empty] | 3.1 | 1.2 |  | −0,5 |  |  | −3,4, 2,4 |  | 0.98 | 0,02)
Frontal plane | Movement in frontal plane |  | Frontal plane rotation angle | [14 empty] | 1 | 0.4 |  | −0,2 |  |  | −1,3, 0,9 |  | 1 | 0
Transversal plane | Movement in transversal plane |  | Transverse plane rotation angle | [14 empty] | 1.8 | 0.7 |  | 0.4 |  |  | −2,2, 3,1 |  | 0.99 | 0.01
Other/not defined
Fast rotations
Measurement plane | Movement/task | Complex movement? | Kinematic outcome | Mean IMU Flexion/right | SD | Mean IMU extension/left | SD | Mean GS Flexion/right | SD | Mean GS extension/left | SD | ICC - CI, 95% flexion, right, right |  | ICC - CI, 95% extension, left, left |  | Pearsons r |  | RMSE - degrees SD |  |  | bias - SD |  | bias - SD | limits of agreement (LoA) |  | Coefficient of determination (r2) |  | Coeficcient of multiple correlation (CMC)
Transversal plane | Three fast rotations in transversal plane |  | Transverse plane rotation angle | C7-Pelvis | [13 empty] | 3.3 | 1.5 |  | 1.1 |  |  | -2,4, 4,6 |  | 0.98 | 0.01
Transversal plane | Three fast rotations in transversal plane |  | Transverse plane rotation angle | T2-Pelvis | [13 empty] | 2.7 | 1 |  | 1 |  |  | -1,0, 3,1 |  | 0.99 | 0.02
Transversal plane | Three fast rotations in transversal plane |  | Transverse plane rotation angle | Sternum-Pelvis | [13 empty] | 2.2 | 1.3 |  | 0.5 |  |  | -2,6, 3,5 |  | 0.99 | 0.01
Other/not defined
Fast rotations
Measurement plane | Movement/task | Complex movement? | Kinematic outcome | Mean IMU Flexion/right | SD | Mean IMU extension/left | SD | Mean GS Flexion/right | SD | Mean GS extension/left | SD | ICC - CI, 95% flexion, right, right |  | ICC - CI, 95% extension, left, left |  | Pearsons r |  | RMSE - degrees SD |  |  | bias - SD |  | bias - SD | limits of agreement (LoA) |  | Coefficient of determination (r2) |  | Coeficcient of multiple correlation (CMC)
Transversal plane | Two fast rotations with rest between in transversal plane |  | Transverse plane rotation angle | C7-Pelvis | [13 empty] | 2.2 | 1 |  | 1.2 |  |  | -0,9, 3,2 |  | 0.98 | 0.01
Transversal plane | Two fast rotations with rest between in transversal plane |  | Transverse plane rotation angle | T2-Pelvis | [13 empty] | 2.4 | 1.1 |  | 1 |  |  | -0,9, 2,9 |  | 0.98 | 0.02
Transversal plane | Two fast rotations with rest between in transversal plane |  | Transverse plane rotation angle | Sternum-Pelvis | [13 empty] | 2 | 0.9 |  | 1 |  |  | -1,6, 3,5 |  | 0.99 | 0.01
Other/not defined
Brouwer 2020
Task | [11 empty] | Concurrent validity | [16 empty] | Test-retest reliability (between sessions/sensors removed) | [10 empty] | Test-retest reliability (within sessions)
Measurement plane | Movement/task | Complex movement? | Kinematic outcome | Mean IMU Flexion/right | SD | Mean IMU extension/left | SD | Mean GS Flexion/right | SD | Mean GS extension/left | SD | ICC - CI, 95% flexion, right, right |  | ICC - CI, 95% extension, left, left |  | Pearsons r |  | RMSE - degrees SD |  |  | bias - SD |  | bias - SD | limits of agreement (LoA) |  | Coefficient of determination (r2) |  | Coeficcient of multiple correlation (CMC) | ICC - CI, 95% flexion, right, right |  | ICC - CI, 95% extension, left, left |  | SEM |  | Coefficient of Variation (CV%) |  | LoA | Minimum Detectable Change (MDC) (degrees) |  | ICC - CI, 95% flexion, right, right |  | ICC - CI, 95% extension, left, left |  | SEM (degrees) |  | Coefficient of Variation (CV%) |  | LoA | Minimum Detectable Change (MDC)
Sagittal plane | Flexion/extension |  | Flexion/extension angle | [12 empty] | 1.00 | 0.00 | 2.6 | 0.9 | [6 empty] | 1.00 | 0.00
Frontal plane | Lateral flexion |  | Lateral flexion angles | [12 empty] | 1.00 | 0.00 | 2.5 | 0.7 | [6 empty] | 1.00 | 0.00
Transversal plane | Axial rotation |  | Axial rotation angles | [12 empty] | 0.99 | 0.01 | 4.2 | 1.7 | [6 empty] | 0.99 | 0.01
Other/not defined
Task | [11 empty] | Concurrent validity
Measurement plane | Movement/task | Complex movement? | Kinematic outcome | Mean IMU Flexion/right | SD | Mean IMU extension/left | SD | Mean GS Flexion/right | SD | Mean GS extension/left | SD | ICC - CI, 95% flexion, right, right |  | ICC - CI, 95% extension, left, left |  | Pearsons r |  | RMSE - degrees SD |  |  | bias - SD |  | bias - SD | limits of agreement (LoA) |  | Coefficient of determination (r2) |  | Coeficcient of multiple correlation (CMC)
Sagittal plane | Dynamic sports motions | Yes | Flexion/extension angle | [12 empty] | 0.97 | 0.05 | 3.0 | 1.3 | [6 empty] | 0.95 | 0.09
Frontal plane | Dynamic sports motions | Yes | Lateral flexion angles | [12 empty] | 0.90 | 0.12 | 3.7 | 1.5 | [6 empty] | 0.82 | 0.19
Transversal plane | Dynamic sports motions | Yes | Axial rotation angles | [12 empty] | 0.99 | 0.01 | 4.9 | 3.1 | [6 empty] | 0.98 | 0.02
Other/not defined
Dahl 2020
Task | [11 empty] | Concurrent validity | [16 empty] | Test-retest reliability (between sessions/sensors removed) | [10 empty] | Test-retest reliability (within sessions)
Measurement plane | Movement/task | Complex movement? | Kinematic outcome | Mean IMU Flexion/right | SD | Mean IMU extension/left | SD | Mean GS Flexion/right | SD | Mean GS extension/left | SD | ICC - CI, 95% flexion, right, right |  | ICC - CI, 95% extension, left, left |  | Pearsons r |  | RMSE - degrees SD |  |  | bias - SD |  | bias - SD | limits of agreement (LoA) |  | Coefficient of determination (r2) |  | Coeficcient of multiple correlation (CMC) | ICC - CI, 95% flexion, right, right |  | ICC - CI, 95% extension, left, left |  | SEM |  | Coefficient of Variation (CV%) |  | LoA | Minimum Detectable Change (MDC) (degrees) |  | ICC - CI, 95% flexion, right, right |  | ICC - CI, 95% extension, left, left |  | SEM (degrees) |  | Coefficient of Variation (CV%) |  | LoA | Minimum Detectable Change (MDC)
Sagittal plane | Slow complex movements | Yes | Sagittal plane angle | [8 empty] | 0.66333 | [5 empty] | 4.87 | [3.91, 5.83] |  | -3.15 | [-5.61, -0.69]
Frontal plane | Slow complex movements | Yes | Frontal plane angle | [8 empty] | 0.49333 | [5 empty] | 6.61 | [4.45, 8.77] |  | -0.16 | [-1.41, 1.09]
Transversal plane | Slow complex movements | Yes | Transversal plane angle | [8 empty] | 0.31667 | [5 empty] | 6.70 | [4.54, 8.86] |  | 0.32 | [-1.88, 2.52]
Other/not defined
Fast movements
Measurement plane | Movement/task | Complex movement? | Kinematic outcome | Mean IMU Flexion/right | SD | Mean IMU extension/left | SD | Mean GS Flexion/right | SD | Mean GS extension/left | SD | ICC - CI, 95% flexion, right, right |  | ICC - CI, 95% extension, left, left |  | Pearsons r |  | RMSE - degrees SD |  |  | bias - SD |  | bias - SD | limits of agreement (LoA) |  | Coefficient of determination (r2) |  | Coeficcient of multiple correlation (CMC)
Sagittal plane | Fast complex movements | Yes | Sagittal plane angle | [8 empty] | 0.564 | [5 empty] | 5.18 | [4.63, 5.73] |  | -2.72 | [-5.11, -0.33]
Frontal plane | Fast complex movements | Yes | Frontal plane angle | [8 empty] | 0.652 | [5 empty] | 3.32 | [2.97, 3.67] |  | 0.25 | [-0.57, 1.07]
Transversal plane | Fast complex movements | Yes | Transversal plane angle | [8 empty] | 0.426 | [5 empty] | 4.72 | [3.95, 5.49] |  | -0.34 | [-1.64, 0.96]
Other/not defined
Kim 2023
Task | [11 empty] | Concurrent validity | [16 empty] | Test-retest reliability (between sessions/sensors removed) | [10 empty] | Test-retest reliability (within sessions)
Measurement plane | Movement/task | Complex movement? | Kinematic outcome | Mean IMU Flexion/right | SD | Mean IMU extension/left | SD | Mean GS Flexion/right | SD | Mean GS extension/left | SD | ICC - CI, 95% flexion, right, right |  | ICC - CI, 95% extension, left, left |  | Pearsons r |  | RMSE - degrees SD |  |  | bias - SD |  | bias - SD | limits of agreement (LoA) |  | Coefficient of determination (r2) |  | Coeficcient of multiple correlation (CMC) | ICC - CI, 95% flexion, right, right |  | ICC - CI, 95% extension, left, left |  | SEM |  | Coefficient of Variation (CV%) |  | LoA | Minimum Detectable Change (MDC) (degrees) |  | ICC - CI, 95% flexion, right, right |  | ICC - CI, 95% extension, left, left |  | SEM (degrees) |  | Coefficient of Variation (CV%) |  | LoA | Minimum Detectable Change (MDC)
Sagittal plane
Frontal plane
Transversal plane | Golf swing | Yes | Axial rotation angle | [8 empty] | 0.94 | 0.93, 0.94 |  |  | 0.94 | 0.94, 0.95 | [8 empty] | 0.89
Other/not defined
Punchihewa 2020
Task | [11 empty] | Concurrent validity | [16 empty] | Test-retest reliability (between sessions/sensors removed) | [10 empty] | Test-retest reliability (within sessions)
Measurement plane | Movement/task | Complex movement? | Kinematic outcome | Mean IMU Flexion/right | SD | Mean IMU extension/left | SD | Mean GS Flexion/right | SD | Mean GS extension/left | SD | ICC - CI, 95% flexion, right, right |  | ICC - CI, 95% extension, left, left |  | Pearsons r |  | RMSE - degrees SD |  |  | bias - SD |  | bias - SD | limits of agreement (LoA) |  | Coefficient of determination (r2) |  | Coeficcient of multiple correlation (CMC) | ICC - CI, 95% flexion, right, right |  | ICC - CI, 95% extension, left, left |  | SEM |  | Coefficient of Variation (CV%) |  | LoA | Minimum Detectable Change (MDC) (degrees) |  | ICC - CI, 95% flexion, right, right |  | ICC - CI, 95% extension, left, left |  | SEM (degrees) |  | Coefficient of Variation (CV%) |  | LoA | Minimum Detectable Change (MDC)
Sagittal plane | Baseball hitting | Yes | Flexion angular displacement angle | [8 empty] | 0.632 | [5 empty] | 2.69 |  |  | -8.66 |  |  | -17.30, -0.01
Frontal plane | Baseball hitting | Yes | Lateral flexion angular displacement angle | [8 empty] | 0.953 | [5 empty] | 1.83 |  |  | 1.42 |  |  | -3.97, 6.81
Transversal plane | Baseball hitting | Yes | Axial rotation angular displacement angle | [8 empty] | 0.988 | [5 empty] | 1.49 |  |  | -1.08 |  |  | -3.76, 1.60
Other/not defined
Robert-Lachaine 2016
Task | [11 empty] | Concurrent validity (ISB model) | [16 empty] | Test-retest reliability (between sessions/sensors removed) | [10 empty] | Test-retest reliability (within sessions)
Measurement plane | Movement/task | Complex movement? | Kinematic outcome | Mean IMU Flexion/right | SD | Mean IMU extension/left | SD | Mean GS Flexion/right | SD | Mean GS extension/left | SD | ICC - CI, 95% flexion, right, right |  | ICC - CI, 95% extension, left, left |  | Pearsons r |  | RMSE - degrees SD |  |  | bias - SD |  | bias - SD | limits of agreement (LoA) |  | Coefficient of determination (r2) |  | Coeficcient of multiple correlation (CMC) | ICC - CI, 95% flexion, right, right |  | ICC - CI, 95% extension, left, left |  | SEM |  | Coefficient of Variation (CV%) |  | LoA | Minimum Detectable Change (MDC) (degrees) |  | ICC - CI, 95% flexion, right, right |  | ICC - CI, 95% extension, left, left |  | SEM (degrees) |  | Coefficient of Variation (CV%) |  | LoA | Minimum Detectable Change (MDC)
Sagittal plane | Manual handling task | Yes | Flexion/extension angle | [14 empty] | 1.3 | [9 empty] | 1
Frontal plane | Manual handling task | Yes | Lateral flexion angles | [14 empty] | 1.5 | [9 empty] | 0.98
Transversal plane | Manual handling task | Yes | Axial rotation angles | [14 empty] | 3.6 | [9 empty] | 0.97
Other/not defined
Concurrent validity (ISB model) task 2
Measurement plane | Movement/task | Complex movement? | Kinematic outcome | Mean IMU Flexion/right | SD | Mean IMU extension/left | SD | Mean GS Flexion/right | SD | Mean GS extension/left | SD | ICC - CI, 95% flexion, right, right |  | ICC - CI, 95% extension, left, left |  | Pearsons r |  | RMSE - degrees SD |  |  | bias - SD |  | bias - SD | limits of agreement (LoA) |  | Coefficient of determination (r2) |  | Coeficcient of multiple correlation (CMC)
Sagittal plane | Controlled flexion/extension task |  | Flexion/extension angle | [14 empty] | 0.5
Frontal plane | Controlled lateral flexion/extension task |  | Lateral flexion angles | [14 empty] | 0.7
Transversal plane | Controlled axial rotation task |  | Axial rotation angles | [14 empty] | 1.0
Other/not defined
Concurrent validity (XSENS model)
Measurement plane | Movement/task | Complex movement? | Kinematic outcome | Mean IMU Flexion/right | SD | Mean IMU extension/left | SD | Mean GS Flexion/right | SD | Mean GS extension/left | SD | ICC - CI, 95% flexion, right, right |  | ICC - CI, 95% extension, left, left |  | Pearsons r |  | RMSE - degrees SD |  |  | bias - SD |  | bias - SD | limits of agreement (LoA) |  | Coefficient of determination (r2) |  | Coeficcient of multiple correlation (CMC)
Sagittal plane | Manual handling task | Yes | Flexion/extension angle | [14 empty] | 5.9 | [9 empty] | 0.93
Frontal plane | Manual handling task | Yes | Lateral flexion angles | [14 empty] | 4.5 | [9 empty] | 0.70
Transversal plane | Manual handling task | Yes | Axial rotation angles | [14 empty] | 4.4 | [9 empty] | 0.95
Other/not defined
Straaten 2019
Task | [11 empty] | Concurrent validity | [16 empty] | Test-retest reliability (between sessions/sensors removed) | [10 empty] | Test-retest reliability (within sessions)
Measurement plane | Movement/task | Complex movement? | Kinematic outcome | Mean IMU Flexion/right | SD | Mean IMU extension/left | SD | Mean GS Flexion/right | SD | Mean GS extension/left | SD | ICC - CI, 95% flexion, right, right |  | ICC - CI, 95% extension, left, left |  | Pearsons r |  | RMSE - degrees SD |  |  | bias - SD |  | bias - SD | limits of agreement (LoA) |  | Coefficient of determination (r2) |  | Coeficcient of multiple correlation (CMC) | ICC - CI, 95% flexion, right, right |  | ICC - CI, 95% extension, left, left |  | SEM |  | Coefficient of Variation (CV%) |  | LoA | Minimum Detectable Change (MDC) (degrees) |  | ICC - CI, 95% flexion, right, right |  | ICC - CI, 95% extension, left, left |  | SEM (degrees) |  | Coefficient of Variation (CV%) |  | LoA | Minimum Detectable Change (MDC)
Sagittal plane | Single leg squat separated in flexion and extension phase | Yes | Sagittal plane ROM angle | [25 empty] | 0.41 | 0 - 0,77 | 0.46 | 0 - 0,79 | 0.3 | 0.3 |  |  |  | 0.7 | 0.7 | 0.69 | 0,51 - 0,85 | 0.53 | 0,31 - 0,74 | 0.2 | 0.2 |  |  |  | 0.4 | 0.6
Frontal plane | Single leg squat separated in flexion and extension phase | Yes | Frontal plane ROM angle | [25 empty] | 0.79 | 0,47 - 0,92 | 0.86 | 0,66 - 0,95 | 0.3 | 0.2 |  |  |  | 0.8 | 0.6 | 0.73 | 0,56 - 0,87 | 0.55 | 0,34 - 0,76 | 0.3 | 0.3 |  |  |  | 0.8 | 0.9
Transversal plane | Single leg squat separated in flexion and extension phase | Yes | Transversal ROM angle | [25 empty] | 0.78 | 0,45 - 0,91 | 0.86 | 0,65 - 0,95 | 0.2 | 0.1 |  |  |  | 0.6 | 0.3 | 0.76 | 0,59 - 0,88 | 0.73 | 0,56 - 0,87 | 0.2 | 0.1 |  |  |  | 0.4 | 0.4
Other/not defined
Task 2
Measurement plane | Movement/task | Complex movement? | Kinematic outcome | Mean IMU Flexion/right | SD | Mean IMU extension/left | SD | Mean GS Flexion/right | SD | Mean GS extension/left | SD | ICC - CI, 95% flexion, right, right |  | ICC - CI, 95% extension, left, left |  | Pearsons r |  | RMSE - degrees SD |  |  | bias - SD |  | bias - SD | limits of agreement (LoA) |  | Coefficient of determination (r2) |  | Coeficcient of multiple correlation (CMC) | ICC - CI, 95% flexion, right, right |  | ICC - CI, 95% extension, left, left |  | SEM |  | Coefficient of Variation (CV%) |  | LoA | Minimum Detectable Change (MDC) (degrees) |  | ICC - CI, 95% flexion, right, right |  | ICC - CI, 95% extension, left, left |  | SEM (degrees) |  | Coefficient of Variation (CV%) |  | LoA | Minimum Detectable Change (MDC)
Sagittal plane | Sit to stand separated in flexion and extension phase | Yes | Sagittal plane ROM angle | [25 empty] | 0.61 | 0,01 - 0,85 | 0.63 | 0,06 - 0,85 | 1.2 | 1.1 |  |  |  | 3.2 | 3 | 0.95 | 0,91 - 0,98 | 0.96 | 0,93 - 0,98 | 0.4 | 0.3 |  |  |  | 1.1 | 0.9
Frontal plane | Sit to stand separated in flexion and extension phase | Yes | Frontal plane ROM angle | [25 empty] | 0.56 | 0 - 0,82 | 0.64 | 0,13 - 0,86 | 0.2 | 0.2 |  |  |  | 0.7 | 0.6 | 0.84 | 0,72 - 0,93 | 0.76 | 0,6 - 0,88 | 0.2 | 0.2 |  |  |  | 0.5 | 0.5
Transversal plane | Sit to stand separated in flexion and extension phase | Yes | Transversal ROM angle | [25 empty] | 0.26 | 0 - 0,56 | 0.14 | 0 - 0,67 | 0.3 | 0.3 |  |  |  | 0.8 | 0.7 | 0.82 | 0,69 - 0,92 | 0.56 | 0,34 - 0,76 | 0.2 | 0.2 |  |  |  | 0.4 | 0.6
Other/not defined
van der Straaten 2018
Task | [11 empty] | Concurrent validity | [16 empty] | Test-retest reliability (between sessions/sensors removed) | [10 empty] | Test-retest reliability (within sessions)
Measurement plane | Movement/task | Complex movement? | Kinematic outcome | Mean IMU Flexion/right | SD | Mean IMU extension/left | SD | Mean GS Flexion/right | SD | Mean GS extension/left | SD | ICC - CI, 95% flexion, right, right |  | ICC - CI, 95% extension, left, left |  | Pearsons r |  | RMSE - degrees SD |  |  | bias - SD |  | bias - SD | limits of agreement (LoA) |  | Coefficient of determination (r2) |  | Coeficcient of multiple correlation (CMC) | ICC - CI, 95% flexion, right, right |  | ICC - CI, 95% extension, left, left |  | SEM |  | Coefficient of Variation (CV%) |  | LoA | Minimum Detectable Change (MDC) (degrees) |  | ICC - CI, 95% flexion, right, right |  | ICC - CI, 95% extension, left, left |  | SEM (degrees) |  | Coefficient of Variation (CV%) |  | LoA | Minimum Detectable Change (MDC)
Sagittal plane | walking, forward lunge, sideward lunge, upstairs, downstairs | yes | [9 empty] | 0.71583 | [16 empty] | 0.71583 | 0.3024 |  |  | 0.45208 | 0.27752
Frontal plane | walking, forward lunge, sideward lunge, upstairs, downstairs | yes | [26 empty] | 0.71038 | 0.23018 |  |  | 0.36346 | 0.23266
Transversal plane | walking, forward lunge, sideward lunge, upstairs, downstairs | yes | [26 empty] | 0.59021 | 0.35558 |  |  | 0.4225 | 0.24539
Other/not defined