## Table S1
Keywords for N2O emission from wastewater
Anammox-related | GHG-related
anammox | greenhouse gas
partial nitrification-anammox | GHG
completely autotrophic nitrogen removal | nitrous oxide
deammonification | N2O
nitritation anammox | emission
autotrophic nitrogen removal | climate change
anaerobic ammonia oxidation | global warming
carbon footprint
tracer gas dispersion
online monitoring
flux chamber
on site monitoring
measurement
float chamber
off gas
sensor

## Table S2
Source | DOI | Scale | Configuration | Reactor | Reactor_short | Aeration Efficiency (kgO2/kWh) | Biomass | Biomass_short | Location | EF_Scope2 (kgCO2/kWh) | Volume (m3) | Biological Process | BP_short | Stoichiometric Oxygen Demand (kgO2/kgTN-remov) | Type of wastewater | Mitigation strategy | Nitrogen loading (original unit) | Nitrogen loading (kgN d-1) | Nitrogen loading (kgN m-3 d-1) | Influent NO3- (original unit) | Influent NO3- (mg/L) | Effluent NO3- (original unit) | Effluent NO3- (mg/L) | Influent NO2- (original unit) | Influent NO2- (mg/L) | Effluent NO2- (original unit) | Effluent NO2- (mg/L) | Influent NH4+ (original unit) | Influent NH4+ (mg/L) | Effluent NH4+ (original unit) | Effluent NH4+ (mg/L) | Influent TN (original unit) | Influent TN (mg/L) | TN removal (original unit) | Nitrogen Conversion Efficiency, NCE (%) | TN removal (kg) | N2O emission (original unit) | N2O accumulation (original unit) | N2O emission (kg) | N2O emission factor (original unit) | N2O emission factor (%, N2O-N/N removal) | N2O emission factor (%, N2O-N/TN-in) | N2O generation factor (original unit) | N2O generation factor (%, N2O-N/TN-removal) | N2O emission rate (original unit) | N2O emission rate (kg/m3/h) | Influent Alkalinity (mM) | Effluent Alkalinity (mM) | Influent COD (original unit) | Influent Soluble COD (mg/L) | COD removal (original unit) | COD removal (kg) | C/N (COD/TN) | Influent TOC (mg/L) | TOC removal (original unit) | TOC removal (kg) | HRT (h) | SRT (h) | f_redox (#aerated periods within an HRT) | R_on (%, total aerated fraction of a cycle) | Potential (V, vs SHE) | Currend Density (A/m2) | DO (mg/L) | Monitoring Time (min) | Startup time (d) | Temperature (K) | H_N2O_Tem | kLa_N2O_Tem (d-1) | Air Flow (m3/d) | N2O mass transfer (%) | Conductivity (mS cm-1) | pH | N2O measurement | MS_short | N2O Sampling | SP_short | N2O phase | Free nitrous acid dosing (mgN/L) | Free ammonia dosing (mgN/L) | MLSS (mg/L) | VSS (mg/L) | Sludge Production kgVSS/kgN | Sludge Reduction (% compared to N/DN) | Polymer usage (lb polymer/DT cludge cake) | Influent TSS (mg/L) | TSS removal (mg/L) | O2 comsuption (original unit) | O2 comsuption (kg O2 kg N removal -1) | Aeration rate (L h-1) | Aeration Energy Cost (kWh kg N removal -1) | Aeration Emission Factor (kgCO2 kg N removal -1) | External Carbon Source | External Salinity (e.g. NaCl, original unit) | External Salinity (e.g. NaCl, mM) | Stream | tier
Joss et al., 2009 | 10.1021/es900107w | Full | Single Stage | Sequencing Batch Reactor (SBR) | SBR | 2.5 | Flocculent Sludge (FS) | FS | Zurich, Switzerland | 0.16 | 1400 | Partial Nitrification / Anammox (PNA) | PNA | 2.2 | Domestic Wastewater | None | 625 | 625 | 0.44643 | 0.2 (mg N L-1) | 0.88571 | 5 mgN/L | 22.1429 | 0.2 (mg N L-1) | 0.65714 | 0.2 mgNO2-N/L | 0.65714 | 650 | 835.7143 | 30 mgN/L | 38.5714 | 650.4 | 1099.176 | output: NO3- 5, NO2- 0.2, NH4+ 30 mg N L-1 | 96.8% | 861.28 | 6.3 gN2O kgN removal -1 | NA | 5426.064 | 0.4% N2O-N/notrogen load | 0.40091 | 0.4 | NA | NA | 0.16149 | 0.16149 | NA | NA | 300 mg O2 L-1 | 300 | output: 190 mg O2 L-1 | 154 | 0.46125 | NA | NA | NA | 24 | 96 | 3 | 62.5 | NA | NA | 1 | NA | 180 | 298 | 1.6267 | 326.3912 | NA | NA | 5.5 | 7.8 | Fourier Transform Infrared Gas Analyzer (FTIR) | FTIR | Gas Sampling Pump (GSP) | GSP | Gas | 0 | 0 | 3400 | NA | NA | NA | NA | 250 | 100 | 1.9 | 1.9 | NA | 1 | 0.6 | none | 0 | 0 | Mainstream | PNA_Mainstream
Blum et al., 2018 | 10.1016/j.cej.2017.10.146 | Lab | Single Stage | Sequencing Batch Reactor (SBR) | SBR | 2.5 | Flocculent Sludge (FS) | FS | Lyngby, Denmark | 0.076 | 0.004 | Partial Nitrification / Anammox (PNA) | PNA | 2.2 | Synthetic Wastewater | Intermittent Aeration | 900 mg NH4+-N*L‚àí1*d‚àí1 | 0.0036 | 0.9 | 45.1087 | 199.7671 | 41.8478 | 185.3261 | NA | NA | NA | NA | 303.3708 | 390.0482 | 288.2022 | 370.5457 | 345.2186 | 345.2186 | 330.05 | 4.39% | 6.07e-05 | 0.7619 | 7.62e-07 | 7.62e-07 | 0.7991 | 0.91955 | 0.040404 | NA | NA | 2.38e-05 | 2.38e-05 | NA | NA | 0 | 0 | 0 | 0 | 0 | NA | NA | NA | 16 | NA | 15 | 93.75 | NA | NA | 0.24121 | 6.8415 | 90 | 298 | 1.6267 | 326.3912 | 2.88 | NA | NA | 7.4774 | Non-dispersive Infrared Spectroscopy (NDIR) | NDIR | Headspace | Headspace | Gas | 0 | 0 | NA | 1800 | NA | NA | NA | NA | NA | NA | NA | NA | NA | NA | none | 0 | 0 | Sidestream | PNA_Sidestream
Blum et al., 2018 | 10.1016/j.cej.2017.10.146 | Lab | Single Stage | Sequencing Batch Reactor (SBR) | SBR | 2.5 | Flocculent Sludge (FS) | FS | Lyngby, Denmark | 0.076 | 0.004 | Partial Nitrification / Anammox (PNA) | PNA | 2.2 | Synthetic Wastewater | Intermittent Aeration | 900 mg NH4+-N*L‚àí1*d‚àí1 | 0.0036 | 0.9 | 42.3913 | 187.7329 | 43.4783 | 192.5466 | NA | NA | NA | NA | 291.573 | 374.8796 | 266.2921 | 342.3756 | 335.0513 | 335.0513 | 309.77 | 7.55% | 0.00010112 | 0.71429 | 7.14e-07 | 7.14e-07 | 0.44949 | 0.50201 | 0.037879 | NA | NA | 2.23e-05 | 2.23e-05 | NA | NA | 0 | 0 | 0 | 0 | 0 | NA | NA | NA | 16 | NA | 15 | 93.75 | NA | NA | 0.24121 | 6.8415 | 90 | 298 | 1.6267 | 326.3912 | 2.88 | NA | NA | 7.4774 | Non-dispersive Infrared Spectroscopy (NDIR) | NDIR | Headspace | Headspace | Gas | 0 | 0 | NA | 1800 | NA | NA | NA | NA | NA | NA | NA | NA | NA | NA | none | 0 | 0 | Sidestream | PNA_Sidestream
Blum et al., 2018 | 10.1016/j.cej.2017.10.146 | Lab | Single Stage | Sequencing Batch Reactor (SBR) | SBR | 2.5 | Flocculent Sludge (FS) | FS | Lyngby, Denmark | 0.076 | 0.004 | Partial Nitrification / Anammox (PNA) | PNA | 2.2 | Synthetic Wastewater | Intermittent Aeration | 900 mg NH4+-N*L‚àí1*d‚àí1 | 0.0036 | 0.9 | 42.9348 | 190.1398 | 44.0217 | 194.9534 | NA | NA | NA | NA | 269.6629 | 346.7095 | 246.0674 | 316.3724 | 313.6847 | 313.6847 | 290.09 | 7.52% | 9.44e-05 | 0.70794 | 7.08e-07 | 7.08e-07 | 0.47732 | 0.49909 | 0.037542 | NA | NA | 2.21e-05 | 2.21e-05 | NA | NA | 0 | 0 | 0 | 0 | 0 | NA | NA | NA | 16 | NA | 15 | 93.75 | NA | NA | 0.24121 | 6.8415 | 90 | 298 | 1.6267 | 326.3912 | 2.88 | NA | NA | 7.4774 | Non-dispersive Infrared Spectroscopy (NDIR) | NDIR | Headspace | Headspace | Gas | 0 | 0 | NA | 1800 | NA | NA | NA | NA | NA | NA | NA | NA | NA | NA | none | 0 | 0 | Sidestream | PNA_Sidestream
Blum et al., 2018 | 10.1016/j.cej.2017.10.146 | Lab | Single Stage | Sequencing Batch Reactor (SBR) | SBR | 2.5 | Flocculent Sludge (FS) | FS | Lyngby, Denmark | 0.076 | 0.004 | Partial Nitrification / Anammox (PNA) | PNA | 2.2 | Synthetic Wastewater | Intermittent Aeration | 900 mg NH4+-N*L‚àí1*d‚àí1 | 0.0036 | 0.9 | 44.5652 | 197.3602 | 46.7391 | 206.9876 | NA | NA | NA | NA | 246.0674 | 316.3724 | 225.8427 | 290.3692 | 292.8065 | 292.8065 | 272.58 | 6.91% | 8.09e-05 | 0.70794 | 7.08e-07 | 7.08e-07 | 0.55687 | 0.54352 | 0.037542 | NA | NA | 2.21e-05 | 2.21e-05 | NA | NA | 0 | 0 | 0 | 0 | 0 | NA | NA | NA | 16 | NA | 15 | 93.75 | NA | NA | 0.24121 | 6.8415 | 90 | 298 | 1.6267 | 326.3912 | 2.88 | NA | NA | 7.4774 | Non-dispersive Infrared Spectroscopy (NDIR) | NDIR | Headspace | Headspace | Gas | 0 | 0 | NA | 1800 | NA | NA | NA | NA | NA | NA | NA | NA | NA | NA | none | 0 | 0 | Sidestream | PNA_Sidestream
Blum et al., 2018 | 10.1016/j.cej.2017.10.146 | Lab | Single Stage | Sequencing Batch Reactor (SBR) | SBR | 2.5 | Flocculent Sludge (FS) | FS | Lyngby, Denmark | 0.076 | 0.004 | Partial Nitrification / Anammox (PNA) | PNA | 2.2 | Synthetic Wastewater | Intermittent Aeration | 900 mg NH4+-N*L‚àí1*d‚àí1 | 0.0036 | 0.9 | 47.2826 | 209.3944 | 48.3696 | 214.2081 | NA | NA | NA | NA | 227.5281 | 292.5361 | 208.9888 | 268.6998 | 275.8977 | 275.8977 | 257.36 | 6.72% | 7.42e-05 | 0.6873 | 6.87e-07 | 6.87e-07 | 0.58979 | 0.54241 | 0.036448 | NA | NA | 2.15e-05 | 2.15e-05 | NA | NA | 0 | 0 | 0 | 0 | 0 | NA | NA | NA | 16 | NA | 15 | 93.75 | NA | NA | 0.24121 | 6.8415 | 90 | 298 | 1.6267 | 326.3912 | 2.88 | NA | NA | 7.4774 | Non-dispersive Infrared Spectroscopy (NDIR) | NDIR | Headspace | Headspace | Gas | 0 | 0 | NA | 1800 | NA | NA | NA | NA | NA | NA | NA | NA | NA | NA | none | 0 | 0 | Sidestream | PNA_Sidestream
Blum et al., 2018 | 10.1016/j.cej.2017.10.146 | Lab | Single Stage | Sequencing Batch Reactor (SBR) | SBR | 2.5 | Flocculent Sludge (FS) | FS | Lyngby, Denmark | 0.076 | 0.004 | Partial Nitrification / Anammox (PNA) | PNA | 2.2 | Synthetic Wastewater | Intermittent Aeration | 900 mg NH4+-N*L‚àí1*d‚àí1 | 0.0036 | 0.9 | 48.3696 | 214.2081 | 50.5435 | 223.8354 | NA | NA | NA | NA | 210.6742 | 270.8668 | 190.4494 | 244.8636 | 261.2176 | 261.2176 | 240.99 | 7.74% | 8.09e-05 | 0.64127 | 6.41e-07 | 6.41e-07 | 0.50443 | 0.43922 | 0.034007 | NA | NA | 2e-05 | 2e-05 | NA | NA | 0 | 0 | 0 | 0 | 0 | NA | NA | NA | 16 | NA | 15 | 93.75 | NA | NA | 0.24121 | 6.8415 | 90 | 298 | 1.6267 | 326.3912 | 2.88 | NA | NA | 7.4774 | Non-dispersive Infrared Spectroscopy (NDIR) | NDIR | Headspace | Headspace | Gas | 0 | 0 | NA | 1800 | NA | NA | NA | NA | NA | NA | NA | NA | NA | NA | none | 0 | 0 | Sidestream | PNA_Sidestream
Blum et al., 2018 | 10.1016/j.cej.2017.10.146 | Lab | Single Stage | Sequencing Batch Reactor (SBR) | SBR | 2.5 | Flocculent Sludge (FS) | FS | Lyngby, Denmark | 0.076 | 0.004 | Partial Nitrification / Anammox (PNA) | PNA | 2.2 | Synthetic Wastewater | Intermittent Aeration | 900 mg NH4+-N*L‚àí1*d‚àí1 | 0.0036 | 0.9 | 50.5435 | 223.8354 | 52.7174 | 233.4627 | NA | NA | NA | NA | 188.764 | 242.6966 | 168.5393 | 216.6934 | 241.4814 | 241.4814 | 221.26 | 8.38% | 8.09e-05 | 0.57778 | 5.78e-07 | 5.78e-07 | 0.45449 | 0.36584 | 0.03064 | NA | NA | 1.81e-05 | 1.81e-05 | NA | NA | 0 | 0 | 0 | 0 | 0 | NA | NA | NA | 16 | NA | 15 | 93.75 | NA | NA | 0.24121 | 6.8415 | 90 | 298 | 1.6267 | 326.3912 | 2.88 | NA | NA | 7.4774 | Non-dispersive Infrared Spectroscopy (NDIR) | NDIR | Headspace | Headspace | Gas | 0 | 0 | NA | 1800 | NA | NA | NA | NA | NA | NA | NA | NA | NA | NA | none | 0 | 0 | Sidestream | PNA_Sidestream
Blum et al., 2018 | 10.1016/j.cej.2017.10.146 | Lab | Single Stage | Sequencing Batch Reactor (SBR) | SBR | 2.5 | Flocculent Sludge (FS) | FS | Lyngby, Denmark | 0.076 | 0.004 | Partial Nitrification / Anammox (PNA) | PNA | 2.2 | Synthetic Wastewater | Intermittent Aeration | 900 mg NH4+-N*L‚àí1*d‚àí1 | 0.0036 | 0.9 | 53.8043 | 238.2764 | 54.3478 | 240.6832 | NA | NA | NA | NA | 170.2247 | 218.8604 | 144.9438 | 186.3563 | 224.5725 | 224.5725 | 199.29 | 11.26% | 0.00010112 | 0.52063 | 5.21e-07 | 5.21e-07 | 0.32763 | 0.24526 | 0.027609 | NA | NA | 1.63e-05 | 1.63e-05 | NA | NA | 0 | 0 | 0 | 0 | 0 | NA | NA | NA | 16 | NA | 15 | 93.75 | NA | NA | 0.24121 | 6.8415 | 90 | 298 | 1.6267 | 326.3912 | 2.88 | NA | NA | 7.4774 | Non-dispersive Infrared Spectroscopy (NDIR) | NDIR | Headspace | Headspace | Gas | 0 | 0 | NA | 1800 | NA | NA | NA | NA | NA | NA | NA | NA | NA | NA | none | 0 | 0 | Sidestream | PNA_Sidestream
Blum et al., 2018 | 10.1016/j.cej.2017.10.146 | Lab | Single Stage | Sequencing Batch Reactor (SBR) | SBR | 2.5 | Flocculent Sludge (FS) | FS | Lyngby, Denmark | 0.076 | 0.004 | Partial Nitrification / Anammox (PNA) | PNA | 2.2 | Synthetic Wastewater | Intermittent Aeration | 900 mg NH4+-N*L‚àí1*d‚àí1 | 0.0036 | 0.9 | 54.8913 | 243.0901 | 55.4348 | 245.4969 | NA | NA | NA | NA | 143.2584 | 184.1894 | 128.0899 | 164.687 | 198.6932 | 198.6932 | 183.52 | 7.63% | 6.07e-05 | 0.45238 | 4.52e-07 | 4.52e-07 | 0.47447 | 0.31424 | 0.02399 | NA | NA | 1.41e-05 | 1.41e-05 | NA | NA | 0 | 0 | 0 | 0 | 0 | NA | NA | NA | 16 | NA | 15 | 93.75 | NA | NA | 0.24121 | 6.8415 | 90 | 298 | 1.6267 | 326.3912 | 2.88 | NA | NA | 7.4774 | Non-dispersive Infrared Spectroscopy (NDIR) | NDIR | Headspace | Headspace | Gas | 0 | 0 | NA | 1800 | NA | NA | NA | NA | NA | NA | NA | NA | NA | NA | none | 0 | 0 | Sidestream | PNA_Sidestream
Blum et al., 2018 | 10.1016/j.cej.2017.10.146 | Lab | Single Stage | Sequencing Batch Reactor (SBR) | SBR | 2.5 | Flocculent Sludge (FS) | FS | Lyngby, Denmark | 0.076 | 0.004 | Partial Nitrification / Anammox (PNA) | PNA | 2.2 | Synthetic Wastewater | Intermittent Aeration | 900 mg NH4+-N*L‚àí1*d‚àí1 | 0.0036 | 0.9 | 57.0652 | 252.7174 | 57.6087 | 255.1242 | NA | NA | NA | NA | 129.7753 | 166.8539 | 104.4944 | 134.3499 | 187.384 | 187.384 | 162.1 | 13.49% | 0.00010112 | 0.40476 | 4.05e-07 | 4.05e-07 | 0.25471 | 0.1591 | 0.021465 | NA | NA | 1.26e-05 | 1.26e-05 | NA | NA | 0 | 0 | 0 | 0 | 0 | NA | NA | NA | 16 | NA | 15 | 93.75 | NA | NA | 0.24121 | 6.8415 | 90 | 298 | 1.6267 | 326.3912 | 2.88 | NA | NA | 7.4774 | Non-dispersive Infrared Spectroscopy (NDIR) | NDIR | Headspace | Headspace | Gas | 0 | 0 | NA | 1800 | NA | NA | NA | NA | NA | NA | NA | NA | NA | NA | none | 0 | 0 | Sidestream | PNA_Sidestream
Blum et al., 2018 | 10.1016/j.cej.2017.10.146 | Lab | Single Stage | Sequencing Batch Reactor (SBR) | SBR | 2.5 | Flocculent Sludge (FS) | FS | Lyngby, Denmark | 0.076 | 0.004 | Partial Nitrification / Anammox (PNA) | PNA | 2.2 | Synthetic Wastewater | Intermittent Aeration | 900 mg NH4+-N*L‚àí1*d‚àí1 | 0.0036 | 0.9 | 58.1522 | 257.5311 | 60.8696 | 269.5652 | NA | NA | NA | NA | 102.809 | 132.183 | 80.8989 | 104.0128 | 163.6786 | 163.6786 | 141.77 | 13.39% | 8.76e-05 | 0.29841 | 2.98e-07 | 2.98e-07 | 0.21668 | 0.11822 | 0.015825 | NA | NA | 9.33e-06 | 9.33e-06 | NA | NA | 0 | 0 | 0 | 0 | 0 | NA | NA | NA | 16 | NA | 15 | 93.75 | NA | NA | 0.24121 | 6.8415 | 90 | 298 | 1.6267 | 326.3912 | 2.88 | NA | NA | 7.4774 | Non-dispersive Infrared Spectroscopy (NDIR) | NDIR | Headspace | Headspace | Gas | 0 | 0 | NA | 1800 | NA | NA | NA | NA | NA | NA | NA | NA | NA | NA | none | 0 | 0 | Sidestream | PNA_Sidestream
Blum et al., 2018 | 10.1016/j.cej.2017.10.146 | Lab | Single Stage | Sequencing Batch Reactor (SBR) | SBR | 2.5 | Flocculent Sludge (FS) | FS | Lyngby, Denmark | 0.076 | 0.004 | Partial Nitrification / Anammox (PNA) | PNA | 2.2 | Synthetic Wastewater | Intermittent Aeration | 900 mg NH4+-N*L‚àí1*d‚àí1 | 0.0036 | 0.9 | 60.8696 | 269.5652 | 63.0435 | 279.1925 | NA | NA | NA | NA | 82.5843 | 106.1798 | 58.9888 | 75.8427 | 145.6277 | 145.6277 | 122.03 | 16.2% | 9.44e-05 | 0.17937 | 1.79e-07 | 1.79e-07 | 0.12094 | 0.058705 | 0.0095118 | NA | NA | 5.61e-06 | 5.61e-06 | NA | NA | 0 | 0 | 0 | 0 | 0 | NA | NA | NA | 16 | NA | 15 | 93.75 | NA | NA | 0.24121 | 6.8415 | 90 | 298 | 1.6267 | 326.3912 | 2.88 | NA | NA | 7.4774 | Non-dispersive Infrared Spectroscopy (NDIR) | NDIR | Headspace | Headspace | Gas | 0 | 0 | NA | 1800 | NA | NA | NA | NA | NA | NA | NA | NA | NA | NA | none | 0 | 0 | Sidestream | PNA_Sidestream
Blum et al., 2018 | 10.1016/j.cej.2017.10.146 | Lab | Single Stage | Sequencing Batch Reactor (SBR) | SBR | 2.5 | Flocculent Sludge (FS) | FS | Lyngby, Denmark | 0.076 | 0.004 | Partial Nitrification / Anammox (PNA) | PNA | 2.2 | Synthetic Wastewater | Intermittent Aeration | 900 mg NH4+-N*L‚àí1*d‚àí1 | 0.0036 | 0.9 | 63.0435 | 279.1925 | 65.7609 | 291.2267 | NA | NA | NA | NA | 57.3034 | 73.6758 | 37.0787 | 47.6726 | 123.0642 | 123.0642 | 102.84 | 16.43% | 8.09e-05 | 0.16825 | 1.68e-07 | 1.68e-07 | 0.13235 | 0.054292 | 0.0089226 | NA | NA | 5.26e-06 | 5.26e-06 | NA | NA | 0 | 0 | 0 | 0 | 0 | NA | NA | NA | 16 | NA | 15 | 93.75 | NA | NA | 0.24121 | 6.8415 | 90 | 298 | 1.6267 | 326.3912 | 2.88 | NA | NA | 7.4774 | Non-dispersive Infrared Spectroscopy (NDIR) | NDIR | Headspace | Headspace | Gas | 0 | 0 | NA | 1800 | NA | NA | NA | NA | NA | NA | NA | NA | NA | NA | none | 0 | 0 | Sidestream | PNA_Sidestream
Blum et al., 2018 | 10.1016/j.cej.2017.10.146 | Lab | Single Stage | Sequencing Batch Reactor (SBR) | SBR | 2.5 | Flocculent Sludge (FS) | FS | Lyngby, Denmark | 0.076 | 0.004 | Partial Nitrification / Anammox (PNA) | PNA | 2.2 | Synthetic Wastewater | Intermittent Aeration | 900 mg NH4+-N*L‚àí1*d‚àí1 | 0.0036 | 0.9 | 66.3043 | 293.6335 | 67.9348 | 300.854 | NA | NA | NA | NA | 37.0787 | 47.6726 | 15.1685 | 19.5024 | 105.0134 | 105.0134 | 83.1 | 20.86% | 8.76e-05 | 0.22857 | 2.29e-07 | 2.29e-07 | 0.16597 | 0.058096 | 0.012121 | NA | NA | 7.14e-06 | 7.14e-06 | NA | NA | 0 | 0 | 0 | 0 | 0 | NA | NA | NA | 16 | NA | 15 | 93.75 | NA | NA | 0.24121 | 6.8415 | 90 | 298 | 1.6267 | 326.3912 | 2.88 | NA | NA | 7.4774 | Non-dispersive Infrared Spectroscopy (NDIR) | NDIR | Headspace | Headspace | Gas | 0 | 0 | NA | 1800 | NA | NA | NA | NA | NA | NA | NA | NA | NA | NA | none | 0 | 0 | Sidestream | PNA_Sidestream
Blum et al., 2018 | 10.1016/j.cej.2017.10.146 | Lab | Single Stage | Sequencing Batch Reactor (SBR) | SBR | 2.5 | Flocculent Sludge (FS) | FS | Lyngby, Denmark | 0.076 | 0.004 | Partial Nitrification / Anammox (PNA) | PNA | 2.2 | Synthetic Wastewater | Intermittent Aeration | 900 mg NH4+-N*L‚àí1*d‚àí1 | 0.0036 | 0.9 | 67.9348 | 300.854 | 70.6522 | 312.8882 | NA | NA | NA | NA | 15.1685 | 19.5024 | 5.0562 | 6.5008 | 85.8207 | 85.8207 | 75.71 | 11.78% | 4.04e-05 | 0.1127 | 1.13e-07 | 1.13e-07 | 0.1773 | 0.05072 | 0.0059764 | NA | NA | 3.52e-06 | 3.52e-06 | NA | NA | 0 | 0 | 0 | 0 | 0 | NA | NA | NA | 16 | NA | 15 | 93.75 | NA | NA | 0.24121 | 6.8415 | 90 | 298 | 1.6267 | 326.3912 | 2.88 | NA | NA | 7.4774 | Non-dispersive Infrared Spectroscopy (NDIR) | NDIR | Headspace | Headspace | Gas | 0 | 0 | NA | 1800 | NA | NA | NA | NA | NA | NA | NA | NA | NA | NA | none | 0 | 0 | Sidestream | PNA_Sidestream
Blum et al., 2018 | 10.1016/j.cej.2017.10.146 | Lab | Single Stage | Sequencing Batch Reactor (SBR) | SBR | 2.5 | Flocculent Sludge (FS) | FS | Lyngby, Denmark | 0.076 | 0.004 | Partial Nitrification / Anammox (PNA) | PNA | 2.2 | Synthetic Wastewater | Intermittent Aeration | 900 mg NH4+-N*L‚àí1*d‚àí1 | 0.0036 | 0.9 | 64.3777 | 285.1012 | 60.0858 | 266.0944 | 0.2087 | 0.68571 | 0.052174 | 0.17143 | 11.1111 | 14.2857 | 72.2222 | 92.8571 | 71.4056 | 71.4056 | 132.36 | -85.36% | 0.00024382 | 1.3117 | 1.31e-06 | 1.31e-06 | 0.34236 | -0.24446 | 0.20868 | NA | NA | 0.00012297 | 0.00012297 | NA | NA | 0 | 0 | 0 | 0 | 0 | NA | NA | NA | 16 | NA | 5 | 93.75 | NA | NA | 0.70039 | 129.1023 | 90 | 298 | 1.6267 | 326.3912 | 2.88 | NA | NA | 7.0581 | Non-dispersive Infrared Spectroscopy (NDIR) | NDIR | Headspace | Headspace | Gas | 0 | 0 | NA | 1800 | NA | NA | NA | NA | NA | NA | NA | NA | NA | NA | none | 0 | 0 | Sidestream | PNA_Sidestream
Blum et al., 2018 | 10.1016/j.cej.2017.10.146 | Lab | Single Stage | Sequencing Batch Reactor (SBR) | SBR | 2.5 | Flocculent Sludge (FS) | FS | Lyngby, Denmark | 0.076 | 0.004 | Partial Nitrification / Anammox (PNA) | PNA | 2.2 | Synthetic Wastewater | Intermittent Aeration | 900 mg NH4+-N*L‚àí1*d‚àí1 | 0.0036 | 0.9 | 60.0858 | 266.0944 | 60.515 | 267.9951 | 0.10435 | 0.34286 | 0.31304 | 1.0286 | 72.2222 | 92.8571 | 61.5385 | 79.1209 | 132.8416 | 132.8416 | 122.37 | 7.89% | 4.19e-05 | 1.1167 | 1.12e-06 | 1.12e-06 | 1.696 | 2.253 | 0.17766 | NA | NA | 0.00010469 | 0.00010469 | NA | NA | 0 | 0 | 0 | 0 | 0 | NA | NA | NA | 16 | NA | 5 | 93.75 | NA | NA | 0.70039 | 129.1023 | 90 | 298 | 1.6267 | 326.3912 | 2.88 | NA | NA | 7.0581 | Non-dispersive Infrared Spectroscopy (NDIR) | NDIR | Headspace | Headspace | Gas | 0 | 0 | NA | 1800 | NA | NA | NA | NA | NA | NA | NA | NA | NA | NA | none | 0 | 0 | Sidestream | PNA_Sidestream
Blum et al., 2018 | 10.1016/j.cej.2017.10.146 | Lab | Single Stage | Sequencing Batch Reactor (SBR) | SBR | 2.5 | Flocculent Sludge (FS) | FS | Lyngby, Denmark | 0.076 | 0.004 | Partial Nitrification / Anammox (PNA) | PNA | 2.2 | Synthetic Wastewater | Intermittent Aeration | 900 mg NH4+-N*L‚àí1*d‚àí1 | 0.0036 | 0.9 | 60.515 | 267.9951 | 61.8026 | 273.6971 | 0.31304 | 1.0286 | 0.28696 | 0.94286 | 61.9658 | 79.6703 | 44.4444 | 57.1429 | 124.0814 | 124.0814 | 106.53 | 14.14% | 7.02e-05 | 0.70821 | 7.08e-07 | 7.08e-07 | 0.64209 | 0.79671 | 0.11267 | NA | NA | 6.64e-05 | 6.64e-05 | NA | NA | 0 | 0 | 0 | 0 | 0 | NA | NA | NA | 16 | NA | 5 | 93.75 | NA | NA | 0.70039 | 129.1023 | 90 | 298 | 1.6267 | 326.3912 | 2.88 | NA | NA | 7.0581 | Non-dispersive Infrared Spectroscopy (NDIR) | NDIR | Headspace | Headspace | Gas | 0 | 0 | NA | 1800 | NA | NA | NA | NA | NA | NA | NA | NA | NA | NA | none | 0 | 0 | Sidestream | PNA_Sidestream
Blum et al., 2018 | 10.1016/j.cej.2017.10.146 | Lab | Single Stage | Sequencing Batch Reactor (SBR) | SBR | 2.5 | Flocculent Sludge (FS) | FS | Lyngby, Denmark | 0.076 | 0.004 | Partial Nitrification / Anammox (PNA) | PNA | 2.2 | Synthetic Wastewater | Intermittent Aeration | 900 mg NH4+-N*L‚àí1*d‚àí1 | 0.0036 | 0.9 | 61.8026 | 273.6971 | 62.6609 | 277.4985 | 0.31304 | 1.0286 | 0.23478 | 0.77143 | 44.4444 | 57.1429 | 25.641 | 32.967 | 107.4184 | 107.4184 | 88.54 | 17.58% | 7.55e-05 | 0.33255 | 3.33e-07 | 3.33e-07 | 0.2802 | 0.30098 | 0.052906 | NA | NA | 3.12e-05 | 3.12e-05 | NA | NA | 0 | 0 | 0 | 0 | 0 | NA | NA | NA | 16 | NA | 5 | 93.75 | NA | NA | 0.70039 | 129.1023 | 90 | 298 | 1.6267 | 326.3912 | 2.88 | NA | NA | 7.0581 | Non-dispersive Infrared Spectroscopy (NDIR) | NDIR | Headspace | Headspace | Gas | 0 | 0 | NA | 1800 | NA | NA | NA | NA | NA | NA | NA | NA | NA | NA | none | 0 | 0 | Sidestream | PNA_Sidestream
Blum et al., 2018 | 10.1016/j.cej.2017.10.146 | Lab | Single Stage | Sequencing Batch Reactor (SBR) | SBR | 2.5 | Flocculent Sludge (FS) | FS | Lyngby, Denmark | 0.076 | 0.004 | Partial Nitrification / Anammox (PNA) | PNA | 2.2 | Synthetic Wastewater | Intermittent Aeration | 900 mg NH4+-N*L‚àí1*d‚àí1 | 0.0036 | 0.9 | 63.5193 | 281.2998 | 65.6652 | 290.8032 | 0.2087 | 0.68571 | 0.23478 | 0.77143 | 26.0684 | 33.5165 | 10.6838 | 13.7363 | 91.9423 | 91.9423 | 76.58 | 16.7% | 6.14e-05 | 0.053372 | 5.34e-08 | 5.34e-08 | 0.055286 | 0.050831 | 0.0084911 | NA | NA | 5e-06 | 5e-06 | NA | NA | 0 | 0 | 0 | 0 | 0 | NA | NA | NA | 16 | NA | 5 | 93.75 | NA | NA | 0.70039 | 129.1023 | 90 | 298 | 1.6267 | 326.3912 | 2.88 | NA | NA | 7.0581 | Non-dispersive Infrared Spectroscopy (NDIR) | NDIR | Headspace | Headspace | Gas | 0 | 0 | NA | 1800 | NA | NA | NA | NA | NA | NA | NA | NA | NA | NA | none | 0 | 0 | Sidestream | PNA_Sidestream
Liu et al., 2018 | 10.1039/c8ra03032d | Lab | Single Stage | Sequencing Batch Reactor (SBR) | SBR | 2.5 | Flocculent Sludge (FS) | FS | Jinan, China | 0.6838 | 0.006 | Partial Nitrification (PN) | PN | 3.43 | Synthetic Wastewater | None | 450 mg NH4 /L, 12 h HRT, 50% fresh exchange ratio | 0.00315 | 0.525 | 0 | 0 | 53 | 53 | 0 | 0 | 250 | 250 | 450 mg/L | 450 | 225 | 225 | 450 mg/L NH4+ | 350 | effluent: NH4 225 mg/L, NO2- 250 mg/L, NO3- 53 mg/L | 50% | 0.00052167 | 8.9325 | 19.3243 | 5.36e-08 | 0.037043 | 3.4594 | 1.7297 | NA | NA | 4.51e-10 | 0.00059459 | NA | NA | 0 | 0 | 0 | 0 | 0 | NA | NA | NA | 12 | NA | 2 | 94.4444 | NA | NA | 0.575 | 330.3597 | 35 | 299 | 1.6707 | 334.2246 | NA | NA | NA | 8 | Gas Chromatography (GC) | GC | Gas Sampling Pump (GSP) | GSP | Gas | 0 | 0 | 3160 | NA | NA | NA | NA | NA | NA | NA | NA | NA | NA | NA | none | 0 | 0 | Sidestream | PN_Sidestream
de Graaff et al., 2011 | 10.1016/j.watres.2010.08.010 | Lab | Single Stage | Sequencing Batch Reactor (SBR) | SBR | 2.5 | Flocculent Sludge (FS) | FS | Leeuwarden, The Netherlands | 0.442 | 0.005 | Anammox (AMX) | AMX | 0 | Black Water | None | 0.3799308 gN/L/d | 0.0018995 | 0.3799 | 6 | 6 | 0.11 NO3-N/NH4-N produced (mol/mol) | 48.1872 | 483 | 483 | 25.6410256 mgNO2-N/L | 84.2491 | 408 | 408 | 94% removal | 383.52 | 897 | 897 | 0.32802768 gN/L/d | 86.34% | 0.00082 | 3.06e-05 | 3.06e-05 | 3.06e-05 | 1.02418605 (N2O%of TN load) | 1.186 | 1.024 | NA | NA | 0.00050943 | 0.00050943 | NA | NA | 459 | 389 | 1.1 % removal | 2.1395e-05 | 0.43367 | 191 | NA | NA | 12 | 1320 | 1 | 0 | NA | NA | NA | NA | 118.6719 | 308 | 2.1065 | 413.75 | 0 | NA | NA | 7.8 | Gas Chromatography (GC) | GC | Headspace | Headspace | Gas | 0 | 0 | NA | 1700 | NA | NA | NA | 2100 | NA | NA | NA | 0 | NA | NA | none | 0 | 0 | Sidestream | AMX_Sidestream
de Graaff et al., 2011 | 10.1016/j.watres.2010.08.010 | Lab | Single Stage | Sequencing Batch Reactor (SBR) | SBR | 2.5 | Flocculent Sludge (FS) | FS | Leeuwarden, The Netherlands | 0.442 | 0.005 | Anammox (AMX) | AMX | 0 | Black Water | None | 0.31349 | 0.0015675 | 0.31349 | 6 | 6 | 0.11 | 48.1872 | 483 | 483 | 19.7669 | 64.9484 | 408 | 408 | 94% | 383.52 | 897 | 897 | 0.27612 | 88.08% | 0.00069031 | 2.19e-05 | 5.25e-05 | 2.19e-05 | 0.89023 | 1.0107 | 0.89023 | NA | NA | 0.00036547 | 0.00036547 | NA | NA | 459 | 389 | 1.1% | 2.1395e-05 | 0.43367 | 191 | NA | NA | 12 | 1320 | 1 | 0 | NA | NA | NA | NA | 123.0725 | 308 | 2.1065 | 413.75 | 0 | NA | NA | 7.8 | Gas Chromatography (GC) | GC | Headspace | Headspace | Gas | 0 | 0 | NA | 1700 | NA | NA | NA | 2100 | NA | NA | NA | 0 | NA | NA | none | 0 | 0 | Sidestream | AMX_Sidestream
de Graaff et al., 2011 | 10.1016/j.watres.2010.08.010 | Lab | Single Stage | Sequencing Batch Reactor (SBR) | SBR | 2.5 | Flocculent Sludge (FS) | FS | Leeuwarden, The Netherlands | 0.442 | 0.005 | Anammox (AMX) | AMX | 0 | Black Water | None | 0.26678 | 0.0013339 | 0.26678 | 6 | 6 | 0.11 | 48.1872 | 483 | 483 | 1.958 | 6.4336 | 408 | 408 | 94% | 383.52 | 897 | 897 | 0.23979 | 89.88% | 0.00059948 | 8.25e-06 | 6.07e-05 | 8.25e-06 | 0.39349 | 0.43778 | 0.39349 | NA | NA | 0.00013747 | 0.00013747 | NA | NA | 459 | 389 | 1.1% | 2.1395e-05 | 0.43367 | 191 | NA | NA | 12 | 1320 | 1 | 0 | NA | NA | NA | NA | 152.5434 | 308 | 2.1065 | 413.75 | 0 | NA | NA | 7.8 | Gas Chromatography (GC) | GC | Headspace | Headspace | Gas | 0 | 0 | NA | 1400 | NA | NA | NA | 1800 | NA | NA | NA | 0 | NA | NA | none | 0 | 0 | Sidestream | AMX_Sidestream
de Graaff et al., 2011 | 10.1016/j.watres.2010.08.010 | Lab | Single Stage | Sequencing Batch Reactor (SBR) | SBR | 2.5 | Flocculent Sludge (FS) | FS | Leeuwarden, The Netherlands | 0.442 | 0.005 | Anammox (AMX) | AMX | 0 | Black Water | None | 0.3436 | 0.001718 | 0.3436 | 6 | 6 | 0.11 | 48.1872 | 483 | 483 | 0.74592 | 2.4509 | 408 | 408 | 94% | 383.52 | 897 | 897 | 0.31349 | 91.24% | 0.00078374 | 1.96e-06 | 6.27e-05 | 1.96e-06 | 0.072558 | 0.079526 | 0.072558 | NA | NA | 3.26e-05 | 3.26e-05 | NA | NA | 459 | 389 | 1.1% | 2.1395e-05 | 0.43367 | 191 | NA | NA | 12 | 1320 | 1 | 0 | NA | NA | NA | NA | 176.4117 | 308 | 2.1065 | 413.75 | 0 | NA | NA | 7.8 | Gas Chromatography (GC) | GC | Headspace | Headspace | Gas | 0 | 0 | NA | 1300 | NA | NA | NA | 1800 | NA | NA | NA | 0 | NA | NA | none | 0 | 0 | Sidestream | AMX_Sidestream
de Graaff et al., 2011 | 10.1016/j.watres.2010.08.010 | Lab | Single Stage | Sequencing Batch Reactor (SBR) | SBR | 2.5 | Flocculent Sludge (FS) | FS | Leeuwarden, The Netherlands | 0.442 | 0.005 | Anammox (AMX) | AMX | 0 | Black Water | None | 0.086159 | 0.0004308 | 0.086159 | 6 | 6 | 0.11 | 48.1872 | 483 | 483 | 6.1538 | 20.2198 | 408 | 408 | 94% | 383.52 | 897 | 897 | 0.077855 | 90.36% | 0.00019464 | 5.48e-06 | 6.82e-05 | 5.48e-06 | 0.8093 | 0.89563 | 0.8093 | NA | NA | 9.13e-05 | 9.13e-05 | NA | NA | 459 | 389 | 1.1% | 2.1395e-05 | 0.43367 | 191 | NA | NA | 12 | 1320 | 1 | 0 | NA | NA | NA | NA | 235.1784 | 308 | 2.1065 | 413.75 | 0 | NA | NA | 7.8 | Gas Chromatography (GC) | GC | Headspace | Headspace | Gas | 0 | 0 | NA | 1900 | NA | NA | NA | 1200 | NA | NA | NA | 0 | NA | NA | none | 0 | 0 | Sidestream | AMX_Sidestream
de Graaff et al., 2011 | 10.1016/j.watres.2010.08.010 | Lab | Single Stage | Sequencing Batch Reactor (SBR) | SBR | 2.5 | Flocculent Sludge (FS) | FS | Leeuwarden, The Netherlands | 0.442 | 0.005 | Anammox (AMX) | AMX | 0 | Black Water | None | 0.11003 | 0.00055017 | 0.11003 | 6 | 6 | 0.11 | 49.9824 | 483 | 483 | 2.9837 | 9.8035 | 408 | 408 | 98% | 399.84 | 897 | 897 | 0.10277 | 93.4% | 0.00025692 | 4.9e-06 | 7.31e-05 | 4.9e-06 | 0.56651 | 0.60657 | 0.56651 | NA | NA | 8.16e-05 | 8.16e-05 | NA | NA | 459 | 389 | 3.2% | 6.224e-05 | 0.43367 | 191 | NA | NA | 12 | 1320 | 1 | 0 | NA | NA | NA | NA | 245.1596 | 308 | 2.1065 | 413.75 | 0 | NA | NA | 7.8 | Gas Chromatography (GC) | GC | Headspace | Headspace | Gas | 0 | 0 | NA | 1900 | NA | NA | NA | 1200 | NA | NA | NA | 0 | NA | NA | none | 0 | 0 | Sidestream | AMX_Sidestream
de Graaff et al., 2011 | 10.1016/j.watres.2010.08.010 | Lab | Single Stage | Sequencing Batch Reactor (SBR) | SBR | 2.5 | Flocculent Sludge (FS) | FS | Leeuwarden, The Netherlands | 0.442 | 0.005 | Anammox (AMX) | AMX | 0 | Black Water | None | 0.1391 | 0.0006955 | 0.1391 | 6 | 6 | 0.11 | 49.9824 | 483 | 483 | 0.37296 | 1.2254 | 408 | 408 | 98% | 399.84 | 897 | 897 | 0.12664 | 91.04% | 0.00031661 | 2.1e-06 | 7.52e-05 | 2.1e-06 | 0.19256 | 0.2115 | 0.19256 | NA | NA | 3.51e-05 | 3.51e-05 | NA | NA | 459 | 389 | 3.2% | 6.224e-05 | 0.43367 | 191 | NA | NA | 12 | 1320 | 1 | 0 | NA | NA | NA | NA | 256.7681 | 308 | 2.1065 | 413.75 | 0 | NA | NA | 7.8 | Gas Chromatography (GC) | GC | Headspace | Headspace | Gas | 0 | 0 | NA | 1900 | NA | NA | NA | 1200 | NA | NA | NA | 0 | NA | NA | none | 0 | 0 | Sidestream | AMX_Sidestream
de Graaff et al., 2011 | 10.1016/j.watres.2010.08.010 | Lab | Single Stage | Sequencing Batch Reactor (SBR) | SBR | 2.5 | Flocculent Sludge (FS) | FS | Leeuwarden, The Netherlands | 0.442 | 0.005 | Anammox (AMX) | AMX | 0 | Black Water | None | 0.17439 | 0.00087197 | 0.17439 | 6 | 6 | 0.11 | 49.9824 | 483 | 483 | 0.83916 | 2.7572 | 408 | 408 | 98% | 399.84 | 897 | 897 | 0.15779 | 90.48% | 0.00039446 | 9.94e-07 | 7.62e-05 | 9.94e-07 | 0.072558 | 0.080196 | 0.072558 | NA | NA | 1.66e-05 | 1.66e-05 | NA | NA | 459 | 389 | 3.2% | 6.224e-05 | 0.43367 | 191 | NA | NA | 12 | 1320 | 1 | 0 | NA | NA | NA | NA | 263.1444 | 308 | 2.1065 | 413.75 | 0 | NA | NA | 7.8 | Gas Chromatography (GC) | GC | Headspace | Headspace | Gas | 0 | 0 | NA | 1900 | NA | NA | NA | 1200 | NA | NA | NA | 0 | NA | NA | none | 0 | 0 | Sidestream | AMX_Sidestream
de Graaff et al., 2011 | 10.1016/j.watres.2010.08.010 | Lab | Single Stage | Sequencing Batch Reactor (SBR) | SBR | 2.5 | Flocculent Sludge (FS) | FS | Leeuwarden, The Netherlands | 0.442 | 0.005 | Anammox (AMX) | AMX | 0 | Black Water | None | 0.20761 | 0.0010381 | 0.20761 | 6 | 6 | 0.11 | 49.9824 | 483 | 483 | 1.3054 | 4.289 | 408 | 408 | 98% | 399.84 | 897 | 897 | 0.18997 | 91.5% | 0.00047491 | 3.19e-07 | 7.65e-05 | 3.19e-07 | 0.019535 | 0.02135 | 0.019535 | NA | NA | 5.31e-06 | 5.31e-06 | NA | NA | 459 | 389 | 3.2% | 6.224e-05 | 0.43367 | 191 | NA | NA | 12 | 1320 | 1 | 0 | NA | NA | NA | NA | 280.1916 | 308 | 2.1065 | 413.75 | 0 | NA | NA | 7.8 | Gas Chromatography (GC) | GC | Headspace | Headspace | Gas | 0 | 0 | NA | 750 | NA | NA | NA | 1200 | NA | NA | NA | 0 | NA | NA | none | 0 | 0 | Sidestream | AMX_Sidestream
de Graaff et al., 2011 | 10.1016/j.watres.2010.08.010 | Lab | Single Stage | Sequencing Batch Reactor (SBR) | SBR | 2.5 | Flocculent Sludge (FS) | FS | Leeuwarden, The Netherlands | 0.442 | 0.004 | Anammox (AMX) | AMX | 0 | Black Water | None | 0.44118 | 0.0017647 | 0.44118 | 6 | 6 | 0.15 | 62.304 | 483 | 483 | 0.26316 | 0.86466 | 408 | 408 | 92% | 375.36 | 897 | 897 | 0.39202 | 88.86% | 0.00078403 | 1.09e-07 | 1.09e-07 | 1.09e-07 | 0.0039216 | 0.0044133 | 0.0039216 | NA | NA | 2.27e-06 | 2.27e-06 | NA | NA | 459 | 389 | 4.6% | 7.1576e-05 | 0.43367 | 191 | NA | NA | 12 | 1320 | 1 | 0 | NA | NA | NA | NA | 174.9348 | 298 | 1.6267 | 326.3912 | 0 | NA | NA | 7.7 | Gas Chromatography (GC) | GC | Headspace | Headspace | Gas | 0 | 0 | NA | NA | NA | NA | NA | NA | NA | NA | NA | 0 | NA | NA | none | 0 | 0 | Sidestream | AMX_Sidestream
de Graaff et al., 2011 | 10.1016/j.watres.2010.08.010 | Lab | Single Stage | Sequencing Batch Reactor (SBR) | SBR | 2.5 | Flocculent Sludge (FS) | FS | Leeuwarden, The Netherlands | 0.442 | 0.004 | Anammox (AMX) | AMX | 0 | Black Water | None | 0.3416 | 0.0013664 | 0.3416 | 6 | 6 | 0.15 | 62.304 | 483 | 483 | 0.90226 | 2.9646 | 408 | 408 | 92% | 375.36 | 897 | 897 | 0.29118 | 85.24% | 0.00058235 | 8.42e-08 | 1.93e-07 | 8.42e-08 | 0.0039216 | 0.0046006 | 0.0039216 | NA | NA | 1.75e-06 | 1.75e-06 | NA | NA | 459 | 389 | 4.6% | 7.1576e-05 | 0.43367 | 191 | NA | NA | 12 | 1320 | 1 | 0 | NA | NA | NA | NA | 213.8696 | 298 | 1.6267 | 326.3912 | 0 | NA | NA | 7.7 | Gas Chromatography (GC) | GC | Headspace | Headspace | Gas | 0 | 0 | NA | NA | NA | NA | NA | NA | NA | NA | NA | 0 | NA | NA | none | 0 | 0 | Sidestream | AMX_Sidestream
de Graaff et al., 2011 | 10.1016/j.watres.2010.08.010 | Lab | Single Stage | Sequencing Batch Reactor (SBR) | SBR | 2.5 | Flocculent Sludge (FS) | FS | Leeuwarden, The Netherlands | 0.442 | 0.004 | Anammox (AMX) | AMX | 0 | Black Water | None | 0.39076 | 0.001563 | 0.39076 | 6 | 6 | 0.15 | 62.304 | 483 | 483 | 6.1654 | 20.2578 | 408 | 408 | 92% | 375.36 | 897 | 897 | 0.34034 | 87.1% | 0.00068067 | 5.78e-06 | NA | 5.78e-06 | 0.23529 | 0.27015 | 0.23529 | NA | NA | 0.0001204 | 0.0001204 | NA | NA | 459 | 389 | 4.6% | 7.1576e-05 | 0.43367 | 191 | NA | NA | 12 | 1320 | 1 | 0 | NA | NA | NA | NA | 229.1304 | 298 | 1.6267 | 326.3912 | 0 | NA | NA | 7.7 | Gas Chromatography (GC) | GC | Headspace | Headspace | Gas | 0 | 0 | NA | NA | NA | NA | NA | NA | NA | NA | NA | 0 | NA | NA | none | 0 | 0 | Sidestream | AMX_Sidestream
Chen et al., 2020 | 10.1016/j.jclepro.2020.120667 | Lab | Single Stage | Sequencing Batch Reactor (SBR) | SBR | 2.5 | Flocculent Sludge (FS) | FS | Xiamen, China | 0.4711 | 0.012 | Partial Nitrification / Anammox (PNA) | PNA | 2.2 | Synthetic Wastewater | None | 0.2 gN/L/d | 0.0024 | 0.2 | 17.3743 | 17.3743 | 26.925 | 26.925 | 164.1795 | 164.1795 | 100.3289 | 100.3289 | 68.014 | 68.014 | 59.0207 | 59.0207 | 249.5677 | 249.5677 | 0.08 gN/L/d | 40% | 0.00024 | 0.32085561 ppm | NA | 5.28e-07 | 0.22 | 0.6016 | 0.24064 | NA | NA | 0.32085561 ppm | 3.15e-05 | NA | NA | 0 | 0 | 0 | 0 | 0 | 0 | 0 | 0 | 6 | NA | 1 | 83.3333 | NA | NA | 0.22674 | 2.148 | 97 | 296.47 | 1.5611 | 314.76 | 1.2 | NA | NA | 7.3485 | Gas Chromatography (GC) | GC | Grab Gas Sample (GGS) | GGS | Gas | 0 | 0 | NA | NA | NA | NA | NA | NA | NA | NA | NA | 50 | NA | NA | none | 0 | 0 | Sidestream | PNA_Sidestream
Chen et al., 2020 | 10.1016/j.jclepro.2020.120667 | Lab | Single Stage | Sequencing Batch Reactor (SBR) | SBR | 2.5 | Flocculent Sludge (FS) | FS | Xiamen, China | 0.4711 | 0.012 | Partial Nitrification / Anammox (PNA) | PNA | 2.2 | Synthetic Wastewater | None | 0.2 | 0.0024 | 0.2 | 11.706 | 11.706 | 26.925 | 26.925 | 137.0253 | 137.0253 | 100.3289 | 100.3289 | 86.3856 | 86.3856 | 59.0207 | 59.0207 | 235.1169 | 235.1169 | 0.08 | 40% | 0.00024 | 52.8342 | NA | 5.28e-07 | 0.22 | 99.0642 | 39.6257 | NA | NA | 52.8342 | 0.0051891 | NA | NA | 0 | 0 | 0 | 0 | 0 | 0 | 0 | 0 | 6 | NA | 1 | 83.3333 | NA | NA | 0.3314 | 30.0716 | 97 | 296.47 | 1.5611 | 314.76 | 1.2 | NA | NA | 7.5621 | Gas Chromatography (GC) | GC | Grab Gas Sample (GGS) | GGS | Gas | 0 | 0 | NA | NA | NA | NA | NA | NA | NA | NA | NA | 50 | NA | NA | none | 0 | 0 | Sidestream | PNA_Sidestream
Chen et al., 2020 | 10.1016/j.jclepro.2020.120667 | Lab | Single Stage | Sequencing Batch Reactor (SBR) | SBR | 2.5 | Flocculent Sludge (FS) | FS | Xiamen, China | 0.4711 | 0.012 | Partial Nitrification / Anammox (PNA) | PNA | 2.2 | Synthetic Wastewater | None | 0.2 | 0.0024 | 0.2 | 12.6422 | 12.6422 | 26.925 | 26.925 | 141.0317 | 141.0317 | 100.3289 | 100.3289 | 77.0939 | 77.0939 | 59.0207 | 59.0207 | 230.7678 | 230.7678 | 0.08 | 40% | 0.00024 | 39.1444 | NA | 5.28e-07 | 0.22 | 73.3957 | 29.3583 | NA | NA | 39.1444 | 0.0038445 | NA | NA | 0 | 0 | 0 | 0 | 0 | 0 | 0 | 0 | 6 | NA | 1 | 83.3333 | NA | NA | 0.17442 | 89.3556 | 97 | 296.47 | 1.5611 | 314.76 | 1.2 | NA | NA | 7.4624 | Gas Chromatography (GC) | GC | Grab Gas Sample (GGS) | GGS | Gas | 0 | 0 | NA | NA | NA | NA | NA | NA | NA | NA | NA | 50 | NA | NA | none | 0 | 0 | Sidestream | PNA_Sidestream
Chen et al., 2020 | 10.1016/j.jclepro.2020.120667 | Lab | Single Stage | Sequencing Batch Reactor (SBR) | SBR | 2.5 | Flocculent Sludge (FS) | FS | Xiamen, China | 0.4711 | 0.012 | Partial Nitrification / Anammox (PNA) | PNA | 2.2 | Synthetic Wastewater | None | 0.2 | 0.0024 | 0.2 | 16.6498 | 16.6498 | 26.925 | 26.925 | 149.643 | 149.643 | 100.3289 | 100.3289 | 67.801 | 67.801 | 59.0207 | 59.0207 | 234.0939 | 234.0939 | 0.08 | 40% | 0.00024 | 36.0428 | NA | 5.28e-07 | 0.22 | 67.5802 | 27.0321 | NA | NA | 36.0428 | 0.0035399 | NA | NA | 0 | 0 | 0 | 0 | 0 | 0 | 0 | 0 | 6 | NA | 1 | 83.3333 | NA | NA | 0.15698 | 149.0692 | 97 | 296.47 | 1.5611 | 314.76 | 1.2 | NA | NA | 7.4609 | Gas Chromatography (GC) | GC | Grab Gas Sample (GGS) | GGS | Gas | 0 | 0 | NA | NA | NA | NA | NA | NA | NA | NA | NA | 50 | NA | NA | none | 0 | 0 | Sidestream | PNA_Sidestream
Chen et al., 2020 | 10.1016/j.jclepro.2020.120667 | Lab | Single Stage | Sequencing Batch Reactor (SBR) | SBR | 2.5 | Flocculent Sludge (FS) | FS | Xiamen, China | 0.4711 | 0.012 | Partial Nitrification / Anammox (PNA) | PNA | 2.2 | Synthetic Wastewater | None | 0.2 | 0.0024 | 0.2 | 15.0725 | 15.0725 | 26.925 | 26.925 | 152.1577 | 152.1577 | 100.3289 | 100.3289 | 62.1316 | 62.1316 | 59.0207 | 59.0207 | 229.3618 | 229.3618 | 0.08 | 40% | 0.00024 | 34.6524 | NA | 5.28e-07 | 0.22 | 64.9733 | 25.9893 | NA | NA | 34.6524 | 0.0034034 | NA | NA | 0 | 0 | 0 | 0 | 0 | 0 | 0 | 0 | 6 | NA | 1 | 83.3333 | NA | NA | 0.13953 | 180 | 97 | 296.47 | 1.5611 | 314.76 | 1.2 | NA | NA | 7.2815 | Gas Chromatography (GC) | GC | Grab Gas Sample (GGS) | GGS | Gas | 0 | 0 | NA | NA | NA | NA | NA | NA | NA | NA | NA | 50 | NA | NA | none | 0 | 0 | Sidestream | PNA_Sidestream
Chen et al., 2020 | 10.1016/j.jclepro.2020.120667 | Lab | Single Stage | Sequencing Batch Reactor (SBR) | SBR | 2.5 | Flocculent Sludge (FS) | FS | Xiamen, China | 0.4711 | 0.012 | Partial Nitrification / Anammox (PNA) | PNA | 2.2 | Synthetic Wastewater | None | 0.2 | 0.0024 | 0.2 | 14.5181 | 14.5181 | 26.925 | 26.925 | 154.1609 | 154.1609 | 100.3289 | 100.3289 | 64.6451 | 64.6451 | 59.0207 | 59.0207 | 233.3242 | 233.3242 | 0.08 | 40% | 0.00024 | 23.5294 | NA | 5.28e-07 | 0.22 | 44.1176 | 17.6471 | NA | NA | 23.5294 | 0.0023109 | NA | NA | 0 | 0 | 0 | 0 | 0 | 0 | 0 | 0 | 6 | NA | 1 | 83.3333 | NA | NA | 0.12209 | 209.2124 | 97 | 296.47 | 1.5611 | 314.76 | 1.2 | NA | NA | 7.3254 | Gas Chromatography (GC) | GC | Grab Gas Sample (GGS) | GGS | Gas | 0 | 0 | NA | NA | NA | NA | NA | NA | NA | NA | NA | 50 | NA | NA | none | 0 | 0 | Sidestream | PNA_Sidestream
Chen et al., 2020 | 10.1016/j.jclepro.2020.120667 | Lab | Single Stage | Sequencing Batch Reactor (SBR) | SBR | 2.5 | Flocculent Sludge (FS) | FS | Xiamen, China | 0.4711 | 0.012 | Partial Nitrification / Anammox (PNA) | PNA | 2.2 | Synthetic Wastewater | None | 0.2 | 0.0024 | 0.2 | 16.5214 | 16.5214 | 26.925 | 26.925 | 160.769 | 160.769 | 100.3289 | 100.3289 | 55.909 | 55.909 | 59.0207 | 59.0207 | 233.1993 | 233.1993 | 0.08 | 40% | 0.00024 | 21.0695 | NA | 5.28e-07 | 0.22 | 39.5053 | 15.8021 | NA | NA | 21.0695 | 0.0020693 | NA | NA | 0 | 0 | 0 | 0 | 0 | 0 | 0 | 0 | 6 | NA | 1 | 83.3333 | NA | NA | 0.087209 | 239.7136 | 97 | 296.47 | 1.5611 | 314.76 | 1.2 | NA | NA | 7.2354 | Gas Chromatography (GC) | GC | Grab Gas Sample (GGS) | GGS | Gas | 0 | 0 | NA | NA | NA | NA | NA | NA | NA | NA | NA | 50 | NA | NA | none | 0 | 0 | Sidestream | PNA_Sidestream
Chen et al., 2020 | 10.1016/j.jclepro.2020.120667 | Lab | Single Stage | Sequencing Batch Reactor (SBR) | SBR | 2.5 | Flocculent Sludge (FS) | FS | Xiamen, China | 0.4711 | 0.012 | Partial Nitrification / Anammox (PNA) | PNA | 2.2 | Synthetic Wastewater | None | 0.2 | 0.0024 | 0.2 | 20.0163 | 20.0163 | 26.925 | 26.925 | 170.4008 | 170.4008 | 100.3289 | 100.3289 | 55.8221 | 55.8221 | 59.0207 | 59.0207 | 246.2392 | 246.2392 | 0.08 | 40% | 0.00024 | 6.5241 | NA | 5.28e-07 | 0.22 | 12.2326 | 4.893 | NA | NA | 6.5241 | 0.00064076 | NA | NA | 0 | 0 | 0 | 0 | 0 | 0 | 0 | 0 | 6 | NA | 1 | 83.3333 | NA | NA | 0.12209 | 299.8568 | 97 | 296.47 | 1.5611 | 314.76 | 1.2 | NA | NA | 7.0911 | Gas Chromatography (GC) | GC | Grab Gas Sample (GGS) | GGS | Gas | 0 | 0 | NA | NA | NA | NA | NA | NA | NA | NA | NA | 50 | NA | NA | none | 0 | 0 | Sidestream | PNA_Sidestream
Chen et al., 2020 | 10.1016/j.jclepro.2020.120667 | Lab | Single Stage | Sequencing Batch Reactor (SBR) | SBR | 2.5 | Flocculent Sludge (FS) | FS | Xiamen, China | 0.4711 | 0.012 | Partial Nitrification / Anammox (PNA) | PNA | 2.2 | Synthetic Wastewater | None | 0.2 | 0.0024 | 0.2 | 16.9231 | 16.9231 | 29.8888 | 29.8888 | 1.5385 | 1.5385 | 4.1667 | 4.1667 | 62.5641 | 62.5641 | 61.15 | 61.15 | 81.0256 | 81.0256 | 0.11 | 55% | 0.00033 | 2.139 | NA | 3.3e-08 | 0.01 | 1.4584 | 0.80214 | NA | NA | 2.139 | 0.00010504 | NA | NA | 0 | 0 | 0 | 0 | 0 | 0 | 0 | 0 | 6 | NA | 1 | 83.3333 | NA | NA | 0.2462 | 0.42959 | 180 | 297.63 | 1.6107 | 323.5396 | 0.6 | NA | NA | 8.1518 | Gas Chromatography (GC) | GC | Grab Gas Sample (GGS) | GGS | Gas | 0 | 0 | NA | NA | NA | NA | NA | NA | NA | NA | NA | 25 | NA | NA | none | 0 | 0 | Sidestream | PNA_Sidestream
Chen et al., 2020 | 10.1016/j.jclepro.2020.120667 | Lab | Single Stage | Sequencing Batch Reactor (SBR) | SBR | 2.5 | Flocculent Sludge (FS) | FS | Xiamen, China | 0.4711 | 0.012 | Partial Nitrification / Anammox (PNA) | PNA | 2.2 | Synthetic Wastewater | None | 0.2 | 0.0024 | 0.2 | 14.359 | 14.359 | 29.8888 | 29.8888 | 1.5385 | 1.5385 | 4.1667 | 4.1667 | 94.8718 | 94.8718 | 61.15 | 61.15 | 110.7692 | 110.7692 | 0.11 | 55% | 0.00033 | 1.1765 | NA | 3.3e-08 | 0.01 | 0.80214 | 0.44118 | NA | NA | 1.1765 | 5.78e-05 | NA | NA | 0 | 0 | 0 | 0 | 0 | 0 | 0 | 0 | 6 | NA | 1 | 83.3333 | NA | NA | 0.14208 | 29.642 | 180 | 297.63 | 1.6107 | 323.5396 | 0.6 | NA | NA | 8.1444 | Gas Chromatography (GC) | GC | Grab Gas Sample (GGS) | GGS | Gas | 0 | 0 | NA | NA | NA | NA | NA | NA | NA | NA | NA | 25 | NA | NA | none | 0 | 0 | Sidestream | PNA_Sidestream
Chen et al., 2020 | 10.1016/j.jclepro.2020.120667 | Lab | Single Stage | Sequencing Batch Reactor (SBR) | SBR | 2.5 | Flocculent Sludge (FS) | FS | Xiamen, China | 0.4711 | 0.012 | Partial Nitrification / Anammox (PNA) | PNA | 2.2 | Synthetic Wastewater | None | 0.2 | 0.0024 | 0.2 | 18.9744 | 18.9744 | 29.8888 | 29.8888 | 1.5385 | 1.5385 | 4.1667 | 4.1667 | 90.7692 | 90.7692 | 61.15 | 61.15 | 111.2821 | 111.2821 | 0.11 | 55% | 0.00033 | 1.0695 | NA | 3.3e-08 | 0.01 | 0.72922 | 0.40107 | NA | NA | 1.0695 | 5.25e-05 | NA | NA | 0 | 0 | 0 | 0 | 0 | 0 | 0 | 0 | 6 | NA | 1 | 83.3333 | NA | NA | 0.38836 | 59.7136 | 180 | 297.63 | 1.6107 | 323.5396 | 0.6 | NA | NA | 8.1459 | Gas Chromatography (GC) | GC | Grab Gas Sample (GGS) | GGS | Gas | 0 | 0 | NA | NA | NA | NA | NA | NA | NA | NA | NA | 25 | NA | NA | none | 0 | 0 | Sidestream | PNA_Sidestream
Chen et al., 2020 | 10.1016/j.jclepro.2020.120667 | Lab | Single Stage | Sequencing Batch Reactor (SBR) | SBR | 2.5 | Flocculent Sludge (FS) | FS | Xiamen, China | 0.4711 | 0.012 | Partial Nitrification / Anammox (PNA) | PNA | 2.2 | Synthetic Wastewater | None | 0.2 | 0.0024 | 0.2 | 25.1282 | 25.1282 | 29.8888 | 29.8888 | 1.0256 | 1.0256 | 4.1667 | 4.1667 | 84.6154 | 84.6154 | 61.15 | 61.15 | 110.7692 | 110.7692 | 0.11 | 55% | 0.00033 | 1.6043 | NA | 3.3e-08 | 0.01 | 1.0938 | 0.6016 | NA | NA | 1.6043 | 7.88e-05 | NA | NA | 0 | 0 | 0 | 0 | 0 | 0 | 0 | 0 | 6 | NA | 1 | 83.3333 | NA | NA | 0.14489 | 89.7852 | 180 | 297.63 | 1.6107 | 323.5396 | 0.6 | NA | NA | 8.1563 | Gas Chromatography (GC) | GC | Grab Gas Sample (GGS) | GGS | Gas | 0 | 0 | NA | NA | NA | NA | NA | NA | NA | NA | NA | 25 | NA | NA | none | 0 | 0 | Sidestream | PNA_Sidestream
Chen et al., 2020 | 10.1016/j.jclepro.2020.120667 | Lab | Single Stage | Sequencing Batch Reactor (SBR) | SBR | 2.5 | Flocculent Sludge (FS) | FS | Xiamen, China | 0.4711 | 0.012 | Partial Nitrification / Anammox (PNA) | PNA | 2.2 | Synthetic Wastewater | None | 0.2 | 0.0024 | 0.2 | 16.9231 | 16.9231 | 29.8888 | 29.8888 | 1.0256 | 1.0256 | 4.1667 | 4.1667 | 75.8974 | 75.8974 | 61.15 | 61.15 | 93.8462 | 93.8462 | 0.11 | 55% | 0.00033 | 2.0321 | NA | 3.3e-08 | 0.01 | 1.3855 | 0.76203 | NA | NA | 2.0321 | 9.98e-05 | NA | NA | 0 | 0 | 0 | 0 | 0 | 0 | 0 | 0 | 6 | NA | 1 | 83.3333 | NA | NA | 0.16389 | 120.2864 | 180 | 297.63 | 1.6107 | 323.5396 | 0.6 | NA | NA | 8.0861 | Gas Chromatography (GC) | GC | Grab Gas Sample (GGS) | GGS | Gas | 0 | 0 | NA | NA | NA | NA | NA | NA | NA | NA | NA | 25 | NA | NA | none | 0 | 0 | Sidestream | PNA_Sidestream
Chen et al., 2020 | 10.1016/j.jclepro.2020.120667 | Lab | Single Stage | Sequencing Batch Reactor (SBR) | SBR | 2.5 | Flocculent Sludge (FS) | FS | Xiamen, China | 0.4711 | 0.012 | Partial Nitrification / Anammox (PNA) | PNA | 2.2 | Synthetic Wastewater | None | 0.2 | 0.0024 | 0.2 | 18.9744 | 18.9744 | 29.8888 | 29.8888 | 2.5641 | 2.5641 | 4.1667 | 4.1667 | 76.4103 | 76.4103 | 61.15 | 61.15 | 97.9487 | 97.9487 | 0.11 | 55% | 0.00033 | 1.4973 | NA | 3.3e-08 | 0.01 | 1.0209 | 0.5615 | NA | NA | 1.4973 | 7.35e-05 | NA | NA | 0 | 0 | 0 | 0 | 0 | 0 | 0 | 0 | 6 | NA | 1 | 83.3333 | NA | NA | 0.18281 | 149.9284 | 180 | 297.63 | 1.6107 | 323.5396 | 0.6 | NA | NA | 8.1414 | Gas Chromatography (GC) | GC | Grab Gas Sample (GGS) | GGS | Gas | 0 | 0 | NA | NA | NA | NA | NA | NA | NA | NA | NA | 25 | NA | NA | none | 0 | 0 | Sidestream | PNA_Sidestream
Chen et al., 2020 | 10.1016/j.jclepro.2020.120667 | Lab | Single Stage | Sequencing Batch Reactor (SBR) | SBR | 2.5 | Flocculent Sludge (FS) | FS | Xiamen, China | 0.4711 | 0.012 | Partial Nitrification / Anammox (PNA) | PNA | 2.2 | Synthetic Wastewater | None | 0.2 | 0.0024 | 0.2 | 20.5128 | 20.5128 | 29.8888 | 29.8888 | 1.0256 | 1.0256 | 4.1667 | 4.1667 | 74.8718 | 74.8718 | 61.15 | 61.15 | 96.4103 | 96.4103 | 0.11 | 55% | 0.00033 | 1.2834 | NA | 3.3e-08 | 0.01 | 0.87506 | 0.48128 | NA | NA | 1.2834 | 6.3e-05 | NA | NA | 0 | 0 | 0 | 0 | 0 | 0 | 0 | 0 | 6 | NA | 1 | 83.3333 | NA | NA | 0.18424 | 180 | 180 | 297.63 | 1.6107 | 323.5396 | 0.6 | NA | NA | 8.1339 | Gas Chromatography (GC) | GC | Grab Gas Sample (GGS) | GGS | Gas | 0 | 0 | NA | NA | NA | NA | NA | NA | NA | NA | NA | 25 | NA | NA | none | 0 | 0 | Sidestream | PNA_Sidestream
Chen et al., 2020 | 10.1016/j.jclepro.2020.120667 | Lab | Single Stage | Sequencing Batch Reactor (SBR) | SBR | 2.5 | Flocculent Sludge (FS) | FS | Xiamen, China | 0.4711 | 0.012 | Partial Nitrification / Anammox (PNA) | PNA | 2.2 | Synthetic Wastewater | None | 0.2 | 0.0024 | 0.2 | 20.5128 | 20.5128 | 29.8888 | 29.8888 | 1.0256 | 1.0256 | 4.1667 | 4.1667 | 68.2051 | 68.2051 | 61.15 | 61.15 | 89.7436 | 89.7436 | 0.11 | 55% | 0.00033 | 1.2834 | NA | 3.3e-08 | 0.01 | 0.87506 | 0.48128 | NA | NA | 1.2834 | 6.3e-05 | NA | NA | 0 | 0 | 0 | 0 | 0 | 0 | 0 | 0 | 6 | NA | 1 | 83.3333 | NA | NA | 0.39562 | 209.642 | 180 | 297.63 | 1.6107 | 323.5396 | 0.6 | NA | NA | 8.1085 | Gas Chromatography (GC) | GC | Grab Gas Sample (GGS) | GGS | Gas | 0 | 0 | NA | NA | NA | NA | NA | NA | NA | NA | NA | 25 | NA | NA | none | 0 | 0 | Sidestream | PNA_Sidestream
Chen et al., 2020 | 10.1016/j.jclepro.2020.120667 | Lab | Single Stage | Sequencing Batch Reactor (SBR) | SBR | 2.5 | Flocculent Sludge (FS) | FS | Xiamen, China | 0.4711 | 0.012 | Partial Nitrification / Anammox (PNA) | PNA | 2.2 | Synthetic Wastewater | None | 0.2 | 0.0024 | 0.2 | 17.4359 | 17.4359 | 29.8888 | 29.8888 | 0.51282 | 0.51282 | 4.1667 | 4.1667 | 65.641 | 65.641 | 61.15 | 61.15 | 83.5897 | 83.5897 | 0.11 | 55% | 0.00033 | 2.246 | NA | 3.3e-08 | 0.01 | 1.5314 | 0.84225 | NA | NA | 2.246 | 0.00011029 | NA | NA | 0 | 0 | 0 | 0 | 0 | 0 | 0 | 0 | 6 | NA | 1 | 83.3333 | NA | NA | 0.34461 | 240.1432 | 180 | 297.63 | 1.6107 | 323.5396 | 0.6 | NA | NA | 8.1279 | Gas Chromatography (GC) | GC | Grab Gas Sample (GGS) | GGS | Gas | 0 | 0 | NA | NA | NA | NA | NA | NA | NA | NA | NA | 25 | NA | NA | none | 0 | 0 | Sidestream | PNA_Sidestream
Chen et al., 2020 | 10.1016/j.jclepro.2020.120667 | Lab | Single Stage | Sequencing Batch Reactor (SBR) | SBR | 2.5 | Flocculent Sludge (FS) | FS | Xiamen, China | 0.4711 | 0.012 | Partial Nitrification / Anammox (PNA) | PNA | 2.2 | Synthetic Wastewater | None | 0.2 | 0.0024 | 0.2 | 21.5385 | 21.5385 | 29.8888 | 29.8888 | 1.0256 | 1.0256 | 4.1667 | 4.1667 | 63.0769 | 63.0769 | 61.15 | 61.15 | 85.641 | 85.641 | 0.11 | 55% | 0.00033 | 1.8182 | NA | 3.3e-08 | 0.01 | 1.2397 | 0.68182 | NA | NA | 1.8182 | 8.93e-05 | NA | NA | 0 | 0 | 0 | 0 | 0 | 0 | 0 | 0 | 6 | NA | 1 | 83.3333 | NA | NA | 0.25862 | 269.7852 | 180 | 297.63 | 1.6107 | 323.5396 | 0.6 | NA | NA | 8.1205 | Gas Chromatography (GC) | GC | Grab Gas Sample (GGS) | GGS | Gas | 0 | 0 | NA | NA | NA | NA | NA | NA | NA | NA | NA | 25 | NA | NA | none | 0 | 0 | Sidestream | PNA_Sidestream
Chen et al., 2020 | 10.1016/j.jclepro.2020.120667 | Lab | Single Stage | Sequencing Batch Reactor (SBR) | SBR | 2.5 | Flocculent Sludge (FS) | FS | Xiamen, China | 0.4711 | 0.012 | Partial Nitrification / Anammox (PNA) | PNA | 2.2 | Synthetic Wastewater | None | 0.2 | 0.0024 | 0.2 | 16.9231 | 16.9231 | 29.8888 | 29.8888 | 1.0256 | 1.0256 | 4.1667 | 4.1667 | 59.4872 | 59.4872 | 61.15 | 61.15 | 77.4359 | 77.4359 | 0.11 | 55% | 0.00033 | 1.7112 | NA | 3.3e-08 | 0.01 | 1.1667 | 0.64171 | NA | NA | 1.7112 | 8.4e-05 | NA | NA | 0 | 0 | 0 | 0 | 0 | 0 | 0 | 0 | 6 | NA | 1 | 83.3333 | NA | NA | 0.40074 | 299.4272 | 180 | 297.63 | 1.6107 | 323.5396 | 0.6 | NA | NA | 8.0951 | Gas Chromatography (GC) | GC | Grab Gas Sample (GGS) | GGS | Gas | 0 | 0 | NA | NA | NA | NA | NA | NA | NA | NA | NA | 25 | NA | NA | none | 0 | 0 | Sidestream | PNA_Sidestream
Chen et al., 2020 | 10.1016/j.jclepro.2020.120667 | Lab | Single Stage | Sequencing Batch Reactor (SBR) | SBR | 2.5 | Flocculent Sludge (FS) | FS | Xiamen, China | 0.4711 | 0.012 | Partial Nitrification / Anammox (PNA) | PNA | 2.2 | Synthetic Wastewater | None | 0.2 | 0.0024 | 0.2 | 23.5897 | 23.5897 | 29.8888 | 29.8888 | 0.51282 | 0.51282 | 4.1667 | 4.1667 | 60.5128 | 60.5128 | 61.15 | 61.15 | 84.6154 | 84.6154 | 0.11 | 55% | 0.00033 | 1.0695 | NA | 3.3e-08 | 0.01 | 0.72922 | 0.40107 | NA | NA | 1.0695 | 5.25e-05 | NA | NA | 0 | 0 | 0 | 0 | 0 | 0 | 0 | 0 | 6 | NA | 1 | 83.3333 | NA | NA | 0.20903 | 329.4988 | 180 | 297.63 | 1.6107 | 323.5396 | 0.6 | NA | NA | 8.2042 | Gas Chromatography (GC) | GC | Grab Gas Sample (GGS) | GGS | Gas | 0 | 0 | NA | NA | NA | NA | NA | NA | NA | NA | NA | 25 | NA | NA | none | 0 | 0 | Sidestream | PNA_Sidestream
Chen et al., 2020 | 10.1016/j.jclepro.2020.120667 | Lab | Single Stage | Sequencing Batch Reactor (SBR) | SBR | 2.5 | Flocculent Sludge (FS) | FS | Xiamen, China | 0.4711 | 0.012 | Partial Nitrification / Anammox (PNA) | PNA | 2.2 | Synthetic Wastewater | None | 0.2 | 0.0024 | 0.2 | 23.5897 | 23.5897 | 29.8888 | 29.8888 | 0.51282 | 0.51282 | 4.1667 | 4.1667 | 59.4872 | 59.4872 | 61.15 | 61.15 | 83.5897 | 83.5897 | 0.11 | 55% | 0.00033 | 1.6043 | NA | 3.3e-08 | 0.01 | 1.0938 | 0.6016 | NA | NA | 1.6043 | 7.88e-05 | NA | NA | 0 | 0 | 0 | 0 | 0 | 0 | 0 | 0 | 6 | NA | 1 | 83.3333 | NA | NA | 0.15802 | 360 | 180 | 297.63 | 1.6107 | 323.5396 | 0.6 | NA | NA | 8.1429 | Gas Chromatography (GC) | GC | Grab Gas Sample (GGS) | GGS | Gas | 0 | 0 | NA | NA | NA | NA | NA | NA | NA | NA | NA | 25 | NA | NA | none | 0 | 0 | Sidestream | PNA_Sidestream
Chen et al., 2020 | 10.1016/j.jclepro.2020.120667 | Lab | Single Stage | Sequencing Batch Reactor (SBR) | SBR | 2.5 | Flocculent Sludge (FS) | FS | Xiamen, China | 0.4711 | 0.012 | Partial Nitrification / Anammox (PNA) | PNA | 2.2 | Synthetic Wastewater | None | 0.2 | 0.0024 | 0.2 | 45.4545 | 45.4545 | 46.2258 | 46.2258 | 1.5152 | 1.5152 | 4.852 | 4.852 | 33.3333 | 33.3333 | 43.79 | 43.79 | 80.303 | 80.303 | 0.13 | 65% | 0.00039 | 20.7487 | NA | 6.63e-07 | 0.17 | 16.7585 | 10.893 | NA | NA | 20.7487 | 0.0014265 | NA | NA | 0 | 0 | 0 | 0 | 0 | 0 | 0 | 0 | 6 | NA | 1 | 83.3333 | NA | NA | 0.54857 | 1.7184 | 223 | 296.95 | 1.5815 | 318.3636 | 0.84 | NA | NA | 8.1322 | Gas Chromatography (GC) | GC | Grab Gas Sample (GGS) | GGS | Gas | 0 | 0 | NA | NA | NA | NA | NA | NA | NA | NA | NA | 35 | NA | NA | none | 0 | 0 | Sidestream | PNA_Sidestream
Chen et al., 2020 | 10.1016/j.jclepro.2020.120667 | Lab | Single Stage | Sequencing Batch Reactor (SBR) | SBR | 2.5 | Flocculent Sludge (FS) | FS | Xiamen, China | 0.4711 | 0.012 | Partial Nitrification / Anammox (PNA) | PNA | 2.2 | Synthetic Wastewater | None | 0.2 | 0.0024 | 0.2 | 38.3838 | 38.3838 | 46.2258 | 46.2258 | 1.5152 | 1.5152 | 4.852 | 4.852 | 59.0909 | 59.0909 | 43.79 | 43.79 | 98.9899 | 98.9899 | 0.13 | 65% | 0.00039 | 43.5294 | NA | 6.63e-07 | 0.17 | 35.1584 | 22.8529 | NA | NA | 43.5294 | 0.0029926 | NA | NA | 0 | 0 | 0 | 0 | 0 | 0 | 0 | 0 | 6 | NA | 1 | 83.3333 | NA | NA | 0.18857 | 30.0716 | 223 | 296.95 | 1.5815 | 318.3636 | 0.84 | NA | NA | 8.0793 | Gas Chromatography (GC) | GC | Grab Gas Sample (GGS) | GGS | Gas | 0 | 0 | NA | NA | NA | NA | NA | NA | NA | NA | NA | 35 | NA | NA | none | 0 | 0 | Sidestream | PNA_Sidestream
Chen et al., 2020 | 10.1016/j.jclepro.2020.120667 | Lab | Single Stage | Sequencing Batch Reactor (SBR) | SBR | 2.5 | Flocculent Sludge (FS) | FS | Xiamen, China | 0.4711 | 0.012 | Partial Nitrification / Anammox (PNA) | PNA | 2.2 | Synthetic Wastewater | None | 0.2 | 0.0024 | 0.2 | 38.3838 | 38.3838 | 46.2258 | 46.2258 | 0.50505 | 0.50505 | 4.852 | 4.852 | 55.0505 | 55.0505 | 43.79 | 43.79 | 93.9394 | 93.9394 | 0.13 | 65% | 0.00039 | 60.6417 | NA | 6.63e-07 | 0.17 | 48.9798 | 31.8369 | NA | NA | 60.6417 | 0.0041691 | NA | NA | 0 | 0 | 0 | 0 | 0 | 0 | 0 | 0 | 6 | NA | 1 | 83.3333 | NA | NA | 0.10286 | 60.1432 | 223 | 296.95 | 1.5815 | 318.3636 | 0.84 | NA | NA | 8.1145 | Gas Chromatography (GC) | GC | Grab Gas Sample (GGS) | GGS | Gas | 0 | 0 | NA | NA | NA | NA | NA | NA | NA | NA | NA | 35 | NA | NA | none | 0 | 0 | Sidestream | PNA_Sidestream
Chen et al., 2020 | 10.1016/j.jclepro.2020.120667 | Lab | Single Stage | Sequencing Batch Reactor (SBR) | SBR | 2.5 | Flocculent Sludge (FS) | FS | Xiamen, China | 0.4711 | 0.012 | Partial Nitrification / Anammox (PNA) | PNA | 2.2 | Synthetic Wastewater | None | 0.2 | 0.0024 | 0.2 | 38.3838 | 38.3838 | 46.2258 | 46.2258 | 0 | 0 | 4.852 | 4.852 | 51.0101 | 51.0101 | 43.79 | 43.79 | 89.3939 | 89.3939 | 0.13 | 65% | 0.00039 | 53.262 | NA | 6.63e-07 | 0.17 | 43.0193 | 27.9626 | NA | NA | 53.262 | 0.0036618 | NA | NA | 0 | 0 | 0 | 0 | 0 | 0 | 0 | 0 | 6 | NA | 1 | 83.3333 | NA | NA | 0.13714 | 89.7852 | 223 | 296.95 | 1.5815 | 318.3636 | 0.84 | NA | NA | 8.1145 | Gas Chromatography (GC) | GC | Grab Gas Sample (GGS) | GGS | Gas | 0 | 0 | NA | NA | NA | NA | NA | NA | NA | NA | NA | 35 | NA | NA | none | 0 | 0 | Sidestream | PNA_Sidestream
Chen et al., 2020 | 10.1016/j.jclepro.2020.120667 | Lab | Single Stage | Sequencing Batch Reactor (SBR) | SBR | 2.5 | Flocculent Sludge (FS) | FS | Xiamen, China | 0.4711 | 0.012 | Partial Nitrification / Anammox (PNA) | PNA | 2.2 | Synthetic Wastewater | None | 0.2 | 0.0024 | 0.2 | 40.404 | 40.404 | 46.2258 | 46.2258 | 0.50505 | 0.50505 | 4.852 | 4.852 | 48.4848 | 48.4848 | 43.79 | 43.79 | 89.3939 | 89.3939 | 0.13 | 65% | 0.00039 | 54.1176 | NA | 6.63e-07 | 0.17 | 43.7104 | 28.4118 | NA | NA | 54.1176 | 0.0037206 | NA | NA | 0 | 0 | 0 | 0 | 0 | 0 | 0 | 0 | 6 | NA | 1 | 83.3333 | NA | NA | 0.068571 | 119.8568 | 223 | 296.95 | 1.5815 | 318.3636 | 0.84 | NA | NA | 8.1586 | Gas Chromatography (GC) | GC | Grab Gas Sample (GGS) | GGS | Gas | 0 | 0 | NA | NA | NA | NA | NA | NA | NA | NA | NA | 35 | NA | NA | none | 0 | 0 | Sidestream | PNA_Sidestream
Chen et al., 2020 | 10.1016/j.jclepro.2020.120667 | Lab | Single Stage | Sequencing Batch Reactor (SBR) | SBR | 2.5 | Flocculent Sludge (FS) | FS | Xiamen, China | 0.4711 | 0.012 | Partial Nitrification / Anammox (PNA) | PNA | 2.2 | Synthetic Wastewater | None | 0.2 | 0.0024 | 0.2 | 42.4242 | 42.4242 | 46.2258 | 46.2258 | 0 | 0 | 4.852 | 4.852 | 44.4444 | 44.4444 | 43.79 | 43.79 | 86.8687 | 86.8687 | 0.13 | 65% | 0.00039 | 52.9412 | NA | 6.63e-07 | 0.17 | 42.7602 | 27.7941 | NA | NA | 52.9412 | 0.0036397 | NA | NA | 0 | 0 | 0 | 0 | 0 | 0 | 0 | 0 | 6 | NA | 1 | 83.3333 | NA | NA | 0.068571 | 149.9284 | 223 | 296.95 | 1.5815 | 318.3636 | 0.84 | NA | NA | 8.1057 | Gas Chromatography (GC) | GC | Grab Gas Sample (GGS) | GGS | Gas | 0 | 0 | NA | NA | NA | NA | NA | NA | NA | NA | NA | 35 | NA | NA | none | 0 | 0 | Sidestream | PNA_Sidestream
Chen et al., 2020 | 10.1016/j.jclepro.2020.120667 | Lab | Single Stage | Sequencing Batch Reactor (SBR) | SBR | 2.5 | Flocculent Sludge (FS) | FS | Xiamen, China | 0.4711 | 0.012 | Partial Nitrification / Anammox (PNA) | PNA | 2.2 | Synthetic Wastewater | None | 0.2 | 0.0024 | 0.2 | 42.4242 | 42.4242 | 46.2258 | 46.2258 | 0.50505 | 0.50505 | 4.852 | 4.852 | 41.4141 | 41.4141 | 43.79 | 43.79 | 84.3434 | 84.3434 | 0.13 | 65% | 0.00039 | 51.4439 | NA | 6.63e-07 | 0.17 | 41.5508 | 27.008 | NA | NA | 51.4439 | 0.0035368 | NA | NA | 0 | 0 | 0 | 0 | 0 | 0 | 0 | 0 | 6 | NA | 1 | 83.3333 | NA | NA | 0.051429 | 180 | 223 | 296.95 | 1.5815 | 318.3636 | 0.84 | NA | NA | 8.1674 | Gas Chromatography (GC) | GC | Grab Gas Sample (GGS) | GGS | Gas | 0 | 0 | NA | NA | NA | NA | NA | NA | NA | NA | NA | 35 | NA | NA | none | 0 | 0 | Sidestream | PNA_Sidestream
Chen et al., 2020 | 10.1016/j.jclepro.2020.120667 | Lab | Single Stage | Sequencing Batch Reactor (SBR) | SBR | 2.5 | Flocculent Sludge (FS) | FS | Xiamen, China | 0.4711 | 0.012 | Partial Nitrification / Anammox (PNA) | PNA | 2.2 | Synthetic Wastewater | None | 0.2 | 0.0024 | 0.2 | 42.9293 | 42.9293 | 46.2258 | 46.2258 | 0 | 0 | 4.852 | 4.852 | 37.3737 | 37.3737 | 43.79 | 43.79 | 80.303 | 80.303 | 0.13 | 65% | 0.00039 | 39.6791 | NA | 6.63e-07 | 0.17 | 32.0485 | 20.8316 | NA | NA | 39.6791 | 0.0027279 | NA | NA | 0 | 0 | 0 | 0 | 0 | 0 | 0 | 0 | 6 | NA | 1 | 83.3333 | NA | NA | 0.12 | 209.2124 | 223 | 296.95 | 1.5815 | 318.3636 | 0.84 | NA | NA | 8.1674 | Gas Chromatography (GC) | GC | Grab Gas Sample (GGS) | GGS | Gas | 0 | 0 | NA | NA | NA | NA | NA | NA | NA | NA | NA | 35 | NA | NA | none | 0 | 0 | Sidestream | PNA_Sidestream
Chen et al., 2020 | 10.1016/j.jclepro.2020.120667 | Lab | Single Stage | Sequencing Batch Reactor (SBR) | SBR | 2.5 | Flocculent Sludge (FS) | FS | Xiamen, China | 0.4711 | 0.012 | Partial Nitrification / Anammox (PNA) | PNA | 2.2 | Synthetic Wastewater | None | 0.2 | 0.0024 | 0.2 | 43.9394 | 43.9394 | 46.2258 | 46.2258 | 0.50505 | 0.50505 | 4.852 | 4.852 | 32.8283 | 32.8283 | 43.79 | 43.79 | 77.2727 | 77.2727 | 0.13 | 65% | 0.00039 | 31.9786 | NA | 6.63e-07 | 0.17 | 25.8289 | 16.7888 | NA | NA | 31.9786 | 0.0021985 | NA | NA | 0 | 0 | 0 | 0 | 0 | 0 | 0 | 0 | 6 | NA | 1 | 83.3333 | NA | NA | 0.13714 | 239.7136 | 223 | 296.95 | 1.5815 | 318.3636 | 0.84 | NA | NA | 8.1057 | Gas Chromatography (GC) | GC | Grab Gas Sample (GGS) | GGS | Gas | 0 | 0 | NA | NA | NA | NA | NA | NA | NA | NA | NA | 35 | NA | NA | none | 0 | 0 | Sidestream | PNA_Sidestream
Chen et al., 2020 | 10.1016/j.jclepro.2020.120667 | Lab | Single Stage | Sequencing Batch Reactor (SBR) | SBR | 2.5 | Flocculent Sludge (FS) | FS | Xiamen, China | 0.4711 | 0.012 | Partial Nitrification / Anammox (PNA) | PNA | 2.2 | Synthetic Wastewater | None | 0.2 | 0.0024 | 0.2 | 44.9495 | 44.9495 | 46.2258 | 46.2258 | 1.5152 | 1.5152 | 4.852 | 4.852 | 25.2525 | 25.2525 | 43.79 | 43.79 | 71.7172 | 71.7172 | 0.13 | 65% | 0.00039 | 9.8396 | NA | 6.63e-07 | 0.17 | 7.9473 | 5.1658 | NA | NA | 9.8396 | 0.00067647 | NA | NA | 0 | 0 | 0 | 0 | 0 | 0 | 0 | 0 | 6 | NA | 1 | 83.3333 | NA | NA | 0.051429 | 329.4988 | 223 | 296.95 | 1.5815 | 318.3636 | 0.84 | NA | NA | 8.1322 | Gas Chromatography (GC) | GC | Grab Gas Sample (GGS) | GGS | Gas | 0 | 0 | NA | NA | NA | NA | NA | NA | NA | NA | NA | 35 | NA | NA | none | 0 | 0 | Sidestream | PNA_Sidestream
Hu et al., 2013 | 10.1128/AEM.03987-12 | Lab | Single Stage | Sequencing Batch Reactor (SBR) | SBR | 2.5 | Flocculent Sludge (FS) | FS | Nijmegen, The Netherlands | 0.442 | 0.005 | Partial Nitrification / Anammox (PNA) | PNA | 2.2 | Synthetic Wastewater | None | 84.48 mgN/L/d | 0.4224 | 0.08448 | 0 | 0 | 0 | 0 | 0 | 0 | 0 | 0 | 84.48 mgN/L/d | 54.3086 | 5.26 mgN/L/d | 3.3814 | 84.48 mgN/L/d | 42.24 | 79.22 | 93.77% | 3.961e-05 | 2.4% NR | 9.51e-07 | 9.51e-07 | 2.4 | 2.4 | 2.2506 | NA | NA | 1.5844e-05 | 1.5844e-05 | NA | NA | 0 | 0 | 0 | 0 | 0 | 0 | 0 | 0 | 12 | NA | 1 | 91.6667 | NA | NA | NA | NA | 338 | 285 | 1.1294 | 239.7944 | NA | NA | NA | 7.3 | Gas Chromatography (GC) | GC | Headspace Method (HM) | HM | Liquid | 0 | 0 | NA | NA | NA | NA | NA | NA | NA | NA | NA | NA | NA | NA | none | 0 | 0 | Mainstream | PNA_Mainstream
Yan et al., 2016 | 10.1039/c6ra24109c | Lab | Single Stage | Sequencing Batch Reactor (SBR) | SBR | 2.5 | Flocculent Sludge (FS) | FS | Shanghai, China | 0.5834 | 0.002 | Partial Nitrification / Anammox (PNA) | PNA | 2.2 | Synthetic Wastewater | Intermittent Aeration | 0.19 kgN m-3 d-1 | 0.00038 | 0.19 | 0 | 0 | 28.6269 | 28.6269 | 0 | 0 | 2.7582 | 2.7582 | 99.9224 | 99.9224 | 31.1761 | 31.1761 | 77.7174 | 77.7174 | 46.1657 | 40.6% | 9.23e-05 | 0.6% of removed N | NA | 1.74e-06 | 0.6 | 0.6 | 0.43 | NA | NA | 5.44e-05 | 5.44e-05 | NA | NA | 0 | 0 | 0 | 0 | 0 | 0 | 0 | 0 | 16 | NA | 6 | 54.6875 | NA | NA | 0.3 | NA | 122 | 308 | 2.1065 | 413.75 | NA | NA | NA | NA | Non-dispersive Infrared Spectroscopy (NDIR) | NDIR | Headspace | Headspace | Gas | 0 | 0 | NA | NA | NA | NA | NA | NA | NA | NA | NA | NA | NA | NA | none | 0 gNaCl/L | 0 | Sidestream | PNA_Sidestream
Yan et al., 2016 | 10.1039/c6ra24109c | Lab | Single Stage | Sequencing Batch Reactor (SBR) | SBR | 2.5 | Flocculent Sludge (FS) | FS | Shanghai, China | 0.5834 | 0.002 | Partial Nitrification / Anammox (PNA) | PNA | 2.2 | Synthetic Wastewater | Intermittent Aeration | 0.18 | 0.00036 | 0.18 | 0 | 0 | 26.8553 | 26.8553 | 0 | 0 | 7.4084 | 7.4084 | 100.7761 | 100.7761 | 32.3582 | 32.3582 | 78.3814 | 78.3814 | 44.8951 | 42.72% | 8.98e-05 | 0.96% | NA | 2.71e-06 | 0.96 | 0.96 | 0.75 | NA | NA | 8.47e-05 | 8.47e-05 | NA | NA | 0 | 0 | 0 | 0 | 0 | 0 | 0 | 0 | 16 | NA | 6 | 54.6875 | NA | NA | 0.33 | NA | 184 | 308 | 2.1065 | 413.75 | NA | NA | NA | NA | Non-dispersive Infrared Spectroscopy (NDIR) | NDIR | Headspace | Headspace | Gas | 0 | 0 | NA | NA | NA | NA | NA | NA | NA | NA | NA | NA | NA | NA | none | 5 | 8.5558 | Sidestream | PNA_Sidestream
Yan et al., 2016 | 10.1039/c6ra24109c | Lab | Single Stage | Sequencing Batch Reactor (SBR) | SBR | 2.5 | Flocculent Sludge (FS) | FS | Shanghai, China | 0.5834 | 0.002 | Partial Nitrification / Anammox (PNA) | PNA | 2.2 | Synthetic Wastewater | Intermittent Aeration | 0.22 | 0.00044 | 0.22 | 0 | 0 | 28.8637 | 28.8637 | 0 | 0 | 1.5522 | 1.5522 | 103.9761 | 103.9761 | 24.6045 | 24.6045 | 80.8703 | 80.8703 | 54.7435 | 32.31% | 0.00010949 | 0.88% | NA | 3.03e-06 | 0.88 | 0.88 | 0.52 | NA | NA | 9.46e-05 | 9.46e-05 | NA | NA | 0 | 0 | 0 | 0 | 0 | 0 | 0 | 0 | 16 | NA | 6 | 54.6875 | NA | NA | 0.35 | NA | 229 | 308 | 2.1065 | 413.75 | NA | NA | NA | NA | Non-dispersive Infrared Spectroscopy (NDIR) | NDIR | Headspace | Headspace | Gas | 0 | 0 | NA | NA | NA | NA | NA | NA | NA | NA | NA | NA | NA | NA | none | 10 | 17.1116 | Sidestream | PNA_Sidestream
Yan et al., 2016 | 10.1039/c6ra24109c | Lab | Single Stage | Sequencing Batch Reactor (SBR) | SBR | 2.5 | Flocculent Sludge (FS) | FS | Shanghai, China | 0.5834 | 0.002 | Partial Nitrification / Anammox (PNA) | PNA | 2.2 | Synthetic Wastewater | Intermittent Aeration | 0.18 | 0.00036 | 0.18 | 0 | 0 | 23.0815 | 23.0815 | 0 | 0 | 1.4627 | 1.4627 | 117.2935 | 117.2935 | 49.442 | 49.442 | 91.2283 | 91.2283 | 47.1163 | 48.35% | 9.42e-05 | 0.41% | NA | 1.21e-06 | 0.41 | 0.41 | 0.23 | NA | NA | 3.79e-05 | 3.79e-05 | NA | NA | 0 | 0 | 0 | 0 | 0 | 0 | 0 | 0 | 16 | NA | 6 | 54.6875 | NA | NA | 0.34 | NA | 268 | 308 | 2.1065 | 413.75 | NA | NA | NA | NA | Non-dispersive Infrared Spectroscopy (NDIR) | NDIR | Headspace | Headspace | Gas | 0 | 0 | NA | NA | NA | NA | NA | NA | NA | NA | NA | NA | NA | NA | none | 15 | 25.6674 | Sidestream | PNA_Sidestream
Yan et al., 2016 | 10.1039/c6ra24109c | Lab | Single Stage | Sequencing Batch Reactor (SBR) | SBR | 2.5 | Flocculent Sludge (FS) | FS | Shanghai, China | 0.5834 | 0.002 | Partial Nitrification / Anammox (PNA) | PNA | 2.2 | Synthetic Wastewater | Intermittent Aeration | 0.15 | 0.0003 | 0.15 | 0 | 0 | 26.997 | 26.997 | 0 | 0 | 1.4859 | 1.4859 | 130.3881 | 130.3881 | 75.1403 | 75.1403 | 101.4129 | 101.4129 | 36.4221 | 64.09% | 7.28e-05 | 0.37% | NA | 8.47e-07 | 0.37 | 0.37 | 0.16 | NA | NA | 2.65e-05 | 2.65e-05 | NA | NA | 0 | 0 | 0 | 0 | 0 | 0 | 0 | 0 | 16 | NA | 6 | 54.6875 | NA | NA | 0.35 | NA | 300 | 308 | 2.1065 | 413.75 | NA | NA | NA | NA | Non-dispersive Infrared Spectroscopy (NDIR) | NDIR | Headspace | Headspace | Gas | 0 | 0 | NA | NA | NA | NA | NA | NA | NA | NA | NA | NA | NA | NA | none | 20 | 34.2231 | Sidestream | PNA_Sidestream
Yan et al., 2016 | 10.1039/c6ra24109c | Lab | Aerated | Sequencing Batch Reactor (SBR) | SBR | 2.5 | Flocculent Sludge (FS) | FS | Shanghai, China | 0.5834 | 0.002 | Partial Nitrification (PN) | PN | 3.43 | Synthetic Wastewater | Intermittent Aeration | 0.19 kgN m-3 d-1 | 0.00038 | 0.19 | 0 | 0 | 28.6269 | 28.6269 | 0 | 0 | 2.7582 | 2.7582 | 99.9224 | 99.9224 | 31.1761 | 31.1761 | 77.7174 | 77.7174 | 46.1657 | 40.6% | 9.23e-05 | 0.32 | NA | 1.74e-06 | 0.32 | 0.32 | 0.12991 | NA | NA | 5.44e-05 | 5.44e-05 | NA | NA | 0 | 0 | 0 | 0 | 0 | 0 | 0 | 0 | 16 | NA | 6 | 100 | NA | NA | 0.3 | NA | 122 | 308 | 2.1065 | 413.75 | NA | NA | NA | NA | Non-dispersive Infrared Spectroscopy (NDIR) | NDIR | Headspace | Headspace | Gas | 0 | 0 | NA | NA | NA | NA | NA | NA | NA | NA | NA | NA | NA | NA | none | 0 gNaCl/L | 0 | Sidestream | PN_Sidestream
Yan et al., 2016 | 10.1039/c6ra24109c | Lab | Aerated | Sequencing Batch Reactor (SBR) | SBR | 2.5 | Flocculent Sludge (FS) | FS | Shanghai, China | 0.5834 | 0.002 | Partial Nitrification (PN) | PN | 3.43 | Synthetic Wastewater | Intermittent Aeration | 0.18 | 0.00036 | 0.18 | 0 | 0 | 26.8553 | 26.8553 | 0 | 0 | 7.4084 | 7.4084 | 100.7761 | 100.7761 | 32.3582 | 32.3582 | 78.3814 | 78.3814 | 44.8951 | 42.72% | 8.98e-05 | 0.45 | NA | 0.00012699 | 0.45 | 0.45 | 0.19225 | NA | NA | 0.0039684 | 0.0039684 | NA | NA | 0 | 0 | 0 | 0 | 0 | 0 | 0 | 0 | 16 | NA | 6 | 100 | NA | NA | 0.33 | NA | 184 | 308 | 2.1065 | 413.75 | NA | NA | NA | NA | Non-dispersive Infrared Spectroscopy (NDIR) | NDIR | Headspace | Headspace | Gas | 0 | 0 | NA | NA | NA | NA | NA | NA | NA | NA | NA | NA | NA | NA | none | 5 | 8.5558 | Sidestream | PN_Sidestream
Yan et al., 2016 | 10.1039/c6ra24109c | Lab | Aerated | Sequencing Batch Reactor (SBR) | SBR | 2.5 | Flocculent Sludge (FS) | FS | Shanghai, China | 0.5834 | 0.002 | Partial Nitrification (PN) | PN | 3.43 | Synthetic Wastewater | Intermittent Aeration | 0.22 | 0.00044 | 0.22 | 0 | 0 | 28.8637 | 28.8637 | 0 | 0 | 1.5522 | 1.5522 | 103.9761 | 103.9761 | 24.6045 | 24.6045 | 80.8703 | 80.8703 | 54.7435 | 32.31% | 0.00010949 | 0.36 | NA | 0.00012388 | 0.36 | 0.36 | 0.11631 | NA | NA | 0.0038711 | 0.0038711 | NA | NA | 0 | 0 | 0 | 0 | 0 | 0 | 0 | 0 | 16 | NA | 6 | 100 | NA | NA | 0.35 | NA | 229 | 308 | 2.1065 | 413.75 | NA | NA | NA | NA | Non-dispersive Infrared Spectroscopy (NDIR) | NDIR | Headspace | Headspace | Gas | 0 | 0 | NA | NA | NA | NA | NA | NA | NA | NA | NA | NA | NA | NA | none | 10 | 17.1116 | Sidestream | PN_Sidestream
Yan et al., 2016 | 10.1039/c6ra24109c | Lab | Aerated | Sequencing Batch Reactor (SBR) | SBR | 2.5 | Flocculent Sludge (FS) | FS | Shanghai, China | 0.5834 | 0.002 | Partial Nitrification (PN) | PN | 3.43 | Synthetic Wastewater | Intermittent Aeration | 0.18 | 0.00036 | 0.18 | 0 | 0 | 23.0815 | 23.0815 | 0 | 0 | 1.4627 | 1.4627 | 117.2935 | 117.2935 | 49.442 | 49.442 | 91.2283 | 91.2283 | 47.1163 | 48.35% | 9.42e-05 | 0.15 | NA | 4.44e-05 | 0.15 | 0.15 | 0.07253 | NA | NA | 0.0013882 | 0.0013882 | NA | NA | 0 | 0 | 0 | 0 | 0 | 0 | 0 | 0 | 16 | NA | 6 | 100 | NA | NA | 0.34 | NA | 268 | 308 | 2.1065 | 413.75 | NA | NA | NA | NA | Non-dispersive Infrared Spectroscopy (NDIR) | NDIR | Headspace | Headspace | Gas | 0 | 0 | NA | NA | NA | NA | NA | NA | NA | NA | NA | NA | NA | NA | none | 15 | 25.6674 | Sidestream | PN_Sidestream
Yan et al., 2016 | 10.1039/c6ra24109c | Lab | Aerated | Sequencing Batch Reactor (SBR) | SBR | 2.5 | Flocculent Sludge (FS) | FS | Shanghai, China | 0.5834 | 0.002 | Partial Nitrification (PN) | PN | 3.43 | Synthetic Wastewater | Intermittent Aeration | 0.15 | 0.0003 | 0.15 | 0 | 0 | 26.997 | 26.997 | 0 | 0 | 1.4859 | 1.4859 | 130.3881 | 130.3881 | 75.1403 | 75.1403 | 101.4129 | 101.4129 | 36.4221 | 64.09% | 7.28e-05 | 0.11 | NA | 2.52e-05 | 0.11 | 0.11 | 0.070494 | NA | NA | 0.00078698 | 0.00078698 | NA | NA | 0 | 0 | 0 | 0 | 0 | 0 | 0 | 0 | 16 | NA | 6 | 100 | NA | NA | 0.35 | NA | 300 | 308 | 2.1065 | 413.75 | NA | NA | NA | NA | Non-dispersive Infrared Spectroscopy (NDIR) | NDIR | Headspace | Headspace | Gas | 0 | 0 | NA | NA | NA | NA | NA | NA | NA | NA | NA | NA | NA | NA | none | 20 | 34.2231 | Sidestream | PN_Sidestream
Yan et al., 2016 | 10.1039/c6ra24109c | Lab | Non-aerated | Sequencing Batch Reactor (SBR) | SBR | 2.5 | Flocculent Sludge (FS) | FS | Shanghai, China | 0.5834 | 0.002 | Anammox (AMX) | AMX | 0 | Synthetic Wastewater | Intermittent Aeration | 0.19 kgN m-3 d-1 | 0.00038 | 0.19 | 0 | 0 | 28.6269 | 28.6269 | 0 | 0 | 2.7582 | 2.7582 | 99.9224 | 99.9224 | 31.1761 | 31.1761 | 77.7174 | 77.7174 | 46.1657 | 40.6% | 9.23e-05 | 0.11 | NA | 1.74e-06 | 0.11 | 0.11 | 0.044658 | NA | NA | 5.44e-05 | 5.44e-05 | NA | NA | 0 | 0 | 0 | 0 | 0 | 0 | 0 | 0 | 16 | NA | 6 | 0 | NA | NA | 0.3 | NA | 122 | 308 | 2.1065 | 413.75 | 0 | NA | NA | NA | Non-dispersive Infrared Spectroscopy (NDIR) | NDIR | Headspace | Headspace | Gas | 0 | 0 | NA | NA | NA | NA | NA | NA | NA | NA | NA | 0 | NA | NA | none | 0 gNaCl/L | 0 | Sidestream | AMX_Sidestream
Yan et al., 2016 | 10.1039/c6ra24109c | Lab | Non-aerated | Sequencing Batch Reactor (SBR) | SBR | 2.5 | Flocculent Sludge (FS) | FS | Shanghai, China | 0.5834 | 0.002 | Anammox (AMX) | AMX | 0 | Synthetic Wastewater | Intermittent Aeration | 0.18 | 0.00036 | 0.18 | 0 | 0 | 26.8553 | 26.8553 | 0 | 0 | 7.4084 | 7.4084 | 100.7761 | 100.7761 | 32.3582 | 32.3582 | 78.3814 | 78.3814 | 44.8951 | 42.72% | 8.98e-05 | 0.3 | NA | 8.47e-05 | 0.3 | 0.3 | 0.12817 | NA | NA | 0.0026456 | 0.0026456 | NA | NA | 0 | 0 | 0 | 0 | 0 | 0 | 0 | 0 | 16 | NA | 6 | 0 | NA | NA | 0.33 | NA | 184 | 308 | 2.1065 | 413.75 | 0 | NA | NA | NA | Non-dispersive Infrared Spectroscopy (NDIR) | NDIR | Headspace | Headspace | Gas | 0 | 0 | NA | NA | NA | NA | NA | NA | NA | NA | NA | 0 | NA | NA | none | 5 | 8.5558 | Sidestream | AMX_Sidestream
Yan et al., 2016 | 10.1039/c6ra24109c | Lab | Non-aerated | Sequencing Batch Reactor (SBR) | SBR | 2.5 | Flocculent Sludge (FS) | FS | Shanghai, China | 0.5834 | 0.002 | Anammox (AMX) | AMX | 0 | Synthetic Wastewater | Intermittent Aeration | 0.22 | 0.00044 | 0.22 | 0 | 0 | 28.8637 | 28.8637 | 0 | 0 | 1.5522 | 1.5522 | 103.9761 | 103.9761 | 24.6045 | 24.6045 | 80.8703 | 80.8703 | 54.7435 | 32.31% | 0.00010949 | 0.16 | NA | 5.51e-05 | 0.16 | 0.16 | 0.051691 | NA | NA | 0.0017205 | 0.0017205 | NA | NA | 0 | 0 | 0 | 0 | 0 | 0 | 0 | 0 | 16 | NA | 6 | 0 | NA | NA | 0.35 | NA | 229 | 308 | 2.1065 | 413.75 | 0 | NA | NA | NA | Non-dispersive Infrared Spectroscopy (NDIR) | NDIR | Headspace | Headspace | Gas | 0 | 0 | NA | NA | NA | NA | NA | NA | NA | NA | NA | 0 | NA | NA | none | 10 | 17.1116 | Sidestream | AMX_Sidestream
Yan et al., 2016 | 10.1039/c6ra24109c | Lab | Non-aerated | Sequencing Batch Reactor (SBR) | SBR | 2.5 | Flocculent Sludge (FS) | FS | Shanghai, China | 0.5834 | 0.002 | Anammox (AMX) | AMX | 0 | Synthetic Wastewater | Intermittent Aeration | 0.18 | 0.00036 | 0.18 | 0 | 0 | 23.0815 | 23.0815 | 0 | 0 | 1.4627 | 1.4627 | 117.2935 | 117.2935 | 49.442 | 49.442 | 91.2283 | 91.2283 | 47.1163 | 48.35% | 9.42e-05 | 0.07 | NA | 2.07e-05 | 0.07 | 0.07 | 0.033847 | NA | NA | 0.00064785 | 0.00064785 | NA | NA | 0 | 0 | 0 | 0 | 0 | 0 | 0 | 0 | 16 | NA | 6 | 0 | NA | NA | 0.34 | NA | 268 | 308 | 2.1065 | 413.75 | 0 | NA | NA | NA | Non-dispersive Infrared Spectroscopy (NDIR) | NDIR | Headspace | Headspace | Gas | 0 | 0 | NA | NA | NA | NA | NA | NA | NA | NA | NA | 0 | NA | NA | none | 15 | 25.6674 | Sidestream | AMX_Sidestream
Yan et al., 2016 | 10.1039/c6ra24109c | Lab | Non-aerated | Sequencing Batch Reactor (SBR) | SBR | 2.5 | Flocculent Sludge (FS) | FS | Shanghai, China | 0.5834 | 0.002 | Anammox (AMX) | AMX | 0 | Synthetic Wastewater | Intermittent Aeration | 0.15 | 0.0003 | 0.15 | 0 | 0 | 26.997 | 26.997 | 0 | 0 | 1.4859 | 1.4859 | 130.3881 | 130.3881 | 75.1403 | 75.1403 | 101.4129 | 101.4129 | 36.4221 | 64.09% | 7.28e-05 | 0.05 | NA | 1.14e-05 | 0.05 | 0.05 | 0.032043 | NA | NA | 0.00035772 | 0.00035772 | NA | NA | 0 | 0 | 0 | 0 | 0 | 0 | 0 | 0 | 16 | NA | 6 | 0 | NA | NA | 0.35 | NA | 300 | 308 | 2.1065 | 413.75 | 0 | NA | NA | NA | Non-dispersive Infrared Spectroscopy (NDIR) | NDIR | Headspace | Headspace | Gas | 0 | 0 | NA | NA | NA | NA | NA | NA | NA | NA | NA | 0 | NA | NA | none | 20 | 34.2231 | Sidestream | AMX_Sidestream
Domingo-FelÃÅez et al., 2014 | 10.1021/es501819n | Lab | Single Stage | Sequencing Batch Reactor (SBR) | SBR | 2.5 | Flocculent Sludge (FS) | FS | Lyngby, Denmark | 0.373 | 0.004 | Partial Nitrification / Anammox (PNA) | PNA | 2.2 | Synthetic Wastewater | Intermittent Aeration | 0.75 gNH4+-N/L¬∑d | 0.003 | 0.75 | 0 | 0 | NA | NA | 0 | 0 | NA | NA | 0.75 gNH4-N/L/d | 642.8571 | NA | NA | 0.75 gNH4-N/L/d | 0.5 | 674 mgN L-1 d-1 | 89.87% | 0.0017973 | 6.1% | NA | 0.00034457 | 6.1 | 6.1 | 5.4819 | NA | NA | 0.66742857 mgN2O-N/gVSS/h | 5.66e-06 | NA | NA | 0 | 0 | 0 | 0 | 0 | 0 | 0 | 0 | 16 | 2400 | 6 | 28 | NA | NA | NA | NA | 570 | 303 | 1.8553 | 367.4838 | 3.1968 | NA | NA | 7.4 | Clark-type Sensor (CTS) | CTS | in situ | in situ | Liquid | 0 | 0 | NA | 2.7 | NA | NA | NA | NA | NA | 0.81 (gO2L-1d-1) | 1.2018 | 133.2 | NA | NA | none | NA | NA | Sidestream | PNA_Sidestream
Domingo-FelÃÅez et al., 2014 | 10.1021/es501819n | Lab | Single Stage | Sequencing Batch Reactor (SBR) | SBR | 2.5 | Flocculent Sludge (FS) | FS | Lyngby, Denmark | 0.373 | 0.004 | Partial Nitrification / Anammox (PNA) | PNA | 2.2 | Synthetic Wastewater | Intermittent Aeration | 0.75 | 0.003 | 0.75 | 0 | 0 | 34.2 | 151.4571 | 0 | 0 | 0.168 | 0.552 | 0.75 gNH4-N/L/d | 642.8571 | 88.8 | 114.1714 | 0.75 gNH4-N/L/d | 0.5 | 638 | 85.07% | 0.0017013 | 7% | NA | 0.00037429 | 6.5 | 6.5 | 5.5293 | NA | NA | 0.608 | 5.16e-06 | NA | NA | 0 | 0 | 0 | 0 | 0 | 0 | 0 | 0 | 16 | 2400 | 8 | 28 | NA | NA | NA | NA | 570 | 303 | 1.8553 | 367.4838 | 3.1968 | NA | NA | 7.4 | Clark-type Sensor (CTS) | CTS | in situ | in situ | Liquid | 0 | 0 | NA | 2.7 | NA | NA | NA | NA | NA | 0.81 | 1.2696 | 133.2 | NA | NA | none | NA | NA | Sidestream | PNA_Sidestream
Domingo-FelÃÅez et al., 2014 | 10.1021/es501819n | Lab | Single Stage | Sequencing Batch Reactor (SBR) | SBR | 2.5 | Flocculent Sludge (FS) | FS | Lyngby, Denmark | 0.373 | 0.004 | Partial Nitrification / Anammox (PNA) | PNA | 2.2 | Synthetic Wastewater | Intermittent Aeration | 0.75 | 0.003 | 0.75 | 0 | 0 | NA | NA | 0 | 0 | NA | NA | 0.75 gNH4-N/L/d | 642.8571 | NA | NA | 0.75 gNH4-N/L/d | 0.5 | 632 | 84.27% | 0.0016853 | 6.5% | NA | 0.00034429 | 6.5 | 6.5 | 5.4773 | NA | NA | 0.56 | 4.752e-06 | NA | NA | 0 | 0 | 0 | 0 | 0 | 0 | 0 | 0 | 16 | 2400 | 10 | 28 | NA | NA | NA | NA | 570 | 303 | 1.8553 | 367.4838 | 3.1968 | NA | NA | 7.4 | Clark-type Sensor (CTS) | CTS | in situ | in situ | Liquid | 0 | 0 | NA | 2.7 | NA | NA | NA | NA | NA | 0.81 | 1.2816 | 133.2 | NA | NA | none | NA | NA | Sidestream | PNA_Sidestream
Domingo-FelÃÅez et al., 2014 | 10.1021/es501819n | Lab | Single Stage | Sequencing Batch Reactor (SBR) | SBR | 2.5 | Flocculent Sludge (FS) | FS | Lyngby, Denmark | 0.373 | 0.004 | Partial Nitrification / Anammox (PNA) | PNA | 2.2 | Synthetic Wastewater | Intermittent Aeration | 0.75 | 0.003 | 0.75 | 0 | 0 | NA | NA | 0 | 0 | NA | NA | 0.75 gNH4-N/L/d | 642.8571 | NA | NA | 0.75 gNH4-N/L/d | 0.5 | 592 | 78.93% | 0.0015787 | 2.9% | NA | 0.00014388 | 2.9 | 2.9 | 2.2891 | NA | NA | 0.24229 | 2.06e-06 | NA | NA | 0 | 0 | 0 | 0 | 0 | 0 | 0 | 0 | 16 | 2400 | 16 | 28 | NA | NA | NA | NA | 570 | 303 | 1.8553 | 367.4838 | 3.1968 | NA | NA | 7.4 | Clark-type Sensor (CTS) | CTS | in situ | in situ | Liquid | 0 | 0 | NA | 2.7 | NA | NA | NA | NA | NA | 0.81 | 1.3682 | 133.2 | NA | NA | none | NA | NA | Sidestream | PNA_Sidestream
Domingo-FelÃÅez et al., 2014 | 10.1021/es501819n | Lab | Single Stage | Sequencing Batch Reactor (SBR) | SBR | 2.5 | Flocculent Sludge (FS) | FS | Lyngby, Denmark | 0.373 | 0.004 | Partial Nitrification / Anammox (PNA) | PNA | 2.2 | Synthetic Wastewater | Intermittent Aeration | 0.75 | 0.003 | 0.75 | 0 | 0 | NA | NA | 0 | 0 | NA | NA | 0.75 gNH4-N/L/d | 642.8571 | NA | NA | 0.75 gNH4-N/L/d | 0.5 | 641 | 85.47% | 0.0017093 | 1.7% | NA | 9.13e-05 | 1.7 | 1.7 | 1.4529 | NA | NA | 0.15086 | 1.28e-06 | NA | NA | 0 | 0 | 0 | 0 | 0 | 0 | 0 | 0 | 16 | 2400 | 25 | 28 | NA | NA | NA | NA | 570 | 303 | 1.8553 | 367.4838 | 3.1968 | NA | NA | 7.4 | Clark-type Sensor (CTS) | CTS | in situ | in situ | Liquid | 0 | 0 | NA | 2.7 | NA | NA | NA | NA | NA | 0.81 | 1.2637 | 133.2 | NA | NA | none | NA | NA | Sidestream | PNA_Sidestream
Domingo-FelÃÅez et al., 2014 | 10.1021/es501819n | Lab | Single Stage | Sequencing Batch Reactor (SBR) | SBR | 2.5 | Flocculent Sludge (FS) | FS | Lyngby, Denmark | 0.373 | 0.004 | Partial Nitrification / Anammox (PNA) | PNA | 2.2 | Synthetic Wastewater | Intermittent Aeration | 0.75 | 0.003 | 0.75 | 0 | 0 | NA | NA | 0 | 0 | NA | NA | 0.75 gNH4-N/L/d | 642.8571 | NA | NA | 0.75 gNH4-N/L/d | 0.5 | 669 | 89.2% | 0.001784 | 10.3% | NA | 0.00057751 | 10.3 | 10.3 | 9.1876 | NA | NA | 1.2383 | 1.09e-05 | NA | NA | 0 | 0 | 0 | 0 | 0 | 0 | 0 | 0 | 16 | 2400 | 3 | 53 | NA | NA | NA | NA | 405 | 303 | 1.8553 | 367.4838 | 2.0592 | NA | NA | 7.7 | Clark-type Sensor (CTS) | CTS | in situ | in situ | Liquid | 0 | 0 | NA | 2.8 | NA | NA | NA | NA | NA | 1.17 | 1.2108 | 85.8 | NA | NA | none | NA | NA | Sidestream | PNA_Sidestream
Domingo-FelÃÅez et al., 2014 | 10.1021/es501819n | Lab | Single Stage | Sequencing Batch Reactor (SBR) | SBR | 2.5 | Flocculent Sludge (FS) | FS | Lyngby, Denmark | 0.373 | 0.004 | Partial Nitrification / Anammox (PNA) | PNA | 2.2 | Synthetic Wastewater | Intermittent Aeration | 0.75 | 0.003 | 0.75 | 0 | 0 | 44.88 | 147.4629 | 0 | 0 | 0.389 | 1.7227 | 0.75 gNH4-N/L/d | 642.8571 | 22.13 | 28.4529 | 0.75 gNH4-N/L/d | 0.5 | 678 | 90.4% | 0.001808 | 13.9% | NA | 0.00078984 | 13.9 | 13.9 | 12.5656 | NA | NA | 1.5561 | 1.37e-05 | NA | NA | 0 | 0 | 0 | 0 | 0 | 0 | 0 | 0 | 16 | 2400 | 3 | 63 | NA | NA | NA | NA | 405 | 303 | 1.8553 | 367.4838 | 1.1376 | NA | NA | 7.7 | Clark-type Sensor (CTS) | CTS | in situ | in situ | Liquid | 0 | 0 | NA | 2.8 | NA | NA | NA | NA | NA | 0.96 | 1.1947 | 47.4 | NA | NA | none | NA | NA | Sidestream | PNA_Sidestream
Domingo-FelÃÅez et al., 2014 | 10.1021/es501819n | Lab | Single Stage | Sequencing Batch Reactor (SBR) | SBR | 2.5 | Flocculent Sludge (FS) | FS | Lyngby, Denmark | 0.373 | 0.004 | Partial Nitrification / Anammox (PNA) | PNA | 2.2 | Synthetic Wastewater | Intermittent Aeration | 0.75 | 0.003 | 0.75 | 0 | 0 | NA | NA | 0 | 0 | NA | NA | 0.75 gNH4-N/L/d | 642.8571 | NA | NA | 0.75 gNH4-N/L/d | 0.5 | 641 | 85.47% | 0.0017093 | 12.6% | NA | 0.0006769 | 12.6 | 12.6 | 10.7688 | NA | NA | 1.215 | 1.07e-05 | NA | NA | 0 | 0 | 0 | 0 | 0 | 0 | 0 | 0 | 16 | 2400 | 3 | 72 | NA | NA | NA | NA | 405 | 303 | 1.8553 | 367.4838 | 0.8352 | NA | NA | 7.7 | Clark-type Sensor (CTS) | CTS | in situ | in situ | Liquid | 0 | 0 | NA | 2.8 | NA | NA | NA | NA | NA | 0.9 | 1.2637 | 34.8 | NA | NA | none | NA | NA | Sidestream | PNA_Sidestream
Domingo-FelÃÅez et al., 2014 | 10.1021/es501819n | Lab | Single Stage | Sequencing Batch Reactor (SBR) | SBR | 2.5 | Flocculent Sludge (FS) | FS | Lyngby, Denmark | 0.373 | 0.004 | Partial Nitrification / Anammox (PNA) | PNA | 2.2 | Synthetic Wastewater | Intermittent Aeration | 0.75 | 0.003 | 0.75 | 0 | 0 | NA | NA | 0 | 0 | NA | NA | 0.75 gNH4-N/L/d | 642.8571 | NA | NA | 0.75 gNH4-N/L/d | 0.5 | 693 | 92.4% | 0.001848 | 10.6% | NA | 0.00061565 | 10.6 | 10.6 | 9.7944 | NA | NA | 0.78972 | 6.95e-06 | NA | NA | 0 | 0 | 0 | 0 | 0 | 0 | 0 | 0 | 16 | 2400 | 3 | 81 | NA | NA | NA | NA | 405 | 303 | 1.8553 | 367.4838 | 0.7344 | NA | NA | 7.7 | Clark-type Sensor (CTS) | CTS | in situ | in situ | Liquid | 0 | 0 | NA | 2.8 | NA | NA | NA | NA | NA | 0.93 | 1.1688 | 30.6 | NA | NA | none | NA | NA | Sidestream | PNA_Sidestream
Domingo-FelÃÅez et al., 2014 | 10.1021/es501819n | Lab | Single Stage | Sequencing Batch Reactor (SBR) | SBR | 2.5 | Flocculent Sludge (FS) | FS | Lyngby, Denmark | 0.373 | 0.004 | Partial Nitrification / Anammox (PNA) | PNA | 2.2 | Synthetic Wastewater | Intermittent Aeration | 0.75 | 0.003 | 0.75 | 0 | 0 | NA | NA | 0 | 0 | NA | NA | 0.75 gNH4-N/L/d | 642.8571 | NA | NA | 0.75 gNH4-N/L/d | 0.5 | 632 | 84.27% | 0.0016853 | 8.6% | NA | 0.00045552 | 8.6 | 8.6 | 7.2469 | NA | NA | 0.83645 | 7.36e-06 | NA | NA | 0 | 0 | 0 | 0 | 0 | 0 | 0 | 0 | 16 | 2400 | 3 | 93 | NA | NA | NA | NA | 405 | 303 | 1.8553 | 367.4838 | 0.6048 | NA | NA | 7.7 | Clark-type Sensor (CTS) | CTS | in situ | in situ | Liquid | 0 | 0 | NA | 2.8 | NA | NA | NA | NA | NA | 0.98 | 1.2816 | 25.2 | NA | NA | none | NA | NA | Sidestream | PNA_Sidestream
Cao et al., 2019 | 10.1016/j.cej.2018.12.160 | Lab | Single Stage | Sequencing Batch Reactor (SBR) | SBR | 2.5 | Flocculent Sludge (FS) | FS | Rennes, France | 0.048 | 0.0055 | Partial Denitrification / Anammox (PdNA) | PdNA | 2.96 | Anaerobic Digester Supernatant | None | 0.83 gN/L/d | 0.004565 | 0.83 | 2 | 8.8571 | 56 | 248 | 476 | 1564 | 50 | 164.2857 | 458 | 588.8571 | 88 | 113.1429 | 936 | 936 | 0.31 gN/L/d | 37.35% | 0.0043279 | 1.1 % Nloaded | NA | 6.48e-05 | 0.014967 | 2.9452 | 1.1 | NA | NA | 0.00038042 | 0.00038042 | 68.391 | NA | 510 | 510 | NA | NA | 0.54487 | NA | NA | NA | 30.96 | NA | 3.87 | 93.75 | NA | NA | NA | NA | 107 | 308 | 2.1065 | 413.75 | 2.88 | NA | 8.7 | 8 | Clark-type Sensor (CTS) | CTS | in situ | in situ | Liquid | 0 | 0 | NA | 2.7 | NA | NA | NA | NA | NA | NA | NA | 120 | NA | NA | none | NA | NA | Sidestream | PdNA
Cao et al., 2019 | 10.1016/j.cej.2018.12.160 | Lab | Single Stage | Sequencing Batch Reactor (SBR) | SBR | 2.5 | Flocculent Sludge (FS) | FS | Rennes, France | 0.048 | 0.0058 | Partial Denitrification / Anammox (PdNA) | PdNA | 2.96 | Anaerobic Digester Supernatant | None | 0.69 | 0.00418 | 0.72069 | 2 | 8.8571 | 35 | 155 | 246 | 808.2857 | 3 | 9.8571 | 243 | 312.4286 | 45 | 57.8571 | 491 | 491 | 0.31 | 44.93% | 0.0016709 | 0.8% | NA | 3.28e-05 | 0.019613 | 1.7806 | 0.8 | NA | NA | 0.00024023 | 0.00024023 | 68.391 | NA | 510 | 510 | NA | NA | 1.0387 | NA | NA | NA | 23.52 | NA | 2.94 | 93.75 | NA | NA | NA | NA | 119 | 308 | 2.1065 | 413.75 | 2.88 | NA | 8.7 | 8 | Clark-type Sensor (CTS) | CTS | in situ | in situ | Liquid | 0 | 0 | NA | 2.2 | NA | NA | NA | NA | NA | NA | NA | 120 | NA | NA | none | NA | NA | Sidestream | PdNA
Cao et al., 2019 | 10.1016/j.cej.2018.12.160 | Lab | Single Stage | Sequencing Batch Reactor (SBR) | SBR | 2.5 | Flocculent Sludge (FS) | FS | Rennes, France | 0.048 | 0.0057 | Partial Denitrification / Anammox (PdNA) | PdNA | 2.96 | Anaerobic Digester Supernatant | None | 0.75 | 0.004408 | 0.77333 | 2 | 8.8571 | 31 | 137.2857 | 296 | 972.5714 | 22 | 72.2857 | 317 | 407.5714 | 116 | 149.1429 | 615 | 615 | 0.23 | 30.67% | 0.001374 | 2.1% | NA | 9.53e-05 | 0.069391 | 6.8478 | 2.1 | NA | NA | 0.00067667 | 0.00067667 | 68.391 | NA | 510 | 510 | NA | NA | 0.82927 | NA | NA | NA | 24.72 | NA | 3.09 | 93.75 | NA | NA | NA | NA | 129 | 308 | 2.1065 | 413.75 | 2.88 | NA | 8.7 | 8 | Clark-type Sensor (CTS) | CTS | in situ | in situ | Liquid | 0 | 0 | NA | 2.3 | NA | NA | NA | NA | NA | NA | NA | 120 | NA | NA | none | NA | NA | Sidestream | PdNA
Cao et al., 2019 | 10.1016/j.cej.2018.12.160 | Lab | Single Stage | Sequencing Batch Reactor (SBR) | SBR | 2.5 | Flocculent Sludge (FS) | FS | Rennes, France | 0.048 | 0.0026 | Partial Denitrification / Anammox (PdNA) | PdNA | 2.96 | Anaerobic Digester Supernatant | None | 0.33 | 0.004332 | 1.6662 | 1 | 4.4286 | 26 | 115.1429 | 1 | 3.2857 | 17 | 55.8571 | 459 | 590.1429 | 47 | 60.4286 | 461 | 461 | 0.27 | 81.82% | 0.0022623 | 0.4% | NA | 2.55e-05 | 0.011259 | 0.48889 | 0.4 | NA | NA | 0.00027769 | 0.00027769 | 59.2296 | NA | 410 | 410 | NA | NA | 0.88937 | NA | NA | NA | 35.28 | NA | 4.41 | 35 | NA | NA | 0.4 | NA | 17 | 308 | 2.1065 | 413.75 | 0.576 | NA | 7.4 | 8.8 | Clark-type Sensor (CTS) | CTS | in situ | in situ | Liquid | 0 | 0 | NA | 2.5 | NA | NA | NA | NA | NA | NA | NA | 24 | NA | NA | none | NA | NA | Sidestream | PdNA
Cao et al., 2019 | 10.1016/j.cej.2018.12.160 | Lab | Single Stage | Sequencing Batch Reactor (SBR) | SBR | 2.5 | Flocculent Sludge (FS) | FS | Rennes, France | 0.048 | 0.0026 | Partial Denitrification / Anammox (PdNA) | PdNA | 2.96 | Anaerobic Digester Supernatant | None | 0.67 | 0.001976 | 0.76 | 2 | 8.8571 | 60 | 265.7143 | 1 | 3.2857 | 23 | 75.5714 | 911 | 1171.2857 | 142 | 182.5714 | 914 | 914 | 0.5 | 74.63% | 0.001781 | 0.8% | NA | 2.17e-05 | 0.01216 | 1.072 | 0.8 | NA | NA | 0.00025333 | 0.00025333 | 59.2296 | NA | 410 | 410 | NA | NA | 0.44858 | NA | NA | NA | 32.88 | NA | 4.11 | 46.2 | NA | NA | 0.4 | NA | 28 | 308 | 2.1065 | 413.75 | 0.576 | NA | 7.4 | 8.8 | Clark-type Sensor (CTS) | CTS | in situ | in situ | Liquid | 0 | 0 | NA | 3.6 | NA | NA | NA | NA | NA | NA | NA | 24 | NA | NA | none | NA | NA | Sidestream | PdNA
Cao et al., 2019 | 10.1016/j.cej.2018.12.160 | Lab | Single Stage | Sequencing Batch Reactor (SBR) | SBR | 2.5 | Flocculent Sludge (FS) | FS | Rennes, France | 0.048 | 0.0029 | Partial Denitrification / Anammox (PdNA) | PdNA | 2.96 | Anaerobic Digester Supernatant | None | 0.42 | 0.001976 | 0.68138 | 2 | 8.8571 | 25 | 110.7143 | 1 | 3.2857 | 18 | 59.1429 | 442 | 568.2857 | 118 | 151.7143 | 445 | 445 | 0.27 | 64.29% | 0.00075816 | 1.2% | NA | 2.56e-05 | 0.033778 | 1.8667 | 1.2 | NA | NA | 0.00034069 | 0.00034069 | 59.2296 | NA | 410 | 410 | NA | NA | 0.92135 | NA | NA | NA | 25.92 | NA | 3.24 | 43.1 | NA | NA | 0.4 | NA | 41 | 308 | 2.1065 | 413.75 | 0.576 | NA | 7.4 | 8.8 | Clark-type Sensor (CTS) | CTS | in situ | in situ | Liquid | 0 | 0 | NA | 3.2 | NA | NA | NA | NA | NA | NA | NA | 24 | NA | NA | none | NA | NA | Sidestream | PdNA
Cao et al., 2019 | 10.1016/j.cej.2018.12.160 | Lab | Single Stage | Sequencing Batch Reactor (SBR) | SBR | 2.5 | Flocculent Sludge (FS) | FS | Rennes, France | 0.048 | 0.0026 | Partial Denitrification / Anammox (PdNA) | PdNA | 2.96 | Anaerobic Digester Supernatant | None | 0.34 | 0.002204 | 0.84769 | 2 | 8.8571 | 21 | 93 | 3 | 9.8571 | 26 | 85.4286 | 461 | 592.7143 | 86 | 110.5714 | 466 | 466 | 0.24 | 70.59% | 0.0010788 | 4.6% | NA | 0.00015715 | 0.14567 | 6.5167 | 4.6 | NA | NA | 0.0016247 | 0.0016247 | 59.2296 | NA | 410 | 410 | NA | NA | 0.87983 | NA | NA | NA | 37.2 | NA | 4.65 | 33.8 | NA | NA | 0.4 | NA | 51 | 308 | 2.1065 | 413.75 | 0.576 | NA | 7.4 | 8.8 | Clark-type Sensor (CTS) | CTS | in situ | in situ | Liquid | 0 | 0 | NA | 3.5 | NA | NA | NA | NA | NA | NA | NA | 24 | NA | NA | none | NA | NA | Sidestream | PdNA
Staunton et al., 2015 | 10.1089/ees.2015.0063 | Lab | Single Stage | Sequencing Batch Reactor (SBR) | SBR | 2.5 | Flocculent Sludge (FS) | FS | North Carolina, US | 0.36268 | 0.0068788 | Partial Nitrification / Anammox (PNA) | PNA | 2.2 | Digestate | None | 67 gm-3d-1 | 0.00046088 | 0.067 | 0 | 0 | 24.5 | 24.5 | 0 | 0 | 27.3 | 27.3 | 2080 | 2080 | 98 | 98 | 67.0 g/m3/d | 2610 | 90% removal | 90% | 0.016158 | 11.4% removed TN | 0.0018421 | 0.0018421 | 11.4 | 11.4 | 10.26 | NA | NA | 0.0055789 | 0.0055789 | 496 | 119.4 | 60.1 g/m3/d | 120.2 | 59.5% | 0.00049197 | 0.046054 | NA | NA | NA | 48 | NA | 1 | 99.4444 | NA | NA | NA | NA | 65 | 308 | 2.1065 | 413.75 | NA | NA | NA | 8.1 | Gas Chromatography (GC) | GC | Grab Gas Sample (GGS) | GGS | Gas | 0 | 0 | NA | 1810 | NA | NA | NA | 2480 | 210 | NA | NA | NA | NA | NA | none | NA | NA | Sidestream | PNA_Sidestream
Zhou et al., 2018 | 10.1016/j.biortech.2018.01.131 | Lab | Single Stage | Sequencing Batch Reactor (SBR) | SBR | 2.5 | Flocculent Sludge (FS) | FS | Beijing, China | 0.5688 | 0.022 | Partial Nitrification / Anammox (PNA) | PNA | 2.2 | Domestic Wastewater | None | 0.95199 | 0.95199 | 43.2721 | 0.78212 | 3.4637 | 0 | 0 | 0.39106 | 1.2849 | 20.7263 | 68.1006 | 43.7989 | 56.3128 | 11.3408 | 14.581 | 44.9721 | 44.9721 | 38.86% | 38.86% | 0.00038448 | 6% | 3.63e-05 | 3.63e-05 | 6 | 6 | 2.3316 | NA | NA | 6.61e-05 | 6.61e-05 | NA | NA | 103.6134 | 103.6134 | effluent 57.2268908 | 0.010205 | 2.304 | NA | NA | NA | 24.9429 | 480 | 2.5714 | 92.9553 | NA | NA | 0.5 | NA | 8 | 298 | 1.6267 | 326.3912 | NA | NA | NA | NA | Gas Chromatography (GC) | GC | Grab Gas Sample (GGS) | GGS | Gas | 0 | 0 | NA | NA | NA | NA | NA | NA | NA | NA | NA | NA | NA | NA | methanol | NA | NA | Mainstream | PNA_Mainstream
Zhou et al., 2018 | 10.1016/j.biortech.2018.01.131 | Lab | Single Stage | Sequencing Batch Reactor (SBR) | SBR | 2.5 | Flocculent Sludge (FS) | FS | Beijing, China | 0.5688 | 0.022 | Nitrification / Anammox (NiA) | NiA | 2.96 | Domestic Wastewater | None | 0.54636 | 0.54636 | 24.8344 | 0.39106 | 1.7318 | 21.1173 | 93.5196 | 0.39106 | 1.2849 | 0.39106 | 1.2849 | 25.0279 | 32.1788 | 4.3017 | 5.5307 | 25.8101 | 25.8101 | 0.82% | 0.82% | 4.66e-06 | 0 | 0 | 0 | 0 | 0 | 0 | NA | NA | 0 | 0 | NA | NA | 69.3277 | 69.3277 | 46.1345 | 0.0051025 | 2.6861 | NA | NA | NA | 24.9429 | 480 | 2.5714 | 92.9553 | NA | NA | 0.5 | NA | 53 | 298 | 1.6267 | 326.3912 | NA | NA | NA | NA | Gas Chromatography (GC) | GC | Grab Gas Sample (GGS) | GGS | Gas | 0 | 0 | NA | NA | NA | NA | NA | NA | NA | NA | NA | NA | NA | NA | methanol | NA | NA | Mainstream | NiA
Zhou et al., 2018 | 10.1016/j.biortech.2018.01.131 | Lab | Single Stage | Sequencing Batch Reactor (SBR) | SBR | 2.5 | Flocculent Sludge (FS) | FS | Beijing, China | 0.5688 | 0.022 | Nitrification / Anammox (NiA) | NiA | 2.96 | Domestic Wastewater | None | 0.95199 | 0.95199 | 43.2721 | 0.39106 | 1.7318 | 31.676 | 140.2793 | 0.78212 | 2.5698 | 0 | 0 | 43.7989 | 56.3128 | 1.9553 | 2.514 | 44.9721 | 44.9721 | 21.63% | 21.63% | 0.000214 | 2.9% | 9.75e-06 | 9.75e-06 | 2.9 | 2.9 | 0.62727 | NA | NA | 1.78e-05 | 1.78e-05 | NA | NA | 90.5042 | 90.5042 | 37.0588 | 0.011758 | 2.0125 | NA | NA | NA | 24.9429 | 480 | 2.5714 | 92.9553 | NA | NA | 0.5 | NA | 108 | 298 | 1.6267 | 326.3912 | NA | NA | NA | NA | Gas Chromatography (GC) | GC | Grab Gas Sample (GGS) | GGS | Gas | 0 | 0 | NA | NA | NA | NA | NA | NA | NA | NA | NA | NA | NA | NA | methanol | NA | NA | Mainstream | NiA
Wang et al., 2021 | 10.1016/j.biortech.2021.125762 | Lab | Single Stage | Sequencing Batch Reactor (SBR) | SBR | 2.5 | Flocculent Sludge (FS) | FS | Shenzhen, China | 0.4715 | 0.0024 | Partial Nitrification / Anammox (PNA) | PNA | 2.2 | Synthetic Wastewater | Intermittent Aeration | 0.78 | 0.001872 | 0.78 | 42.0635 | 186.2812 | 69.0476 | 305.7823 | 3.1746 | 10.4308 | 0 | 0 | 244.4444 | 314.2857 | 20.6349 | 26.5306 | 289.6825 | 289.6825 | 76% | 76% | 1.824e-06 | 0.1919 | 0.013817 | 4.34e-05 | 1.15 | 1.15 | 0.874 | NA | NA | 0.018093 | 0.018093 | NA | NA | 0 | 0 | 0 | 0 | 0 | NA | NA | NA | 15.5 | 143 | 14.88 | 40 | NA | NA | 0.010592 | 437.1654 | 63 | 306 | 2.0032 | 394.5827 | 0.0288 | NA | NA | NA | Clark-type Sensor (CTS) | CTS | in situ | in situ | Liquid | 0 | 0 | NA | NA | NA | NA | NA | NA | NA | NA | NA | 1.2 | NA | NA | none | NA | NA | Sidestream | PNA_Sidestream
Wang et al., 2021 | 10.1016/j.biortech.2021.125762 | Lab | Single Stage | Sequencing Batch Reactor (SBR) | SBR | 2.5 | Flocculent Sludge (FS) | FS | Shenzhen, China | 0.4715 | 0.0024 | Partial Nitrification / Anammox (PNA) | PNA | 2.2 | Reject Water | Intermittent Aeration | 0.75 | 0.0018 | 0.75 | 20.4657 | 90.6338 | 75.3274 | 333.5929 | 1.6935 | 5.5643 | 0.22652 | 0.29124 | 235.1593 | 302.3477 | 9.206 | 11.8363 | 257.3185 | 257.3185 | 81% | 81% | 1.944e-06 | 0.11761 | 0.0084679 | 2.66e-05 | 0.95 | 0.95 | 0.7695 | NA | NA | 0.011089 | 0.011089 | NA | NA | 468.8324 | 468.8324 | 455.511 | 3.2e-05 | 1.822 | NA | NA | NA | 16.5 | 143 | 11.88 | 60 | NA | NA | 0.0052426 | 467.3314 | 130 | 306 | 2.0032 | 394.5827 | 0.036 | NA | NA | NA | Clark-type Sensor (CTS) | CTS | in situ | in situ | Liquid | 0 | 0 | NA | NA | NA | NA | NA | NA | NA | NA | NA | 1.5 | NA | NA | none | NA | NA | Sidestream | PNA_Sidestream
Duan et al., 2019 | 10.1021/acs.est.8b06148 | Lab | Single Stage | Sequencing Batch Reactor (SBR) | SBR | 2.5 | Flocculent Sludge (FS) | FS | Queensland, Australia | 0.81 | 0.008 | Partial Nitrification / Anammox (PNA) | PNA | 2.2 | Synthetic Wastewater | None | 0.0004 | 0.0004 | 0.05 | 16.36 | 72.4514 | 15.3 | 67.7571 | 0 | 0 | 0 | 0 | 0 | 0 | 0.1 | 0.12857 | 69.2% removal | 50 | eff: 15.4 mgN/L | 69.2% | 0.0002768 | 4.74e-06 | 4.74e-06 | 4.74e-06 | 1.18590998 %loading | 1.7137 | 1.1859 | NA | NA | 0.00011859 | 0.00011859 | NA | NA | 300 | 300 | NA | NA | 6 | NA | NA | NA | 24 | 360 | 4 | 50 | NA | NA | 1.75 | 300 | 110 | 295 | 1.4999 | 303.9755 | NA | NA | NA | 7.25 | Non-dispersive Infrared Spectroscopy (NDIR) | NDIR | Headspace | Headspace | Gas | 0 | 0 | NA | NA | NA | NA | NA | NA | NA | NA | NA | NA | NA | NA | NA | NA | NA | Mainstream | PNA_Mainstream
Duan et al., 2019 | 10.1021/acs.est.8b06148 | Lab | Single Stage | Sequencing Batch Reactor (SBR) | SBR | 2.5 | Flocculent Sludge (FS) | FS | Queensland, Australia | 0.81 | 0.008 | Partial Nitrification / Anammox (PNA) | PNA | 2.2 | Synthetic Wastewater | None | 0.00040157 | 0.00040157 | 0.050196 | 1.06 | 4.6943 | 9 | 39.8571 | 8.45 | 27.7643 | 3.6 | 11.8286 | 0 | 0 | 0.2 | 0.25714 | 74.5% | 50.1961 | 12.8 | 74.5% | 0.00029917 | 1.34e-05 | 1.34e-05 | 1.34e-05 | 3.3346 | 4.476 | 3.3346 | NA | NA | 0.00033477 | 0.00033477 | NA | NA | 300 | 300 | NA | NA | 5.9766 | NA | NA | NA | 24 | 360 | 4 | 50 | NA | NA | 1.75 | 300 | 170 | 295 | 1.4999 | 303.9755 | NA | NA | NA | 7.25 | Non-dispersive Infrared Spectroscopy (NDIR) | NDIR | Headspace | Headspace | Gas | 4.23 | 0 | NA | NA | NA | NA | NA | NA | NA | NA | NA | NA | NA | NA | NA | NA | NA | Mainstream | PNA_Mainstream
Duan et al., 2019 | 10.1021/acs.est.8b06148 | Lab | Single Stage | Sequencing Batch Reactor (SBR) | SBR | 2.5 | Flocculent Sludge (FS) | FS | Queensland, Australia | 0.81 | 0.008 | Partial Nitrification / Anammox (PNA) | PNA | 2.2 | Synthetic Wastewater | None | 0.0004 | 0.0004 | 0.05 | 1.06 | 4.6943 | 1.1 | 4.8714 | 10.77 | 35.3871 | 10.8 | 35.4857 | 0 | 0 | 0.1 | 0.12857 | 76% | 50 | 12 | 76% | 0.000304 | 8.36e-06 | 8.36e-06 | 8.36e-06 | 2.09 | 2.75 | 2.09 | NA | NA | 0.000209 | 0.000209 | NA | NA | 300 | 300 | NA | NA | 6 | NA | NA | NA | 24 | 360 | 4 | 50 | NA | NA | 1.75 | 300 | 350 | 295 | 1.4999 | 303.9755 | NA | NA | NA | 7.25 | Non-dispersive Infrared Spectroscopy (NDIR) | NDIR | Headspace | Headspace | Gas | 0 | 210 | NA | NA | NA | NA | NA | NA | NA | NA | NA | NA | NA | NA | NA | NA | NA | Mainstream | PNA_Mainstream
Duan et al., 2019 | 10.1021/acs.est.8b06148 | Lab | Single Stage | Sequencing Batch Reactor (SBR) | SBR | 2.5 | Flocculent Sludge (FS) | FS | Queensland, Australia | 0.81 | 0.008 | Partial Nitrification / Anammox (PNA) | PNA | 2.2 | Synthetic Wastewater | None | 0.0004 | 0.0004 | 0.05 | 8.36 | 37.0229 | 6.5 | 28.7857 | 3.38 | 11.1057 | 6.2 | 20.3714 | 0 | 0 | 0.1 | 0.12857 | 74.4% | 50 | 12.8 | 74.4% | 0.0002976 | 4.88e-06 | 4.88e-06 | 4.88e-06 | 1.2211 | 1.6413 | 1.2211 | NA | NA | 0.00012211 | 0.00012211 | NA | NA | 300 | 300 | NA | NA | 6 | NA | NA | NA | 24 | 360 | 4 | 50 | NA | NA | 1.75 | 300 | 450 | 295 | 1.4999 | 303.9755 | NA | NA | NA | 7.25 | Non-dispersive Infrared Spectroscopy (NDIR) | NDIR | Headspace | Headspace | Gas | 0 | 210 | NA | NA | NA | NA | NA | NA | NA | NA | NA | NA | NA | NA | NA | NA | NA | Mainstream | PNA_Mainstream
Duan et al., 2019 | 10.1021/acs.est.8b06148 | Lab | Single Stage | Sequencing Batch Reactor (SBR) | SBR | 2.5 | Flocculent Sludge (FS) | FS | Queensland, Australia | 0.81 | 0.008 | Partial Nitrification / Anammox (PNA) | PNA | 2.2 | Synthetic Wastewater | None | 0.0004 | 0.0004 | 0.05 | 0.31 | 1.3729 | 0.6 | 2.6571 | 9.4 | 30.8857 | 9.7 | 31.8714 | 0 | 0 | 0.2 | 0.25714 | 79% | 50 | 10.5 | 79% | 0.000316 | 6.9e-06 | 6.9e-06 | 6.9e-06 | 1.726 | 2.1848 | 1.726 | NA | NA | 0.0001726 | 0.0001726 | NA | NA | 300 | 300 | NA | NA | 6 | NA | NA | NA | 24 | 360 | 4 | 50 | NA | NA | 1.75 | 300 | 560 | 295 | 1.4999 | 303.9755 | NA | NA | NA | 7.25 | Non-dispersive Infrared Spectroscopy (NDIR) | NDIR | Headspace | Headspace | Gas | 3.07 | 0 | NA | NA | NA | NA | NA | NA | NA | NA | NA | NA | NA | NA | NA | NA | NA | Mainstream | PNA_Mainstream
Duan et al., 2019 | 10.1021/acs.est.8b06148 | Lab | Single Stage | Sequencing Batch Reactor (SBR) | SBR | 2.5 | Flocculent Sludge (FS) | FS | Queensland, Australia | 0.81 | 0.008 | Partial Nitrification / Anammox (PNA) | PNA | 2.2 | Synthetic Wastewater | None | 0.00040165 | 0.00040165 | 0.050206 | 0 | 0 | 0.5 | 2.2143 | 10.99 | 36.11 | 11.4 | 37.4571 | 0.53 | 0.68143 | 0.2 | 0.25714 | 75.7% | 50.2058 | 12.2 | 75.7% | 0.00030405 | 6.23e-06 | 6.23e-06 | 6.23e-06 | 1.5499 | 2.0474 | 1.5499 | NA | NA | 0.00015563 | 0.00015563 | NA | NA | 300 | 300 | NA | NA | 5.9754 | NA | NA | NA | 24 | 360 | 4 | 50 | NA | NA | 1.75 | 300 | 750 | 295 | 1.4999 | 303.9755 | NA | NA | NA | 7.25 | Non-dispersive Infrared Spectroscopy (NDIR) | NDIR | Headspace | Headspace | Gas | 0 | 210 | NA | NA | NA | NA | NA | NA | NA | NA | NA | NA | NA | NA | NA | NA | NA | Mainstream | PNA_Mainstream
Harris et al., 2015 | 10.1016/j.watres.2015.06.040 | Pilot | Single Stage | Sequencing Batch Reactor (SBR) | SBR | 2.5 | Flocculent Sludge (FS) | FS | DuÃàbendorf, Switzerland | 0.16 | 0.4 | Partial Nitrification / Anammox (PNA) | PNA | 2.2 | Domestic Wastewater | Intermittent Feeding | 0.20525 | 0.20525 | 0.51312 | 46.1538 | 204.3956 | 5.12820513 % NO3/NH4 removed | 131.1632 | 1.15384615 mgN/L/h | 124.6691 | 1.1538 | 3.7912 | 333.3007 | 428.5295 | 9.7983871 removal rate mgN/L/h | 10.3252 | 417.3974 | 705.4015 | 38.8021 | 94.5% | 0.26664 | 0.00089775 | 0.00089775 | 0.00089775 | 0.69105691 % removed NH4 | 0.81976 | 0.26072 | NA | NA | 6.8e-05 | 6.8e-05 | NA | NA | 300 | 300 | NA | NA | 0.42529 | NA | NA | NA | 32.9937 | NA | NA | NA | NA | NA | 0.0089035 | NA | 9.8438 | NA | NA | NA | 0.2448 | NA | 5.5 | 8.062 | Isotope-Ratio Monitoring Mass Spectrometer (IRMS) | IRMS | Headspace | Headspace | Gas | 0 | 0 | NA | NA | NA | NA | NA | 250 | NA | NA | NA | 10.2 | NA | NA | NA | NA | NA | Mainstream | PNA_Mainstream
Harris et al., 2015 | 10.1016/j.watres.2015.06.040 | Pilot | Single Stage | Sequencing Batch Reactor (SBR) | SBR | 2.5 | Flocculent Sludge (FS) | FS | DuÃàbendorf, Switzerland | 0.16 | 0.4 | Partial Nitrification / Anammox (PNA) | PNA | 2.2 | Domestic Wastewater | Intermittent Feeding | 0.20519 | 0.20519 | 0.51297 | 42.6923 | 189.0659 | 6.4103 | 94.7218 | 1.1538 | 127.0194 | 0 | 0 | 342.3753 | 440.1968 | 9.9194 | 10.0407 | 423.7257 | 716.0964 | 29.1982 | 95.92% | 0.27476 | 0.0011642 | 0.0011642 | 0.0011642 | 0.86992 | 1.0472 | 0.33254 | NA | NA | 8.69e-05 | 8.69e-05 | NA | NA | 300 | 300 | NA | NA | 0.41894 | NA | NA | NA | 33.5037 | NA | NA | NA | NA | NA | 0.0040534 | NA | 10.6771 | NA | NA | NA | 0.2304 | NA | 5.5 | 7.9845 | Isotope-Ratio Monitoring Mass Spectrometer (IRMS) | IRMS | Headspace | Headspace | Gas | 0 | 0 | NA | NA | NA | NA | NA | 250 | NA | NA | NA | 9.6 | NA | NA | NA | NA | NA | Mainstream | PNA_Mainstream
Harris et al., 2015 | 10.1016/j.watres.2015.06.040 | Pilot | Single Stage | Sequencing Batch Reactor (SBR) | SBR | 2.5 | Flocculent Sludge (FS) | FS | DuÃàbendorf, Switzerland | 0.16 | 0.4 | Partial Nitrification / Anammox (PNA) | PNA | 2.2 | Domestic Wastewater | Intermittent Feeding | 0.32547 | 0.32547 | 0.81368 | 45 | 199.2857 | 0 | 199.2857 | 1.1538 | 49.6971 | 2.3077 | 7.5824 | 202.8478 | 260.8043 | 15.0323 | 5.7975 | 262.973 | 444.4244 | 51.8168 | 88.34% | 0.15704 | 0.0012168 | 0.0012168 | 0.0012168 | 1.5338 | 1.7636 | 0.56004 | NA | NA | 0.00023206 | 0.00023206 | NA | NA | 300 | 300 | NA | NA | 0.67503 | NA | NA | NA | 13.1085 | NA | NA | NA | NA | NA | 0.0068493 | NA | 12.8646 | NA | NA | NA | 0.11659 | NA | 5.5 | 8.062 | Isotope-Ratio Monitoring Mass Spectrometer (IRMS) | IRMS | Headspace | Headspace | Gas | 0 | 0 | NA | NA | NA | NA | NA | 250 | NA | NA | NA | 4.8577 | NA | NA | NA | NA | NA | Mainstream | PNA_Mainstream
Harris et al., 2015 | 10.1016/j.watres.2015.06.040 | Pilot | Single Stage | Sequencing Batch Reactor (SBR) | SBR | 2.5 | Flocculent Sludge (FS) | FS | DuÃàbendorf, Switzerland | 0.16 | 0.4 | Partial Nitrification / Anammox (PNA) | PNA | 2.2 | Domestic Wastewater | Intermittent Feeding | 1.0189 | 1.0189 | 2.5473 | 36.9231 | 163.5165 | 7.6923 | 146.496 | 13.0455 | 98.2297 | 47.3077 | 155.4396 | 77.1062 | 99.1366 | 21.8022 | 27.1429 | 143.9253 | 243.2338 | 101.4985 | 58.27% | 0.056694 | 0.0005579 | 0.0005579 | 0.0005579 | 2.4908 | 1.4774 | 0.46916 | NA | NA | 0.00060862 | 0.00060862 | NA | NA | 300 | 300 | NA | NA | 1.2334 | NA | NA | NA | 2.2917 | NA | NA | NA | NA | NA | 0.42541 | NA | 15.8333 | NA | NA | NA | 1.119 | NA | 5.5 | 7.4419 | Isotope-Ratio Monitoring Mass Spectrometer (IRMS) | IRMS | Headspace | Headspace | Gas | 0 | 0 | NA | NA | NA | NA | NA | 250 | NA | NA | NA | 46.6248 | NA | NA | NA | NA | NA | Mainstream | PNA_Mainstream
Harris et al., 2015 | 10.1016/j.watres.2015.06.040 | Pilot | Single Stage | Sequencing Batch Reactor (SBR) | SBR | 2.5 | Flocculent Sludge (FS) | FS | DuÃàbendorf, Switzerland | 0.16 | 0.4 | Partial Nitrification / Anammox (PNA) | PNA | 2.2 | Domestic Wastewater | Intermittent Feeding | 0.53173 | 0.53173 | 1.3293 | 35.7692 | 158.4066 | 33.3333 | 93.4267 | 1.15384615 mgN/L/h | 11.8868 | 2.3077 | 7.5824 | 63.7164 | 81.9211 | 13.9927 | 19.6978 | 103.1034 | 174.2447 | 38.7246 | 77.78% | 0.054208 | 0.0015352 | 0.0015352 | 0.0015352 | 7.9304 | 5.6751 | 1.8022 | NA | NA | 0.00122 | 0.00122 | NA | NA | 300 | 300 | NA | NA | 1.7217 | NA | NA | NA | 3.1458 | NA | NA | NA | NA | NA | 0.099448 | NA | 22.3438 | NA | NA | NA | 0.2536 | NA | 5.5 | 7.5969 | Isotope-Ratio Monitoring Mass Spectrometer (IRMS) | IRMS | Headspace | Headspace | Gas | 0 | 0 | NA | NA | NA | NA | NA | 250 | NA | NA | NA | 10.5667 | NA | NA | NA | NA | NA | Mainstream | PNA_Mainstream
Harris et al., 2015 | 10.1016/j.watres.2015.06.040 | Pilot | Single Stage | Sequencing Batch Reactor (SBR) | SBR | 2.5 | Flocculent Sludge (FS) | FS | DuÃàbendorf, Switzerland | 0.16 | 0.4 | Partial Nitrification / Anammox (PNA) | PNA | 2.2 | Domestic Wastewater | Intermittent Feeding | 0.95542 | 0.95542 | 2.3886 | 34.6154 | 153.2967 | 10.2564 | 141.984 | 0 | 0 | 2.3077 | 7.5824 | 70.8951 | 91.1509 | 13.9011 | 45.989 | 105.5105 | 178.3128 | 70.1378 | 60.67% | 0.04327 | 0.0017409 | 0.0017409 | 0.0017409 | 12.3901 | 6.2886 | 1.997 | NA | NA | 0.0024291 | 0.0024291 | NA | NA | 300 | 300 | NA | NA | 1.6824 | NA | NA | NA | 1.7917 | NA | NA | NA | NA | NA | 0.5663 | NA | 22.8646 | NA | NA | NA | 0.4008 | NA | 5.5 | 7.4419 | Isotope-Ratio Monitoring Mass Spectrometer (IRMS) | IRMS | Headspace | Headspace | Gas | 0 | 0 | NA | NA | NA | NA | NA | 250 | NA | NA | NA | 16.7 | NA | NA | NA | NA | NA | Mainstream | PNA_Mainstream
Harris et al., 2015 | 10.1016/j.watres.2015.06.040 | Pilot | Single Stage | Sequencing Batch Reactor (SBR) | SBR | 2.5 | Flocculent Sludge (FS) | FS | DuÃàbendorf, Switzerland | 0.16 | 0.4 | Partial Nitrification / Anammox (PNA) | PNA | 2.2 | Domestic Wastewater | Intermittent Feeding | 0.32983 | 0.32983 | 0.82458 | 26.5385 | 117.5275 | 10.2564 | 52.9946 | 1.6269 | 53.4542 | 2.3077 | 7.5824 | 160.4918 | 206.3466 | 14.2077 | 18.4153 | 203.2989 | 343.5752 | 28.5972 | 91.68% | 0.12599 | 0.00084134 | 0.00084134 | 0.00084134 | 1.439 | 1.5773 | 0.50088 | NA | NA | 0.00021033 | 0.00021033 | NA | NA | 300 | 300 | NA | NA | 0.87317 | NA | NA | NA | 10 | NA | NA | NA | NA | NA | 0.0040534 | NA | 6.3021 | NA | NA | NA | 0.29538 | NA | 5.5 | 7.8295 | Isotope-Ratio Monitoring Mass Spectrometer (IRMS) | IRMS | Headspace | Headspace | Gas | 0 | 0 | NA | NA | NA | NA | NA | 250 | NA | NA | NA | 12.3077 | NA | NA | NA | NA | NA | Mainstream | PNA_Mainstream
Harris et al., 2015 | 10.1016/j.watres.2015.06.040 | Pilot | Single Stage | Sequencing Batch Reactor (SBR) | SBR | 2.5 | Flocculent Sludge (FS) | FS | DuÃàbendorf, Switzerland | 0.16 | 0.4 | Partial Nitrification / Anammox (PNA) | PNA | 2.2 | Domestic Wastewater | Intermittent Feeding | 0.35779 | 0.35779 | 0.89447 | 30 | 132.8571 | 0 | 132.8571 | 3.8507 | 101.2196 | 2.3077 | 7.5824 | 115.6185 | 148.6523 | 9.8212 | 37.0492 | 176.4245 | 298.1573 | 61.1237 | 79.5% | 0.094813 | 0.00053125 | 0.00053125 | 0.00053125 | 1.5301 | 1.1477 | 0.36445 | NA | NA | 0.00016602 | 0.00016602 | NA | NA | 300 | 300 | NA | NA | 1.0062 | NA | NA | NA | 8 | NA | NA | NA | NA | NA | 0.0035552 | NA | 7.1354 | NA | NA | NA | 0.18462 | NA | 5.5 | 7.8295 | Isotope-Ratio Monitoring Mass Spectrometer (IRMS) | IRMS | Headspace | Headspace | Gas | 0 | 0 | NA | NA | NA | NA | NA | 250 | NA | NA | NA | 7.6923 | NA | NA | NA | NA | NA | Mainstream | PNA_Mainstream
Harris et al., 2015 | 10.1016/j.watres.2015.06.040 | Pilot | Single Stage | Sequencing Batch Reactor (SBR) | SBR | 2.5 | Flocculent Sludge (FS) | FS | DuÃàbendorf, Switzerland | 0.16 | 0.4 | Partial Nitrification / Anammox (PNA) | PNA | 2.2 | Domestic Wastewater | Intermittent Feeding | 0.31565 | 0.31565 | 0.78912 | 27.6923 | 122.6374 | 21.7949 | 0 | 5.6418 | 296.597 | 2.3077 | 7.5824 | 193.3302 | 248.5674 | 11.2459 | 13.3958 | 311.2912 | 526.0821 | 12.7266 | 97.58% | 0.20534 | 0.00079961 | 0.00079961 | 0.00079961 | 1.0929 | 0.97903 | 0.3109 | NA | NA | 0.00012494 | 0.00012494 | NA | NA | 300 | 300 | NA | NA | 0.57025 | NA | NA | NA | 16 | NA | NA | NA | NA | NA | 0.0031182 | NA | 8.0729 | NA | NA | NA | 0.10154 | NA | 5.5 | 7.907 | Isotope-Ratio Monitoring Mass Spectrometer (IRMS) | IRMS | Headspace | Headspace | Gas | 0 | 0 | NA | NA | NA | NA | NA | 250 | NA | NA | NA | 4.2308 | NA | NA | NA | NA | NA | Mainstream | PNA_Mainstream
Harris et al., 2015 | 10.1016/j.watres.2015.06.040 | Pilot | Single Stage | Sequencing Batch Reactor (SBR) | SBR | 2.5 | Flocculent Sludge (FS) | FS | DuÃàbendorf, Switzerland | 0.16 | 0.4 | Partial Nitrification / Anammox (PNA) | PNA | 2.2 | Domestic Wastewater | Intermittent Feeding | 0.50751 | 0.50751 | 1.2688 | 27.6923 | 122.6374 | 21.7949 | 22.9526 | 7.7591 | 152.9644 | 1.1538 | 3.7912 | 113.4426 | 145.8548 | 17.2131 | 10.1639 | 187.6893 | 317.1949 | 14.242 | 95.51% | 0.12118 | 0.00069205 | 0.00069205 | 0.00069205 | 1.6393 | 1.4053 | 0.44627 | NA | NA | 0.00028835 | 0.00028835 | NA | NA | 300 | 300 | NA | NA | 0.94579 | NA | NA | NA | 6 | NA | NA | NA | NA | NA | 0.0035552 | NA | 9.3229 | NA | NA | NA | 0.10154 | NA | 5.5 | 8.1395 | Isotope-Ratio Monitoring Mass Spectrometer (IRMS) | IRMS | Headspace | Headspace | Gas | 0 | 0 | NA | NA | NA | NA | NA | 250 | NA | NA | NA | 4.2308 | NA | NA | NA | NA | NA | Mainstream | PNA_Mainstream
Harris et al., 2015 | 10.1016/j.watres.2015.06.040 | Pilot | Single Stage | Sequencing Batch Reactor (SBR) | SBR | 2.5 | Flocculent Sludge (FS) | FS | DuÃàbendorf, Switzerland | 0.16 | 0.4 | Partial Nitrification / Anammox (PNA) | PNA | 2.2 | Domestic Wastewater | Intermittent Feeding | 0.64104 | 0.64104 | 1.6026 | 41.5385 | 183.956 | 0 | 183.956 | 10.4851 | 241.1567 | 1.1538 | 3.7912 | 161.6475 | 207.8326 | 20.4508 | 18.4918 | 276.5815 | 467.4228 | 57.0748 | 87.79% | 0.16414 | 0.00090129 | 0.00090129 | 0.00090129 | 1.5301 | 1.242 | 0.39441 | NA | NA | 0.00032189 | 0.00032189 | NA | NA | 300 | 300 | NA | NA | 0.64182 | NA | NA | NA | 7 | NA | NA | NA | NA | NA | 0.002735 | NA | 12.4479 | NA | NA | NA | 0.16615 | NA | 5.5 | 7.9845 | Isotope-Ratio Monitoring Mass Spectrometer (IRMS) | IRMS | Headspace | Headspace | Gas | 0 | 0 | NA | NA | NA | NA | NA | 250 | NA | NA | NA | 6.9231 | NA | NA | NA | NA | NA | Mainstream | PNA_Mainstream
Harris et al., 2015 | 10.1016/j.watres.2015.06.040 | Pilot | Single Stage | Sequencing Batch Reactor (SBR) | SBR | 2.5 | Flocculent Sludge (FS) | FS | DuÃàbendorf, Switzerland | 0.16 | 0.4 | Partial Nitrification / Anammox (PNA) | PNA | 2.2 | Domestic Wastewater | Intermittent Feeding | 0.40972 | 0.40972 | 1.0243 | 40.3846 | 178.8462 | 3.8462 | 147.835 | 12.8955 | 762.678 | 2.3077 | 7.5824 | 182.0656 | 234.0843 | 10.1148 | 0 | 454.5696 | 768.2226 | 35.6898 | 95.35% | 0.29301 | 0.0041235 | 0.0041235 | 0.0041235 | 5.662 | 3.4574 | 1.0979 | NA | NA | 0.0005727 | 0.0005727 | NA | NA | 300 | 300 | NA | NA | 0.39051 | NA | NA | NA | 18 | NA | NA | NA | NA | NA | 0.0078091 | NA | 13.3333 | NA | NA | NA | 0.22154 | NA | 5.5 | 8.1395 | Isotope-Ratio Monitoring Mass Spectrometer (IRMS) | IRMS | Headspace | Headspace | Gas | 0 | 0 | NA | NA | NA | NA | NA | 250 | NA | NA | NA | 9.2308 | NA | NA | NA | NA | NA | Mainstream | PNA_Mainstream
Harris et al., 2015 | 10.1016/j.watres.2015.06.040 | Pilot | Single Stage | Sequencing Batch Reactor (SBR) | SBR | 2.5 | Flocculent Sludge (FS) | FS | DuÃàbendorf, Switzerland | 0.16 | 0.4 | Partial Nitrification / Anammox (PNA) | PNA | 2.2 | Domestic Wastewater | Intermittent Feeding | 1.1688 | 1.1688 | 2.922 | 32.3077 | 143.0769 | 38.1004 | 39.0777 | 54.2307692 mgN/L/h | 1069.1057 | 3.4615 | 11.3736 | 74.5657 | 95.8701 | 10.2727 | 12.9293 | 432.2533 | 730.5082 | 22.3417 | 96.94% | 0.28327 | 0.0012485 | 0.0012485 | 0.0012485 | 4.8383 | 1.1008 | 0.34958 | NA | NA | 0.0005202 | 0.0005202 | NA | NA | 300 | 300 | NA | NA | 0.41067 | NA | NA | NA | 6 | NA | NA | NA | NA | NA | 0.019557 | NA | 15.1562 | NA | NA | NA | 0.23077 | NA | 5.5 | 7.3643 | Isotope-Ratio Monitoring Mass Spectrometer (IRMS) | IRMS | Headspace | Headspace | Gas | 0 | 0 | NA | NA | NA | NA | NA | 250 | NA | NA | NA | 9.6154 | NA | NA | NA | NA | NA | Mainstream | PNA_Mainstream
Harris et al., 2015 | 10.1016/j.watres.2015.06.040 | Pilot | Single Stage | Sequencing Batch Reactor (SBR) | SBR | 2.5 | Flocculent Sludge (FS) | FS | DuÃàbendorf, Switzerland | 0.16 | 0.4 | Partial Nitrification / Anammox (PNA) | PNA | 2.2 | Domestic Wastewater | Intermittent Feeding | 1.1265 | 1.1265 | 2.8162 | 31.1538 | 137.967 | 39.6773 | 44.7774 | 51.9231 | 1023.6264 | 20.7692 | 68.2418 | 73.9037 | 95.019 | 8.8392 | 20.8687 | 416.596 | 704.0472 | 47.1115 | 93.31% | 0.26277 | 0.0020642 | 0.0020642 | 0.0020642 | 8.9481 | 1.8886 | 0.59972 | NA | NA | 0.0008601 | 0.0008601 | NA | NA | 300 | 300 | NA | NA | 0.42611 | NA | NA | NA | 6 | NA | NA | NA | NA | NA | 0.26942 | NA | 21.25 | NA | NA | NA | 0.63692 | NA | 5.5 | 7.9845 | Isotope-Ratio Monitoring Mass Spectrometer (IRMS) | IRMS | Headspace | Headspace | Gas | 0 | 0 | NA | NA | NA | NA | NA | 250 | NA | NA | NA | 26.5385 | NA | NA | NA | NA | NA | Mainstream | PNA_Mainstream
Harris et al., 2015 | 10.1016/j.watres.2015.06.040 | Pilot | Single Stage | Sequencing Batch Reactor (SBR) | SBR | 2.5 | Flocculent Sludge (FS) | FS | DuÃàbendorf, Switzerland | 0.16 | 0.4 | Partial Nitrification / Anammox (PNA) | PNA | 2.2 | Domestic Wastewater | Intermittent Feeding | 1.5385 | 1.5385 | 3.8463 | 35.7692 | 158.4066 | 39.4444 | 61.4639 | 66.9231 | 879.5604 | 0 | 0 | 75.8601 | 97.5345 | 13.8741 | 20.3636 | 379.3217 | 641.0536 | 29.7173 | 95.36% | 0.24453 | 0.00032501 | 0.00032501 | 0.00032501 | 1.3537 | 0.32656 | 0.1037 | NA | NA | 0.00020313 | 0.00020313 | NA | NA | 300 | 300 | NA | NA | 0.46798 | NA | NA | NA | 4 | NA | NA | NA | NA | NA | 0.019557 | NA | 23.1771 | NA | NA | NA | 1.0708 | NA | 5.5 | 7.907 | Isotope-Ratio Monitoring Mass Spectrometer (IRMS) | IRMS | Headspace | Headspace | Gas | 0 | 0 | NA | NA | NA | NA | NA | 250 | NA | NA | NA | 44.6154 | NA | NA | NA | NA | NA | Mainstream | PNA_Mainstream
Scaglione et al., 2015 | 10.1016/j.biortech.2014.11.019 | Pilot | Single Stage | Sequencing Batch Reactor (SBR) | SBR | 2.5 | Flocculent Sludge (FS) | FS | Milano, Italy | 0.338 | 0.65 | Partial Nitrification (PN) | PN | 3.43 | Swine Wastewater | None | 0.56 kgNm-3d-1 | 0.364 | 0.56 | 0 | 0 | 4.4962 | 19.9118 | 0 | 0 | 605.8242 | 1990.5651 | 1259.2982 | 1619.0977 | 481.5527 | 619.1391 | 1619.0977 | 1619.0977 | 527.2246 | 67.44% | 0.3427 | 0.3432 | 0.3432 | 0.3432 | 15% NLR | 22.2429 | 15 | NA | NA | 0.011 | 0.011 | 103.7419 | NA | 2350 | 2350 | NA | NA | NA | NA | NA | NA | 48 | 480 | 16 | 66.6667 | NA | NA | NA | NA | 46 | 298 | 1.6267 | 326.3912 | 108 | NA | 14.7 | 8 | Gas Chromatography (GC) | GC | Grab Gas Sample (GGS) | GGS | Gas | 0 | 0 | NA | 274 | NA | NA | NA | 326 | NA | NA | NA | 4500 | NA | NA | NA | NA | NA | Sidestream | PN_Sidestream
Scaglione et al., 2015 | 10.1016/j.biortech.2014.11.019 | Pilot | Single Stage | Sequencing Batch Reactor (SBR) | SBR | 2.5 | Flocculent Sludge (FS) | FS | Milano, Italy | 0.338 | 0.65 | Partial Nitrification (PN) | PN | 3.43 | Swine Wastewater | None | 0.55 | 0.3575 | 0.55 | 0 | 0 | 6.4454 | 28.544 | 0 | 0 | 527.595 | 1733.5263 | 1072.8282 | 1379.3505 | 411.3363 | 528.8609 | 1379.3505 | 1379.3505 | 433.9738 | 68.54% | 0.28208 | 0.1573 | 0.1573 | 0.1573 | 7 | 10.2133 | 7 | NA | NA | 0.0050417 | 0.0050417 | 103.7419 | NA | 2350 | 2350 | NA | NA | NA | NA | NA | NA | 48 | 480 | 16 | 66.6667 | NA | NA | NA | NA | 214 | 298 | 1.6267 | 326.3912 | 108 | NA | 14.7 | 8 | Gas Chromatography (GC) | GC | Grab Gas Sample (GGS) | GGS | Gas | 0 | 0 | NA | 274 | NA | NA | NA | 326 | NA | NA | NA | 4500 | NA | NA | NA | NA | NA | Sidestream | PN_Sidestream
Scaglione et al., 2015 | 10.1016/j.biortech.2014.11.019 | Pilot | Single Stage | Sequencing Batch Reactor (SBR) | SBR | 2.5 | Flocculent Sludge (FS) | FS | Milano, Italy | 0.338 | 0.65 | Partial Nitrification (PN) | PN | 3.43 | Swine Wastewater | None | 0.41 | 0.2665 | 0.41 | 0 | 0 | 10.1369 | 44.8918 | 0 | 0 | 716.9285 | 2355.6222 | 1189.9811 | 1529.9756 | 500.4468 | 643.4316 | 1529.9756 | 1529.9756 | 302.4634 | 80.23% | 0.1966 | 0.050254 | 0.050254 | 0.050254 | 3 | 3.7392 | 3 | NA | NA | 0.0016107 | 0.0016107 | 103.7419 | NA | 2350 | 2350 | NA | NA | NA | NA | NA | NA | 48 | 480 | 16 | 66.6667 | NA | NA | NA | NA | 299 | 298 | 1.6267 | 326.3912 | 108 | NA | 14.7 | 8 | Gas Chromatography (GC) | GC | Grab Gas Sample (GGS) | GGS | Gas | 0 | 0 | NA | 274 | NA | NA | NA | 326 | NA | NA | NA | 4500 | NA | NA | NA | NA | NA | Sidestream | PN_Sidestream
Scaglione et al., 2015 | 10.1016/j.biortech.2014.11.019 | Lab | Single Stage | Sequencing Batch Reactor (SBR) | SBR | 2.5 | Flocculent Sludge (FS) | FS | Milano, Italy | 0.338 | 0.003 | Anammox (AMX) | AMX | 0 | Swine Wastewater | None | 0.55 | 0.00165 | 0.55 | 0.88166 | 3.9045 | 55.2448 | 244.6553 | 197.3162 | 648.3247 | 54.5455 | 179.2208 | 558 | 717.4286 | 88.1119 | 113.2867 | 1369.6578 | 1369.6578 | 1171.7557 | 14.45% | 0.0035153 | 8.3e-06 | 8.3e-06 | 8.3e-06 | 0.08 | 0.55367 | 0.08 | NA | NA | 5.76e-05 | 5.76e-05 | NA | NA | NA | NA | NA | NA | NA | NA | NA | NA | 48 | 960 | 4 | 0 | NA | NA | NA | NA | 153 | 308 | 2.1065 | 2.8545 | 0 | NA | NA | 7.5 | Gas Chromatography (GC) | GC | Grab Gas Sample (GGS) | GGS | Gas | 0 | 0 | NA | NA | NA | NA | NA | NA | NA | NA | NA | 0 | NA | NA | NA | NA | NA | Sidestream | AMX_Sidestream
Scaglione et al., 2015 | 10.1016/j.biortech.2014.11.019 | Lab | Single Stage | Sequencing Batch Reactor (SBR) | SBR | 2.5 | Flocculent Sludge (FS) | FS | Milano, Italy | 0.338 | 0.003 | Anammox (AMX) | AMX | 0 | Swine Wastewater | None | 0.61 | 0.00183 | 0.61 | 2.8736 | 12.7258 | 13.2867 | 58.8412 | 712.4474 | 2340.8985 | 2.7972 | 9.1908 | 455.8765 | 586.1269 | 139.1608 | 178.9211 | 2939.7511 | 2939.7511 | 2784.5064 | 5.28% | 0.0083535 | 2.19e-05 | 2.19e-05 | 2.19e-05 | 0.19 | 3.5979 | 0.19 | NA | NA | 0.00015177 | 0.00015177 | NA | NA | NA | NA | NA | NA | NA | NA | NA | NA | 48 | 960 | 4 | 0 | NA | NA | NA | NA | 251 | 308 | 2.1065 | 2.8545 | 0 | NA | NA | 7.5 | Gas Chromatography (GC) | GC | Grab Gas Sample (GGS) | GGS | Gas | 0 | 0 | NA | NA | NA | NA | NA | NA | NA | NA | NA | 0 | NA | NA | NA | NA | NA | Sidestream | AMX_Sidestream
Gabarro et al., 2014 | 10.1016/j.biortech.2014.04.019 | Pilot | Aerated | Sequencing Batch Reactor (SBR) | SBR | 2.5 | Flocculent Sludge (FS) | FS | Catalonia, Spain | 0.256 | 0.1805 | Partial Nitrification (PN) | PN | 3.43 | Landfill Leachate | None | 0.98924 | 0.17856 | 0.98924 | 0 | 0 | 0 | 0 | 2 | 6.5714 | 845.6006 | 2536.8018 | 2237.646 | 2876.9735 | 1115.487 | 1434.1975 | 2619.372 | 2619.372 | 2224.7531 | 50.15% | 0.071229 | 0.02173 | 0.02173 | 0.02173 | 16.8357 | 11.1751 | 1.6836 | 1.6836 | 11.1751 | 0.36117 | 0.36117 | 39.0712 | NA | 5270.2703 | 5270.2703 | 6837.8378 | 0.28295 | 2.6105 | NA | NA | NA | 55.2 | 240 | 2.3 | 80 | NA | NA | 0.25 | 20 | 94 | 308 | 2.1065 | 413.75 | NA | NA | 29 | 7.8 | Clark-type Sensor (CTS) | CTS | in situ | in situ | Liquid | 0 | 0 | NA | 600 | NA | NA | NA | NA | NA | NA | NA | NA | NA | NA | NA | NA | NA | Sidestream | PN_Sidestream
Gabarro et al., 2014 | 10.1016/j.biortech.2014.04.019 | Pilot | Aerated | Sequencing Batch Reactor (SBR) | SBR | 2.5 | Flocculent Sludge (FS) | FS | Catalonia, Spain | 0.256 | 0.1805 | Partial Nitrification (PN) | PN | 3.43 | Landfill Leachate | None | 0.98924 | 0.17856 | 0.98924 | 0 | 0 | 0 | 0 | 2 | 6.5714 | 845.6006 | 2536.8018 | 2237.646 | 2876.9735 | 1115.487 | 1434.1975 | 2619.372 | 2619.372 | 2224.7531 | 50.15% | 0.071229 | 0.020782 | 0.020782 | 0.020782 | 16.1014 | 10.6877 | 1.6101 | 1.6101 | 10.6877 | 0.34541 | 0.34541 | 39.0712 | NA | 5270.2703 | 5270.2703 | 6837.8378 | 0.28295 | 2.6105 | NA | NA | NA | 55.2 | 240 | 2.3 | 80 | NA | NA | 0.25 | 20 | 95 | 308 | 2.1065 | 413.75 | NA | NA | 29 | 7.8 | Clark-type Sensor (CTS) | CTS | in situ | in situ | Liquid | 0 | 0 | NA | 600 | NA | NA | NA | NA | NA | NA | NA | NA | NA | NA | NA | NA | NA | Sidestream | PN_Sidestream
Gabarro et al., 2014 | 10.1016/j.biortech.2014.04.019 | Pilot | Aerated | Sequencing Batch Reactor (SBR) | SBR | 2.5 | Flocculent Sludge (FS) | FS | Catalonia, Spain | 0.256 | 0.1805 | Partial Nitrification (PN) | PN | 3.43 | Landfill Leachate | None | 0.98924 | 0.17856 | 0.98924 | 0 | 0 | 0 | 0 | 2 | 6.5714 | 845.6006 | 2536.8018 | 2237.646 | 2876.9735 | 1115.487 | 1434.1975 | 2619.372 | 2619.372 | 2224.7531 | 50.15% | 0.071229 | 0.016382 | 0.016382 | 0.016382 | 12.6923 | 8.4248 | 1.2692 | 1.2692 | 8.4248 | 0.27228 | 0.27228 | 39.0712 | NA | 5270.2703 | 5270.2703 | 6837.8378 | 0.28295 | 2.6105 | NA | NA | NA | 55.2 | 240 | 2.3 | 80 | NA | NA | 0.25 | 20 | 96 | 308 | 2.1065 | 413.75 | NA | NA | 29 | 7.8 | Clark-type Sensor (CTS) | CTS | in situ | in situ | Liquid | 0 | 0 | NA | 600 | NA | NA | NA | NA | NA | NA | NA | NA | NA | NA | NA | NA | NA | Sidestream | PN_Sidestream
Gabarro et al., 2014 | 10.1016/j.biortech.2014.04.019 | Pilot | Aerated | Sequencing Batch Reactor (SBR) | SBR | 2.5 | Flocculent Sludge (FS) | FS | Catalonia, Spain | 0.256 | 0.1805 | Partial Nitrification (PN) | PN | 3.43 | Landfill Leachate | None | 1.0118 | 0.18263 | 1.0118 | 0 | 0 | 0.080026 | 0.3544 | 2 | 6.5714 | 973.0814 | 2919.2442 | 2301.2164 | 2958.7068 | 1079.6255 | 1388.0899 | 2511.2926 | 2511.2926 | 2278.1204 | 53.08% | 0.042088 | 0.021533 | 0.021533 | 0.021533 | 16.3112 | 17.5673 | 1.6311 | 1.6311 | 17.5673 | 0.35789 | 0.35789 | 39.0712 | NA | 4432.4324 | 4432.4324 | 5891.8919 | 0.26343 | 2.3462 | NA | NA | NA | 55.2 | 240 | 2.3 | 80 | NA | NA | 0.25 | 20 | 97 | 308 | 2.1065 | 413.75 | NA | NA | 29 | 7.8 | Clark-type Sensor (CTS) | CTS | in situ | in situ | Liquid | 0 | 0 | NA | 600 | NA | NA | NA | NA | NA | NA | NA | NA | NA | NA | NA | NA | NA | Sidestream | PN_Sidestream
Gabarro et al., 2014 | 10.1016/j.biortech.2014.04.019 | Pilot | Aerated | Sequencing Batch Reactor (SBR) | SBR | 2.5 | Flocculent Sludge (FS) | FS | Catalonia, Spain | 0.256 | 0.1805 | Partial Nitrification (PN) | PN | 3.43 | Landfill Leachate | None | 1.0118 | 0.18263 | 1.0118 | 0 | 0 | 0.080026 | 0.3544 | 2 | 6.5714 | 973.0814 | 2919.2442 | 2301.2164 | 2958.7068 | 1079.6255 | 1388.0899 | 2511.2926 | 2511.2926 | 2278.1204 | 53.08% | 0.042088 | 0.017102 | 0.017102 | 0.017102 | 12.9545 | 13.9522 | 1.2955 | 1.2955 | 13.9522 | 0.28424 | 0.28424 | 39.0712 | NA | 4432.4324 | 4432.4324 | 5891.8919 | 0.26343 | 2.3462 | NA | NA | NA | 55.2 | 240 | 2.3 | 80 | NA | NA | 0.25 | 20 | 98 | 308 | 2.1065 | 413.75 | NA | NA | 29 | 7.8 | Clark-type Sensor (CTS) | CTS | in situ | in situ | Liquid | 0 | 0 | NA | 600 | NA | NA | NA | NA | NA | NA | NA | NA | NA | NA | NA | NA | NA | Sidestream | PN_Sidestream
Gabarro et al., 2014 | 10.1016/j.biortech.2014.04.019 | Pilot | Aerated | Sequencing Batch Reactor (SBR) | SBR | 2.5 | Flocculent Sludge (FS) | FS | Catalonia, Spain | 0.256 | 0.1805 | Partial Nitrification (PN) | PN | 3.43 | Landfill Leachate | None | 1.0118 | 0.18263 | 1.0118 | 0 | 0 | 0.080026 | 0.3544 | 2 | 6.5714 | 973.0814 | 2919.2442 | 2301.2164 | 2958.7068 | 1079.6255 | 1388.0899 | 2511.2926 | 2511.2926 | 2278.1204 | 53.08% | 0.042088 | 0.016825 | 0.016825 | 0.016825 | 12.7448 | 13.7263 | 1.2745 | 1.2745 | 13.7263 | 0.27964 | 0.27964 | 39.0712 | NA | 4432.4324 | 4432.4324 | 5891.8919 | 0.26343 | 2.3462 | NA | NA | NA | 55.2 | 240 | 2.3 | 80 | NA | NA | 0.25 | 20 | 99 | 308 | 2.1065 | 413.75 | NA | NA | 29 | 7.8 | Clark-type Sensor (CTS) | CTS | in situ | in situ | Liquid | 0 | 0 | NA | 600 | NA | NA | NA | NA | NA | NA | NA | NA | NA | NA | NA | NA | NA | Sidestream | PN_Sidestream
Gabarro et al., 2014 | 10.1016/j.biortech.2014.04.019 | Pilot | Aerated | Sequencing Batch Reactor (SBR) | SBR | 2.5 | Flocculent Sludge (FS) | FS | Catalonia, Spain | 0.256 | 0.1805 | Partial Nitrification (PN) | PN | 3.43 | Landfill Leachate | None | 1.0609 | 0.1915 | 1.0609 | 0 | 0 | 0 | 0 | 2 | 6.5714 | 916.1232 | 2748.3695 | 2230.0436 | 2867.1989 | 1058.1686 | 1360.5025 | 2313.8195 | 2313.8195 | 2215.1648 | 52.55% | 0.017807 | 0.0089301 | 0.0089301 | 0.0089301 | 12.9021 | 30.2602 | 1.2902 | 1.2902 | 30.2602 | 0.14842 | 0.14842 | 39.0712 | NA | 3972.973 | 3972.973 | 6000 | 0.36588 | 2.5931 | NA | NA | NA | 55.2 | 240 | 2.3 | 80 | NA | NA | 0.25 | 20 | 100 | 308 | 2.1065 | 413.75 | NA | NA | 29 | 7.8 | Clark-type Sensor (CTS) | CTS | in situ | in situ | Liquid | 0 | 0 | NA | 600 | NA | NA | NA | NA | NA | NA | NA | NA | NA | NA | NA | NA | NA | Sidestream | PN_Sidestream
Gabarro et al., 2014 | 10.1016/j.biortech.2014.04.019 | Pilot | Aerated | Sequencing Batch Reactor (SBR) | SBR | 2.5 | Flocculent Sludge (FS) | FS | Catalonia, Spain | 0.256 | 0.1805 | Partial Nitrification (PN) | PN | 3.43 | Landfill Leachate | None | 1.0609 | 0.1915 | 1.0609 | 0 | 0 | 0 | 0 | 2 | 6.5714 | 916.1232 | 2748.3695 | 2230.0436 | 2867.1989 | 1058.1686 | 1360.5025 | 2313.8195 | 2313.8195 | 2215.1648 | 52.55% | 0.017807 | 0.019675 | 0.019675 | 0.019675 | 14.2133 | 33.3354 | 1.4213 | 1.4213 | 33.3354 | 0.32701 | 0.32701 | 39.0712 | NA | 3972.973 | 3972.973 | 6000 | 0.36588 | 2.5931 | NA | NA | NA | 55.2 | 240 | 2.3 | 80 | NA | NA | 0.25 | 20 | 101 | 308 | 2.1065 | 413.75 | NA | NA | 29 | 7.8 | Clark-type Sensor (CTS) | CTS | in situ | in situ | Liquid | 0 | 0 | NA | 600 | NA | NA | NA | NA | NA | NA | NA | NA | NA | NA | NA | NA | NA | Sidestream | PN_Sidestream
Gabarro et al., 2014 | 10.1016/j.biortech.2014.04.019 | Pilot | Aerated | Sequencing Batch Reactor (SBR) | SBR | 2.5 | Flocculent Sludge (FS) | FS | Catalonia, Spain | 0.256 | 0.1805 | Partial Nitrification (PN) | PN | 3.43 | Landfill Leachate | None | 1.0609 | 0.1915 | 1.0609 | 0 | 0 | 0 | 0 | 2 | 6.5714 | 916.1232 | 2748.3695 | 2230.0436 | 2867.1989 | 1058.1686 | 1360.5025 | 2313.8195 | 2313.8195 | 2215.1648 | 52.55% | 0.017807 | 0.010092 | 0.010092 | 0.010092 | 14.5804 | 34.1965 | 1.458 | 1.458 | 34.1965 | 0.16773 | 0.16773 | 39.0712 | NA | 3972.973 | 3972.973 | 6000 | 0.36588 | 2.5931 | NA | NA | NA | 55.2 | 240 | 2.3 | 80 | NA | NA | 0.25 | 20 | 102 | 308 | 2.1065 | 413.75 | NA | NA | 29 | 7.8 | Clark-type Sensor (CTS) | CTS | in situ | in situ | Liquid | 0 | 0 | NA | 600 | NA | NA | NA | NA | NA | NA | NA | NA | NA | NA | NA | NA | NA | Sidestream | PN_Sidestream
Gabarro et al., 2014 | 10.1016/j.biortech.2014.04.019 | Pilot | Aerated | Sequencing Batch Reactor (SBR) | SBR | 2.5 | Flocculent Sludge (FS) | FS | Catalonia, Spain | 0.256 | 0.1805 | Partial Nitrification (PN) | PN | 3.43 | Landfill Leachate | None | 1.0609 | 0.1915 | 1.0609 | 0 | 0 | 0 | 0 | 2 | 6.5714 | 916.1232 | 2748.3695 | 2230.0436 | 2867.1989 | 1058.1686 | 1360.5025 | 2313.8195 | 2313.8195 | 2215.1648 | 52.55% | 0.017807 | 0.010237 | 0.010237 | 0.010237 | 14.7902 | 34.6885 | 1.479 | 1.479 | 34.6885 | 0.17014 | 0.17014 | 39.0712 | NA | 3972.973 | 3972.973 | 6000 | 0.36588 | 2.5931 | NA | NA | NA | 55.2 | 240 | 2.3 | 80 | NA | NA | 0.25 | 20 | 103 | 308 | 2.1065 | 413.75 | NA | NA | 29 | 7.8 | Clark-type Sensor (CTS) | CTS | in situ | in situ | Liquid | 0 | 0 | NA | 600 | NA | NA | NA | NA | NA | NA | NA | NA | NA | NA | NA | NA | NA | Sidestream | PN_Sidestream
Gabarro et al., 2014 | 10.1016/j.biortech.2014.04.019 | Pilot | Aerated | Sequencing Batch Reactor (SBR) | SBR | 2.5 | Flocculent Sludge (FS) | FS | Catalonia, Spain | 0.256 | 0.1805 | Partial Nitrification (PN) | PN | 3.43 | Landfill Leachate | None | 1.0191 | 0.18395 | 1.0191 | 0 | 0 | 0 | 0 | 2 | 6.5714 | 986.7958 | 2960.3873 | 2137.364 | 2748.0394 | 1050.7162 | 1350.9209 | 2501.716 | 2501.716 | 2223.6774 | 50.84% | 0.050186 | 0.020852 | 0.020852 | 0.020852 | 15.6818 | 14.1101 | 1.5682 | 1.5682 | 14.1101 | 0.34656 | 0.34656 | 39.0712 | NA | 4189.1892 | 4189.1892 | 6162.1622 | 0.35612 | 2.4632 | NA | NA | NA | 55.2 | 240 | 2.3 | 80 | NA | NA | 0.25 | 20 | 104 | 308 | 2.1065 | 413.75 | NA | NA | 29 | 7.8 | Clark-type Sensor (CTS) | CTS | in situ | in situ | Liquid | 0 | 0 | NA | 600 | NA | NA | NA | NA | NA | NA | NA | NA | NA | NA | NA | NA | NA | Sidestream | PN_Sidestream
Gabarro et al., 2014 | 10.1016/j.biortech.2014.04.019 | Pilot | Aerated | Sequencing Batch Reactor (SBR) | SBR | 2.5 | Flocculent Sludge (FS) | FS | Catalonia, Spain | 0.256 | 0.1805 | Partial Nitrification (PN) | PN | 3.43 | Landfill Leachate | None | 1.0191 | 0.18395 | 1.0191 | 0 | 0 | 0 | 0 | 2 | 6.5714 | 986.7958 | 2960.3873 | 2137.364 | 2748.0394 | 1050.7162 | 1350.9209 | 2501.716 | 2501.716 | 2223.6774 | 50.84% | 0.050186 | 0.020712 | 0.020712 | 0.020712 | 15.5769 | 14.0157 | 1.5577 | 1.5577 | 14.0157 | 0.34425 | 0.34425 | 39.0712 | NA | 4189.1892 | 4189.1892 | 6162.1622 | 0.35612 | 2.4632 | NA | NA | NA | 55.2 | 240 | 2.3 | 80 | NA | NA | 0.25 | 20 | 105 | 308 | 2.1065 | 413.75 | NA | NA | 29 | 7.8 | Clark-type Sensor (CTS) | CTS | in situ | in situ | Liquid | 0 | 0 | NA | 600 | NA | NA | NA | NA | NA | NA | NA | NA | NA | NA | NA | NA | NA | Sidestream | PN_Sidestream
Gabarro et al., 2014 | 10.1016/j.biortech.2014.04.019 | Pilot | Aerated | Sequencing Batch Reactor (SBR) | SBR | 2.5 | Flocculent Sludge (FS) | FS | Catalonia, Spain | 0.256 | 0.1805 | Partial Nitrification (PN) | PN | 3.43 | Landfill Leachate | None | 0.96977 | 0.17504 | 0.96977 | 0 | 0 | 0 | 0 | 2 | 6.5714 | 929.8375 | 2789.5126 | 2051.9966 | 2638.2814 | 1050.5762 | 1350.7408 | 2393.8939 | 2393.8939 | 2151.7531 | 48.8% | 0.043706 | 0.019643 | 0.019643 | 0.019643 | 15.5245 | 15.3481 | 1.5524 | 1.5524 | 15.3481 | 0.32648 | 0.32648 | 39.0712 | NA | 3243.2432 | 3243.2432 | 6027.027 | 0.50247 | 2.5177 | NA | NA | NA | 55.2 | 240 | 2.3 | 80 | NA | NA | 0.25 | 20 | 106 | 308 | 2.1065 | 413.75 | NA | NA | 29 | 7.8 | Clark-type Sensor (CTS) | CTS | in situ | in situ | Liquid | 0 | 0 | NA | 600 | NA | NA | NA | NA | NA | NA | NA | NA | NA | NA | NA | NA | NA | Sidestream | PN_Sidestream
Gabarro et al., 2014 | 10.1016/j.biortech.2014.04.019 | Pilot | Aerated | Sequencing Batch Reactor (SBR) | SBR | 2.5 | Flocculent Sludge (FS) | FS | Catalonia, Spain | 0.256 | 0.1805 | Partial Nitrification (PN) | PN | 3.43 | Landfill Leachate | None | 0.96977 | 0.17504 | 0.96977 | 0 | 0 | 0 | 0 | 2 | 6.5714 | 929.8375 | 2789.5126 | 2051.9966 | 2638.2814 | 1050.5762 | 1350.7408 | 2393.8939 | 2393.8939 | 2151.7531 | 48.8% | 0.043706 | 0.019511 | 0.019511 | 0.019511 | 15.4196 | 15.2444 | 1.542 | 1.542 | 15.2444 | 0.32428 | 0.32428 | 39.0712 | NA | 3243.2432 | 3243.2432 | 6027.027 | 0.50247 | 2.5177 | NA | NA | NA | 55.2 | 240 | 2.3 | 80 | NA | NA | 0.25 | 20 | 108 | 308 | 2.1065 | 413.75 | NA | NA | 29 | 7.8 | Clark-type Sensor (CTS) | CTS | in situ | in situ | Liquid | 0 | 0 | NA | 600 | NA | NA | NA | NA | NA | NA | NA | NA | NA | NA | NA | NA | NA | Sidestream | PN_Sidestream
Gabarro et al., 2014 | 10.1016/j.biortech.2014.04.019 | Pilot | Non-aerated | Sequencing Batch Reactor (SBR) | SBR | 2.5 | Flocculent Sludge (FS) | FS | Catalonia, Spain | 0.256 | 0.1805 | Partial Nitrification (PN) | PN | 3.43 | Landfill Leachate | None | 0.98924 | 0.17856 | 0.98924 | 0 | 0 | 0 | 0 | 2 | 6.5714 | 845.6006 | 2536.8018 | 2237.646 | 2876.9735 | 1115.487 | 1434.1975 | 2619.372 | 2619.372 | 2224.7531 | 15.07% | 0.071229 | 0.017398 | 0.017398 | 0.017398 | 13.479 | 8.947 | 1.3479 | 1.3479 | 8.947 | 0.28916 | 0.28916 | 39.0712 | NA | 5270.2703 | 5270.2703 | 6837.8378 | 0.28295 | 2.6105 | NA | NA | NA | 55.2 | 240 | 2.3 | 0 | NA | NA | 0.25 | 20 | 94 | 308 | 2.1065 | 413.75 | 0 | NA | 29 | 7.8 | Clark-type Sensor (CTS) | CTS | in situ | in situ | Liquid | 0 | 0 | NA | 600 | NA | NA | NA | NA | NA | NA | NA | 0 | NA | NA | NA | NA | NA | Sidestream | PN_Sidestream
Gabarro et al., 2014 | 10.1016/j.biortech.2014.04.019 | Pilot | Non-aerated | Sequencing Batch Reactor (SBR) | SBR | 2.5 | Flocculent Sludge (FS) | FS | Catalonia, Spain | 0.256 | 0.1805 | Partial Nitrification (PN) | PN | 3.43 | Landfill Leachate | None | 0.98924 | 0.17856 | 0.98924 | 0 | 0 | 0 | 0 | 2 | 6.5714 | 845.6006 | 2536.8018 | 2237.646 | 2876.9735 | 1115.487 | 1434.1975 | 2619.372 | 2619.372 | 2224.7531 | 15.07% | 0.071229 | 0.026469 | 0.026469 | 0.026469 | 20.507 | 13.612 | 2.0507 | 2.0507 | 13.612 | 0.43993 | 0.43993 | 39.0712 | NA | 5270.2703 | 5270.2703 | 6837.8378 | 0.28295 | 2.6105 | NA | NA | NA | 55.2 | 240 | 2.3 | 0 | NA | NA | 0.25 | 20 | 95 | 308 | 2.1065 | 413.75 | 0 | NA | 29 | 7.8 | Clark-type Sensor (CTS) | CTS | in situ | in situ | Liquid | 0 | 0 | NA | 600 | NA | NA | NA | NA | NA | NA | NA | 0 | NA | NA | NA | NA | NA | Sidestream | PN_Sidestream
Gabarro et al., 2014 | 10.1016/j.biortech.2014.04.019 | Pilot | Non-aerated | Sequencing Batch Reactor (SBR) | SBR | 2.5 | Flocculent Sludge (FS) | FS | Catalonia, Spain | 0.256 | 0.1805 | Partial Nitrification (PN) | PN | 3.43 | Landfill Leachate | None | 0.98924 | 0.17856 | 0.98924 | 0 | 0 | 0 | 0 | 2 | 6.5714 | 845.6006 | 2536.8018 | 2237.646 | 2876.9735 | 1115.487 | 1434.1975 | 2619.372 | 2619.372 | 2224.7531 | 15.07% | 0.071229 | 0.025792 | 0.025792 | 0.025792 | 19.9825 | 13.2638 | 1.9983 | 1.9983 | 13.2638 | 0.42867 | 0.42867 | 39.0712 | NA | 5270.2703 | 5270.2703 | 6837.8378 | 0.28295 | 2.6105 | NA | NA | NA | 55.2 | 240 | 2.3 | 0 | NA | NA | 0.25 | 20 | 96 | 308 | 2.1065 | 413.75 | 0 | NA | 29 | 7.8 | Clark-type Sensor (CTS) | CTS | in situ | in situ | Liquid | 0 | 0 | NA | 600 | NA | NA | NA | NA | NA | NA | NA | 0 | NA | NA | NA | NA | NA | Sidestream | PN_Sidestream
Gabarro et al., 2014 | 10.1016/j.biortech.2014.04.019 | Pilot | Non-aerated | Sequencing Batch Reactor (SBR) | SBR | 2.5 | Flocculent Sludge (FS) | FS | Catalonia, Spain | 0.256 | 0.1805 | Partial Nitrification (PN) | PN | 3.43 | Landfill Leachate | None | 1.0118 | 0.18263 | 1.0118 | 0 | 0 | 0.080026 | 0.3544 | 2 | 6.5714 | 973.0814 | 2919.2442 | 2301.2164 | 2958.7068 | 1079.6255 | 1388.0899 | 2511.2926 | 2511.2926 | 2278.1204 | 9.28% | 0.042088 | 0.026864 | 0.026864 | 0.026864 | 20.3497 | 21.9168 | 2.035 | 2.035 | 21.9168 | 0.4465 | 0.4465 | 39.0712 | NA | 4432.4324 | 4432.4324 | 5891.8919 | 0.26343 | 2.3462 | NA | NA | NA | 55.2 | 240 | 2.3 | 0 | NA | NA | 0.25 | 20 | 97 | 308 | 2.1065 | 413.75 | 0 | NA | 29 | 7.8 | Clark-type Sensor (CTS) | CTS | in situ | in situ | Liquid | 0 | 0 | NA | 600 | NA | NA | NA | NA | NA | NA | NA | 0 | NA | NA | NA | NA | NA | Sidestream | PN_Sidestream
Gabarro et al., 2014 | 10.1016/j.biortech.2014.04.019 | Pilot | Non-aerated | Sequencing Batch Reactor (SBR) | SBR | 2.5 | Flocculent Sludge (FS) | FS | Catalonia, Spain | 0.256 | 0.1805 | Partial Nitrification (PN) | PN | 3.43 | Landfill Leachate | None | 1.0118 | 0.18263 | 1.0118 | 0 | 0 | 0.080026 | 0.3544 | 2 | 6.5714 | 973.0814 | 2919.2442 | 2301.2164 | 2958.7068 | 1079.6255 | 1388.0899 | 2511.2926 | 2511.2926 | 2278.1204 | 9.28% | 0.042088 | 0.028111 | 0.028111 | 0.028111 | 21.2937 | 22.9336 | 2.1294 | 2.1294 | 22.9336 | 0.46721 | 0.46721 | 39.0712 | NA | 4432.4324 | 4432.4324 | 5891.8919 | 0.26343 | 2.3462 | NA | NA | NA | 55.2 | 240 | 2.3 | 0 | NA | NA | 0.25 | 20 | 98 | 308 | 2.1065 | 413.75 | 0 | NA | 29 | 7.8 | Clark-type Sensor (CTS) | CTS | in situ | in situ | Liquid | 0 | 0 | NA | 600 | NA | NA | NA | NA | NA | NA | NA | 0 | NA | NA | NA | NA | NA | Sidestream | PN_Sidestream
Gabarro et al., 2014 | 10.1016/j.biortech.2014.04.019 | Pilot | Non-aerated | Sequencing Batch Reactor (SBR) | SBR | 2.5 | Flocculent Sludge (FS) | FS | Catalonia, Spain | 0.256 | 0.1805 | Partial Nitrification (PN) | PN | 3.43 | Landfill Leachate | None | 1.0118 | 0.18263 | 1.0118 | 0 | 0 | 0.080026 | 0.3544 | 2 | 6.5714 | 973.0814 | 2919.2442 | 2301.2164 | 2958.7068 | 1079.6255 | 1388.0899 | 2511.2926 | 2511.2926 | 2278.1204 | 9.28% | 0.042088 | 0.029357 | 0.029357 | 0.029357 | 22.2378 | 23.9503 | 2.2238 | 2.2238 | 23.9503 | 0.48793 | 0.48793 | 39.0712 | NA | 4432.4324 | 4432.4324 | 5891.8919 | 0.26343 | 2.3462 | NA | NA | NA | 55.2 | 240 | 2.3 | 0 | NA | NA | 0.25 | 20 | 99 | 308 | 2.1065 | 413.75 | 0 | NA | 29 | 7.8 | Clark-type Sensor (CTS) | CTS | in situ | in situ | Liquid | 0 | 0 | NA | 600 | NA | NA | NA | NA | NA | NA | NA | 0 | NA | NA | NA | NA | NA | Sidestream | PN_Sidestream
Gabarro et al., 2014 | 10.1016/j.biortech.2014.04.019 | Pilot | Non-aerated | Sequencing Batch Reactor (SBR) | SBR | 2.5 | Flocculent Sludge (FS) | FS | Catalonia, Spain | 0.256 | 0.1805 | Partial Nitrification (PN) | PN | 3.43 | Landfill Leachate | None | 1.0609 | 0.1915 | 1.0609 | 0 | 0 | 0 | 0 | 2 | 6.5714 | 916.1232 | 2748.3695 | 2230.0436 | 2867.1989 | 1058.1686 | 1360.5025 | 2313.8195 | 2313.8195 | 2215.1648 | 4.26% | 0.017807 | 0.015573 | 0.015573 | 0.015573 | 22.5 | 52.7709 | 2.25 | 2.25 | 52.7709 | 0.25883 | 0.25883 | 39.0712 | NA | 3972.973 | 3972.973 | 6000 | 0.36588 | 2.5931 | NA | NA | NA | 55.2 | 240 | 2.3 | 0 | NA | NA | 0.25 | 20 | 100 | 308 | 2.1065 | 413.75 | 0 | NA | 29 | 7.8 | Clark-type Sensor (CTS) | CTS | in situ | in situ | Liquid | 0 | 0 | NA | 600 | NA | NA | NA | NA | NA | NA | NA | 0 | NA | NA | NA | NA | NA | Sidestream | PN_Sidestream
Gabarro et al., 2014 | 10.1016/j.biortech.2014.04.019 | Pilot | Non-aerated | Sequencing Batch Reactor (SBR) | SBR | 2.5 | Flocculent Sludge (FS) | FS | Catalonia, Spain | 0.256 | 0.1805 | Partial Nitrification (PN) | PN | 3.43 | Landfill Leachate | None | 1.0609 | 0.1915 | 1.0609 | 0 | 0 | 0 | 0 | 2 | 6.5714 | 916.1232 | 2748.3695 | 2230.0436 | 2867.1989 | 1058.1686 | 1360.5025 | 2313.8195 | 2313.8195 | 2215.1648 | 4.26% | 0.017807 | 0.027661 | 0.027661 | 0.027661 | 19.9825 | 46.8664 | 1.9983 | 1.9983 | 46.8664 | 0.45975 | 0.45975 | 39.0712 | NA | 3972.973 | 3972.973 | 6000 | 0.36588 | 2.5931 | NA | NA | NA | 55.2 | 240 | 2.3 | 0 | NA | NA | 0.25 | 20 | 101 | 308 | 2.1065 | 413.75 | 0 | NA | 29 | 7.8 | Clark-type Sensor (CTS) | CTS | in situ | in situ | Liquid | 0 | 0 | NA | 600 | NA | NA | NA | NA | NA | NA | NA | 0 | NA | NA | NA | NA | NA | Sidestream | PN_Sidestream
Gabarro et al., 2014 | 10.1016/j.biortech.2014.04.019 | Pilot | Non-aerated | Sequencing Batch Reactor (SBR) | SBR | 2.5 | Flocculent Sludge (FS) | FS | Catalonia, Spain | 0.256 | 0.1805 | Partial Nitrification (PN) | PN | 3.43 | Landfill Leachate | None | 1.0609 | 0.1915 | 1.0609 | 0 | 0 | 0 | 0 | 2 | 6.5714 | 916.1232 | 2748.3695 | 2230.0436 | 2867.1989 | 1058.1686 | 1360.5025 | 2313.8195 | 2313.8195 | 2215.1648 | 4.26% | 0.017807 | 0.014012 | 0.014012 | 0.014012 | 20.2448 | 47.4815 | 2.0245 | 2.0245 | 47.4815 | 0.23289 | 0.23289 | 39.0712 | NA | 3972.973 | 3972.973 | 6000 | 0.36588 | 2.5931 | NA | NA | NA | 55.2 | 240 | 2.3 | 0 | NA | NA | 0.25 | 20 | 102 | 308 | 2.1065 | 413.75 | 0 | NA | 29 | 7.8 | Clark-type Sensor (CTS) | CTS | in situ | in situ | Liquid | 0 | 0 | NA | 600 | NA | NA | NA | NA | NA | NA | NA | 0 | NA | NA | NA | NA | NA | Sidestream | PN_Sidestream
Gabarro et al., 2014 | 10.1016/j.biortech.2014.04.019 | Pilot | Non-aerated | Sequencing Batch Reactor (SBR) | SBR | 2.5 | Flocculent Sludge (FS) | FS | Catalonia, Spain | 0.256 | 0.1805 | Partial Nitrification (PN) | PN | 3.43 | Landfill Leachate | None | 1.0609 | 0.1915 | 1.0609 | 0 | 0 | 0 | 0 | 2 | 6.5714 | 916.1232 | 2748.3695 | 2230.0436 | 2867.1989 | 1058.1686 | 1360.5025 | 2313.8195 | 2313.8195 | 2215.1648 | 4.26% | 0.017807 | 0.014775 | 0.014775 | 0.014775 | 21.3462 | 50.0647 | 2.1346 | 2.1346 | 50.0647 | 0.24556 | 0.24556 | 39.0712 | NA | 3972.973 | 3972.973 | 6000 | 0.36588 | 2.5931 | NA | NA | NA | 55.2 | 240 | 2.3 | 0 | NA | NA | 0.25 | 20 | 103 | 308 | 2.1065 | 413.75 | 0 | NA | 29 | 7.8 | Clark-type Sensor (CTS) | CTS | in situ | in situ | Liquid | 0 | 0 | NA | 600 | NA | NA | NA | NA | NA | NA | NA | 0 | NA | NA | NA | NA | NA | Sidestream | PN_Sidestream
Gabarro et al., 2014 | 10.1016/j.biortech.2014.04.019 | Pilot | Non-aerated | Sequencing Batch Reactor (SBR) | SBR | 2.5 | Flocculent Sludge (FS) | FS | Catalonia, Spain | 0.256 | 0.1805 | Partial Nitrification (PN) | PN | 3.43 | Landfill Leachate | None | 1.0191 | 0.18395 | 1.0191 | 0 | 0 | 0 | 0 | 2 | 6.5714 | 986.7958 | 2960.3873 | 2137.364 | 2748.0394 | 1050.7162 | 1350.9209 | 2501.716 | 2501.716 | 2223.6774 | 11.11% | 0.050186 | 0.030894 | 0.030894 | 0.030894 | 23.2343 | 20.9056 | 2.3234 | 2.3234 | 20.9056 | 0.51347 | 0.51347 | 39.0712 | NA | 4189.1892 | 4189.1892 | 6162.1622 | 0.35612 | 2.4632 | NA | NA | NA | 55.2 | 240 | 2.3 | 0 | NA | NA | 0.25 | 20 | 104 | 308 | 2.1065 | 413.75 | 0 | NA | 29 | 7.8 | Clark-type Sensor (CTS) | CTS | in situ | in situ | Liquid | 0 | 0 | NA | 600 | NA | NA | NA | NA | NA | NA | NA | 0 | NA | NA | NA | NA | NA | Sidestream | PN_Sidestream
Gabarro et al., 2014 | 10.1016/j.biortech.2014.04.019 | Pilot | Non-aerated | Sequencing Batch Reactor (SBR) | SBR | 2.5 | Flocculent Sludge (FS) | FS | Catalonia, Spain | 0.256 | 0.1805 | Partial Nitrification (PN) | PN | 3.43 | Landfill Leachate | None | 1.0191 | 0.18395 | 1.0191 | 0 | 0 | 0 | 0 | 2 | 6.5714 | 986.7958 | 2960.3873 | 2137.364 | 2748.0394 | 1050.7162 | 1350.9209 | 2501.716 | 2501.716 | 2223.6774 | 11.11% | 0.050186 | 0.030615 | 0.030615 | 0.030615 | 23.0245 | 20.7168 | 2.3024 | 2.3024 | 20.7168 | 0.50884 | 0.50884 | 39.0712 | NA | 4189.1892 | 4189.1892 | 6162.1622 | 0.35612 | 2.4632 | NA | NA | NA | 55.2 | 240 | 2.3 | 0 | NA | NA | 0.25 | 20 | 105 | 308 | 2.1065 | 413.75 | 0 | NA | 29 | 7.8 | Clark-type Sensor (CTS) | CTS | in situ | in situ | Liquid | 0 | 0 | NA | 600 | NA | NA | NA | NA | NA | NA | NA | 0 | NA | NA | NA | NA | NA | Sidestream | PN_Sidestream
Gabarro et al., 2014 | 10.1016/j.biortech.2014.04.019 | Pilot | Non-aerated | Sequencing Batch Reactor (SBR) | SBR | 2.5 | Flocculent Sludge (FS) | FS | Catalonia, Spain | 0.256 | 0.1805 | Partial Nitrification (PN) | PN | 3.43 | Landfill Leachate | None | 0.96977 | 0.17504 | 0.96977 | 0 | 0 | 0 | 0 | 2 | 6.5714 | 929.8375 | 2789.5126 | 2051.9966 | 2638.2814 | 1050.5762 | 1350.7408 | 2393.8939 | 2393.8939 | 2151.7531 | 10.11% | 0.043706 | 0.028801 | 0.028801 | 0.028801 | 22.7622 | 22.5036 | 2.2762 | 2.2762 | 22.5036 | 0.47869 | 0.47869 | 39.0712 | NA | 3243.2432 | 3243.2432 | 6027.027 | 0.50247 | 2.5177 | NA | NA | NA | 55.2 | 240 | 2.3 | 0 | NA | NA | 0.25 | 20 | 106 | 308 | 2.1065 | 413.75 | 0 | NA | 29 | 7.8 | Clark-type Sensor (CTS) | CTS | in situ | in situ | Liquid | 0 | 0 | NA | 600 | NA | NA | NA | NA | NA | NA | NA | 0 | NA | NA | NA | NA | NA | Sidestream | PN_Sidestream
Gabarro et al., 2014 | 10.1016/j.biortech.2014.04.019 | Pilot | Non-aerated | Sequencing Batch Reactor (SBR) | SBR | 2.5 | Flocculent Sludge (FS) | FS | Catalonia, Spain | 0.256 | 0.1805 | Partial Nitrification (PN) | PN | 3.43 | Landfill Leachate | None | 0.96977 | 0.17504 | 0.96977 | 0 | 0 | 0 | 0 | 2 | 6.5714 | 929.8375 | 2789.5126 | 2051.9966 | 2638.2814 | 1050.5762 | 1350.7408 | 2393.8939 | 2393.8939 | 2151.7531 | 10.11% | 0.043706 | 0.029133 | 0.029133 | 0.029133 | 23.0245 | 22.7629 | 2.3024 | 2.3024 | 22.7629 | 0.48421 | 0.48421 | 39.0712 | NA | 3243.2432 | 3243.2432 | 6027.027 | 0.50247 | 2.5177 | NA | NA | NA | 55.2 | 240 | 2.3 | 0 | NA | NA | 0.25 | 20 | 108 | 308 | 2.1065 | 413.75 | 0 | NA | 29 | 7.8 | Clark-type Sensor (CTS) | CTS | in situ | in situ | Liquid | 0 | 0 | NA | 600 | NA | NA | NA | NA | NA | NA | NA | 0 | NA | NA | NA | NA | NA | Sidestream | PN_Sidestream
Kong et al., 2013 | 10.1016/j.cej.2012.10.093 | Lab | Single Stage | Sequencing Batch Biofilm Reactor (SBBR) | SBBR | 2.5 | Biofilm (BF) | BF | Jinan, China | 0.6838 | 0.006 | Partial Nitrification (PN) | PN | 3.43 | Synthetic Wastewater | None | 3 kgNm-3d-1 | 0.018 | 3 | 0 | 0 | 33.4792 | 33.4792 | 0 | 0 | 266.849 | 266.849 | 505.1422 | 505.1422 | 240.2626 | 240.2626 | 392.8884 | 392.8884 | 124.2626 | 31.63% | 0.00074558 | 12.1245 | 12.1245 | 1.21e-05 | 0.5018315 %NL | 1.0349 | 0.50183 | NA | NA | 0.00025259 | 0.00025259 | NA | NA | 0 | 0 | 0 | 0 | 0 | 0 | 0 | 0 | 8 | 144 | 2 | 83.3333 | NA | NA | 1 | NA | 70.963 | 305 | 1.953 | 385.3347 | NA | NA | NA | 7 | Gas Chromatography (GC) | GC | Grab Gas Sample (GGS) | GGS | Gas | 0 | 0 | 6020 | NA | NA | NA | NA | NA | NA | NA | NA | 72 | NA | NA | NA | NA | NA | Sidestream | PN_Sidestream
Kong et al., 2013 | 10.1016/j.cej.2012.10.093 | Lab | Single Stage | Sequencing Batch Biofilm Reactor (SBBR) | SBBR | 2.5 | Biofilm (BF) | BF | Jinan, China | 0.6838 | 0.006 | Partial Nitrification (PN) | PN | 3.43 | Synthetic Wastewater | None | 3 | 0.018 | 3 | 0 | 0 | 26.5864 | 26.5864 | 0 | 0 | 245.186 | 245.186 | 498.2495 | 498.2495 | 240.2626 | 240.2626 | 387.5274 | 387.5274 | 125.6058 | 32.41% | 0.00075364 | 20.7326 | 20.7326 | 2.07e-05 | 0.88278 | 1.7506 | 0.88278 | NA | NA | 0.00043193 | 0.00043193 | NA | NA | 0 | 0 | 0 | 0 | 0 | 0 | 0 | 0 | 8 | 144 | 2 | 83.3333 | NA | NA | 1 | NA | 74 | 305 | 1.953 | 385.3347 | NA | NA | NA | 7 | Gas Chromatography (GC) | GC | Grab Gas Sample (GGS) | GGS | Gas | 0 | 0 | 6020 | NA | NA | NA | NA | NA | NA | NA | NA | 72 | NA | NA | NA | NA | NA | Sidestream | PN_Sidestream
Kong et al., 2013 | 10.1016/j.cej.2012.10.093 | Lab | Single Stage | Sequencing Batch Biofilm Reactor (SBBR) | SBBR | 2.5 | Biofilm (BF) | BF | Jinan, China | 0.6838 | 0.006 | Partial Nitrification (PN) | PN | 3.43 | Synthetic Wastewater | None | 3 | 0.018 | 3 | 0 | 0 | 29.5405 | 29.5405 | 0 | 0 | 241.2473 | 241.2473 | 446.0613 | 446.0613 | 223.523 | 223.523 | 346.9365 | 346.9365 | 99.1858 | 28.59% | 0.00059512 | 14.9451 | 14.9451 | 1.49e-05 | 0.68498 | 1.5981 | 0.68498 | NA | NA | 0.00031135 | 0.00031135 | NA | NA | 0 | 0 | 0 | 0 | 0 | 0 | 0 | 0 | 8 | 144 | 2 | 83.3333 | NA | NA | 1 | NA | 80.963 | 305 | 1.953 | 385.3347 | NA | NA | NA | 7 | Gas Chromatography (GC) | GC | Grab Gas Sample (GGS) | GGS | Gas | 0 | 0 | 6020 | NA | NA | NA | NA | NA | NA | NA | NA | 72 | NA | NA | NA | NA | NA | Sidestream | PN_Sidestream
Kong et al., 2013 | 10.1016/j.cej.2012.10.093 | Lab | Single Stage | Sequencing Batch Biofilm Reactor (SBBR) | SBBR | 2.5 | Biofilm (BF) | BF | Jinan, China | 0.6838 | 0.006 | Partial Nitrification (PN) | PN | 3.43 | Synthetic Wastewater | None | 3 | 0.018 | 3 | 0 | 0 | 26.5864 | 26.5864 | 0 | 0 | 241.2473 | 241.2473 | 475.6018 | 475.6018 | 234.3545 | 234.3545 | 369.9125 | 369.9125 | 113.7849 | 30.76% | 0.00068271 | 24.2857 | 24.2857 | 2.43e-05 | 1.0659 | 2.2637 | 1.0659 | NA | NA | 0.00050595 | 0.00050595 | NA | NA | 0 | 0 | 0 | 0 | 0 | 0 | 0 | 0 | 8 | 144 | 2 | 83.3333 | NA | NA | 1 | NA | 106 | 305 | 1.953 | 385.3347 | NA | NA | NA | 7 | Gas Chromatography (GC) | GC | Grab Gas Sample (GGS) | GGS | Gas | 0 | 0 | 6020 | NA | NA | NA | NA | NA | NA | NA | NA | 72 | NA | NA | NA | NA | NA | Sidestream | PN_Sidestream
Kong et al., 2013 | 10.1016/j.cej.2012.10.093 | Lab | Single Stage | Sequencing Batch Biofilm Reactor (SBBR) | SBBR | 2.5 | Biofilm (BF) | BF | Jinan, China | 0.6838 | 0.006 | Partial Nitrification (PN) | PN | 3.43 | Synthetic Wastewater | None | 3 | 0.018 | 3 | 0 | 0 | 26.5864 | 26.5864 | 0 | 0 | 256.0175 | 256.0175 | 472.6477 | 472.6477 | 229.4311 | 229.4311 | 367.6149 | 367.6149 | 110.8213 | 30.15% | 0.00066493 | 17.0696 | 17.0696 | 1.71e-05 | 0.7619 | 1.6336 | 0.7619 | NA | NA | 0.00035562 | 0.00035562 | NA | NA | 0 | 0 | 0 | 0 | 0 | 0 | 0 | 0 | 8 | 144 | 2 | 83.3333 | NA | NA | 1 | NA | 109.037 | 305 | 1.953 | 385.3347 | NA | NA | NA | 7 | Gas Chromatography (GC) | GC | Grab Gas Sample (GGS) | GGS | Gas | 0 | 0 | 6020 | NA | NA | NA | NA | NA | NA | NA | NA | 72 | NA | NA | NA | NA | NA | Sidestream | PN_Sidestream
Kong et al., 2013 | 10.1016/j.cej.2012.10.093 | Lab | Single Stage | Sequencing Batch Biofilm Reactor (SBBR) | SBBR | 2.5 | Biofilm (BF) | BF | Jinan, China | 0.6838 | 0.006 | Partial Nitrification (PN) | PN | 3.43 | Synthetic Wastewater | None | 3 | 0.018 | 3 | 0 | 0 | 29.5405 | 29.5405 | 0 | 0 | 253.0635 | 253.0635 | 485.4486 | 485.4486 | 244.2013 | 244.2013 | 377.5711 | 377.5711 | 110.141 | 29.17% | 0.00066085 | 16.2271 | 16.2271 | 1.62e-05 | 0.69597 | 1.5626 | 0.69597 | NA | NA | 0.00033807 | 0.00033807 | NA | NA | 0 | 0 | 0 | 0 | 0 | 0 | 0 | 0 | 8 | 144 | 2 | 83.3333 | NA | NA | 1 | NA | 112 | 305 | 1.953 | 385.3347 | NA | NA | NA | 7 | Gas Chromatography (GC) | GC | Grab Gas Sample (GGS) | GGS | Gas | 0 | 0 | 6020 | NA | NA | NA | NA | NA | NA | NA | NA | 72 | NA | NA | NA | NA | NA | Sidestream | PN_Sidestream
Kong et al., 2013 | 10.1016/j.cej.2012.10.093 | Lab | Single Stage | Sequencing Batch Biofilm Reactor (SBBR) | SBBR | 2.5 | Biofilm (BF) | BF | Jinan, China | 0.6838 | 0.006 | Partial Nitrification (PN) | PN | 3.43 | Synthetic Wastewater | None | 3 | 0.018 | 3 | 0 | 0 | 29.5405 | 29.5405 | 0 | 0 | 245.186 | 245.186 | 468.709 | 468.709 | 254.0481 | 254.0481 | 364.5514 | 364.5514 | 91.8601 | 25.2% | 0.00055116 | 22.0879 | 22.0879 | 2.21e-05 | 0.99267 | 2.5502 | 0.99267 | NA | NA | 0.00046017 | 0.00046017 | NA | NA | 0 | 0 | 0 | 0 | 0 | 0 | 0 | 0 | 8 | 144 | 2 | 83.3333 | NA | NA | 1 | NA | 115.037 | 305 | 1.953 | 385.3347 | NA | NA | NA | 7 | Gas Chromatography (GC) | GC | Grab Gas Sample (GGS) | GGS | Gas | 0 | 0 | 6020 | NA | NA | NA | NA | NA | NA | NA | NA | 72 | NA | NA | NA | NA | NA | Sidestream | PN_Sidestream
Hausherr et al., 2022 | 10.1016/j.wroa.2022.100145 | Pilot | Aerated | Sequencing Batch Reactor (SBR) | SBR | 2.5 | Flocculent Sludge (FS) | FS | DuÃàbendorf, Switzerland | 0.102 | 8 | Partial Nitrification (PN) | PN | 3.43 | Domestic Wastewater | None | 0.7463 | 0.7463 | 0.093288 | 0.4 | 1.7714 | 0 | 0 | 0.3 | 0.98571 | 90% nitritation efficiency | 59.1429 | 20 | 25.7143 | 3.25 | 4.1786 | 20.7 | 34.983 | 13.733 | 90% | 0.10986 | 21.0571 | 0.021057 | 0.021057 | 5 % NH4 comsumed | 5 | 4.5 | NA | NA | 0.00029246 | 0.00029246 | NA | NA | 137 | 51 | 30 | 0.168 | 1.4579 | NA | NA | NA | 9 | 480 | 1 | 55.5556 | NA | NA | 2.9 | NA | 210 | 286.7 | 1.187 | 249.66 | 732 | NA | NA | 7.2 | Non-dispersive Infrared Spectroscopy (NDIR) | NDIR | Headspace | Headspace | Gas | 0 | 0 | NA | NA | NA | NA | NA | 1.75 | NA | NA | NA | 30500 | NA | NA | NA | NA | NA | Mainstream | PN_Mainstream
Hausherr et al., 2022 | 10.1016/j.wroa.2022.100145 | Pilot | Aerated | Sequencing Batch Reactor (SBR) | SBR | 2.5 | Flocculent Sludge (FS) | FS | DuÃàbendorf, Switzerland | 0.102 | 8 | Partial Nitrification (PN) | PN | 3.43 | Domestic Wastewater | None | 0.7463 | 0.7463 | 0.093288 | 0.4 | 1.7714 | 0 | 0 | 0.3 | 0.98571 | 0.84 | 55.2 | 20 | 25.7143 | 3.25 | 4.1786 | 20.7 | 34.983 | 14.933 | 84% | 0.11946 | 29.0589 | 0.029059 | 0.029059 | 6.9 | 6.9 | 5.796 | NA | NA | 0.00040359 | 0.00040359 | NA | NA | 137 | 51 | 30 | 0.168 | 1.4579 | NA | NA | NA | 9 | 480 | 1 | 55.5556 | NA | NA | 2.1 | NA | 210 | 286.7 | 1.187 | 249.66 | 566.4 | NA | NA | 7.2 | Non-dispersive Infrared Spectroscopy (NDIR) | NDIR | Headspace | Headspace | Gas | 0 | 0 | NA | NA | NA | NA | NA | 1.75 | NA | NA | NA | 23600 | NA | NA | NA | NA | NA | Mainstream | PN_Mainstream
Hausherr et al., 2022 | 10.1016/j.wroa.2022.100145 | Pilot | Aerated | Sequencing Batch Reactor (SBR) | SBR | 2.5 | Flocculent Sludge (FS) | FS | DuÃàbendorf, Switzerland | 0.102 | 8 | Partial Nitrification (PN) | PN | 3.43 | Domestic Wastewater | None | 0.7463 | 0.7463 | 0.093288 | 0.4 | 1.7714 | 0 | 0 | 0.3 | 0.98571 | 0.45 | 29.5714 | 20 | 25.7143 | 3.25 | 4.1786 | 20.7 | 34.983 | 22.733 | 45% | 0.18186 | 72.0154 | 0.072015 | 0.072015 | 17.1 | 17.1 | 7.695 | NA | NA | 0.0010002 | 0.0010002 | NA | NA | 137 | 51 | 30 | 0.168 | 1.4579 | NA | NA | NA | 9 | 480 | 1 | 55.5556 | NA | NA | 0.3 | NA | 210 | 286.7 | 1.187 | 249.66 | 316.8 | NA | NA | 7.2 | Non-dispersive Infrared Spectroscopy (NDIR) | NDIR | Headspace | Headspace | Gas | 0 | 0 | NA | NA | NA | NA | NA | 1.75 | NA | NA | NA | 13200 | NA | NA | NA | NA | NA | Mainstream | PN_Mainstream
Hausherr et al., 2022 | 10.1016/j.wroa.2022.100145 | Pilot | Aerated | Sequencing Batch Reactor (SBR) | SBR | 2.5 | Flocculent Sludge (FS) | FS | DuÃàbendorf, Switzerland | 0.102 | 8 | Partial Nitrification (PN) | PN | 3.43 | Domestic Wastewater | None | 0.76974 | 0.76974 | 0.096217 | 0.425 | 1.8821 | 0 | 0 | 0.3 | 0.98571 | 0.94 | 63.7018 | 20.625 | 26.5179 | 3.25 | 4.1786 | 21.35 | 36.0815 | 13.444 | 94% | 0.10755 | 14.8531 | 0.014853 | 0.014853 | 3.4 | 3.4 | 3.196 | NA | NA | 0.00020629 | 0.00020629 | NA | NA | 178.5 | 79.25 | 30 | 0.394 | 2.1964 | NA | NA | NA | 9 | 480 | 1 | 55.5556 | NA | NA | 5.4 | NA | 210 | 286.7 | 1.187 | 249.66 | 316.8 | NA | NA | 7.2 | Non-dispersive Infrared Spectroscopy (NDIR) | NDIR | Headspace | Headspace | Gas | 0 | 0 | NA | NA | NA | NA | NA | 1.75 | NA | NA | NA | 30500 | NA | NA | NA | NA | NA | Mainstream | PN_Mainstream
Hausherr et al., 2022 | 10.1016/j.wroa.2022.100145 | Pilot | Aerated | Sequencing Batch Reactor (SBR) | SBR | 2.5 | Flocculent Sludge (FS) | FS | DuÃàbendorf, Switzerland | 0.102 | 8 | Partial Nitrification (PN) | PN | 3.43 | Domestic Wastewater | Pre-dosing | 0.76974 | 0.76974 | 0.096217 | 0.425 | 1.8821 | 0 | 0 | 0.3 | 0.98571 | 0.92 | 62.3464 | 20.625 | 26.5179 | 3.25 | 4.1786 | 21.35 | 36.0815 | 13.8565 | 92% | 0.11085 | 23.1534 | 0.023153 | 0.023153 | 5.3 | 5.3 | 4.876 | NA | NA | 0.00032157 | 0.00032157 | NA | NA | 178.5 | 79.25 | 30 | 0.394 | 2.1964 | NA | NA | NA | 9 | 480 | 1 | 55.5556 | NA | NA | 2.9 | NA | 210 | 286.7 | 1.187 | 249.66 | 316.8 | NA | NA | 7.2 | Non-dispersive Infrared Spectroscopy (NDIR) | NDIR | Headspace | Headspace | Gas | 0 | 0 | NA | NA | NA | NA | NA | 1.75 | NA | NA | NA | 30500 | NA | NA | NA | NA | NA | Mainstream | PN_Mainstream
Hausherr et al., 2022 | 10.1016/j.wroa.2022.100145 | Pilot | Aerated | Sequencing Batch Reactor (SBR) | SBR | 2.5 | Flocculent Sludge (FS) | FS | DuÃàbendorf, Switzerland | 0.102 | 8 | Partial Nitrification (PN) | PN | 3.43 | Domestic Wastewater | Post-Dosing | 0.76974 | 0.76974 | 0.096217 | 0.425 | 1.8821 | 0 | 0 | 0.3 | 0.98571 | 0.87 | 58.958 | 20.625 | 26.5179 | 3.25 | 4.1786 | 21.35 | 36.0815 | 14.8878 | 87% | 0.1191 | 22.7166 | 0.022717 | 0.022717 | 5.2 | 5.2 | 4.524 | NA | NA | 0.00031551 | 0.00031551 | NA | NA | 178.5 | 79.25 | 30 | 0.394 | 2.1964 | NA | NA | NA | 9 | 480 | 1 | 55.5556 | NA | NA | 2.5 | NA | 210 | 286.7 | 1.187 | 249.66 | 316.8 | NA | NA | 7.2 | Non-dispersive Infrared Spectroscopy (NDIR) | NDIR | Headspace | Headspace | Gas | 0 | 0 | NA | NA | NA | NA | NA | 1.75 | NA | NA | NA | 30500 | NA | NA | NA | NA | NA | Mainstream | PN_Mainstream
Hausherr et al., 2022 | 10.1016/j.wroa.2022.100145 | Pilot | Aerated | Sequencing Batch Reactor (SBR) | SBR | 2.5 | Flocculent Sludge (FS) | FS | DuÃàbendorf, Switzerland | 0.102 | 8 | Partial Nitrification (PN) | PN | 3.43 | Domestic Wastewater | None | 0.7463 | 0.7463 | 0.093288 | 0.4 | 1.7714 | 0 | 0 | 0.3 | 0.98571 | 90% nitritation efficiency | 59.1429 | 20 | 25.7143 | 400 | 514.2857 | 20.7 | 34.983 | -383.017 | 90% | -3.0641 | -477.7143 | -0.47771 | -0.47771 | 1.2 | 1.3333 | 1.2 | NA | NA | -0.0066349 | -0.0066349 | NA | NA | 137 | 51 | 30 | 0.168 | 1.4579 | NA | NA | NA | 9 | 480 | 1 | 55.5556 | NA | NA | 2.9 | NA | 210 | 286.7 | 1.187 | 249.66 | 732 | NA | NA | 7.2 | Non-dispersive Infrared Spectroscopy (NDIR) | NDIR | Headspace | Headspace | Gas | 0 | 0 | NA | NA | NA | NA | NA | 1.75 | NA | NA | NA | 30500 | NA | NA | NA | NA | NA | Mainstream | PN_Mainstream
Hausherr et al., 2022 | 10.1016/j.wroa.2022.100145 | Pilot | Non-aerated | Sequencing Batch Reactor (SBR) | SBR | 2.5 | Flocculent Sludge (FS) | FS | DuÃàbendorf, Switzerland | 0.102 | 8 | Anammox (AMX) | AMX | 0 | Domestic Wastewater | Intermittent Feeding | 0.45819 | 0.45819 | 0.057274 | 0 | 0 | 0.9 | 3.9857 | 3.575 | 11.7464 | 0.1 | 1.0679 | 3.25 | 4.1786 | 0.4 | 0.51429 | 6.825 | 11.5343 | 9.9093 | 10% | 0.079274 | 0.20494 | 0.00020494 | 0.00020494 | 0.286 | 0.286 | 0.040293 | NA | NA | 5.3e-06 | 5.3e-06 | NA | NA | 40 | 40 | 30 mg eff | 0.08 | 3.4679 | NA | NA | NA | 4.8333 | NA | 1 | 0 | NA | NA | 1 | NA | 210 | 286.7 | 1.187 | 1.7224 | 0 | NA | NA | 7.2 | Non-dispersive Infrared Spectroscopy (NDIR) | NDIR | Headspace | Headspace | Gas | 0 | 0 | NA | NA | NA | NA | NA | 0.75 | NA | NA | NA | 0 | NA | NA | NA | NA | NA | Mainstream | AMX_Mainstream
Fenu et al., 2020 | 10.1007/s11356-019-07047-0 | Pilot | Aerated | Sequencing Batch Reactor (SBR) | SBR | 2.5 | Flocculent Sludge (FS) | FS | Aartselaar, Belgium | 0.15 | 1.5 | Partial Nitrification (PN) | PN | 3.43 | Domestic Wastewater | Intermittant Aeration | 0.22 | 0.22 | 0.14667 | 0 | 0 | 32 | 141.7143 | 0 | 0 | 1 | 3.2857 | 440 | 565.7143 | 102 | 131.1429 | 440 | 440 | 0.4575 | 69.32% | 0.4575 | 0.64 | 0.004224 | 0.004224 | 0.58754 | 0.92328 | 0.64 | NA | NA | 0.0004224 | 0.0004224 | NA | NA | 955 | 955 | 220 | 1.1025 | 2.1705 | NA | NA | NA | 6.6667 | NA | 20 | 40 | NA | NA | 0.3 | NA | 180 | 303 | 1.8553 | 367.4838 | NA | NA | NA | 7.25 | Clark-type Sensor (CTS) | CTS | in situ | in situ | Liquid | NA | NA | 0.165 | NA | NA | NA | NA | NA | NA | NA | NA | NA | 8 | NA | NA | NA | NA | Mainstream | PN_Mainstream
Fenu et al., 2020 | 10.1007/s11356-019-07047-1 | Pilot | Non-aerated | Sequencing Batch Reactor (SBR) | SBR | 2.5 | Flocculent Sludge (FS) | FS | Aartselaar, Belgium | 0.15 | 1.5 | Anammox (AMX) | AMX | 0 | Domestic Wastewater | Intermittant Aeration | 0.22 | 0.22 | 0.14667 | 0 | 0 | 32 | 141.7143 | 0 | 0 | 1 | 3.2857 | 440 | 565.7143 | 102 | 131.1429 | 440 | 440 | 0.4575 | 69.32% | 0.4575 | 0.12 | 0.000792 | 0.000792 | 0.11016 | 0.17311 | 0.12 | NA | NA | 7.92e-05 | 7.92e-05 | NA | NA | 955 | 955 | 220 | 1.1025 | 2.1705 | NA | NA | NA | 6.6667 | NA | 20 | 0 | NA | NA | 0 | NA | 180 | 303 | 1.8553 | 2.5353 | 0 | NA | NA | 7.25 | Clark-type Sensor (CTS) | CTS | in situ | in situ | Liquid | NA | NA | 0.165 | NA | NA | NA | NA | NA | NA | NA | NA | 0 | 8 | NA | NA | NA | NA | Mainstream | AMX_Mainstream
Fenu et al., 2020 | 10.1007/s11356-019-07047-2 | Pilot | Single Stage | Sequencing Batch Reactor (SBR) | SBR | 2.5 | Flocculent Sludge (FS) | FS | Aartselaar, Belgium | 0.15 | 1.5 | Partial Nitrification / Anammox (PNA) | PNA | 2.2 | Domestic Wastewater | Intermittant Aeration | 0.22 | 0.22 | 0.14667 | 0 | 0 | 32 | 141.7143 | 0 | 0 | 1 | 3.2857 | 440 | 565.7143 | 102 | 131.1429 | 440 | 440 | 0.4575 | 69.32% | 0.4575 | 0.76 | 0.005016 | 0.005016 | 0.6977 | 1.0964 | 0.76 | NA | NA | 0.0005016 | 0.0005016 | NA | NA | 955 | 955 | 220 | 1.1025 | 2.1705 | NA | NA | NA | 6.6667 | NA | 20 | 40 | NA | NA | 0 | NA | 180 | 303 | 1.8553 | 2.5353 | NA | NA | NA | 7.25 | Clark-type Sensor (CTS) | CTS | in situ | in situ | Liquid | NA | NA | 0.165 | NA | NA | NA | NA | NA | NA | NA | NA | NA | 8 | NA | NA | NA | NA | Mainstream | PNA_Mainstream
Fenu et al., 2020 | 10.1007/s11356-019-07047-3 | Pilot | Aerated | Sequencing Batch Reactor (SBR) | SBR | 2.5 | Flocculent Sludge (FS) | FS | Aartselaar, Belgium | 0.15 | 1.5 | Partial Nitrification (PN) | PN | 3.43 | Domestic Wastewater | Intermittant Aeration | 0.2 | 0.2 | 0.13333 | 0 | 0 | 32 | 141.7143 | 0 | 0 | 1 | 3.2857 | 400 | 514.2857 | 102 | 131.1429 | 400 | 400 | 0.3975 | 66.25% | 0.3975 | 1.9 | 0.0114 | 0.0114 | 1.825 | 2.8679 | 1.9 | NA | NA | 0.00114 | 0.00114 | NA | NA | 955 | 955 | 220 | 1.1025 | 2.3875 | NA | NA | NA | 6.6667 | NA | 6.6667 | 40 | NA | NA | 0.3 | NA | 180 | 303 | 1.8553 | 367.4838 | NA | NA | NA | 7.25 | Clark-type Sensor (CTS) | CTS | in situ | in situ | Liquid | NA | NA | 0.165 | NA | NA | NA | NA | NA | NA | NA | NA | NA | 8 | NA | NA | NA | NA | Mainstream | PN_Mainstream
Fenu et al., 2020 | 10.1007/s11356-019-07047-4 | Pilot | Non-aerated | Sequencing Batch Reactor (SBR) | SBR | 2.5 | Flocculent Sludge (FS) | FS | Aartselaar, Belgium | 0.15 | 1.5 | Anammox (AMX) | AMX | 0 | Domestic Wastewater | Intermittant Aeration | 0.2 | 0.2 | 0.13333 | 0 | 0 | 32 | 141.7143 | 0 | 0 | 1 | 3.2857 | 400 | 514.2857 | 102 | 131.1429 | 400 | 400 | 0.3975 | 66.25% | 0.3975 | 0.55 | 0.0033 | 0.0033 | 0.5283 | 0.83019 | 0.55 | NA | NA | 0.00033 | 0.00033 | NA | NA | 955 | 955 | 220 | 1.1025 | 2.3875 | NA | NA | NA | 6.6667 | NA | 6.6667 | 0 | NA | NA | 0 | NA | 180 | 303 | 1.8553 | 2.5353 | 0 | NA | NA | 7.25 | Clark-type Sensor (CTS) | CTS | in situ | in situ | Liquid | NA | NA | 0.165 | NA | NA | NA | NA | NA | NA | NA | NA | 0 | 8 | NA | NA | NA | NA | Mainstream | AMX_Mainstream
Fenu et al., 2020 | 10.1007/s11356-019-07047-5 | Pilot | Single Stage | Sequencing Batch Reactor (SBR) | SBR | 2.5 | Flocculent Sludge (FS) | FS | Aartselaar, Belgium | 0.15 | 1.5 | Partial Nitrification / Anammox (PNA) | PNA | 2.2 | Domestic Wastewater | Intermittant Aeration | 0.2 | 0.2 | 0.13333 | 0 | 0 | 32 | 141.7143 | 0 | 0 | 1 | 3.2857 | 400 | 514.2857 | 102 | 131.1429 | 400 | 400 | 0.3975 | 66.25% | 0.3975 | 2.45 | 0.0147 | 0.0147 | 2.3533 | 3.6981 | 2.45 | NA | NA | 0.00147 | 0.00147 | NA | NA | 955 | 955 | 220 | 1.1025 | 2.3875 | NA | NA | NA | 6.6667 | NA | 6.6667 | 40 | NA | NA | 0 | NA | 180 | 303 | 1.8553 | 2.5353 | NA | NA | NA | 7.25 | Clark-type Sensor (CTS) | CTS | in situ | in situ | Liquid | NA | NA | 0.165 | NA | NA | NA | NA | NA | NA | NA | NA | NA | 8 | NA | NA | NA | NA | Mainstream | PNA_Mainstream
Fenu et al., 2020 | 10.1007/s11356-019-07047-6 | Pilot | Aerated | Sequencing Batch Reactor (SBR) | SBR | 2.5 | Flocculent Sludge (FS) | FS | Aartselaar, Belgium | 0.15 | 1.5 | Partial Nitrification (PN) | PN | 3.43 | Domestic Wastewater | Intermittant Aeration | 0.26 | 0.26 | 0.17333 | 0 | 0 | 32 | 141.7143 | 0 | 0 | 1 | 3.2857 | 520 | 668.5714 | 102 | 131.1429 | 520 | 520 | 0.5775 | 74.04% | 0.5775 | 1.36 | 0.010608 | 0.010608 | 1.1689 | 1.8369 | 1.36 | NA | NA | 0.0010608 | 0.0010608 | NA | NA | 955 | 955 | 220 | 1.1025 | 1.8365 | NA | NA | NA | 6.6667 | NA | 20 | 40 | NA | NA | 0.3 | NA | 180 | 303 | 1.8553 | 367.4838 | NA | NA | NA | 7.25 | Clark-type Sensor (CTS) | CTS | in situ | in situ | Liquid | NA | NA | 0.165 | NA | NA | NA | NA | NA | NA | NA | NA | NA | 8 | NA | NA | NA | NA | Mainstream | PN_Mainstream
Fenu et al., 2020 | 10.1007/s11356-019-07047-7 | Pilot | Non-aerated | Sequencing Batch Reactor (SBR) | SBR | 2.5 | Flocculent Sludge (FS) | FS | Aartselaar, Belgium | 0.15 | 1.5 | Anammox (AMX) | AMX | 0 | Domestic Wastewater | Intermittant Aeration | 0.26 | 0.26 | 0.17333 | 0 | 0 | 32 | 141.7143 | 0 | 0 | 1 | 3.2857 | 520 | 668.5714 | 102 | 131.1429 | 520 | 520 | 0.5775 | 74.04% | 0.5775 | 0.08 | 0.000624 | 0.000624 | 0.06876 | 0.10805 | 0.08 | NA | NA | 6.24e-05 | 6.24e-05 | NA | NA | 955 | 955 | 220 | 1.1025 | 1.8365 | NA | NA | NA | 6.6667 | NA | 20 | 0 | NA | NA | 0 | NA | 180 | 303 | 1.8553 | 2.5353 | 0 | NA | NA | 7.25 | Clark-type Sensor (CTS) | CTS | in situ | in situ | Liquid | NA | NA | 0.165 | NA | NA | NA | NA | NA | NA | NA | NA | 0 | 8 | NA | NA | NA | NA | Mainstream | AMX_Mainstream
Fenu et al., 2020 | 10.1007/s11356-019-07047-8 | Pilot | Single Stage | Sequencing Batch Reactor (SBR) | SBR | 2.5 | Flocculent Sludge (FS) | FS | Aartselaar, Belgium | 0.15 | 1.5 | Partial Nitrification / Anammox (PNA) | PNA | 2.2 | Domestic Wastewater | Intermittant Aeration | 0.26 | 0.26 | 0.17333 | 0 | 0 | 32 | 141.7143 | 0 | 0 | 1 | 3.2857 | 520 | 668.5714 | 102 | 131.1429 | 520 | 520 | 0.5775 | 74.04% | 0.5775 | 1.44 | 0.011232 | 0.011232 | 1.2377 | 1.9449 | 1.44 | NA | NA | 0.0011232 | 0.0011232 | NA | NA | 955 | 955 | 220 | 1.1025 | 1.8365 | NA | NA | NA | 6.6667 | NA | 20 | 40 | NA | NA | 0 | NA | 180 | 303 | 1.8553 | 2.5353 | NA | NA | NA | 7.25 | Clark-type Sensor (CTS) | CTS | in situ | in situ | Liquid | NA | NA | 0.165 | NA | NA | NA | NA | NA | NA | NA | NA | NA | 8 | NA | NA | NA | NA | Mainstream | PNA_Mainstream
Fenu et al., 2020 | 10.1007/s11356-019-07047-9 | Pilot | Aerated | Sequencing Batch Reactor (SBR) | SBR | 2.5 | Flocculent Sludge (FS) | FS | Aartselaar, Belgium | 0.15 | 1.5 | Partial Nitrification (PN) | PN | 3.43 | Domestic Wastewater | Intermittant Aeration | 0.26 | 0.26 | 0.17333 | 0 | 0 | 32 | 141.7143 | 0 | 0 | 1 | 3.2857 | 520 | 668.5714 | 102 | 131.1429 | 520 | 520 | 0.5775 | 74.04% | 0.5775 | 2.48 | 0.019344 | 0.019344 | 2.1316 | 3.3496 | 2.48 | NA | NA | 0.0019344 | 0.0019344 | NA | NA | 955 | 955 | 220 | 1.1025 | 1.8365 | NA | NA | NA | 6.6667 | NA | 3.3333 | 40 | NA | NA | 0.3 | NA | 180 | 303 | 1.8553 | 367.4838 | NA | NA | NA | 7.25 | Clark-type Sensor (CTS) | CTS | in situ | in situ | Liquid | NA | NA | 0.165 | NA | NA | NA | NA | NA | NA | NA | NA | NA | 8 | NA | NA | NA | NA | Mainstream | PN_Mainstream
Fenu et al., 2020 | 10.1007/s11356-019-07047-10 | Pilot | Non-aerated | Sequencing Batch Reactor (SBR) | SBR | 2.5 | Flocculent Sludge (FS) | FS | Aartselaar, Belgium | 0.15 | 1.5 | Anammox (AMX) | AMX | 0 | Domestic Wastewater | Intermittant Aeration | 0.26 | 0.26 | 0.17333 | 0 | 0 | 32 | 141.7143 | 0 | 0 | 1 | 3.2857 | 520 | 668.5714 | 102 | 131.1429 | 520 | 520 | 0.5775 | 74.04% | 0.5775 | 0.08 | 0.000624 | 0.000624 | 0.06876 | 0.10805 | 0.08 | NA | NA | 6.24e-05 | 6.24e-05 | NA | NA | 955 | 955 | 220 | 1.1025 | 1.8365 | NA | NA | NA | 6.6667 | NA | 3.3333 | 0 | NA | NA | 0 | NA | 180 | 303 | 1.8553 | 2.5353 | 0 | NA | NA | 7.25 | Clark-type Sensor (CTS) | CTS | in situ | in situ | Liquid | NA | NA | 0.165 | NA | NA | NA | NA | NA | NA | NA | NA | 0 | 8 | NA | NA | NA | NA | Mainstream | AMX_Mainstream
Fenu et al., 2020 | 10.1007/s11356-019-07047-11 | Pilot | Single Stage | Sequencing Batch Reactor (SBR) | SBR | 2.5 | Flocculent Sludge (FS) | FS | Aartselaar, Belgium | 0.15 | 1.5 | Partial Nitrification / Anammox (PNA) | PNA | 2.2 | Domestic Wastewater | Intermittant Aeration | 0.26 | 0.26 | 0.17333 | 0 | 0 | 32 | 141.7143 | 0 | 0 | 1 | 3.2857 | 520 | 668.5714 | 102 | 131.1429 | 520 | 520 | 0.5775 | 74.04% | 0.5775 | 3.34 | 0.026052 | 0.026052 | 2.8707 | 4.5112 | 3.34 | NA | NA | 0.0026052 | 0.0026052 | NA | NA | 955 | 955 | 220 | 1.1025 | 1.8365 | NA | NA | NA | 6.6667 | NA | 3.3333 | 40 | NA | NA | 0 | NA | 180 | 303 | 1.8553 | 2.5353 | NA | NA | NA | 7.25 | Clark-type Sensor (CTS) | CTS | in situ | in situ | Liquid | NA | NA | 0.165 | NA | NA | NA | NA | NA | NA | NA | NA | NA | 8 | NA | NA | NA | NA | Mainstream | PNA_Mainstream
Fenu et al., 2019 | 10.1016/j.bej.2019.107336 | Pilot | Single Stage | Sequencing Batch Reactor (SBR) | SBR | 2.5 | Flocculent Sludge (FS) | FS | Aartselaar, Belgium | 0.15 | 1.5 | Anammox (AMX) | AMX | 0 | Reject Water | None | 0.25-0.5 m3/d | 0.235 | 0.15667 | NA | NA | NA | NA | NA | NA | NA | NA | NA | NA | NA | NA | NA | NA | NA | 72.69% | NA | NA | NA | NA | 1.3 | 1.3 | 0.94494 | NA | NA | NA | NA | NA | NA | NA | NA | NA | NA | NA | NA | NA | NA | 20 | NA | NA | 29 | NA | NA | 0.325 | NA | NA | 305 | 1.953 | 385.3347 | NA | NA | NA | 7.1 | Non-dispersive Infrared Spectroscopy (NDIR) | NDIR | Flux Chamber (FC) | FC | Gas | NA | NA | NA | NA | NA | NA | NA | NA | NA | NA | NA | 0 | 8 | NA | NA | NA | NA | Sidestream | AMX_Sidestream
Han et al., 2019 | 10.1016/j.psep.2019.06.019 | Lab | Single Stage | Sequencing Batch Reactor (SBR) | SBR | 2.5 | Flocculent Sludge (FS) | FS | Nanjing, China | 0.6451 | 0.005 | Simultaneous partial Nitrification, ANAMMOX and Denitrification (SNAD) | SNAD | 2.2 | Synthetic Wastewater | Intermittant Aeration | 0.00085443 | 0.00085443 | 0.17089 | 0.54485 | 2.4129 | 0.20199 | 0.89454 | 0.017239 | 0.056643 | 0.057662 | 0.18946 | 21.01 | 27.0129 | 8.7249 | 11.2178 | 35.6011 | 35.6011 | 15.5218 | 56.4% | 0.0001004 | 202.088819 10^-9 mol/mol | 1.1e-08 | 1.1e-08 | 0.0069621 | 0.0069621 | 0.015865 | NA | NA | 4.39e-07 | 4.39e-07 | NA | NA | 210 | 210 | 36 | 0.00087 | 5.8987 | NA | NA | NA | 5 | NA | 30 | 50 | NA | NA | NA | 180 | 90 | 295.5 | 1.5205 | 307.6016 | 0.864 | NA | NA | NA | Gas Chromatography (GC) | GC | Headspace | Headspace | Gas | NA | NA | 1900 | NA | NA | NA | NA | NA | NA | NA | NA | 36 | NA | NA | NA | NA | NA | Mainstream | SNAD
Han et al., 2019 | 10.1016/j.psep.2019.06.019 | Lab | Single Stage | Sequencing Batch Reactor (SBR) | SBR | 2.5 | Flocculent Sludge (FS) | FS | Nanjing, China | 0.6451 | 0.005 | Simultaneous partial Nitrification, ANAMMOX and Denitrification (SNAD) | SNAD | 2.2 | Synthetic Wastewater | None | 0.00087186 | 0.00087186 | 0.17437 | 0.3907 | 1.7302 | 8.382 | 37.1204 | 0.01605 | 0.052736 | 0.31863 | 1.0469 | 19.4054 | 24.9499 | 4.563 | 5.8668 | 36.3276 | 36.3276 | 20.4095 | 43.82% | 7.96e-05 | 282.2626 | 1.53e-08 | 1.53e-08 | 0.012266 | 0.012266 | 0.021716 | NA | NA | 6.14e-07 | 6.14e-07 | NA | NA | 208 | 208 | 21 | 0.000935 | 5.7257 | NA | NA | NA | 5 | NA | 1 | 60 | NA | NA | 2 | 180 | 90 | 295.5 | 1.5205 | 307.6016 | 0.864 | NA | NA | NA | Gas Chromatography (GC) | GC | Headspace | Headspace | Gas | NA | NA | 1900 | NA | NA | NA | NA | NA | NA | NA | NA | 36 | NA | NA | NA | NA | NA | Mainstream | SNAD
Bao et al., 2018 | 10.1016/j.chemosphere.2018.08.090 | Lab | Single Stage | Sequencing Batch Reactor (SBR) | SBR | 2.5 | Flocculent Sludge (FS) | FS | Girona, Spain | 0.14 | 0.008 | Partial Nitrification (PN) | PN | 3.43 | Synthetic Wastewater | None | 3.97e-05 | 0.00095364 | 0.11921 | 0 | 0 | 0 | 0 | 0 | 0 | NA | NA | 124.6689 | 160.2886 | 2.9801 | 3.8316 | 124.6689 | 124.6689 | 2.9801 | 97.61% | 0.00097351 | 0.3 | 2.92e-06 | 2.92e-06 | 0.3 | 0.3 | 0.29283 | NA | NA | 1.45e-05 | 1.45e-05 | NA | NA | NA | NA | NA | NA | NA | NA | NA | NA | 25.1 | NA | 8 | 27.8884 | NA | NA | 1.75 | NA | 730 | 303 | 1.8553 | 367.4838 | 7.2 | NA | NA | NA | Non-dispersive Infrared Spectroscopy (NDIR) | NDIR | Headspace | Headspace | Gas | NA | NA | NA | NA | NA | NA | NA | NA | NA | NA | NA | 300 | NA | NA | NA | NA | NA | Sidestream | PN_Sidestream
Bao et al., 2018 | 10.1016/j.chemosphere.2018.08.090 | Lab | Single Stage | Sequencing Batch Reactor (SBR) | SBR | 2.5 | Flocculent Sludge (FS) | FS | Girona, Spain | 0.14 | 0.008 | Partial Nitrification (PN) | PN | 3.43 | Synthetic Wastewater | None | 4.07e-05 | 0.00097644 | 0.12205 | 0 | 0 | 0 | 0 | 0 | 0 | NA | NA | 127.649 | 164.1202 | 6.457 | 8.3018 | 127.649 | 127.649 | 6.457 | 94.94% | 0.00096954 | 0.7 | 6.79e-06 | 6.79e-06 | 0.7 | 0.7 | 0.66459 | NA | NA | 3.38e-05 | 3.38e-05 | NA | NA | NA | NA | NA | NA | NA | NA | NA | NA | 25.1 | NA | 8 | 27.3572 | NA | NA | 1.75 | NA | 751 | 298 | 1.6267 | 326.3912 | 7.2 | NA | NA | NA | Non-dispersive Infrared Spectroscopy (NDIR) | NDIR | Headspace | Headspace | Gas | NA | NA | NA | NA | NA | NA | NA | NA | NA | NA | NA | 300 | NA | NA | NA | NA | NA | Sidestream | PN_Sidestream
Bao et al., 2018 | 10.1016/j.chemosphere.2018.08.090 | Lab | Single Stage | Sequencing Batch Reactor (SBR) | SBR | 2.5 | Flocculent Sludge (FS) | FS | Girona, Spain | 0.14 | 0.008 | Partial Nitrification (PN) | PN | 3.43 | Synthetic Wastewater | None | 3.96e-05 | 0.00094984 | 0.11873 | 0 | 0 | 0 | 0 | 0 | 0 | NA | NA | 124.1722 | 159.65 | 10.4305 | 13.4106 | 124.1722 | 124.1722 | 10.4305 | 91.6% | 0.00090993 | 0.62 | 5.64e-06 | 5.64e-06 | 0.62 | 0.62 | 0.56792 | NA | NA | 2.81e-05 | 2.81e-05 | NA | NA | NA | NA | NA | NA | NA | NA | NA | NA | 25.1 | NA | 8 | 31.8725 | NA | NA | 1.75 | NA | 772 | 293 | 1.4195 | 289.8936 | 7.2 | NA | NA | NA | Non-dispersive Infrared Spectroscopy (NDIR) | NDIR | Headspace | Headspace | Gas | NA | NA | NA | NA | NA | NA | NA | NA | NA | NA | NA | 300 | NA | NA | NA | NA | NA | Sidestream | PN_Sidestream
Bao et al., 2018 | 10.1016/j.chemosphere.2018.08.090 | Lab | Single Stage | Sequencing Batch Reactor (SBR) | SBR | 2.5 | Flocculent Sludge (FS) | FS | Girona, Spain | 0.14 | 0.008 | Partial Nitrification (PN) | PN | 3.43 | Synthetic Wastewater | None | 4.45e-05 | 0.0010676 | 0.13345 | 0 | 0 | 0 | 0 | 0 | 0 | NA | NA | 139.5695 | 179.4465 | 18.3775 | 23.6282 | 139.5695 | 139.5695 | 18.3775 | 86.83% | 0.00096954 | 0.43 | 4.17e-06 | 4.17e-06 | 0.43 | 0.43 | 0.37338 | NA | NA | 2.08e-05 | 2.08e-05 | NA | NA | NA | NA | NA | NA | NA | NA | NA | NA | 25.1 | NA | 8 | 47.8088 | NA | NA | 1.75 | NA | 793 | 288 | 1.2325 | 257.4772 | 7.2 | NA | NA | NA | Non-dispersive Infrared Spectroscopy (NDIR) | NDIR | Headspace | Headspace | Gas | NA | NA | NA | NA | NA | NA | NA | NA | NA | NA | NA | 300 | NA | NA | NA | NA | NA | Sidestream | PN_Sidestream
Bao et al., 2018 | 10.1016/j.chemosphere.2018.08.090 | Lab | Single Stage | Sequencing Batch Reactor (SBR) | SBR | 2.5 | Flocculent Sludge (FS) | FS | Girona, Spain | 0.14 | 0.008 | Partial Nitrification (PN) | PN | 3.43 | Synthetic Wastewater | None | 3.25e-05 | 0.0007808 | 0.097599 | 0 | 0 | 0 | 0 | 0 | 0 | NA | NA | 130.1325 | 167.3132 | 121.1921 | 155.8184 | 130.1325 | 130.1325 | 121.1921 | 6.87% | 7.15e-05 | 0.15 | 1.07e-07 | 1.07e-07 | 0.15 | 0.15 | 0.010305 | NA | NA | 4.19e-07 | 4.19e-07 | NA | NA | NA | NA | NA | NA | NA | NA | NA | NA | 32 | NA | 8 | 79.6813 | NA | NA | 1.75 | NA | 814 | 283 | 1.0644 | 228.6857 | 7.2 | NA | NA | NA | Non-dispersive Infrared Spectroscopy (NDIR) | NDIR | Headspace | Headspace | Gas | NA | NA | NA | NA | NA | NA | NA | NA | NA | NA | NA | 300 | NA | NA | NA | NA | NA | Sidestream | PN_Sidestream
Bao et al., 2018 | 10.1016/j.chemosphere.2018.08.090 | Lab | Single Stage | Sequencing Batch Reactor (SBR) | SBR | 2.5 | Flocculent Sludge (FS) | FS | Girona, Spain | 0.14 | 0.008 | Partial Nitrification (PN) | PN | 3.43 | Synthetic Wastewater | None | 3.63e-05 | 0.00087006 | 0.10876 | 0 | 0 | 0 | 0 | 0 | 0 | NA | NA | 113.7417 | 146.2394 | 3.4768 | 4.4702 | 113.7417 | 113.7417 | 3.4768 | 96.94% | 0.00088212 | 0.14 | 1.23e-06 | 1.23e-06 | 0.14 | 0.14 | 0.13572 | NA | NA | 6.15e-06 | 6.15e-06 | NA | NA | NA | NA | NA | NA | NA | NA | NA | NA | 25.1 | NA | 8 | 27.8884 | NA | NA | 1.75 | NA | 730 | 303 | 1.8553 | 367.4838 | 7.2 | NA | NA | NA | Non-dispersive Infrared Spectroscopy (NDIR) | NDIR | Headspace | Headspace | Gas | NA | NA | NA | NA | NA | NA | NA | NA | NA | NA | NA | 300 | NA | NA | NA | NA | NA | Sidestream | PN_Sidestream
Bao et al., 2018 | 10.1016/j.chemosphere.2018.08.090 | Lab | Single Stage | Sequencing Batch Reactor (SBR) | SBR | 2.5 | Flocculent Sludge (FS) | FS | Girona, Spain | 0.14 | 0.008 | Partial Nitrification (PN) | PN | 3.43 | Synthetic Wastewater | None | 4.21e-05 | 0.0010106 | 0.12633 | 0 | 0 | 0 | 0 | 0 | 0 | NA | NA | 132.1192 | 169.8675 | 5.4636 | 7.0246 | 132.1192 | 132.1192 | 5.4636 | 95.86% | 0.0010132 | 0.15 | 1.52e-06 | 1.52e-06 | 0.15 | 0.15 | 0.1438 | NA | NA | 7.57e-06 | 7.57e-06 | NA | NA | NA | NA | NA | NA | NA | NA | NA | NA | 25.1 | NA | 8 | 27.3572 | NA | NA | 1.75 | NA | 751 | 298 | 1.6267 | 326.3912 | 7.2 | NA | NA | NA | Non-dispersive Infrared Spectroscopy (NDIR) | NDIR | Headspace | Headspace | Gas | NA | NA | NA | NA | NA | NA | NA | NA | NA | NA | NA | 300 | NA | NA | NA | NA | NA | Sidestream | PN_Sidestream
Bao et al., 2018 | 10.1016/j.chemosphere.2018.08.090 | Lab | Single Stage | Sequencing Batch Reactor (SBR) | SBR | 2.5 | Flocculent Sludge (FS) | FS | Girona, Spain | 0.14 | 0.008 | Partial Nitrification (PN) | PN | 3.43 | Synthetic Wastewater | None | 3.7e-05 | 0.00088905 | 0.11113 | 0 | 0 | 0 | 0 | 0 | 0 | NA | NA | 116.2252 | 149.4324 | 13.9073 | 17.8808 | 116.2252 | 116.2252 | 13.9073 | 88.03% | 0.00081854 | 0.15 | 1.23e-06 | 1.23e-06 | 0.15 | 0.15 | 0.13205 | NA | NA | 6.11e-06 | 6.11e-06 | NA | NA | NA | NA | NA | NA | NA | NA | NA | NA | 25.1 | NA | 8 | 31.8725 | NA | NA | 1.75 | NA | 772 | 293 | 1.4195 | 289.8936 | 7.2 | NA | NA | NA | Non-dispersive Infrared Spectroscopy (NDIR) | NDIR | Headspace | Headspace | Gas | NA | NA | NA | NA | NA | NA | NA | NA | NA | NA | NA | 300 | NA | NA | NA | NA | NA | Sidestream | PN_Sidestream
Bao et al., 2018 | 10.1016/j.chemosphere.2018.08.090 | Lab | Single Stage | Sequencing Batch Reactor (SBR) | SBR | 2.5 | Flocculent Sludge (FS) | FS | Girona, Spain | 0.14 | 0.008 | Partial Nitrification (PN) | PN | 3.43 | Synthetic Wastewater | None | 4.26e-05 | 0.001022 | 0.12775 | 0 | 0 | 0 | 0 | 0 | 0 | NA | NA | 133.6093 | 171.7833 | 23.3444 | 30.0142 | 133.6093 | 133.6093 | 23.3444 | 82.53% | 0.00088212 | 0.14 | 1.23e-06 | 1.23e-06 | 0.14 | 0.14 | 0.11554 | NA | NA | 6.15e-06 | 6.15e-06 | NA | NA | NA | NA | NA | NA | NA | NA | NA | NA | 25.1 | NA | 8 | 47.8088 | NA | NA | 1.75 | NA | 793 | 288 | 1.2325 | 257.4772 | 7.2 | NA | NA | NA | Non-dispersive Infrared Spectroscopy (NDIR) | NDIR | Headspace | Headspace | Gas | NA | NA | NA | NA | NA | NA | NA | NA | NA | NA | NA | 300 | NA | NA | NA | NA | NA | Sidestream | PN_Sidestream
Li et al., 2022 | 10.3390/w14203195 | Lab | Single Stage | Sequencing Batch Reactor (SBR) | SBR | 2.5 | Flocculent Sludge (FS) | FS | Beijing, China | 0.558 | 0.012 | Partial Nitrification (PN) | PN | 3.43 | Domestic Wastewater | None | 5.14e-05 | 0.0012343 | 0.10286 | 0 | 0 | 0 | 0 | 0 | 0 | 19.3393 | 63.5435 | 30 | 38.5714 | 0.94595 | 1.2162 | 30 | 30 | 20.2853 | 95.95% | 0.00011658 | 0.16 mgN/(MLSS L h) | NA | NA | NA | 0.96372 | 0.93333 | NA | NA | 4e-05 | 4e-05 | 303 | NA | 182 | 182 | 50 | 0.001584 | 6.0667 | NA | NA | NA | NA | 480 | NA | 57.1429 | NA | NA | 0.5 | NA | NA | 303 | 1.8553 | 367.4838 | NA | NA | NA | 7.3 | Gas Chromatography (GC) | GC | Headspace and Headspace Method (Headspace/HM) | Headspace/HM | Gas and liquid | NA | NA | 3000 | NA | NA | NA | NA | NA | NA | NA | NA | NA | NA | NA | NA | NA | NA | Mainstream | PN_Mainstream
Li et al., 2022 | 10.3390/w14203195 | Lab | Single Stage | Sequencing Batch Reactor (SBR) | SBR | 2.5 | Flocculent Sludge (FS) | FS | Beijing, China | 0.558 | 0.012 | Partial Nitrification (PN) | PN | 3.43 | Domestic Wastewater | None | 5.14e-05 | 0.0012343 | 0.10286 | 0 | 0 | 0 | 0 | 10 | 32.8571 | 13.2432 | 43.5135 | 20 | 25.7143 | 0 | 0 | 30 | 30 | 13.2432 | 100% | 0.00020108 | 0.3 | 3.6e-06 | 3.6e-06 | 1.1393 | 1.75 | 1.75 | NA | NA | 7.5e-05 | 7.5e-05 | 303 | NA | 182 | 182 | 50 | 0.001584 | 6.0667 | NA | NA | NA | NA | 480 | NA | 57.1429 | NA | NA | 0.5 | NA | NA | 303 | 1.8553 | 367.4838 | NA | NA | NA | 7.3 | Gas Chromatography (GC) | GC | Headspace and Headspace Method (Headspace/HM) | Headspace/HM | Gas and liquid | NA | NA | 3000 | NA | NA | NA | NA | NA | NA | NA | NA | NA | NA | NA | NA | NA | NA | Mainstream | PN_Mainstream
Li et al., 2022 | 10.3390/w14203195 | Lab | Single Stage | Sequencing Batch Reactor (SBR) | SBR | 2.5 | Flocculent Sludge (FS) | FS | Beijing, China | 0.558 | 0.012 | Partial Nitrification (PN) | PN | 3.43 | Domestic Wastewater | None | 5.14e-05 | 0.0012343 | 0.10286 | 0 | 0 | 0 | 0 | 20 | 65.7143 | 22.659 | 74.4509 | 10 | 12.8571 | 0.10116 | 0.13006 | 30 | 30 | 22.7601 | 98.7% | 8.69e-05 | 0.49 | 5.88e-06 | 5.88e-06 | 4.3069 | 2.8875 | 2.8583 | NA | NA | 0.0001225 | 0.0001225 | 303 | NA | 182 | 182 | 50 | 0.001584 | 6.0667 | NA | NA | NA | NA | 480 | NA | 57.1429 | NA | NA | 0.5 | NA | NA | 303 | 1.8553 | 367.4838 | NA | NA | NA | 7.3 | Gas Chromatography (GC) | GC | Headspace and Headspace Method (Headspace/HM) | Headspace/HM | Gas and liquid | NA | NA | 3000 | NA | NA | NA | NA | NA | NA | NA | NA | NA | NA | NA | NA | NA | NA | Mainstream | PN_Mainstream
Jia et al., 2018 | 10.1039/c8ew00125a | Lab | Single Stage | Sequencing Batch Reactor (SBR) | SBR | 2.5 | Flocculent Sludge (FS) | FS | Xuzhou, China | 0.6451 | 0.06 | Partial Nitrification (PN) | PN | 3.43 | Synthetic Wastewater | None | 0.0005657 | 0.013577 | 0.22628 | 0.05 | 0.22143 | 8.87 | 39.2814 | 0.11 | 0.36143 | 50.88 | 167.1771 | 112.98 | 145.26 | 0.89 | 1.1443 | 113.14 | 113.14 | 46.4% | 46.4% | 3.1498 | 10.06 mg/gMLSS per cycle | 0.0018108 | 0.0018108 | 0.036584 | 36.5839 | 16.9749 | NA | NA | 0.002515 | 0.002515 | NA | NA | 384.83 | 384.83 | 89.96% | 20.7716 | 3.4014 | NA | NA | NA | 12 | 192 | 2 | 58.3333 | NA | NA | 0.42308 | NA | 60 | 308 | 2.1065 | 413.75 | NA | NA | NA | 7.8269 | Gas Chromatography (GC) | GC | Grab Gas Sample (GGS) | GGS | Gas | NA | NA | 3000 | NA | NA | NA | NA | NA | NA | NA | NA | NA | NA | NA | Acetate | NA | NA | Mainstream | PN_Mainstream
Jia et al., 2018 | 10.1039/c8ew00125a | Lab | Single Stage | Sequencing Batch Reactor (SBR) | SBR | 2.5 | Flocculent Sludge (FS) | FS | Xuzhou, China | 0.6451 | 0.06 | Partial Nitrification (PN) | PN | 3.43 | Synthetic Wastewater | None | 0.00056105 | 0.013465 | 0.22442 | 0.05 | 0.22143 | 35.36 | 156.5943 | 0.07 | 0.23 | 25.48 | 83.72 | 112.09 | 144.1157 | 1.41 | 1.8129 | 112.21 | 112.21 | 44.52% | 44.52% | 2.9974 | 6.93 | 0.0012474 | 0.0012474 | 0.026483 | 26.4834 | 11.7904 | NA | NA | 0.0017325 | 0.0017325 | NA | NA | 381.15 | 381.15 | 89.68% | 20.5089 | 3.3968 | NA | NA | NA | 12 | 192 | 2 | 58.3333 | NA | NA | 0.70755 | NA | 90 | 298 | 1.6267 | 326.3912 | NA | NA | NA | 7.7736 | Gas Chromatography (GC) | GC | Grab Gas Sample (GGS) | GGS | Gas | NA | NA | 3000 | NA | NA | NA | NA | NA | NA | NA | NA | NA | NA | NA | Acetate | NA | NA | Mainstream | PN_Mainstream
Jia et al., 2018 | 10.1039/c8ew00125a | Lab | Single Stage | Sequencing Batch Reactor (SBR) | SBR | 2.5 | Flocculent Sludge (FS) | FS | Xuzhou, China | 0.6451 | 0.06 | Partial Nitrification (PN) | PN | 3.43 | Synthetic Wastewater | None | 0.0005478 | 0.013147 | 0.21912 | 0.07 | 0.31 | 43.84 | 194.1486 | 0.14 | 0.46 | 5.56 | 18.2686 | 109.35 | 140.5929 | 14.38 | 18.4886 | 109.56 | 109.56 | 65.78% | 65.78% | 4.3241 | 3.98 | 0.0007164 | 0.0007164 | 0.010543 | 10.543 | 6.9352 | NA | NA | 0.000995 | 0.000995 | NA | NA | 391.02 | 391.02 | 49.52% | 11.618 | 3.569 | NA | NA | NA | 12 | 192 | 2 | 58.3333 | NA | NA | 2.376 | NA | 120 | 288 | 1.2325 | 257.4772 | NA | NA | NA | 7.8531 | Gas Chromatography (GC) | GC | Grab Gas Sample (GGS) | GGS | Gas | NA | NA | 3000 | NA | NA | NA | NA | NA | NA | NA | NA | NA | NA | NA | Acetate | NA | NA | Mainstream | PN_Mainstream
Milia et al., 2018 | 10.5004/dwt.2018.22934 | Lab | Single Stage | Completely Stirred Tank Reactor (CSTR) | CSTR | 2.5 | Flocculent Sludge (FS) | FS | Cagliari, Italy | 0.25 | 0.02 | Partial Nitrification (PN) | PN | 3.43 | Synthetic Wastewater | None | 1.5 gN/Ld | 0.03 | 1.5 | 0 | 0 | 12 | 53.1429 | 0 | 0 | 749 | 2461 | 1522 | 1956.8571 | 806 | 1036.2857 | 1522 | 1522 | 1567 | 47.04% | 0.0009 | 2.52 mgN/L/d | 5e-05 | 7.86e-05 | 0.36 | 0.76525 | 0.36 | NA | NA | 0.000165 | 0.000165 | NA | NA | NA | NA | NA | NA | NA | NA | NA | NA | 23.8095 | 24 | 1 | 100 | NA | NA | 5 | NA | 34 | 308 | 2.1065 | 413.75 | 1.44 | NA | NA | 6.75 | Gas Filter Correlation (GFC) | GFC | Gas Sampling Pump (GSP) | GSP | Gas | NA | NA | NA | 157 | NA | NA | NA | NA | NA | NA | NA | 60 | NA | NA | NA | NA | NA | Sidestream | PN_Sidestream
Milia et al., 2018 | 10.5004/dwt.2018.22934 | Lab | Single Stage | Completely Stirred Tank Reactor (CSTR) | CSTR | 2.5 | Flocculent Sludge (FS) | FS | Cagliari, Italy | 0.25 | 0.02 | Partial Nitrification (PN) | PN | 3.43 | Synthetic Wastewater | None | 1.5 gN/Ld | 0.03 | 1.5 | 0 | 0 | 12 | 53.1429 | 0 | 0 | 707 | 2323 | 1536 | 1974.8571 | 819 | 1053 | 1536 | 1536 | 1538 | 46.68% | 4e-05 | 2.6756 | 5.31e-05 | 8.34e-05 | 0.37304 | 0.79916 | 0.37304 | NA | NA | 0.00017519 | 0.00017519 | NA | NA | NA | NA | NA | NA | NA | NA | NA | NA | 23.8095 | 24 | 1 | 100 | NA | NA | 3 | NA | 16 | 308 | 2.1065 | 413.75 | 1.44 | NA | NA | 6.75 | Gas Filter Correlation (GFC) | GFC | Gas Sampling Pump (GSP) | GSP | Gas | NA | NA | NA | 134 | NA | NA | NA | NA | NA | NA | NA | 60 | NA | NA | NA | NA | NA | Sidestream | PN_Sidestream
Milia et al., 2018 | 10.5004/dwt.2018.22934 | Lab | Single Stage | Completely Stirred Tank Reactor (CSTR) | CSTR | 2.5 | Flocculent Sludge (FS) | FS | Cagliari, Italy | 0.25 | 0.02 | Partial Nitrification (PN) | PN | 3.43 | Synthetic Wastewater | None | 1.5 gN/Ld | 0.03 | 1.5 | 0 | 0 | 9 | 39.8571 | 0 | 0 | 709 | 2329.5714 | 1490 | 1915.7143 | 789 | 1014.4286 | 1490 | 1490 | 1507 | 47.05% | 0.00034 | 2.4422 | 4.85e-05 | 7.61e-05 | 0.3287 | 0.69865 | 0.3287 | NA | NA | 0.00015991 | 0.00015991 | NA | NA | NA | NA | NA | NA | NA | NA | NA | NA | 23.8095 | 24 | 1 | 100 | NA | NA | 2 | NA | 17 | 308 | 2.1065 | 413.75 | 1.44 | NA | NA | 6.75 | Gas Filter Correlation (GFC) | GFC | Gas Sampling Pump (GSP) | GSP | Gas | NA | NA | NA | 135 | NA | NA | NA | NA | NA | NA | NA | 60 | NA | NA | NA | NA | NA | Sidestream | PN_Sidestream
Milia et al., 2018 | 10.5004/dwt.2018.22934 | Lab | Single Stage | Completely Stirred Tank Reactor (CSTR) | CSTR | 2.5 | Flocculent Sludge (FS) | FS | Cagliari, Italy | 0.25 | 0.02 | Partial Nitrification (PN) | PN | 3.43 | Synthetic Wastewater | None | 1.5 gN/Ld | 0.03 | 1.5 | 0 | 0 | 2 | 8.8571 | 0 | 0 | 902 | 2963.7143 | 1482 | 1905.4286 | 580 | 745.7143 | 1482 | 1482 | 1484 | 60.86% | 4e-05 | 2.2711 | 4.51e-05 | 7.08e-05 | 0.23348 | 0.38361 | 0.23348 | NA | NA | 0.0001487 | 0.0001487 | NA | NA | NA | NA | NA | NA | NA | NA | NA | NA | 23.8095 | 24 | 1 | 100 | NA | NA | 2 | NA | 15 | 308 | 2.1065 | 413.75 | 1.44 | NA | NA | 6.75 | Gas Filter Correlation (GFC) | GFC | Gas Sampling Pump (GSP) | GSP | Gas | NA | NA | NA | 177 | NA | NA | NA | NA | NA | NA | NA | 60 | NA | NA | NA | NA | NA | Sidestream | PN_Sidestream
Milia et al., 2018 | 10.5004/dwt.2018.22934 | Lab | Single Stage | Completely Stirred Tank Reactor (CSTR) | CSTR | 2.5 | Flocculent Sludge (FS) | FS | Cagliari, Italy | 0.25 | 0.02 | Partial Nitrification (PN) | PN | 3.43 | Synthetic Wastewater | None | 1.5 gN/Ld | 0.03 | 1.5 | 0 | 0 | 4 | 17.7143 | 0 | 0 | 953 | 3131.2857 | 1535 | 1973.5714 | 598 | 768.8571 | 1535 | 1535 | 1555 | 61.04% | 0.0004 | 2.0844 | 4.14e-05 | 6.5e-05 | 0.22304 | 0.36539 | 0.22304 | NA | NA | 0.00013648 | 0.00013648 | NA | NA | NA | NA | NA | NA | NA | NA | NA | NA | 23.8095 | 24 | 1 | 100 | NA | NA | 1.5 | NA | 18 | 308 | 2.1065 | 413.75 | 1.44 | NA | NA | 6.75 | Gas Filter Correlation (GFC) | GFC | Gas Sampling Pump (GSP) | GSP | Gas | NA | NA | NA | 198 | NA | NA | NA | NA | NA | NA | NA | 60 | NA | NA | NA | NA | NA | Sidestream | PN_Sidestream
Milia et al., 2018 | 10.5004/dwt.2018.22934 | Lab | Single Stage | Completely Stirred Tank Reactor (CSTR) | CSTR | 2.5 | Flocculent Sludge (FS) | FS | Cagliari, Italy | 0.25 | 0.02 | Partial Nitrification (PN) | PN | 3.43 | Synthetic Wastewater | None | 1.5 gN/Ld | 0.03 | 1.5 | 0 | 0 | 5.3957 | 23.8952 | 0 | 0 | 399.2806 | 1311.9219 | 1467.6259 | 1886.9476 | 1084.5324 | 1394.3988 | 1467.6259 | 1467.6259 | 1489.2086 | 26.1% | 0.00043166 | 4.5889 | 9.1e-05 | 0.00014308 | 0.61043 | 2.3386 | 0.61043 | NA | NA | 0.00030046 | 0.00030046 | NA | NA | NA | NA | NA | NA | NA | NA | NA | NA | 23.8095 | 24 | 1 | 100 | NA | NA | 1 | NA | 6 | 308 | 2.1065 | 413.75 | 1.44 | NA | NA | 6.75 | Gas Filter Correlation (GFC) | GFC | Gas Sampling Pump (GSP) | GSP | Gas | NA | NA | NA | NA | NA | NA | NA | NA | NA | NA | NA | 60 | NA | NA | NA | NA | NA | Sidestream | PN_Sidestream
Peng et al., 2023 | 10.1016/j.biortech.2022.128564 | Lab | Single Stage | Sequencing Batch Reactor (SBR) | SBR | 2.5 | Flocculent Sludge (FS) | FS | Wuhan, China | 0.4364 | 0.04 | Partial Nitrification (PN) | PN | 3.43 | Synthetic Wastewater | None | 0.0025 | 0.06 | 1.5 | 0 | 0 | 149.3528 | 661.4197 | 0 | 0 | 684.5427 | 2249.2118 | 1500 | 1928.5714 | 620.7452 | 798.101 | 1500 | 1500 | 1454.6408 | 58.62% | 0.0018144 | 1.5 | 0.00052755 | 0.00052755 | 1.5 | 2.559 | 1.5 | NA | NA | 0.00054953 | 0.00054953 | NA | NA | NA | NA | NA | NA | NA | NA | NA | NA | 24 | NA | 106.6667 | 74.0741 | NA | NA | 2.75 | NA | 155 | 308 | 2.1065 | 413.75 | NA | NA | NA | 8.25 | Non-dispersive Infrared Spectroscopy (NDIR) | NDIR | Gas Sampling Pump (GSP) | GSP | Gas | NA | NA | 1650 | NA | NA | NA | NA | NA | NA | NA | NA | NA | NA | NA | NA | NA | NA | Sidestream | PN_Sidestream
Peng et al., 2023 | 10.1016/j.biortech.2022.128564 | Lab | Single Stage | Sequencing Batch Reactor (SBR) | SBR | 2.5 | Flocculent Sludge (FS) | FS | Wuhan, China | 0.4364 | 0.04 | Partial Nitrification (PN) | PN | 3.43 | Synthetic Wastewater | None | 0.0025 | 0.06 | 1.5 | 0 | 0 | 174.0632 | 770.8514 | 0 | 0 | 723.4303 | 2376.9853 | 1500 | 1928.5714 | 493.0506 | 633.9222 | 1500 | 1500 | 1390.5441 | 67.13% | 0.0043782 | 1.509 | 0.00060778 | 0.00060778 | 1.509 | 2.2478 | 1.509 | NA | NA | 0.0006331 | 0.0006331 | NA | NA | NA | NA | NA | NA | NA | NA | NA | NA | 24 | NA | 106.6667 | 74.0741 | NA | NA | 2.75 | NA | 160 | 308 | 2.1065 | 413.75 | NA | NA | NA | 8.25 | Non-dispersive Infrared Spectroscopy (NDIR) | NDIR | Gas Sampling Pump (GSP) | GSP | Gas | NA | NA | 1650 | NA | NA | NA | NA | NA | NA | NA | NA | NA | NA | NA | NA | NA | NA | Sidestream | PN_Sidestream
Peng et al., 2023 | 10.1016/j.biortech.2022.128565 | Lab | Single Stage | Sequencing Batch Reactor (SBR) | SBR | 2.5 | Flocculent Sludge (FS) | FS | Wuhan, China | 0.4364 | 0.04 | Partial Nitrification (PN) | PN | 3.43 | Synthetic Wastewater | None | 0.0025 | 0.06 | 1.5 | 0 | 0 | 262.5711 | 1162.8147 | 0 | 0 | 755.2093 | 2481.4021 | 1500 | 1928.5714 | 400.7989 | 515.3129 | 1500 | 1500 | 1418.5793 | 73.28% | 0.0032568 | 1.491 | 0.00065558 | 0.00065558 | 1.491 | 2.0347 | 1.491 | NA | NA | 0.0006829 | 0.0006829 | NA | NA | NA | NA | NA | NA | NA | NA | NA | NA | 24 | NA | 106.6667 | 74.0741 | NA | NA | 2.75 | NA | 165 | 308 | 2.1065 | 413.75 | NA | NA | NA | 8.25 | Non-dispersive Infrared Spectroscopy (NDIR) | NDIR | Gas Sampling Pump (GSP) | GSP | Gas | NA | NA | 1650 | NA | NA | NA | NA | NA | NA | NA | NA | NA | NA | NA | NA | NA | NA | Sidestream | PN_Sidestream
Peng et al., 2023 | 10.1016/j.biortech.2022.128566 | Lab | Single Stage | Sequencing Batch Reactor (SBR) | SBR | 2.5 | Flocculent Sludge (FS) | FS | Wuhan, China | 0.4364 | 0.04 | Partial Nitrification (PN) | PN | 3.43 | Synthetic Wastewater | None | 0.0025 | 0.06 | 1.5 | 0 | 0 | 177.408 | 785.6641 | 0 | 0 | 659.42 | 2166.6659 | 1500 | 1928.5714 | 453.8504 | 583.522 | 1500 | 1500 | 1290.6785 | 69.74% | 0.0083729 | 2.0328 | 0.00085066 | 0.00085066 | 2.0328 | 2.9147 | 2.0328 | NA | NA | 0.0008861 | 0.0008861 | NA | NA | NA | NA | NA | NA | NA | NA | NA | NA | 24 | NA | 106.6667 | 74.0741 | NA | NA | 2.75 | NA | 170 | 308 | 2.1065 | 413.75 | NA | NA | NA | 8.25 | Non-dispersive Infrared Spectroscopy (NDIR) | NDIR | Gas Sampling Pump (GSP) | GSP | Gas | NA | NA | 1650 | NA | NA | NA | NA | NA | NA | NA | NA | NA | NA | NA | NA | NA | NA | Sidestream | PN_Sidestream
Peng et al., 2023 | 10.1016/j.biortech.2022.128567 | Lab | Single Stage | Sequencing Batch Reactor (SBR) | SBR | 2.5 | Flocculent Sludge (FS) | FS | Wuhan, China | 0.4364 | 0.04 | Partial Nitrification (PN) | PN | 3.43 | Synthetic Wastewater | None | 0.0025 | 0.06 | 1.5 | 0 | 0 | 223.3909 | 989.3025 | 0 | 0 | 620.3529 | 2038.3024 | 1500 | 1928.5714 | 552.9912 | 710.9887 | 1500 | 1500 | 1396.735 | 63.13% | 0.0041306 | 2.3955 | 0.00090743 | 0.00090743 | 2.3955 | 3.7944 | 2.3955 | NA | NA | 0.00094524 | 0.00094524 | NA | NA | NA | NA | NA | NA | NA | NA | NA | NA | 24 | NA | 106.6667 | 74.0741 | NA | NA | 2.75 | NA | 175 | 308 | 2.1065 | 413.75 | NA | NA | NA | 8.25 | Non-dispersive Infrared Spectroscopy (NDIR) | NDIR | Gas Sampling Pump (GSP) | GSP | Gas | NA | NA | 1650 | NA | NA | NA | NA | NA | NA | NA | NA | NA | NA | NA | NA | NA | NA | Sidestream | PN_Sidestream
Miao et al., 2020 | 10.1080/09593330.2018.1551432 | Lab | Single Stage | Sequencing Batch Reactor (SBR) | SBR | 2.5 | Flocculent Sludge (FS) | FS | Shenzhen, China | 0.4715 | 0.06 | Partial Nitrification (PN) | PN | 3.43 | Synthetic Wastewater | None | 0.0043748 | 0.105 | 1.7499 | NA | NA | NA | NA | 276.3524 | 908.015 | 559.1963 | 1837.3592 | 306.9552 | 394.6567 | 0 | 0 | 583.3076 | 583.3076 | 559.1963 | 100% | 0.0014467 | 1.6122 | 2.42e-06 | 2.42e-06 | 0.10637 | 0.88 | 0.88 | NA | NA | 5.04e-06 | 5.04e-06 | NA | NA | 1166.6151 | 1166.6151 | NA | NA | 2 | NA | NA | NA | 8 | 240 | 2 | 70.8333 | NA | NA | 1.589 | NA | 30 | 299 | 1.6707 | 334.2246 | NA | NA | NA | 7.8406 | Gas Chromatography (GC) | GC | Headspace | Headspace | Gas | 0.18377 | 10.8192 | NA | NA | NA | NA | NA | NA | NA | NA | NA | NA | NA | NA | NA | NA | NA | Sidestream | PN_Sidestream
Du et al., 2016 | 10.1016/j.biortech.2015.12.044 | Lab | Single Stage | Sequencing Batch Reactor (SBR) | SBR | 2.5 | Flocculent Sludge (FS) | FS | Beijing, China | 0.5688 | 0.05 | Partial Denitrification (PD) | PD | 0 | Synthetic Wastewater | None | 5.53e-05 | 0.0013283 | 0.026566 | 20.4009 | 90.347 | 0 | 0 | 0.35377 | 1.1624 | 18.5142 | 60.8322 | NA | NA | NA | NA | 20.7547 | 20.7547 | 18.5142 | 100% | 18.5142 | 5.90909091 *10^-3 mg/L | NA | NA | NA | 2.9698 | 2.9698 | NA | NA | 1.2398 | 5.17e-05 | NA | NA | 62.1818 | 62.1818 | 31.6364 | 0.0015273 | 3.2 | NA | NA | NA | 18.75 | NA | 1.5625 | 5.5556 | NA | NA | NA | NA | 300 | 296.2 | 1.5497 | 312.7508 | 0 | NA | NA | 8.5 | Clark-type Sensor (CTS) | CTS | in situ | in situ | Liquid | NA | NA | 3600 | 2080 | NA | NA | NA | NA | NA | NA | NA | 0 | NA | NA | NA | NA | NA | Mainstream | PD
Du et al., 2016 | 10.1016/j.biortech.2015.12.044 | Lab | Single Stage | Sequencing Batch Reactor (SBR) | SBR | 2.5 | Flocculent Sludge (FS) | FS | Beijing, China | 0.5688 | 0.05 | Partial Denitrification (PD) | PD | 0 | Synthetic Wastewater | None | 0.00022698 | 0.0054474 | 0.10895 | 84.186 | 372.8239 | 0.46512 | 2.0598 | 0.93023 | 3.0565 | 73.9535 | 242.99 | NA | NA | NA | NA | 85.1163 | 85.1163 | 74.4186 | 99.45% | 74.4186 | 9.1825 | 4.59e-07 | 4.59e-07 | 3.93e-07 | 1.3311 | 1.3238 | NA | NA | 2.2664 | 9.44e-05 | NA | NA | 256.3636 | 256.3636 | 53.1818 | 0.010159 | 4 | NA | NA | NA | 18.75 | NA | 1.5625 | 5.5556 | NA | NA | NA | NA | 300 | 296.2 | 1.5497 | 312.7508 | 0 | NA | NA | 8.5 | Clark-type Sensor (CTS) | CTS | in situ | in situ | Liquid | NA | NA | 3600 | 2080 | NA | NA | NA | NA | NA | NA | NA | 0 | NA | NA | NA | NA | NA | Mainstream | PD
Du et al., 2016 | 10.1016/j.biortech.2015.12.044 | Lab | Single Stage | Sequencing Batch Reactor (SBR) | SBR | 2.5 | Flocculent Sludge (FS) | FS | Beijing, China | 0.5688 | 0.05 | Partial Denitrification (PD) | PD | 0 | Synthetic Wastewater | None | 5.44e-05 | 0.0013057 | 0.026113 | 20.0472 | 88.7803 | 0 | 0 | 0.35377 | 1.1624 | 9.5519 | 31.3848 | NA | NA | NA | NA | 20.4009 | 20.4009 | 9.5519 | 100% | 9.5519 | 9.3455 | 4.67e-07 | 4.67e-07 | 3.11e-06 | 5.6473 | 5.6473 | NA | NA | 2.3174 | 9.66e-05 | NA | NA | 85.4545 | 85.4545 | 45.4545 | 0.002 | 8 | NA | NA | NA | 18.75 | NA | 1.5625 | 5.5556 | NA | NA | NA | NA | 300 | 296.2 | 1.5497 | 312.7508 | 0 | NA | NA | 8.5 | Clark-type Sensor (CTS) | CTS | in situ | in situ | Liquid | NA | NA | 3600 | 2080 | NA | NA | NA | NA | NA | NA | NA | 0 | NA | NA | NA | NA | NA | Mainstream | PD
Du et al., 2016 | 10.1016/j.biortech.2015.12.044 | Lab | Single Stage | Sequencing Batch Reactor (SBR) | SBR | 2.5 | Flocculent Sludge (FS) | FS | Beijing, China | 0.5688 | 0.05 | Partial Denitrification (PD) | PD | 0 | Synthetic Wastewater | None | 0.00022946 | 0.005507 | 0.11014 | 84.6512 | 374.8837 | 0 | 0 | 1.3953 | 4.5847 | 49.3023 | 161.9934 | NA | NA | NA | NA | 86.0465 | 86.0465 | 49.3023 | 100% | 49.3023 | 10.3479 | 5.17e-07 | 5.17e-07 | 6.68e-07 | 1.5201 | 1.5201 | NA | NA | 2.6309 | 0.00010962 | NA | NA | 338.1818 | 338.1818 | 63.6364 | 0.013727 | 3.2 | NA | NA | NA | 18.75 | NA | 1.5625 | 5.5556 | NA | NA | NA | NA | 300 | 296.2 | 1.5497 | 312.7508 | 0 | NA | NA | 8.5 | Clark-type Sensor (CTS) | CTS | in situ | in situ | Liquid | NA | NA | 3600 | 2080 | NA | NA | NA | NA | NA | NA | NA | 0 | NA | NA | NA | NA | NA | Mainstream | PD
Du et al., 2016 | 10.1016/j.biortech.2015.12.044 | Lab | Single Stage | Sequencing Batch Reactor (SBR) | SBR | 2.5 | Flocculent Sludge (FS) | FS | Beijing, China | 0.5688 | 0.05 | Partial Denitrification (PD) | PD | 0 | Synthetic Wastewater | None | 5.34e-05 | 0.0012815 | 0.02563 | 20.0237 | 88.6764 | 0.11848 | 0.52471 | 0 | 0 | 0.23697 | 0.77861 | NA | NA | NA | NA | 20.0237 | 20.0237 | 0.35545 | 99.41% | 0.35545 | 8.0569 | 4.03e-07 | 4.03e-07 | 7.21e-05 | 4.7814 | 4.7531 | NA | NA | 1.9144 | 7.98e-05 | NA | NA | 173.6364 | 173.6364 | 76.3636 | 0.0048636 | 4 | NA | NA | NA | 18.75 | NA | 1.5625 | 5.5556 | NA | NA | NA | NA | 300 | 296.2 | 1.5497 | 312.7508 | 0 | NA | NA | 8.5 | Clark-type Sensor (CTS) | CTS | in situ | in situ | Liquid | NA | NA | 3600 | 2080 | NA | NA | NA | NA | NA | NA | NA | 0 | NA | NA | NA | NA | NA | Mainstream | PD
Du et al., 2016 | 10.1016/j.biortech.2015.12.044 | Lab | Single Stage | Sequencing Batch Reactor (SBR) | SBR | 2.5 | Flocculent Sludge (FS) | FS | Beijing, China | 0.5688 | 0.05 | Partial Denitrification (PD) | PD | 0 | Synthetic Wastewater | None | 0.00022222 | 0.0053333 | 0.10667 | 81.9444 | 362.8968 | 0 | 0 | 1.3889 | 4.5635 | 1.3889 | 4.5635 | NA | NA | NA | NA | 83.3333 | 83.3333 | 1.3889 | 100% | 1.3889 | 32.1127 | 1.61e-06 | 1.61e-06 | 7.36e-05 | 5.6305 | 5.6305 | NA | NA | 9.4378 | 0.00039324 | NA | NA | 690.9091 | 690.9091 | 181.8182 | 0.025455 | 8 | NA | NA | NA | 18.75 | NA | 1.5625 | 5.5556 | NA | NA | NA | NA | 300 | 296.2 | 1.5497 | 312.7508 | 0 | NA | NA | 8.5 | Clark-type Sensor (CTS) | CTS | in situ | in situ | Liquid | NA | NA | 3600 | 2080 | NA | NA | NA | NA | NA | NA | NA | 0 | NA | NA | NA | NA | NA | Mainstream | PD
Ahn et al., 2011 | 10.1021/es103534g | Lab | Single Stage | Completely Stirred Tank Reactor (CSTR) | CSTR | 2.5 | Flocculent Sludge (FS) | FS | New York, US | 0.18919 | 0.011 | Partial Nitrification (PN) | PN | 3.43 | Synthetic Wastewater | None | 0.00020833 | 0.005 | 0.45455 | 0 | 0 | NA | NA | 0 | 0 | 92.2849 | 1268.6724 | 500 | 642.8571 | 83.6795 | 104.9173 | 500 | 500 | 467.7201 | 83.26% | 0.0035508 | 1.7867 | 8.22e-05 | 8.22e-05 | 1.4951 | 2.1459 | 1.7867 | NA | NA | 0.00028317 | 0.00028317 | NA | NA | NA | NA | NA | NA | NA | NA | NA | NA | 26.4 | 74.0653 | 1 | 100% | NA | NA | 1.543 | NA | 150 | NA | NA | NA | NA | NA | NA | 7.5 | Gas Filter Correlation (GFC) | GFC | Headspace | Headspace | Gas | NA | NA | NA | NA | NA | NA | NA | NA | NA | NA | NA | NA | NA | NA | NA | NA | NA | Sidestream | PN_Sidestream
Ahn et al., 2011 | 10.1021/es103534g | Lab | Single Stage | Completely Stirred Tank Reactor (CSTR) | CSTR | 2.5 | Flocculent Sludge (FS) | FS | New York, US | 0.18919 | 0.011 | Partial Nitrification (PN) | PN | 3.43 | Synthetic Wastewater | None | 0.00020833 | 0.005 | 0.45455 | 0 | 0 | NA | NA | 0 | 0 | 92.2849 | 1183.1945 | 500 | 642.8571 | 78.0415 | 141.1615 | 500 | 500 | 469.895 | 84.39% | 0.0033116 | 0.72046 | 3.09e-05 | 3.09e-05 | 0.56226 | 0.85371 | 0.72046 | NA | NA | 0.00010649 | 0.00010649 | NA | NA | NA | NA | NA | NA | NA | NA | NA | NA | 26.4 | 71.2166 | 1 | 100% | NA | NA | 1.0089 | NA | 200 | NA | NA | NA | NA | NA | NA | 7.5 | Gas Filter Correlation (GFC) | GFC | Headspace | Headspace | Gas | NA | NA | NA | NA | NA | NA | NA | NA | NA | NA | NA | NA | NA | NA | NA | NA | NA | Sidestream | PN_Sidestream
Ahn et al., 2011 | 10.1021/es103534g | Lab | Single Stage | Completely Stirred Tank Reactor (CSTR) | CSTR | 2.5 | Flocculent Sludge (FS) | FS | New York, US | 0.18919 | 0.011 | Partial Nitrification (PN) | PN | 3.43 | Synthetic Wastewater | None | 0.00020833 | 0.005 | 0.45455 | 0 | 0 | NA | NA | 0 | 0 | 95.2522 | 1393.0487 | 500 | 642.8571 | 89.0208 | 70.5808 | 500 | 500 | 478.8675 | 82.2% | 0.0023246 | 0.48991 | 2.4e-05 | 2.4e-05 | 0.43612 | 0.59603 | 0.48991 | NA | NA | 8.26e-05 | 8.26e-05 | NA | NA | NA | NA | NA | NA | NA | NA | NA | NA | 26.4 | 69.7923 | 1 | 100% | NA | NA | 1.3056 | NA | 250 | NA | NA | NA | NA | NA | NA | 7.5 | Gas Filter Correlation (GFC) | GFC | Headspace | Headspace | Gas | NA | NA | NA | NA | NA | NA | NA | NA | NA | NA | NA | NA | NA | NA | NA | NA | NA | Sidestream | PN_Sidestream
Ahn et al., 2011 | 10.1021/es103534g | Lab | Single Stage | Completely Stirred Tank Reactor (CSTR) | CSTR | 2.5 | Flocculent Sludge (FS) | FS | New York, US | 0.18919 | 0.011 | Partial Nitrification (PN) | PN | 3.43 | Synthetic Wastewater | None | 0.00020833 | 0.005 | 0.45455 | 0 | 0 | NA | NA | 0 | 0 | 93.7685 | 1225.0727 | 500 | 642.8571 | 79.5252 | 131.6236 | 500 | 500 | 475.2221 | 84.09% | 0.0027256 | 0.74928 | 3.28e-05 | 3.28e-05 | 0.59587 | 0.89099 | 0.74928 | NA | NA | 0.00011285 | 0.00011285 | NA | NA | NA | NA | NA | NA | NA | NA | NA | NA | 26.4 | 84.0356 | 1 | 100% | NA | NA | 1.0682 | NA | 300 | NA | NA | NA | NA | NA | NA | 7.5 | Gas Filter Correlation (GFC) | GFC | Headspace | Headspace | Gas | NA | NA | NA | NA | NA | NA | NA | NA | NA | NA | NA | NA | NA | NA | NA | NA | NA | Sidestream | PN_Sidestream
Shi et al., 2011 | 10.1016/j.biortech.2010.11.081 | Lab | Single Stage | Sequencing Batch Reactor (SBR) | SBR | 2.5 | Granular Sludge (GS) | GS | Jinan, China | 0.6838 | 0.035 | Partial Nitrification (PN) | PN | 3.43 | Synthetic Wastewater | Granular Sludge | 0.00066518 | 0.015964 | 0.45612 | 0 | 0 | 5.2448 | 6.7433 | 0 | 0 | 65.5594 | 215.4096 | 152.0408 | 195.481 | 1.0204 | 1.312 | 152.0408 | 152.0408 | 139.7959 | 99.33% | 0.0042857 | 56.1189 | 0.00049104 | 0.00049104 | 7.2912 | 11.3506 | 11.2745 | NA | NA | 0.0033671 | 0.0033671 | NA | NA | 171.2418 | 171.2418 | 39.2157 | 0.046209 | 1.1263 | NA | NA | NA | 8 | NA | 2 | 70 | NA | NA | 7.5152 | NA | 234 | 298 | 1.6267 | 326.3912 | NA | NA | NA | 7.75 | Gas Chromatography (GC) | GC | Gas Sampling Pump (GSP) | GSP | Gas | NA | NA | 10500 | NA | NA | NA | NA | NA | NA | NA | NA | NA | NA | NA | NA | NA | NA | Sidestream | PN_Sidestream
Law et al., 2011 | 10.1016/j.watres.2011.08.055 | Lab | Single Stage | Sequencing Batch Reactor (SBR) | SBR | 2.5 | Flocculent Sludge (FS) | FS | Brisbane, Australia | 0.81 | 0.008 | Partial Nitrification (PN) | PN | 3.43 | Synthetic Wastewater | None | 0.064 | 0.064 | 8 | 3.8703 | 17.14 | 5.0857 | 22.5225 | 433.3519 | 1423.8706 | 519.3718 | 1706.5073 | 522.7085 | 672.0538 | 433.6531 | 557.554 | 959.9308 | 959.9308 | 958.1106 | 17.04% | 1.46e-05 | 1.8862 | 1.89e-06 | 2.96e-06 | 12.9538 | 0.23484 | 0.040011 | NA | NA | 0.00020958 | 0.00020958 | NA | NA | NA | NA | NA | NA | NA | NA | NA | NA | 24 | 480 | 8 | 9.375 | NA | NA | 0.40118 | NA | NA | 306 | 2.0032 | 394.5827 | NA | NA | NA | 7.4 | Non-dispersive Infrared Spectroscopy and Clark-type Sensor (NDIR/CTS) | NDIR/CTS | Headspace/in situ | Headspace/in situ | Gas and liquid | NA | NA | NA | NA | NA | NA | NA | NA | NA | NA | NA | NA | NA | NA | NA | NA | NA | Sidestream | PN_Sidestream
Law et al., 2011 | 10.1016/j.watres.2011.08.055 | Lab | Single Stage | Sequencing Batch Reactor (SBR) | SBR | 2.5 | Flocculent Sludge (FS) | FS | Brisbane, Australia | 0.81 | 0.008 | Partial Nitrification (PN) | PN | 3.43 | Synthetic Wastewater | None | 0.064 | 0.064 | 8 | 9.2146 | 40.8073 | 10.4845 | 46.4314 | 445.0815 | 1462.4105 | 524.7729 | 1724.2539 | 518.0295 | 666.0379 | 431.7618 | 555.1223 | 972.3255 | 972.3255 | 967.0192 | 16.65% | 4.25e-05 | 1.4731 | 1.47e-06 | 2.31e-06 | 3.4701 | 0.18763 | 0.031247 | NA | NA | 0.00016367 | 0.00016367 | NA | NA | NA | NA | NA | NA | NA | NA | NA | NA | 24 | 480 | 8 | 9.375 | NA | NA | 0.50737 | NA | NA | 306 | 2.0032 | 394.5827 | NA | NA | NA | 7.4 | Non-dispersive Infrared Spectroscopy and Clark-type Sensor (NDIR/CTS) | NDIR/CTS | Headspace/in situ | Headspace/in situ | Gas and liquid | NA | NA | NA | NA | NA | NA | NA | NA | NA | NA | NA | NA | NA | NA | NA | NA | NA | Sidestream | PN_Sidestream
Zhang et al., 2016 | 10.1016/j.biortech.2016.09.129 | Lab | Single Stage | Attached-Film Expanded Bed (AFEB) | AFEB | 1.2 | Biofilm (BF) | BF | Sendai, Japan | 0.516 | 0.005 | Anammox (AMX) | AMX | 0 | Synthetic Wastewater | None | 5 gN/L/d | 0.025 | 5 | 83.004 | 367.5889 | 45.9854 | 203.6496 | 71.1462 | 233.7662 | 10.9489 | 35.975 | 302.3715 | 388.7634 | 30.6569 | 39.4161 | 313 | 313 | 85.6361 | 85.64% | 0.0013402 | 0.035131 | 6.34e-07 | 6.34e-07 | 0.030085 | 0.041024 | 0.035131 | NA | NA | 8.45e-05 | 8.45e-05 | NA | NA | NA | NA | NA | NA | NA | NA | NA | NA | 1.5 | NA | 1 | 0 | NA | NA | NA | NA | 53 | NA | NA | NA | 0 | NA | NA | 8.15 | Gas Chromatography (GC) | GC | Grab Gas Sample (GGS) | GGS | Gas | NA | NA | NA | NA | NA | NA | NA | NA | NA | NA | NA | 0 | NA | NA | NA | NA | NA | Sidestream | AMX_Sidestream
Zhang et al., 2016 | 10.1016/j.biortech.2016.09.129 | Lab | Single Stage | Attached-Film Expanded Bed (AFEB) | AFEB | 1.2 | Biofilm (BF) | BF | Sendai, Japan | 0.516 | 0.005 | Anammox (AMX) | AMX | 0 | Synthetic Wastewater | None | 5 | 0.025 | 5 | 94.8617 | 420.1016 | 85.4015 | 378.2065 | 71.1462 | 233.7662 | 6.5693 | 21.585 | 415.0198 | 533.5968 | 13.1387 | 16.8926 | 625 | 625 | 88.0995 | 88.1% | 0.0027531 | 0.068413 | 2.61e-06 | 2.61e-06 | 0.060271 | 0.077654 | 0.068413 | NA | NA | 0.00017384 | 0.00017384 | NA | NA | NA | NA | NA | NA | NA | NA | NA | NA | 3 | NA | 1 | 0 | NA | NA | NA | NA | 82 | NA | NA | NA | 0 | NA | NA | 8.15 | Gas Chromatography (GC) | GC | Grab Gas Sample (GGS) | GGS | Gas | NA | NA | NA | NA | NA | NA | NA | NA | NA | NA | NA | 0 | NA | NA | NA | NA | NA | Sidestream | AMX_Sidestream
Zhang et al., 2016 | 10.1016/j.biortech.2016.09.129 | Lab | Single Stage | Attached-Film Expanded Bed (AFEB) | AFEB | 1.2 | Biofilm (BF) | BF | Sendai, Japan | 0.516 | 0.005 | Anammox (AMX) | AMX | 0 | Synthetic Wastewater | None | 5 | 0.025 | 5 | 130.4348 | 577.6398 | 100.7299 | 446.0897 | 88.9328 | 292.2078 | 37.2263 | 122.3149 | 758.8933 | 975.7199 | 8.7591 | 11.2617 | 1250 | 1250 | 90.0404 | 90.04% | 0.0056275 | 0.27735 | 2.21e-05 | 2.21e-05 | 0.24973 | 0.30803 | 0.27735 | NA | NA | 0.00073613 | 0.00073613 | NA | NA | NA | NA | NA | NA | NA | NA | NA | NA | 6 | NA | 1 | 0 | NA | NA | NA | NA | 117 | NA | NA | NA | 0 | NA | NA | 8.15 | Gas Chromatography (GC) | GC | Grab Gas Sample (GGS) | GGS | Gas | NA | NA | NA | NA | NA | NA | NA | NA | NA | NA | NA | 0 | NA | NA | NA | NA | NA | Sidestream | AMX_Sidestream
Zhang et al., 2016 | 10.1016/j.biortech.2016.09.129 | Lab | Single Stage | Attached-Film Expanded Bed (AFEB) | AFEB | 1.2 | Biofilm (BF) | BF | Sendai, Japan | 0.516 | 0.005 | Anammox (AMX) | AMX | 0 | Synthetic Wastewater | None | 5 | 0.025 | 5 | 213.4387 | 945.2287 | 186.1314 | 824.2961 | 219.3676 | 720.7792 | 127.0073 | 417.3097 | 1416.996 | 1821.8521 | 19.708 | 25.3389 | 2500 | 2500 | 86.8865 | 86.89% | 0.010861 | 0.86718 | 0.00012859 | 0.00012859 | 0.75346 | 0.99806 | 0.86718 | NA | NA | 0.0021432 | 0.0021432 | NA | NA | NA | NA | NA | NA | NA | NA | NA | NA | 12 | NA | 1 | 0 | NA | NA | NA | NA | 146 | NA | NA | NA | 0 | NA | NA | 8.15 | Gas Chromatography (GC) | GC | Grab Gas Sample (GGS) | GGS | Gas | NA | NA | NA | NA | NA | NA | NA | NA | NA | NA | NA | 0 | NA | NA | NA | NA | NA | Sidestream | AMX_Sidestream
Li et al., 2017 | 10.1038/srep42072 | Lab | Single Stage | Sequencing Batch Biofilm Reactor (SBBR) | SBBR | 2.5 | Biofilm (BF) | BF | Chongqing, China | 0.4743 | 0.03 | Partial Nitrification / Anammox (PNA) | PNA | 2.2 | Synthetic Wastewater | None | 0.0015198 | 0.0015198 | 0.05066 | 9.571 | 42.3857 | 30.363 | 134.4649 | 0.8194 | 2.6923 | 0.699 | 2.2967 | 89.1089 | 114.5686 | 0 | 0 | 101.3201 | 101.3201 | 31.3531 | 69.06% | 0.002099 | 30.7368 | 3.07e-05 | 3.07e-05 | 0.93186 | 1.8637 | 1.287 | NA | NA | 4.27e-05 | 4.27e-05 | NA | NA | NA | NA | NA | NA | NA | NA | NA | NA | 48 | NA | 12 | 95.8333 | NA | NA | 1.75 | 1440 | 365 | 303 | 1.8553 | 367.4838 | NA | NA | NA | 8 | Gas Chromatography (GC) | GC | Headspace Method (HM) | HM | Liquid | NA | NA | NA | NA | NA | NA | NA | NA | NA | NA | NA | NA | NA | NA | NA | NA | NA | Sidestream | PNA_Sidestream
Ma et al., 2022 | 10.1016/j.cej.2021.133630 | Lab | Single Stage | Membrane Aerated Biofilm Reactor (MABR) | MABR | 6 | Biofilm (BF) | BF | Lyngby, Denmark | 0.076 | 0.0008 | Partial Nitrification / Anammox (PNA) | PNA | 2.2 | Synthetic Wastewater | None | 9.1 gN/m3/d | 7.28e-06 | 0.0091 | 0 | 0 | 15.6584 | 69.3442 | 0 | 0 | 5.9786 | 19.6441 | 74.5907 | 95.9024 | 49.8221 | 64.0569 | 74.5907 | 74.5907 | 71.4591 | 4.2% | 2.51e-06 | 2.35 % load | 1.4e-06 | 2.2e-06 | 55.9727 | 55.9727 | 2.35 | NA | NA | 1.39e-05 | 1.39e-05 | NA | NA | NA | NA | NA | NA | NA | NA | NA | NA | 197.8022 | NA | 8.2418 | 100 | NA | NA | NA | NA | 67 | 301.2024 | 1.7706 | 352.1463 | 0.144 | NA | NA | 7.0253 | Clark-type Sensor and Gas Filter Correlation (CTS/GFC) | CTS/GFC | Headspace/in situ | Headspace/in situ | Gas and liquid | NA | NA | NA | NA | NA | NA | NA | NA | NA | NA | NA | 6 | NA | NA | NA | NA | NA | Mainstream | PNA_Mainstream
Ma et al., 2022 | 10.1016/j.cej.2021.133630 | Lab | Single Stage | Membrane Aerated Biofilm Reactor (MABR) | MABR | 6 | Biofilm (BF) | BF | Lyngby, Denmark | 0.076 | 0.0008 | Partial Nitrification / Anammox (PNA) | PNA | 2.2 | Synthetic Wastewater | Intermittent Areation | 9.1 | 7.28e-06 | 0.0091 | 0 | 0 | 9.6797 | 42.8673 | 0 | 0 | 0.85409 | 2.8063 | 74.8754 | 96.2684 | 48.968 | 62.9588 | 74.8754 | 74.8754 | 59.5018 | 20.53% | 1.23e-05 | 0.3 | 1.8e-07 | 2.82e-07 | 1.4611 | 1.4611 | 0.3 | NA | NA | 1.78e-06 | 1.78e-06 | NA | NA | NA | NA | NA | NA | NA | NA | NA | NA | 197.8022 | NA | 16.4835 | 50 | NA | NA | NA | NA | 94 | 303.2417 | 1.8669 | 369.5963 | 0.144 | NA | NA | 7.0443 | Clark-type Sensor and Gas Filter Correlation (CTS/GFC) | CTS/GFC | Headspace/in situ | Headspace/in situ | Gas and liquid | NA | NA | NA | NA | NA | NA | NA | NA | NA | NA | NA | 6 | NA | NA | NA | NA | NA | Mainstream | PNA_Mainstream
Ma et al., 2022 | 10.1016/j.cej.2021.133630 | Lab | Single Stage | Membrane Aerated Biofilm Reactor (MABR) | MABR | 6 | Biofilm (BF) | BF | Lyngby, Denmark | 0.076 | 0.0008 | Partial Nitrification / Anammox (PNA) | PNA | 2.2 | Synthetic Wastewater | None | 9.1 | 7.28e-06 | 0.0091 | 0 | 0 | 15.089 | 66.8226 | 0 | 0 | 0 | 0 | 71.7438 | 92.242 | 36.4413 | 46.8531 | 71.7438 | 71.7438 | 51.5302 | 28.17% | 1.62e-05 | 0.35 | 2.01e-07 | 3.16e-07 | 1.2423 | 1.2423 | 0.35 | NA | NA | 1.99e-06 | 1.99e-06 | NA | NA | NA | NA | NA | NA | NA | NA | NA | NA | 197.8022 | NA | 8.2418 | 100 | NA | NA | NA | NA | 143 | 300.4471 | 1.7359 | 345.8946 | 0.144 | NA | NA | 6.9968 | Clark-type Sensor and Gas Filter Correlation (CTS/GFC) | CTS/GFC | Headspace/in situ | Headspace/in situ | Gas and liquid | NA | NA | NA | NA | NA | NA | NA | NA | NA | NA | NA | 6 | NA | NA | NA | NA | NA | Mainstream | PNA_Mainstream
Ma et al., 2022 | 10.1016/j.cej.2021.133630 | Lab | Single Stage | Membrane Aerated Biofilm Reactor (MABR) | MABR | 6 | Biofilm (BF) | BF | Lyngby, Denmark | 0.076 | 0.0008 | Partial Nitrification / Anammox (PNA) | PNA | 2.2 | Synthetic Wastewater | Intermittent Areation | 9.1 | 7.28e-06 | 0.0091 | 0 | 0 | 8.5409 | 37.8241 | 0 | 0 | 0 | 0 | 74.5907 | 95.9024 | 50.1068 | 64.423 | 74.5907 | 74.5907 | 58.6477 | 21.37% | 1.28e-05 | 0.18 | 1.07e-07 | 1.69e-07 | 0.84214 | 0.84214 | 0.18 | NA | NA | 1.07e-06 | 1.07e-06 | NA | NA | NA | NA | NA | NA | NA | NA | NA | NA | 197.8022 | NA | 16.4835 | 50 | NA | NA | NA | NA | 196 | 297.3505 | 1.5986 | 321.4017 | 0.144 | NA | NA | 7.1108 | Clark-type Sensor and Gas Filter Correlation (CTS/GFC) | CTS/GFC | Headspace/in situ | Headspace/in situ | Gas and liquid | NA | NA | NA | NA | NA | NA | NA | NA | NA | NA | NA | 6 | NA | NA | NA | NA | NA | Mainstream | PNA_Mainstream
Ma et al., 2022 | 10.1016/j.cej.2021.133630 | Lab | Single Stage | Membrane Aerated Biofilm Reactor (MABR) | MABR | 6 | Biofilm (BF) | BF | Lyngby, Denmark | 0.076 | 0.0008 | Partial Nitrification / Anammox (PNA) | PNA | 2.2 | Synthetic Wastewater | Intermittent Areation | 9.1 | 7.28e-06 | 0.0091 | 0 | 0 | 11.9573 | 52.9537 | 0 | 0 | 0.5694 | 1.8709 | 75.1601 | 96.6345 | 45.8363 | 58.9324 | 75.1601 | 75.1601 | 58.363 | 22.35% | 1.34e-05 | 0.05 mgN/d offgas | 4.12e-07 | 6.48e-07 | 3.0666 | 3.0732 | 0.68681 | NA | NA | 4.09e-06 | 4.09e-06 | NA | NA | NA | NA | NA | NA | NA | NA | NA | NA | 197.8022 | NA | 16.4835 | 90 | NA | NA | NA | NA | 255 | 296.4441 | 1.56 | 314.5667 | 0.144 | NA | NA | 7.1203 | Gas Filter Correlation (GFC) | GFC | Headspace | Headspace | Gas | NA | NA | NA | NA | NA | NA | NA | NA | NA | NA | NA | 6 | NA | NA | NA | NA | NA | Mainstream | PNA_Mainstream
Ma et al., 2022 | 10.1016/j.cej.2021.133630 | Lab | Single Stage | Membrane Aerated Biofilm Reactor (MABR) | MABR | 6 | Biofilm (BF) | BF | Lyngby, Denmark | 0.076 | 0.0008 | Partial Nitrification / Anammox (PNA) | PNA | 2.2 | Synthetic Wastewater | None | 9.1 | 7.28e-06 | 0.0091 | 0 | 0 | 22.0612 | 97.6995 | 0 | 0 | 0 | 0 | 73.7766 | 94.8556 | 41.1303 | 52.8818 | 73.7766 | 73.7766 | 63.1915 | 14.35% | 8.47e-06 | 0.37% load | 2.18e-07 | 3.43e-07 | 2.5788 | 2.5788 | 0.37 | NA | NA | 2.17e-06 | 2.17e-06 | NA | NA | NA | NA | NA | NA | NA | NA | NA | NA | 197.8022 | NA | NA | NA | NA | NA | NA | NA | 255 | 298 | 1.6267 | 326.3912 | 0.144 | NA | NA | 6.9397 | Clark-type Sensor and Gas Filter Correlation (CTS/GFC) | CTS/GFC | Headspace/in situ | Headspace/in situ | Gas and liquid | NA | NA | NA | NA | NA | NA | NA | NA | NA | NA | NA | 6 | NA | NA | NA | NA | NA | Mainstream | PNA_Mainstream
Ma et al., 2015 | 10.1016/j.watres.2014.12.006 | Lab | Single Stage | Moving Bed Biofilm Reactor (MBBR) | MBBR | 2.5 | Biofilm (BF) | BF | New York, US | 0.18919 | 0.006 | Partial Nitrification / Anammox (PNA) | PNA | 2.2 | Synthetic Wastewater | None | 0.32 | 0.00192 | 0.32 | 0 | 0 | 91.7 | 406.1 | 0 | 0 | 4.4 | 14.4571 | 502.8 | 646.4571 | 12.3 | 15.8143 | 502.8 | 502.8 | 108.4 | 78.44% | 0.0023664 | 4.6179402 gN/m3/d | 4.16e-05 | 6.53e-05 | 1.7563 | 1.8397 | 1.4431 | NA | NA | 0.00019241 | 0.00019241 | NA | NA | 48 | 48 | NA | NA | 0.095465 | NA | NA | NA | 36 | NA | NA | NA | NA | NA | 1.7 | NA | 12 | 308 | 2.1065 | 413.75 | 0.216 | NA | NA | 7.5 | Gas Filter Correlation (GFC) | GFC | Headspace | Headspace | Gas | NA | NA | NA | NA | NA | NA | NA | NA | NA | NA | NA | 9 | NA | NA | HCO3- | NA | NA | Sidestream | PNA_Sidestream
Ma et al., 2015 | 10.1016/j.watres.2014.12.006 | Lab | Single Stage | Moving Bed Biofilm Reactor (MBBR) | MBBR | 2.5 | Biofilm (BF) | BF | New York, US | 0.18919 | 0.006 | Partial Nitrification / Anammox (PNA) | PNA | 2.2 | Synthetic Wastewater | 350% Inorganic Carbon demand | 0.32 | 0.00192 | 0.32 | 0 | 0 | 137.1 | 607.1571 | 0 | 0 | 76.8 | 252.3429 | 480.9 | 618.3 | 67.2 | 86.4 | 480.9 | 480.9 | 281.1 | 41.55% | 0.0011988 | 5.1362 | 4.62e-05 | 7.26e-05 | 3.856 | 3.8632 | 1.6051 | NA | NA | 0.00021401 | 0.00021401 | NA | NA | 50.6 | 50.6 | NA | NA | 0.10522 | NA | NA | NA | 36 | NA | NA | NA | NA | NA | 0.9 | NA | 40 | 308 | 2.1065 | 413.75 | 0.216 | NA | NA | 7.5 | Gas Filter Correlation (GFC) | GFC | Headspace | Headspace | Gas | NA | NA | NA | NA | NA | NA | NA | NA | NA | NA | NA | 9 | NA | NA | HCO3- | NA | NA | Sidestream | PNA_Sidestream
Ma et al., 2015 | 10.1016/j.watres.2014.12.006 | Lab | Single Stage | Moving Bed Biofilm Reactor (MBBR) | MBBR | 2.5 | Biofilm (BF) | BF | New York, US | 0.18919 | 0.006 | Partial Nitrification / Anammox (PNA) | PNA | 2.2 | Synthetic Wastewater | None | 0.32 | 0.00192 | 0.32 | 0 | 0 | 133.3 | 590.3286 | 0 | 0 | 6 | 19.7143 | 492.7 | 633.4714 | 2.9 | 3.7286 | 492.7 | 492.7 | 142.2 | 71.14% | 0.002103 | 1.0043 | 9.04e-06 | 1.42e-05 | 0.42982 | 0.44119 | 0.31386 | NA | NA | 4.18e-05 | 4.18e-05 | NA | NA | 114.8 | 114.8 | NA | NA | 0.233 | NA | NA | NA | 36 | NA | NA | NA | NA | NA | 0.3 | NA | 86 | 308 | 2.1065 | 413.75 | 0.216 | NA | NA | 7.5 | Gas Filter Correlation (GFC) | GFC | Headspace | Headspace | Gas | NA | NA | NA | NA | NA | NA | NA | NA | NA | NA | NA | 9 | NA | NA | HCO3- | NA | NA | Sidestream | PNA_Sidestream
Okabe et al., 2011 | 10.1016/j.watres.2011.09.040 | Lab | Aerated | Moving Bed Biofilm Reactor (MBBR) | MBBR | 2.5 | Biofilm (BF) | BF | Hokkaido, Japan | 0.51 | 0.0008 | Partial Nitrification (PN) | PN | 3.43 | Synthetic Wastewater | None | 414.634146 mL/h | 0.003079 | 3.8487 | 0 | 0 | 2.7875 | 12.3444 | 0 | 0 | 140.7666 | 462.5187 | 309.4077 | 397.8099 | 218.8153 | 281.334 | 309.4077 | 309.4077 | 362.3693 | 29.28% | 7.25e-05 | 0.12307692 kg/m3/d | 1.64e-05 | 1.64e-05 | 14.4092 | 6.946 | 2.0337 | NA | NA | 0.005125 | 0.005125 | NA | NA | NA | NA | NA | NA | NA | NA | NA | NA | 4 | NA | 1 | 100 | NA | NA | 4.0625 | NA | 21.928 | 308 | 2.1065 | 413.75 | 0.3161 | NA | NA | 7.2 | Gas Chromatography (GC) | GC | Grab Gas Sample and Headspace Method (GGS/HM) | GGS/HM | Gas and liquid | NA | NA | NA | NA | NA | NA | NA | NA | NA | NA | NA | 13.1707 | NA | NA | NA | NA | NA | Sidestream | PN_Sidestream
Okabe et al., 2011 | 10.1016/j.watres.2011.09.040 | Lab | Aerated | Moving Bed Biofilm Reactor (MBBR) | MBBR | 2.5 | Biofilm (BF) | BF | Hokkaido, Japan | 0.51 | 0.0008 | Partial Nitrification (PN) | PN | 3.43 | Synthetic Wastewater | None | 163.4146 | 0.001208 | 1.51 | 0 | 0 | 0 | 0 | 0 | 0 | 178.3972 | 586.1623 | 308.0139 | 396.0179 | 143.554 | 184.5694 | 308.0139 | 308.0139 | 321.9512 | 53.39% | 0.00013157 | 0.081119 | 1.08e-05 | 1.08e-05 | 5.2314 | 6.4026 | 3.4186 | NA | NA | 0.00338 | 0.00338 | NA | NA | NA | NA | NA | NA | NA | NA | NA | NA | 4 | NA | 1 | 100 | NA | NA | 2.3958 | NA | 52.7542 | 308 | 2.1065 | 413.75 | 0.24585 | NA | NA | 7.2 | Gas Chromatography (GC) | GC | Grab Gas Sample and Headspace Method (GGS/HM) | GGS/HM | Gas and liquid | NA | NA | NA | NA | NA | NA | NA | NA | NA | NA | NA | 10.2439 | NA | NA | NA | NA | NA | Sidestream | PN_Sidestream
Okabe et al., 2011 | 10.1016/j.watres.2011.09.040 | Lab | Aerated | Moving Bed Biofilm Reactor (MBBR) | MBBR | 2.5 | Biofilm (BF) | BF | Hokkaido, Japan | 0.51 | 0.0008 | Partial Nitrification (PN) | PN | 3.43 | Synthetic Wastewater | None | 229.2683 | 0.0017945 | 2.2432 | 0 | 0 | 2.7875 | 12.3444 | 0 | 0 | 177.0035 | 581.5829 | 326.1324 | 419.3131 | 151.9164 | 195.3211 | 326.1324 | 326.1324 | 331.7073 | 53.42% | 0.00013937 | 0.090909 | 1.21e-05 | 1.21e-05 | 5.5344 | 4.8279 | 2.579 | NA | NA | 0.0037879 | 0.0037879 | NA | NA | NA | NA | NA | NA | NA | NA | NA | NA | 4 | NA | 1 | 100 | NA | NA | 1.9167 | NA | 122.9873 | 308 | 2.1065 | 413.75 | 0.45659 | NA | NA | 7.2 | Gas Chromatography (GC) | GC | Grab Gas Sample and Headspace Method (GGS/HM) | GGS/HM | Gas and liquid | NA | NA | NA | NA | NA | NA | NA | NA | NA | NA | NA | 19.0244 | NA | NA | NA | NA | NA | Sidestream | PN_Sidestream
Okabe et al., 2011 | 10.1016/j.watres.2011.09.040 | Lab | Aerated | Moving Bed Biofilm Reactor (MBBR) | MBBR | 2.5 | Biofilm (BF) | BF | Hokkaido, Japan | 0.51 | 0.0008 | Partial Nitrification (PN) | PN | 3.43 | Synthetic Wastewater | None | 196.3415 | 0.0031298 | 3.9123 | 0 | 0 | 1.8583 | 8.2296 | 0 | 0 | 165.3891 | 543.4213 | 314.518 | 404.3803 | 171.4286 | 220.4082 | 314.518 | 314.518 | 338.676 | 45.49% | 0.00011447 | 0.12307692 kg/m3/d | 1.64e-05 | 1.64e-05 | 9.1227 | 9.6 | 4 | NA | NA | 0.005125 | 0.005125 | NA | NA | NA | NA | NA | NA | NA | NA | NA | NA | 4 | NA | 1 | 100 | NA | NA | 2.7917 | NA | 21.928 | 308 | 2.1065 | 413.75 | 0.33951 | NA | NA | 7.2 | Gas Chromatography (GC) | GC | Grab Gas Sample and Headspace Method (GGS/HM) | GGS/HM | Gas and liquid | NA | NA | NA | NA | NA | NA | NA | NA | NA | NA | NA | 14.1463 | NA | NA | NA | NA | NA | Sidestream | PN_Sidestream
Okabe et al., 2011 | 10.1016/j.watres.2011.09.040 | Lab | Non-aerated | Moving Bed Biofilm Reactor (MBBR) | MBBR | 2.5 | Biofilm (BF) | BF | Hokkaido, Japan | 0.51 | 0.00015 | Anammox (AMX) | AMX | 0 | Synthetic Wastewater | None | 462.0462 | 0.0039617 | 26.4114 | 7.4257 | 32.8854 | 20.4918 | 90.7494 | 142.7393 | 469.0005 | 5.7377 | 18.8525 | 207.0957 | 266.2659 | 113.1148 | 145.4333 | 357.2607 | 357.2607 | 139.3443 | 61% | 3.27e-05 | 13.2013201 uM liquid, 517.49 ppm gas | 7.14e-06 | 7.14e-06 | 13.9077 | NA | NA | 13.9077 | 13.9077 | 2899.6898 | 0.18986 | NA | NA | NA | NA | NA | NA | NA | NA | NA | NA | 0.55 | NA | 1 | 0 | NA | NA | NA | NA | 22.2561 | 308 | 2.1065 | 2.8545 | 0 | NA | NA | 7.2 | Gas Chromatography (GC) | GC | Grab Gas Sample and Headspace Method (GGS/HM) | GGS/HM | Gas and liquid | NA | NA | NA | NA | NA | NA | NA | NA | NA | NA | NA | 0 | NA | NA | NA | NA | NA | Sidestream | AMX_Sidestream
Okabe et al., 2011 | 10.1016/j.watres.2011.09.040 | Lab | Non-aerated | Moving Bed Biofilm Reactor (MBBR) | MBBR | 2.5 | Biofilm (BF) | BF | Hokkaido, Japan | 0.51 | 0.00015 | Anammox (AMX) | AMX | 0 | Synthetic Wastewater | None | 207.9208 | 0.0016387 | 10.9244 | 24.7525 | 109.6181 | 40.1639 | 177.8689 | 158.4158 | 520.5092 | 71.3115 | 234.3091 | 145.2145 | 186.7044 | 75.4098 | 96.9555 | 328.3828 | 328.3828 | 186.8852 | 43.09% | 2.12e-05 | 4.62046205, 216.50165 | 2.98e-06 | 2.98e-06 | 8.9431 | NA | NA | 8.9431 | 8.9431 | 1213.1302 | 1213.1302 | NA | NA | NA | NA | NA | NA | NA | NA | NA | NA | 0.55 | NA | 1 | 0 | NA | NA | NA | NA | 62.1951 | 308 | 2.1065 | 2.8545 | 0 | NA | NA | 7.2 | Gas Chromatography (GC) | GC | Grab Gas Sample and Headspace Method (GGS/HM) | GGS/HM | Gas and liquid | NA | NA | NA | NA | NA | NA | NA | NA | NA | NA | NA | 0 | NA | NA | NA | NA | NA | Sidestream | AMX_Sidestream
Okabe et al., 2011 | 10.1016/j.watres.2011.09.040 | Lab | Non-aerated | Moving Bed Biofilm Reactor (MBBR) | MBBR | 2.5 | Biofilm (BF) | BF | Hokkaido, Japan | 0.51 | 0.00015 | Anammox (AMX) | AMX | 0 | Synthetic Wastewater | None | 237.6238 | 0.0016516 | 11.0107 | 0.82508 | 3.6539 | 22.9508 | 101.6393 | 137.7888 | 452.7346 | 1.6393 | 5.3864 | 150.9901 | 194.1301 | 14.7541 | 18.9696 | 289.604 | 289.604 | 39.3443 | 86.41% | 3.75e-05 | 2.64026403, 126.732673 | 1.75e-06 | 1.75e-06 | 2.9592 | NA | NA | 2.9592 | 2.9592 | 710.1152 | 710.1152 | NA | NA | NA | NA | NA | NA | NA | NA | NA | NA | 0.55 | NA | 1 | 0 | NA | NA | NA | NA | 123.4756 | 308 | 2.1065 | 2.8545 | 0 | NA | NA | 7.2 | Gas Chromatography (GC) | GC | Grab Gas Sample and Headspace Method (GGS/HM) | GGS/HM | Gas and liquid | NA | NA | NA | NA | NA | NA | NA | NA | NA | NA | NA | 0 | NA | NA | NA | NA | NA | Sidestream | AMX_Sidestream
Okabe et al., 2011 | 10.1016/j.watres.2011.09.040 | Lab | Non-aerated | Moving Bed Biofilm Reactor (MBBR) | MBBR | 2.5 | Biofilm (BF) | BF | Hokkaido, Japan | 0.51 | 0.00015 | Anammox (AMX) | AMX | 0 | Synthetic Wastewater | None | 302.5303 | 0.0023603 | 15.7356 | 11.0011 | 48.7192 | 27.8689 | 123.4192 | 146.3146 | 480.7481 | 26.2295 | 86.1827 | 167.7668 | 215.7001 | 67.7596 | 87.1194 | 325.0825 | 325.0825 | 121.8579 | 62.51% | 3.05e-05 | 2.64026403, 126.732673 | 1.75e-06 | 1.75e-06 | 3.644 | 0.14 | 0.1 | 3.644 | 3.644 | 710.1152 | 710.1152 | NA | NA | NA | NA | NA | NA | NA | NA | NA | NA | 0.55 | NA | 1 | 0 | NA | NA | NA | NA | 123.4756 | 308 | 2.1065 | 2.8545 | 0 | NA | NA | 7.2 | Gas Chromatography (GC) | GC | Grab Gas Sample and Headspace Method (GGS/HM) | GGS/HM | Gas and liquid | NA | NA | NA | NA | NA | NA | NA | NA | NA | NA | NA | 0 | NA | NA | NA | NA | NA | Sidestream | AMX_Sidestream
Wang et al., 2017 | 10.1016/j.chemosphere.2017.02.026 | Lab | Single Stage | Sequencing Batch Biofilm Reactor (SBBR) | SBBR | 2.5 | Biofilm (BF) | BF | Chongqing, China | 0.4743 | 0.015 | Partial Nitrification / Anammox (PNA) | PNA | 2.2 | Synthetic Wastewater | NA | 200 mg/L/d | 0.003 | 0.2 | 10 | 44.2857 | 17.1 | 75.7286 | 8 | 26.2857 | 0 | 0 | 100 | 128.5714 | 0 | 0 | 110 | 110 | 83.8% | 83.8% | NA | 5.6 | NA | NA | 4.6928 | 5.6 | 4.6928 | NA | NA | NA | NA | NA | NA | NA | NA | NA | NA | NA | NA | NA | NA | 24 | NA | 1 | 95.8333 | NA | NA | 2 | NA | NA | 303 | 1.8553 | 367.4838 | NA | NA | NA | 8 | Gas Chromatography (GC) | GC | Grab Gas Sample (GGS) | GGS | Gas | NA | NA | NA | NA | NA | NA | NA | NA | NA | NA | NA | NA | NA | NA | NA | NA | NA | Sidestream | PNA_Sidestream
Kong et al., 2013b | 10.1016/j.biortech.2012.10.011 | Lab | Single Stage | Sequencing Batch Reactor (SBR) | SBR | 2.5 | Flocculent Sludge (FS) | FS | Jinan, China | 0.6838 | 0.006 | Partial Nitrification (PN) | PN | 3.43 | Synthetic Wastewater | None | 0.002853 | 0.002853 | 0.4755 | 0 | 0 | 17.439 | 77.2299 | 0 | 0 | 228.7293 | 751.5392 | 475.5045 | 611.363 | 219.8594 | 282.6764 | 475.5045 | 475.5045 | 466.0277 | 53.76% | 0.0015339 | 1.3661 | 3.9e-05 | 6.12e-05 | 2.5409 | 2.5409 | 1.3661 | NA | NA | 0.00042532 | 0.00042532 | NA | NA | NA | NA | NA | NA | NA | NA | NA | NA | 24 | NA | 8 | 65.2778 | NA | NA | 1.3147 | NA | 45.0312 | 308 | 2.1065 | 413.75 | NA | NA | NA | 7.4948 | Gas Chromatography (GC) | GC | Grab Gas Sample (GGS) | GGS | Gas | NA | NA | 3200 | NA | NA | NA | NA | NA | NA | NA | NA | 18 | NA | NA | NA | NA | NA | Sidestream | PN_Sidestream
Kong et al., 2013b | 10.1016/j.biortech.2012.10.011 | Lab | Single Stage | Sequencing Batch Reactor (SBR) | SBR | 2.5 | Flocculent Sludge (FS) | FS | Jinan, China | 0.6838 | 0.006 | Partial Nitrification (PN) | PN | 3.43 | Synthetic Wastewater | None | 0.0030211 | 0.0030211 | 0.50351 | 0 | 0 | 20.4446 | 90.5403 | 0 | 0 | 240.6048 | 790.5588 | 503.5091 | 647.3688 | 232.5414 | 298.9817 | 503.5091 | 503.5091 | 493.5908 | 53.82% | 0.0016258 | 1.4866 | 4.49e-05 | 7.06e-05 | 2.7624 | 2.7624 | 1.4866 | NA | NA | 0.0004901 | 0.0004901 | NA | NA | NA | NA | NA | NA | NA | NA | NA | NA | 24 | NA | 8 | 65.2778 | NA | NA | 1.3147 | NA | 77.902 | 308 | 2.1065 | 413.75 | NA | NA | NA | 7.4948 | Gas Chromatography (GC) | GC | Grab Gas Sample (GGS) | GGS | Gas | NA | NA | 3200 | NA | NA | NA | NA | NA | NA | NA | NA | 18 | NA | NA | NA | NA | NA | Sidestream | PN_Sidestream
Kong et al., 2013b | 10.1016/j.biortech.2012.10.011 | Lab | Single Stage | Sequencing Batch Reactor (SBR) | SBR | 2.5 | Flocculent Sludge (FS) | FS | Jinan, China | 0.6838 | 0.006 | Partial Nitrification (PN) | PN | 3.43 | Synthetic Wastewater | None | 0.0029629 | 0.0029629 | 0.49381 | 0 | 0 | 29.2949 | 129.7344 | 0 | 0 | 229.2949 | 753.3974 | 493.81 | 634.8985 | 228.4884 | 293.7708 | 493.81 | 493.81 | 487.0782 | 53.73% | 0.0015919 | 1.4107 | 4.18e-05 | 6.57e-05 | 2.6256 | 2.6256 | 1.4107 | NA | NA | 0.00045612 | 0.00045612 | NA | NA | NA | NA | NA | NA | NA | NA | NA | NA | 24 | NA | 8 | 65.2778 | NA | NA | 1.3147 | NA | 80.0026 | 308 | 2.1065 | 413.75 | NA | NA | NA | 7.4948 | Gas Chromatography (GC) | GC | Grab Gas Sample (GGS) | GGS | Gas | NA | NA | 3200 | NA | NA | NA | NA | NA | NA | NA | NA | 18 | NA | NA | NA | NA | NA | Sidestream | PN_Sidestream
Kong et al., 2013b | 10.1016/j.biortech.2012.10.011 | Lab | Single Stage | Sequencing Batch Reactor (SBR) | SBR | 2.5 | Flocculent Sludge (FS) | FS | Jinan, China | 0.6838 | 0.006 | Partial Nitrification (PN) | PN | 3.43 | Synthetic Wastewater | None | 0.0028706 | 0.0028706 | 0.47843 | 0 | 0 | 18.7572 | 83.0678 | 0 | 0 | 235.6927 | 774.4189 | 478.4347 | 615.1303 | 220.3701 | 283.333 | 478.4347 | 478.4347 | 474.8201 | 53.94% | 0.0015484 | 1.8884 | 5.42e-05 | 8.52e-05 | 3.501 | 3.501 | 1.8884 | NA | NA | 0.00059156 | 0.00059156 | NA | NA | NA | NA | NA | NA | NA | NA | NA | NA | 24 | NA | 8 | 65.2778 | NA | NA | 1.3147 | NA | 88.9067 | 308 | 2.1065 | 413.75 | NA | NA | NA | 7.4948 | Gas Chromatography (GC) | GC | Grab Gas Sample (GGS) | GGS | Gas | NA | NA | 3200 | NA | NA | NA | NA | NA | NA | NA | NA | 18 | NA | NA | NA | NA | NA | Sidestream | PN_Sidestream
Kong et al., 2013b | 10.1016/j.biortech.2012.10.011 | Lab | Single Stage | Sequencing Batch Reactor (SBR) | SBR | 2.5 | Flocculent Sludge (FS) | FS | Jinan, China | 0.6838 | 0.006 | Partial Nitrification (PN) | PN | 3.43 | Synthetic Wastewater | None | 0.002807 | 0.002807 | 0.46783 | 0 | 0 | 37.9911 | 168.2463 | 0 | 0 | 258.1524 | 848.215 | 467.8298 | 601.4955 | 229.9276 | 295.6212 | 467.8298 | 467.8298 | 526.0711 | 50.85% | 0.0014274 | 1.3616 | 3.82e-05 | 6.01e-05 | 2.6776 | 2.6776 | 1.3616 | NA | NA | 0.00041708 | 0.00041708 | NA | NA | NA | NA | NA | NA | NA | NA | NA | NA | 24 | NA | 8 | 65.2778 | NA | NA | 1.3147 | NA | 106.933 | 308 | 2.1065 | 413.75 | NA | NA | NA | 7.4948 | Gas Chromatography (GC) | GC | Grab Gas Sample (GGS) | GGS | Gas | NA | NA | 3200 | NA | NA | NA | NA | NA | NA | NA | NA | 18 | NA | NA | NA | NA | NA | Sidestream | PN_Sidestream
Zhou et al., 2020 | 10.1016/j.jenvman.2020.110872 | Lab | Single Stage | Sequencing Batch Biofilm Reactor (SBBR) | SBBR | 2.5 | Biofilm (BF) | BF | Shaanxi, China | 0.6336 | 0.006 | Nitrification / Anammox (NiA) | NiA | 2.96 | Synthetic Wastewater | None | 0.0004 | 0.0004 | 0.066667 | 0 | 0 | 2.5271 | 11.1914 | 0 | 0 | 0 | 0 | 50 | 64.2857 | 0.81011 | 1.0416 | 50 | 50 | 3.3372 | 93.33% | 0.00029514 | 2.2 | 6.49e-06 | 1.02e-05 | 2.2 | 2.2 | 2.0532 | NA | NA | 9.45e-05 | 9.45e-05 | NA | NA | 125 | 125 | 6.9663 | 0.0007082 | 2.5 | NA | NA | NA | 18 | NA | 1.5 | 99.2908 | NA | NA | 1 | NA | NA | 303 | 1.8553 | 367.4838 | NA | NA | NA | NA | Gas Chromatography (GC) | GC | Grab Gas Sample (GGS) | GGS | Gas | NA | NA | 3100 | NA | NA | NA | NA | NA | NA | NA | NA | NA | NA | NA | NA | NA | NA | Sidestream | NiA
Huang et al., 2021 | 10.1016/j.biortech.2021.125910 | Lab | Single Stage | Sequencing Batch Biofilm Reactor (SBBR) | SBBR | 2.5 | Biofilm (BF) | BF | Shaanxi, China | 0.6336 | 0.006 | Partial Nitrification / Anammox (PNA) | PNA | 2.2 | Synthetic Wastewater | 10 mgN/L NH2OH dosing | 0.0017794 | 0.0017794 | 0.29657 | 0.084746 | 0.3753 | 8.9831 | 39.7821 | 0.59322 | 1.9492 | 0.76271 | 2.5061 | 92 | 118.2857 | 7.5556 | 9.7143 | 92.678 | 92.678 | 17.3013 | 81.33% | 0.00045226 | 1.16 | 5.25e-06 | 8.24e-06 | 1.16 | 1.16 | 0.94345 | NA | NA | 0.0001832 | 0.0001832 | NA | NA | NA | NA | NA | NA | NA | NA | NA | NA | 7.5 | NA | 1.25 | 83.3333 | NA | NA | 1.2 | NA | 31 | 303 | 1.8553 | 367.4838 | NA | NA | NA | NA | Clark-type Sensor (CTS) | CTS | in situ | in situ | Liquid | NA | NA | NA | NA | NA | NA | NA | NA | NA | NA | NA | 18 | NA | NA | HCO3- | NA | NA | Sidestream | PNA_Sidestream
Huang et al., 2021 | 10.1016/j.biortech.2021.125910 | Lab | Single Stage | Sequencing Batch Biofilm Reactor (SBBR) | SBBR | 2.5 | Biofilm (BF) | BF | Shaanxi, China | 0.6336 | 0.006 | Partial Nitrification / Anammox (PNA) | PNA | 2.2 | Synthetic Wastewater | 10 mgN/L NH2OH dosing | 0.0017506 | 0.0017506 | 0.29176 | 0 | 0 | 6.3559 | 28.1477 | 0.50847 | 1.6707 | 0.76271 | 2.5061 | 90.6667 | 116.5714 | 4.8889 | 6.2857 | 91.1751 | 91.1751 | 12.0075 | 86.83% | 0.00047501 | 1.05 | 4.99e-06 | 7.84e-06 | 1.05 | 1.05 | 0.91172 | NA | NA | 0.00017417 | 0.00017417 | NA | NA | NA | NA | NA | NA | NA | NA | NA | NA | 7.5 | NA | 1.25 | 83.3333 | NA | NA | 1.2 | NA | 35 | 303 | 1.8553 | 367.4838 | NA | NA | NA | NA | Clark-type Sensor (CTS) | CTS | in situ | in situ | Liquid | NA | NA | NA | NA | NA | NA | NA | NA | NA | NA | NA | 18 | NA | NA | HCO3- | NA | NA | Sidestream | PNA_Sidestream
Huang et al., 2021 | 10.1016/j.biortech.2021.125910 | Lab | Single Stage | Sequencing Batch Biofilm Reactor (SBBR) | SBBR | 2.5 | Biofilm (BF) | BF | Shaanxi, China | 0.6336 | 0.006 | Partial Nitrification / Anammox (PNA) | PNA | 2.2 | Synthetic Wastewater | 10 mgN/L NH2OH dosing | 0.0017538 | 0.0017538 | 0.2923 | 0.084746 | 0.3753 | 7.0339 | 31.1501 | 0.59322 | 1.9492 | 0.76271 | 2.5061 | 90.6667 | 116.5714 | 1.7778 | 2.2857 | 91.3446 | 91.3446 | 9.5744 | 89.52% | 0.00049062 | 0.96 | 4.71e-06 | 7.4e-06 | 0.96 | 0.96 | 0.85938 | NA | NA | 0.00016447 | 0.00016447 | NA | NA | NA | NA | NA | NA | NA | NA | NA | NA | 7.5 | NA | 1.25 | 83.3333 | NA | NA | 1.2 | NA | 40 | 303 | 1.8553 | 367.4838 | NA | NA | NA | NA | Clark-type Sensor (CTS) | CTS | in situ | in situ | Liquid | NA | NA | NA | NA | NA | NA | NA | NA | NA | NA | NA | 18 | NA | NA | HCO3- | NA | NA | Sidestream | PNA_Sidestream
Huang et al., 2021 | 10.1016/j.biortech.2021.125910 | Lab | Single Stage | Sequencing Batch Biofilm Reactor (SBBR) | SBBR | 2.5 | Biofilm (BF) | BF | Shaanxi, China | 0.6336 | 0.006 | Partial Nitrification / Anammox (PNA) | PNA | 2.2 | Synthetic Wastewater | None | 0.0017849 | 0.0017849 | 0.29749 | 0.090909 | 0.4026 | 17.9091 | 79.3117 | 0.63636 | 2.0909 | 1 | 3.2857 | 92.2374 | 118.591 | 13.242 | 17.0254 | 92.9647 | 92.9647 | 32.1511 | 65.42% | 0.00036488 | 0.23 | 8.39e-07 | 1.32e-06 | 0.23 | 0.23 | 0.15046 | NA | NA | 2.93e-05 | 2.93e-05 | NA | NA | NA | NA | NA | NA | NA | NA | NA | NA | 7.5 | NA | 1.25 | 83.3333 | NA | NA | 1.2 | NA | 31 | 303 | 1.8553 | 367.4838 | NA | NA | NA | NA | Clark-type Sensor (CTS) | CTS | in situ | in situ | Liquid | NA | NA | NA | NA | NA | NA | NA | NA | NA | NA | NA | 18 | NA | NA | HCO3- | NA | NA | Sidestream | PNA_Sidestream
Huang et al., 2021 | 10.1016/j.biortech.2021.125910 | Lab | Single Stage | Sequencing Batch Biofilm Reactor (SBBR) | SBBR | 2.5 | Biofilm (BF) | BF | Shaanxi, China | 0.6336 | 0.006 | Partial Nitrification / Anammox (PNA) | PNA | 2.2 | Synthetic Wastewater | None | 0.0017358 | 0.0017358 | 0.2893 | 0 | 0 | 9.1818 | 40.6623 | 0.90909 | 2.987 | 1.4545 | 4.7792 | 89.4977 | 115.0685 | 0 | 0 | 90.4068 | 90.4068 | 10.6364 | 88.23% | 0.00047862 | 0.33 | 1.58e-06 | 2.48e-06 | 0.33 | 0.33 | 0.29118 | NA | NA | 5.52e-05 | 5.52e-05 | NA | NA | NA | NA | NA | NA | NA | NA | NA | NA | 7.5 | NA | 1.25 | 83.3333 | NA | NA | 1.2 | NA | 35 | 303 | 1.8553 | 367.4838 | NA | NA | NA | NA | Clark-type Sensor (CTS) | CTS | in situ | in situ | Liquid | NA | NA | NA | NA | NA | NA | NA | NA | NA | NA | NA | 18 | NA | NA | HCO3- | NA | NA | Sidestream | PNA_Sidestream
Huang et al., 2021 | 10.1016/j.biortech.2021.125910 | Lab | Single Stage | Sequencing Batch Biofilm Reactor (SBBR) | SBBR | 2.5 | Biofilm (BF) | BF | Shaanxi, China | 0.6336 | 0.006 | Partial Nitrification / Anammox (PNA) | PNA | 2.2 | Synthetic Wastewater | None | 0.0017832 | 0.0017832 | 0.2972 | 0 | 0 | 8.4545 | 37.4416 | 0.63636 | 2.0909 | 1.1818 | 3.8831 | 92.2374 | 118.591 | 0.45662 | 0.58708 | 92.8738 | 92.8738 | 10.093 | 89.13% | 0.00049668 | 0.18 | 8.94e-07 | 1.4e-06 | 0.18 | 0.18 | 0.16044 | NA | NA | 3.12e-05 | 3.12e-05 | NA | NA | NA | NA | NA | NA | NA | NA | NA | NA | 7.5 | NA | 1.25 | 83.3333 | NA | NA | 1.2 | NA | 40 | 303 | 1.8553 | 367.4838 | NA | NA | NA | NA | Clark-type Sensor (CTS) | CTS | in situ | in situ | Liquid | NA | NA | NA | NA | NA | NA | NA | NA | NA | NA | NA | 18 | NA | NA | HCO3- | NA | NA | Sidestream | PNA_Sidestream
Huang et al., 2021b | 10.1016/j.biortech.2021.125225 | Lab | Single Stage | Sequencing Batch Biofilm Reactor (SBBR) | SBBR | 2.5 | Biofilm (BF) | BF | Shaanxi, China | 0.6336 | 0.006 | Partial Nitrification / Anammox (PNA) | PNA | 2.2 | Synthetic Wastewater | None | 0.00080176 | 0.00080176 | 0.13363 | 1.3187 | 5.8399 | 13.1868 | 58.3987 | 1.7582 | 5.7771 | 0 | 0 | 80.4396 | 103.4223 | 2.6374 | 3.3909 | 83.5165 | 83.5165 | 15.8242 | 81.05% | 0.00040615 | 0.052935 | 3.18e-07 | 3.18e-07 | 0.049764 | 1.3846 | 1.1222 | NA | NA | 2.3565 | 9.82e-05 | NA | NA | NA | NA | NA | NA | NA | NA | NA | NA | 15 | NA | 1.2857 | 85.7143 | NA | NA | 1.4641 | 700 | 31 | 303 | 1.8553 | 367.4838 | 0.144 | NA | NA | 8.0909 | Clark-type Sensor (CTS) | CTS | in situ | in situ | Liquid | NA | NA | NA | NA | NA | NA | NA | NA | NA | NA | NA | 6 | NA | NA | HCO3- | NA | NA | Sidestream | PNA_Sidestream
Huang et al., 2021b | 10.1016/j.biortech.2021.125225 | Lab | Single Stage | Sequencing Batch Biofilm Reactor (SBBR) | SBBR | 2.5 | Biofilm (BF) | BF | Shaanxi, China | 0.6336 | 0.006 | Partial Nitrification / Anammox (PNA) | PNA | 2.2 | Synthetic Wastewater | None | 0.00080598 | 0.00080598 | 0.13433 | 1.3187 | 5.8399 | 10.1099 | 44.7724 | 1.7582 | 5.7771 | 0 | 0 | 80.8791 | 103.9874 | 0 | 0 | 83.956 | 83.956 | 10.1099 | 87.96% | 0.00044308 | 0.080796 | 4.85e-07 | 4.85e-07 | 0.069625 | 1.9372 | 1.7039 | NA | NA | 3.5967 | 0.00014986 | NA | NA | NA | NA | NA | NA | NA | NA | NA | NA | 15 | NA | 1.2857 | 85.7143 | NA | NA | 1.5789 | 700 | 60 | 303 | 1.8553 | 367.4838 | 0.144 | NA | NA | 7.9474 | Clark-type Sensor (CTS) | CTS | in situ | in situ | Liquid | NA | NA | NA | NA | NA | NA | NA | NA | NA | NA | NA | 6 | NA | NA | HCO3- | NA | NA | Sidestream | PNA_Sidestream
Huang et al., 2021b | 10.1016/j.biortech.2021.125225 | Lab | Single Stage | Sequencing Batch Biofilm Reactor (SBBR) | SBBR | 2.5 | Biofilm (BF) | BF | Shaanxi, China | 0.6336 | 0.006 | Partial Nitrification / Anammox (PNA) | PNA | 2.2 | Synthetic Wastewater | None | 0.00086927 | 0.00086927 | 0.14488 | 3.956 | 17.5196 | 12.7473 | 56.4521 | 4.8352 | 15.887 | 2.6374 | 8.6656 | 81.7582 | 105.1177 | 3.0769 | 3.956 | 90.5495 | 90.5495 | 18.4615 | 79.61% | 0.00043253 | 0.093134 | 5.59e-07 | 5.59e-07 | 0.082215 | 2.2874 | 1.8211 | NA | NA | 4.146 | 0.00017275 | NA | NA | NA | NA | NA | NA | NA | NA | NA | NA | 15 | NA | 1.2857 | 85.7143 | NA | NA | 1.7225 | 700 | 120 | 303 | 1.8553 | 367.4838 | 0.144 | NA | NA | 8.1196 | Clark-type Sensor (CTS) | CTS | in situ | in situ | Liquid | NA | NA | NA | NA | NA | NA | NA | NA | NA | NA | NA | 6 | NA | NA | HCO3- | NA | NA | Sidestream | PNA_Sidestream
Huang et al., 2021b | 10.1016/j.biortech.2021.125225 | Lab | Single Stage | Sequencing Batch Biofilm Reactor (SBBR) | SBBR | 2.5 | Biofilm (BF) | BF | Shaanxi, China | 0.6336 | 0.006 | Partial Nitrification / Anammox (PNA) | PNA | 2.2 | Synthetic Wastewater | None | 0.001201 | 0.001201 | 0.20017 | 3.4043 | 15.076 | 13.617 | 60.304 | 0.42553 | 1.3982 | 0.85106 | 2.7964 | 79.5745 | 102.31 | 8.5106 | 10.9422 | 83.4043 | 83.4043 | 22.9787 | 72.45% | 0.00036255 | 0.034615 | 2.08e-07 | 2.08e-07 | 0.036455 | 1.3309 | 0.96421 | NA | NA | 3.0329 | 0.00012637 | NA | NA | NA | NA | NA | NA | NA | NA | NA | NA | 10 | NA | 1.3043 | 65.2174 | NA | NA | 2.4167 | 480 | 131 | 303 | 1.8553 | 367.4838 | 0.288 | NA | NA | 8.1111 | Clark-type Sensor (CTS) | CTS | in situ | in situ | Liquid | NA | NA | NA | NA | NA | NA | NA | NA | NA | NA | NA | 12 | NA | NA | HCO3- | NA | NA | Sidestream | PNA_Sidestream
Huang et al., 2021b | 10.1016/j.biortech.2021.125225 | Lab | Single Stage | Sequencing Batch Biofilm Reactor (SBBR) | SBBR | 2.5 | Biofilm (BF) | BF | Shaanxi, China | 0.6336 | 0.006 | Partial Nitrification / Anammox (PNA) | PNA | 2.2 | Synthetic Wastewater | None | 0.0011826 | 0.0011826 | 0.19711 | 1.7021 | 7.538 | 10.6383 | 47.1125 | 0.42553 | 1.3982 | 0 | 0 | 80 | 102.8571 | 1.2766 | 1.6413 | 82.1277 | 82.1277 | 11.9149 | 85.49% | 0.00042128 | 0.051538 | 3.09e-07 | 3.09e-07 | 0.046711 | 1.7053 | 1.4579 | NA | NA | 4.5157 | 0.00018815 | NA | NA | NA | NA | NA | NA | NA | NA | NA | NA | 10 | NA | 1.3043 | 65.2174 | NA | NA | 1.6389 | 480 | 160 | 303 | 1.8553 | 367.4838 | 0.288 | NA | NA | 8.1296 | Clark-type Sensor (CTS) | CTS | in situ | in situ | Liquid | NA | NA | NA | NA | NA | NA | NA | NA | NA | NA | NA | 12 | NA | NA | HCO3- | NA | NA | Sidestream | PNA_Sidestream
Huang et al., 2021b | 10.1016/j.biortech.2021.125225 | Lab | Single Stage | Sequencing Batch Biofilm Reactor (SBBR) | SBBR | 2.5 | Biofilm (BF) | BF | Shaanxi, China | 0.6336 | 0.006 | Partial Nitrification / Anammox (PNA) | PNA | 2.2 | Synthetic Wastewater | None | 0.0017403 | 0.0017403 | 0.29004 | 5.1064 | 22.614 | 15.7447 | 69.7264 | 4.2553 | 13.9818 | 3.8298 | 12.5836 | 81.2766 | 104.4985 | 2.9787 | 3.8298 | 90.6383 | 90.6383 | 22.5532 | 75.12% | 0.00040851 | 0.055769 | 3.35e-07 | 3.35e-07 | 0.052125 | 1.4272 | 1.0721 | NA | NA | 4.8864 | 0.0002036 | NA | NA | NA | NA | NA | NA | NA | NA | NA | NA | 7.5 | NA | 1.3235 | 88.2353 | NA | NA | 1.8889 | 480 | 180 | 303 | 1.8553 | 367.4838 | 0.288 | NA | NA | 8.1481 | Clark-type Sensor (CTS) | CTS | in situ | in situ | Liquid | NA | NA | NA | NA | NA | NA | NA | NA | NA | NA | NA | 12 | NA | NA | HCO3- | NA | NA | Sidestream | PNA_Sidestream
Wang et al., 2019 | 10.1016/j.jes.2019.03.016 | Lab | Single Stage | Upflow Anaerobic Sludge Blanket (UASB) | UASB | NA | Granular Sludge (GS) | GS | Beijing, China | 0.5688 | 0.001 | Anammox (AMX) | AMX | 0 | Synthetic Wastewater | None | 2.3 kgN/m3/d | 0.0023 | 2.3 | 0 | 0 | 5.4755 | 24.2487 | 59.0778 | 194.1128 | 0 | 0 | 37.7522 | 48.5385 | 3.4582 | 4.4463 | 96.5418 | 96.5418 | 82.3% | 82.3% | 9.57e-05 | 0.05 mgN/h in gas, 0.29 mg/N/h in liquid | NA | NA | NA | 0.063395 | 0.052174 | 0.35478 | 0.43108 | 5e-05 | 5e-05 | NA | NA | NA | NA | NA | NA | NA | NA | NA | NA | 4.1667 | NA | 1 | 0 | NA | NA | NA | NA | NA | 298 | 1.6267 | 326.3912 | 0 | NA | NA | NA | Clark-type Sensor (CTS) | CTS | in situ | in situ | Liquid | NA | NA | 16163 | NA | NA | NA | NA | NA | NA | NA | NA | 0 | NA | NA | NA | NA | NA | Sidestream | AMX_Sidestream
Qian et al., 2018 | 10.1016/j.bej.2018.07.025 | Lab | Single Stage | Upflow Anaerobic Sludge Blanket (UASB) | UASB | NA | Granular Sludge (GS) | GS | Shenzhen, China | 0.4715 | 0.0012 | Thiosulfate-Driven Denitritation-anammox (TDD-AMX) | TDD_AMX | 2.2 | Synthetic Wastewater | Thiosulfate dosing | 0.0005256 | 0.0005256 | 0.438 | 0 | 0 | 0.75047 | 3.3235 | 25 | 82.1429 | 83.6% | 13.4714 | 48 | 61.7143 | 46.1847 | 59.3804 | 73 | 73 | 51.0352 | 30.09% | 2.64e-05 | 0.84% load | 7.36e-07 | 1.16e-06 | 2.7917 | 2.7917 | 0.84 | NA | NA | 0.0002409 | 0.0002409 | NA | NA | NA | NA | NA | NA | NA | NA | NA | NA | 4 | NA | 1 | 0 | NA | NA | NA | NA | 31 | 293 | 1.4195 | 289.8936 | 0 | NA | NA | 7 | Gas Chromatography (GC) | GC | Grab Gas Sample (GGS) | GGS | Gas | NA | NA | NA | NA | NA | NA | NA | NA | NA | NA | NA | 0 | NA | NA | NA | NA | NA | Mainstream | TDD_AMX
Qian et al., 2018 | 10.1016/j.bej.2018.07.025 | Lab | Single Stage | Upflow Anaerobic Sludge Blanket (UASB) | UASB | NA | Granular Sludge (GS) | GS | Shenzhen, China | 0.4715 | 0.0012 | Thiosulfate-Driven Denitritation-anammox (TDD-AMX) | TDD_AMX | 2.2 | Synthetic Wastewater | Thiosulfate dosing | 0.0007056 | 0.0007056 | 0.588 | 0 | 0 | 1.576 | 6.9794 | 50 | 164.2857 | 86.3% | 22.5071 | 48 | 61.7143 | 45.9438 | 59.0706 | 98 | 98 | 54.3698 | 44.52% | 5.24e-05 | 0.8 | 9.41e-07 | 1.48e-06 | 1.7969 | 1.7969 | 0.8 | NA | NA | 0.000308 | 0.000308 | NA | NA | NA | NA | NA | NA | NA | NA | NA | NA | 4 | NA | 1 | 0 | NA | NA | NA | NA | 62 | 293 | 1.4195 | 289.8936 | 0 | NA | NA | 7 | Gas Chromatography (GC) | GC | Grab Gas Sample (GGS) | GGS | Gas | NA | NA | NA | NA | NA | NA | NA | NA | NA | NA | NA | 0 | NA | NA | NA | NA | NA | Sidestream | TDD_AMX
Qian et al., 2018 | 10.1016/j.bej.2018.07.025 | Lab | Single Stage | Upflow Anaerobic Sludge Blanket (UASB) | UASB | NA | Granular Sludge (GS) | GS | Shenzhen, China | 0.4715 | 0.0012 | Thiosulfate-Driven Denitritation-anammox (TDD-AMX) | TDD_AMX | 2.2 | Synthetic Wastewater | Thiosulfate dosing | 0.0007056 | 0.0007056 | 0.588 | 0 | 0 | 2.1013 | 9.3058 | 50 | 164.2857 | 89.1% | 17.9071 | 48 | 61.7143 | 48.0723 | 61.8072 | 98 | 98 | 55.6236 | 43.24% | 5.09e-05 | 0.78 | 9.17e-07 | 1.44e-06 | 1.8038 | 1.8038 | 0.78 | NA | NA | 0.0003003 | 0.0003003 | NA | NA | NA | NA | NA | NA | NA | NA | NA | NA | 4 | NA | 1 | 0 | NA | NA | NA | NA | 96 | 293 | 1.4195 | 289.8936 | 0 | NA | NA | 8.5 | Gas Chromatography (GC) | GC | Grab Gas Sample (GGS) | GGS | Gas | NA | NA | NA | NA | NA | NA | NA | NA | NA | NA | NA | 0 | NA | NA | NA | NA | NA | Sidestream | TDD_AMX
Qian et al., 2018 | 10.1016/j.bej.2018.07.025 | Lab | Single Stage | Upflow Anaerobic Sludge Blanket (UASB) | UASB | NA | Granular Sludge (GS) | GS | Shenzhen, China | 0.4715 | 0.0012 | Thiosulfate-Driven Denitritation-anammox (TDD-AMX) | TDD_AMX | 2.2 | Synthetic Wastewater | Thiosulfate dosing | 0.0007056 | 0.0007056 | 0.588 | 0 | 0 | 2.1013 | 9.3058 | 50 | 164.2857 | 94.1% | 9.6929 | 48 | 61.7143 | 37.5904 | 48.3305 | 98 | 98 | 42.6417 | 56.49% | 6.64e-05 | 0.53 | 6.23e-07 | 9.79e-07 | 0.93825 | 0.93825 | 0.53 | NA | NA | 0.00020405 | 0.00020405 | NA | NA | NA | NA | NA | NA | NA | NA | NA | NA | 4 | NA | 1 | 0 | NA | NA | NA | NA | 158 | 308 | 2.1065 | 413.75 | 0 | NA | NA | 8.5 | Gas Chromatography (GC) | GC | Grab Gas Sample (GGS) | GGS | Gas | NA | NA | NA | NA | NA | NA | NA | NA | NA | NA | NA | 0 | NA | NA | NA | NA | NA | Sidestream | TDD_AMX
Ge et al., 2009 | 10.2166/wst.2009.057 | Lab | Single Stage | Moving Bed Biofilm Reactor (MBBR) | MBBR | 2.5 | Biofilm (BF) | BF | Fujisawa-shi, Japan | 0.412 | 0.005 | Anammox (AMX) | AMX | 0 | Synthetic Wastewater | None | 0.5 kg/m3/d | 0.0025 | 0.5 | 15.5039 | 68.66 | 93.0233 | 411.9601 | 549.6183 | 1805.8888 | 13.7405 | 45.1472 | 459.1837 | 590.379 | 27.2109 | 34.9854 | 1024.3059 | 1024.3059 | 133.9746 | 86.92% | 0.0044517 | 0.0085714 | 1.2e-06 | 1.2e-06 | 0.0085714 | 0.0085714 | 0.0074503 | NA | NA | 4.6e-06 | 4.6e-06 | NA | NA | NA | NA | NA | NA | NA | NA | NA | NA | 52.1739 | NA | 1 | 0 | NA | NA | NA | NA | 80 | 303.1 | 1.8601 | 368.3564 | 0 | NA | NA | 7.7 | Unspecified | Unspecified | Headspace | Headspace | Gas | NA | NA | 500 | NA | NA | NA | NA | NA | NA | NA | NA | 0 | NA | NA | NA | NA | NA | Sidestream | AMX_Sidestream
Ge et al., 2009 | 10.2166/wst.2009.057 | Lab | Single Stage | Moving Bed Biofilm Reactor (MBBR) | MBBR | 2.5 | Biofilm (BF) | BF | Fujisawa-shi, Japan | 0.412 | 0.005 | Anammox (AMX) | AMX | 0 | Synthetic Wastewater | None | 2.1 | 0.0105 | 2.1 | 35.6589 | 157.9181 | 94.5736 | 418.8261 | 549.6183 | 1805.8888 | 9.1603 | 30.0981 | 482.9932 | 620.9913 | 17.0068 | 21.8659 | 1068.2704 | 1068.2704 | 120.7408 | 88.7% | 0.0047376 | 0.06 | 8.93e-06 | 8.93e-06 | 0.06 | 0.06 | 0.053219 | NA | NA | 0.00015187 | 0.00015187 | NA | NA | NA | NA | NA | NA | NA | NA | NA | NA | 11.7647 | NA | 1 | 0 | NA | NA | NA | NA | 100 | 303 | 1.8553 | 367.4838 | 0 | NA | NA | 7.9 | Unspecified | Unspecified | Headspace | Headspace | Gas | NA | NA | 500 | NA | NA | NA | NA | NA | NA | NA | NA | 0 | NA | NA | NA | NA | NA | Sidestream | AMX_Sidestream
Ge et al., 2009 | 10.2166/wst.2009.057 | Lab | Single Stage | Moving Bed Biofilm Reactor (MBBR) | MBBR | 2.5 | Biofilm (BF) | BF | Fujisawa-shi, Japan | 0.412 | 0.005 | Anammox (AMX) | AMX | 0 | Synthetic Wastewater | None | 3.3 | 0.0165 | 3.3 | 13.9535 | 61.794 | 91.4729 | 405.0941 | 567.9389 | 1866.0851 | 4.5802 | 15.0491 | 476.1905 | 612.2449 | 23.8095 | 30.6122 | 1058.0829 | 1058.0829 | 119.8625 | 88.67% | 0.0046911 | 0.12857 | 1.9e-05 | 1.9e-05 | 0.12857 | 0.12857 | 0.11401 | NA | NA | 0.00051181 | 0.00051181 | NA | NA | NA | NA | NA | NA | NA | NA | NA | NA | 7.4074 | NA | 1 | 0 | NA | NA | NA | NA | 160 | 303 | 1.8553 | 367.4838 | 0 | NA | NA | 7.9 | Unspecified | Unspecified | Headspace | Headspace | Gas | NA | NA | 500 | NA | NA | NA | NA | NA | NA | NA | NA | 0 | NA | NA | NA | NA | NA | Sidestream | AMX_Sidestream
Ge et al., 2009 | 10.2166/wst.2009.057 | Lab | Single Stage | Moving Bed Biofilm Reactor (MBBR) | MBBR | 2.5 | Biofilm (BF) | BF | Fujisawa-shi, Japan | 0.412 | 0.005 | Anammox (AMX) | AMX | 0 | Synthetic Wastewater | None | 5.5 | 0.0275 | 5.5 | 4.6512 | 20.598 | 99.2248 | 439.4241 | 577.0992 | 1896.1832 | 13.7405 | 45.1472 | 465.9864 | 599.1254 | 30.6122 | 39.3586 | 1047.7368 | 1047.7368 | 143.5775 | 86.3% | 0.0045208 | 0.0057143 | 8.12e-07 | 8.12e-07 | 0.0057143 | 0.0057143 | 0.0049312 | NA | NA | 3.57e-05 | 3.57e-05 | NA | NA | NA | NA | NA | NA | NA | NA | NA | NA | 4.5455 | NA | 1 | 0 | NA | NA | NA | NA | 180 | 303.1 | 1.8601 | 368.3564 | 0 | NA | NA | 7.9 | Unspecified | Unspecified | Headspace | Headspace | Gas | NA | NA | 500 | NA | NA | NA | NA | NA | NA | NA | NA | 0 | NA | NA | NA | NA | NA | Sidestream | AMX_Sidestream
Matsunaga et al., 2012 | 10.2166/wst.2012.222 | Lab | Single Stage | Upflow Anaerobic Sludge Blanket (UASB) | UASB | NA | Granular Sludge (GS) | GS | Higashihiroshima, Japan | 0.571 | 0.00134 | Anammox (AMX) | AMX | 0 | Synthetic Wastewater | Degassing membrane | 2.98148148 kg/m3/d | 0.0039952 | 2.9815 | NA | NA | NA | NA | NA | NA | NA | NA | NA | NA | NA | NA | 633.5648 | 633.5648 | 1.2234 | 41.03% | 0.00034836 | 6.45526614 mL/d | 2.69e-06 | 2.69e-06 | 0.49222 | 0.49195 | 0.20196 | NA | NA | 0.00039428 | 0.00039428 | NA | NA | NA | NA | NA | NA | NA | NA | NA | NA | 5.1 | NA | 1 | 0 | NA | NA | NA | NA | 60 | 310 | 2.2135 | 433.8483 | 0 | NA | NA | NA | Gas Chromatography (GC) | GC | Grab Gas Sample (GGS) | GGS | Gas | NA | NA | NA | NA | NA | NA | NA | NA | NA | NA | NA | 0 | NA | NA | NA | NA | NA | Sidestream | AMX_Sidestream
Matsunaga et al., 2012 | 10.2166/wst.2012.222 | Lab | Single Stage | Upflow Anaerobic Sludge Blanket (UASB) | UASB | NA | Granular Sludge (GS) | GS | Higashihiroshima, Japan | 0.571 | 0.00134 | Anammox (AMX) | AMX | 0 | Synthetic Wastewater | None | 2.98148148 kg/m3/d | 0.0039952 | 2.9815 | NA | NA | NA | NA | NA | NA | NA | NA | NA | NA | NA | NA | 633.5648 | 633.5648 | 1.4178 | 47.55% | 0.00040373 | 16.6025 | 6.93e-06 | 6.93e-06 | 1.0923 | 1.0918 | 0.51945 | NA | NA | 0.0010141 | 0.0010141 | NA | NA | NA | NA | NA | NA | NA | NA | NA | NA | 5.1 | NA | 1 | 0 | NA | NA | NA | NA | 60 | 310 | 2.2135 | 433.8483 | 0 | NA | NA | NA | Gas Chromatography (GC) | GC | Grab Gas Sample (GGS) | GGS | Gas | NA | NA | NA | NA | NA | NA | NA | NA | NA | NA | NA | 0 | NA | NA | NA | NA | NA | Sidestream | AMX_Sidestream
Bao et al., 2018 | 10.1016/j.chemosphere.2018.08.090 | Lab | Single Stage | Sequencing Batch Reactor (SBR) | SBR | 2.5 | Flocculent Sludge (FS) | FS | Girona, Spain | 0.14 | 0.008 | Partial Nitrification (PN) | PN | 3.43 | Synthetic Wastewater | None | 0.0019043 | 0.0019043 | 0.23803 | 0 | 0 | NA | NA | 0 | 0 | NA | NA | 238.0319 | 306.0411 | NA | NA | 238.0319 | 238.0319 | 7.4559 | 96.87% | NA | NA | NA | NA | 0.018 | 0.44 | 0.42622 | NA | NA | NA | NA | NA | NA | NA | NA | NA | NA | NA | NA | NA | NA | 24 | NA | 8.3418 | 60.2462 | NA | NA | 1.75 | NA | 7 | 303 | 1.8553 | 367.4838 | 7.2 | NA | NA | 7 | Non-dispersive Infrared Spectroscopy (NDIR) | NDIR | Headspace | Headspace | Gas | NA | NA | NA | NA | NA | NA | NA | NA | NA | NA | NA | 300 | NA | NA | NA | NA | NA | Sidestream | PN_Sidestream
Bao et al., 2018 | 10.1016/j.chemosphere.2018.08.090 | Lab | Single Stage | Sequencing Batch Reactor (SBR) | SBR | 2.5 | Flocculent Sludge (FS) | FS | Girona, Spain | 0.14 | 0.008 | Partial Nitrification (PN) | PN | 3.43 | Synthetic Wastewater | None | 0.0020743 | 0.0020743 | 0.25928 | 0 | 0 | NA | NA | 0 | 0 | NA | NA | 259.2831 | 333.364 | NA | NA | 259.2831 | 259.2831 | 12.0404 | 95.36% | NA | NA | NA | NA | 0.033 | 0.85 | 0.81053 | NA | NA | NA | NA | NA | NA | NA | NA | NA | NA | NA | NA | NA | NA | 24 | NA | 8.3418 | 60.2462 | NA | NA | 1.75 | NA | 14 | 298 | 1.6267 | 326.3912 | 7.2 | NA | NA | 7 | Non-dispersive Infrared Spectroscopy (NDIR) | NDIR | Headspace | Headspace | Gas | NA | NA | NA | NA | NA | NA | NA | NA | NA | NA | NA | 300 | NA | NA | NA | NA | NA | Sidestream | PN_Sidestream
Bao et al., 2018 | 10.1016/j.chemosphere.2018.08.090 | Lab | Single Stage | Sequencing Batch Reactor (SBR) | SBR | 2.5 | Flocculent Sludge (FS) | FS | Girona, Spain | 0.14 | 0.008 | Partial Nitrification (PN) | PN | 3.43 | Synthetic Wastewater | None | 0.0019227 | 0.0019227 | 0.24033 | 0 | 0 | NA | NA | 0 | 0 | NA | NA | 240.333 | 308.9995 | NA | NA | 240.333 | 240.333 | 24.6688 | 89.74% | NA | NA | NA | NA | 0 | 0.77 | 0.69096 | NA | NA | NA | NA | NA | NA | NA | NA | NA | NA | NA | NA | NA | NA | 24 | NA | 8.3418 | 60.2462 | NA | NA | 1.75 | NA | 28 | 293 | 1.4195 | 289.8936 | 7.2 | NA | NA | 7 | Non-dispersive Infrared Spectroscopy (NDIR) | NDIR | Headspace | Headspace | Gas | NA | NA | NA | NA | NA | NA | NA | NA | NA | NA | NA | 300 | NA | NA | NA | NA | NA | Sidestream | PN_Sidestream
Bao et al., 2018 | 10.1016/j.chemosphere.2018.08.090 | Lab | Single Stage | Sequencing Batch Reactor (SBR) | SBR | 2.5 | Flocculent Sludge (FS) | FS | Girona, Spain | 0.14 | 0.008 | Partial Nitrification (PN) | PN | 3.43 | Synthetic Wastewater | None | 0.0021888 | 0.0021888 | 0.2736 | 0 | 0 | NA | NA | 0 | 0 | NA | NA | 273.6049 | 351.7777 | NA | NA | 273.6049 | 273.6049 | 40.7366 | 85.11% | NA | NA | NA | NA | 0 | 0.57 | 0.48513 | NA | NA | NA | NA | NA | NA | NA | NA | NA | NA | NA | NA | NA | NA | 24 | NA | 8.3418 | 60.2462 | NA | NA | 1.75 | NA | 28 | 288 | 1.2325 | 257.4772 | 7.2 | NA | NA | 7 | Non-dispersive Infrared Spectroscopy (NDIR) | NDIR | Headspace | Headspace | Gas | NA | NA | NA | NA | NA | NA | NA | NA | NA | NA | NA | 300 | NA | NA | NA | NA | NA | Sidestream | PN_Sidestream
Bao et al., 2018 | 10.1016/j.chemosphere.2018.08.090 | Lab | Single Stage | Sequencing Batch Reactor (SBR) | SBR | 2.5 | Flocculent Sludge (FS) | FS | Girona, Spain | 0.14 | 0.008 | Partial Nitrification (PN) | PN | 3.43 | Synthetic Wastewater | None | 0.0010351 | 0.0010351 | 0.12939 | 0 | 0 | NA | NA | 0 | 0 | NA | NA | 129.3893 | 166.3577 | NA | NA | 129.3893 | 129.3893 | 5.7252 | 95.58% | NA | NA | NA | NA | 0 | 0.15 | 0.14336 | NA | NA | NA | NA | NA | NA | NA | NA | NA | NA | NA | NA | NA | NA | 24 | NA | 8.3418 | 60.2462 | NA | NA | 1.75 | NA | 42 | 283 | 1.0644 | 228.6857 | 7.2 | NA | NA | 7 | Non-dispersive Infrared Spectroscopy (NDIR) | NDIR | Headspace | Headspace | Gas | NA | NA | NA | NA | NA | NA | NA | NA | NA | NA | NA | 300 | NA | NA | NA | NA | NA | Sidestream | PN_Sidestream
Pijuan et al., 2014 | 10.1016/j.watres.2013.11.009 | Pilot | Single Stage | Sequencing Batch Reactor (SBR) | SBR | 2.5 | Flocculent Sludge (FS) | FS | Catalonia, Spain | 0.256 | 0.15 | Partial Nitrification (PN) | PN | 3.43 | Reject Water | None | 0.19862 | 0.19862 | 1.3241 | NA | NA | 1.7241 | 7.6355 | NA | NA | 615.5172 | 2022.4138 | 662.069 | 851.2315 | 44.8276 | 57.6355 | 662.069 | 662.069 | 662.069 | 93.23% | 1.31e-10 | 6.0101 | 0.0087443 | 0.0087443 | 6.0101 | 6.0101 | 5.4869 | NA | NA | 0.0048579 | 0.0048579 | NA | NA | NA | NA | NA | NA | NA | NA | NA | NA | 12 | 1200 | NA | NA | NA | NA | 1.7 | NA | 218.0952 | 303 | 1.8553 | 367.4838 | 0.0044 | NA | NA | 8.1 | Non-dispersive Infrared Spectroscopy (NDIR) | NDIR | Gas Sampling Pump (GSP) | GSP | Gas | NA | NA | 5000 | NA | NA | NA | NA | NA | NA | NA | NA | 0.18333 | NA | NA | NA | NA | NA | Sidestream | PN_Sidestream
Pijuan et al., 2014 | 10.1016/j.watres.2013.11.009 | Pilot | Single Stage | Sequencing Batch Reactor (SBR) | SBR | 2.5 | Flocculent Sludge (FS) | FS | Catalonia, Spain | 0.256 | 0.15 | Partial Nitrification (PN) | PN | 3.43 | Reject Water | None | 0.24776 | 0.24776 | 1.6517 | NA | NA | 3.4483 | 15.2709 | NA | NA | 739.6552 | 2430.2956 | 825.8621 | 1061.8227 | 56.8966 | 73.1527 | 825.8621 | 825.8621 | 800 | 93.11% | 0.0038793 | 4.798 | 0.0086966 | 0.0086966 | 4.798 | 4.798 | 4.373 | NA | NA | 0.0048315 | 0.0048315 | NA | NA | NA | NA | NA | NA | NA | NA | NA | NA | 12 | 1200 | NA | NA | NA | NA | 3.2 | NA | 239.2857 | 303 | 1.8553 | 367.4838 | 0.0052 | NA | NA | 7.6 | Non-dispersive Infrared Spectroscopy (NDIR) | NDIR | Gas Sampling Pump (GSP) | GSP | Gas | 0.031 | 1.2 | 5000 | NA | NA | NA | NA | NA | NA | NA | NA | 0.21667 | NA | NA | NA | NA | NA | Sidestream | PN_Sidestream
Pijuan et al., 2014 | 10.1016/j.watres.2013.11.009 | Pilot | Single Stage | Sequencing Batch Reactor (SBR) | SBR | 2.5 | Flocculent Sludge (FS) | FS | Catalonia, Spain | 0.256 | 0.15 | Partial Nitrification (PN) | PN | 3.43 | Reject Water | None | 0.24879 | 0.24879 | 1.6586 | NA | NA | 3.4483 | 15.2709 | NA | NA | 732.7586 | 2407.6355 | 829.3103 | 1066.2562 | 67.2414 | 86.4532 | 829.3103 | 829.3103 | 803.4483 | 91.89% | 0.0038793 | 4.4444 | 0.0079836 | 0.0079836 | 4.4444 | 4.4444 | 3.9811 | NA | NA | 0.0044353 | 0.0044353 | NA | NA | NA | NA | NA | NA | NA | NA | NA | NA | 12 | 1200 | NA | NA | NA | NA | 3.2 | NA | 240 | 303 | 1.8553 | 367.4838 | 0.0072 | NA | NA | 7.2 | Non-dispersive Infrared Spectroscopy (NDIR) | NDIR | Gas Sampling Pump (GSP) | GSP | Gas | 0.065 | 2 | 5000 | NA | NA | NA | NA | NA | NA | NA | NA | 0.3 | NA | NA | NA | NA | NA | Sidestream | PN_Sidestream
Pijuan et al., 2014 | 10.1016/j.watres.2013.11.009 | Pilot | Single Stage | Sequencing Batch Reactor (SBR) | SBR | 2.5 | Flocculent Sludge (FS) | FS | Catalonia, Spain | 0.256 | 0.15 | Partial Nitrification (PN) | PN | 3.43 | Reject Water | None | 0.24052 | 0.24052 | 1.6034 | NA | NA | 3.4483 | 15.2709 | NA | NA | 727.5862 | 2390.6404 | 801.7241 | 1030.7882 | 51.7241 | 66.5025 | 801.7241 | 801.7241 | 782.7586 | 93.55% | 0.0028448 | 4.596 | 0.008125 | 0.008125 | 4.596 | 4.596 | 4.2147 | NA | NA | 0.0045139 | 0.0045139 | NA | NA | NA | NA | NA | NA | NA | NA | NA | NA | 12 | 1200 | NA | NA | NA | NA | 3.3 | NA | 249.0476 | 303 | 1.8553 | 367.4838 | 0.04 | NA | NA | 8 | Non-dispersive Infrared Spectroscopy (NDIR) | NDIR | Gas Sampling Pump (GSP) | GSP | Gas | 0.011 | 14.3 | 5000 | NA | NA | NA | NA | NA | NA | NA | NA | 1.6667 | NA | NA | NA | NA | NA | Sidestream | PN_Sidestream
Pijuan et al., 2014 | 10.1016/j.watres.2013.11.009 | Pilot | Single Stage | Sequencing Batch Reactor (SBR) | SBR | 2.5 | Flocculent Sludge (FS) | FS | Catalonia, Spain | 0.256 | 0.15 | Partial Nitrification (PN) | PN | 3.43 | Reject Water | None | 0.23224 | 0.23224 | 1.5483 | NA | NA | 0 | 0 | NA | NA | 427.5862 | 1404.9261 | 774.1379 | 995.3202 | 331.0345 | 425.6158 | 774.1379 | 774.1379 | 758.6207 | 57.24% | 0.0023276 | 2.3569 | 0.0024617 | 0.0024617 | 2.3569 | 2.3569 | 1.0611 | NA | NA | 0.0013676 | 0.0013676 | NA | NA | NA | NA | NA | NA | NA | NA | NA | NA | 12 | 1200 | NA | NA | NA | NA | 5.3 | NA | 267.1429 | 303 | 1.8553 | 367.4838 | 0.04 | NA | NA | 8 | Non-dispersive Infrared Spectroscopy (NDIR) | NDIR | Gas Sampling Pump (GSP) | GSP | Gas | NA | NA | 5000 | NA | NA | NA | NA | NA | NA | NA | NA | 1.6667 | NA | NA | NA | NA | NA | Sidestream | PN_Sidestream
Freyschmidt et al., 2022 | 10.2166/wst.2022.307 | Pilot | Single Stage | Moving Bed Biofilm Reactor (MBBR) | MBBR | 2.5 | Biofilm (BF) | BF | Hannover, Germany | 0.32 | 0.22 | Partial Nitrification / Anammox (PNA) | PNA | 2.2 | Domestic Wastewater | Intermittent Areation | 0.096 | 0.096 | 0.43636 | NA | NA | NA | NA | NA | NA | NA | NA | 800 | 1028.5714 | NA | NA | NA | NA | NA | NA | NA | 11.7138 | NA | NA | 8.8 | 8.8 | NA | NA | NA | 0.35985 | 0.35985 | NA | NA | NA | NA | NA | NA | NA | NA | NA | NA | 13.0909 | NA | 13.0909 | 50 | NA | NA | 1.5 | NA | 140 | 300.2 | 1.7246 | 343.8732 | NA | NA | NA | 5.8 | Clark-type Sensor (CTS) | CTS | in situ and Offgas Exhaust Channel (in situ/OEC) | in situ/OEC | Gas and liquid | NA | NA | NA | NA | NA | NA | NA | NA | NA | NA | NA | NA | NA | NA | NA | NA | NA | Mainstream | PNA_Mainstream
Zhang et al., 2024 | 10.1016/j.scitotenv.2023.167520 | Lab | Single Stage | Moving Bed Biofilm Reactor (MBBR) | MBBR | 2.5 | Biofilm (BF) | BF | Beijing, China | 0.558 | 0.01599 | Partial Nitrification / Anammox (PNA) | PNA | 2.2 | Domestic Wastewater | None | 0.004797 | 0.004797 | 0.3 | 0 | 0 | 34.2391 | 151.6304 | 0 | 0 | 24.0942 | 79.1667 | 300 | 385.7143 | 25.3623 | 32.6087 | 300 | 300 | 72.36% | 72.36% | NA | NA | NA | NA | NA | NA | 3.0368 | 3.0368 | 4.1965 | NA | NA | NA | NA | 80 | 80 | NA | NA | NA | NA | NA | NA | 24 | 12792 | NA | NA | NA | NA | 0.5 | NA | 75 | 308 | 2.1065 | 413.75 | NA | NA | NA | 8 | Gas Chromatography (GC) | GC | Grab Gas Sample and Headspace Method (GGS/HM) | GGS/HM | Gas and liquid | NA | NA | 3598.8 | NA | NA | NA | NA | NA | NA | NA | NA | NA | NA | NA | NA | NA | NA | Mainstream | PNA_Mainstream
Zhang et al., 2024 | 10.1016/j.scitotenv.2023.167520 | Lab | Single Stage | Moving Bed Biofilm Reactor (MBBR) | MBBR | 2.5 | Biofilm (BF) | BF | Beijing, China | 0.558 | 0.01599 | Partial Nitrification / Anammox (PNA) | PNA | 2.2 | Domestic Wastewater | Reflux 100% | 0.004797 | 0.004797 | 0.3 | 0 | 0 | 42.6523 | 188.8889 | 0 | 0 | 16.3082 | 53.5842 | 300 | 385.7143 | 17.5627 | 22.5806 | 300 | 300 | 76% | 76% | NA | NA | NA | NA | NA | NA | 2.7451 | 2.7451 | 3.612 | NA | NA | NA | NA | 80 | 80 | NA | NA | NA | NA | NA | NA | 24 | 25584 | NA | NA | NA | NA | 0.5 | NA | 75 | 308 | 2.1065 | 413.75 | NA | NA | NA | 8 | Gas Chromatography (GC) | GC | Grab Gas Sample and Headspace Method (GGS/HM) | GGS/HM | Gas and liquid | NA | NA | 3598.8 | NA | NA | NA | NA | NA | NA | NA | NA | NA | NA | NA | NA | NA | NA | Mainstream | PNA_Mainstream
Zhang et al., 2024 | 10.1016/j.scitotenv.2023.167520 | Lab | Single Stage | Moving Bed Biofilm Reactor (MBBR) | MBBR | 2.5 | Biofilm (BF) | BF | Beijing, China | 0.558 | 0.01599 | Partial Nitrification / Anammox (PNA) | PNA | 2.2 | Domestic Wastewater | Reflux 200% | 0.004797 | 0.004797 | 0.3 | 0 | 0 | 51.0949 | 226.2774 | 0 | 0 | 6.3869 | 20.9854 | 300 | 385.7143 | 7.6642 | 9.854 | 300 | 300 | 78.31% | 78.31% | NA | NA | NA | NA | NA | NA | 2.2132 | 2.2132 | 2.8263 | NA | NA | NA | NA | 80 | 80 | NA | NA | NA | NA | NA | NA | 24 | 38376 | NA | NA | NA | NA | 0.5 | NA | 75 | 308 | 2.1065 | 413.75 | NA | NA | NA | 8 | Gas Chromatography (GC) | GC | Grab Gas Sample and Headspace Method (GGS/HM) | GGS/HM | Gas and liquid | NA | NA | 3598.8 | NA | NA | NA | NA | NA | NA | NA | NA | NA | NA | NA | NA | NA | NA | Mainstream | PNA_Mainstream
Zhang et al., 2024 | 10.1016/j.scitotenv.2023.167520 | Lab | Single Stage | Moving Bed Biofilm Reactor (MBBR) | MBBR | 2.5 | Biofilm (BF) | BF | Beijing, China | 0.558 | 0.01599 | Partial Nitrification / Anammox (PNA) | PNA | 2.2 | Domestic Wastewater | Reflux 300% | 0.004797 | 0.004797 | 0.3 | 0 | 0 | 77.9197 | 345.073 | 0 | 0 | 8.9416 | 29.3796 | 300 | 385.7143 | 11.4964 | 14.781 | 300 | 300 | 70.59% | 70.59% | NA | NA | NA | NA | NA | NA | 3.2198 | 3.2198 | 4.5613 | NA | NA | NA | NA | 80 | 80 | NA | NA | NA | NA | NA | NA | 24 | 51168 | NA | NA | NA | NA | 0.5 | NA | 75 | 308 | 2.1065 | 413.75 | NA | NA | NA | 8 | Gas Chromatography (GC) | GC | Grab Gas Sample and Headspace Method (GGS/HM) | GGS/HM | Gas and liquid | NA | NA | 3598.8 | NA | NA | NA | NA | NA | NA | NA | NA | NA | NA | NA | NA | NA | NA | Mainstream | PNA_Mainstream
Kampschreur et al., 2008 | 10.1016/j.watres.2007.08.022 | Full | Single Stage | Completely Stirred Tank Reactor (CSTR) | CSTR | 2.5 | Flocculent Sludge (FS) | FS | Rotterdam, The Netherlands | 0.442 | 1500 | Partial Nitrification (PN) | PN | 3.43 | Reject Water | None | 0.65 kgN/m3/d | 975 | 0.65 | NA | NA | 22 | 97.4286 | NA | NA | 505 | 1659.2857 | 1442.1525 | 1854.196 | 372 | 478.2857 | NA | NA | 0.34 kgN/m3/d | 52.31% | NA | NA | NA | NA | NA | 3.3 | 1.7 | NA | NA | NA | NA | NA | NA | NA | NA | NA | NA | NA | NA | NA | NA | 74.4086 | 33.6 | NA | 70.8333 | NA | NA | 2.5 | 4500 | NA | 305.5 | 1.978 | 389.9313 | NA | NA | NA | NA | Gas Chromatography (GC) | GC | Gas Sampling Pump (GSP) | GSP | Gas | NA | NA | NA | NA | NA | NA | NA | NA | NA | NA | NA | NA | NA | NA | NA | NA | NA | Sidestream | PN_Sidestream
Kampschreur et al., 2008 | 10.1016/j.watres.2007.08.022 | Full | Single Stage | Completely Stirred Tank Reactor (CSTR) | CSTR | 2.5 | Flocculent Sludge (FS) | FS | Rotterdam, The Netherlands | 0.442 | 70 | Anammox (AMX) | AMX | 0 | Reject Water | None | 11.47 | 802.9 | 11.47 | 17 | 75.2857 | 75 | 332.1429 | 414 | 1360.2857 | 3 | 9.8571 | 372 | 478.2857 | 48 | 61.7143 | 803 | 803 | 9.67 kgN/m3/d | 84.31% | NA | NA | NA | NA | NA | 0.68 | 0.6 | NA | NA | NA | NA | NA | NA | NA | NA | NA | NA | NA | NA | NA | NA | 4.8863 | NA | NA | NA | NA | NA | NA | 4500 | NA | 308.5 | 2.1329 | 418.6855 | NA | NA | NA | NA | Gas Chromatography (GC) | GC | Gas Sampling Pump (GSP) | GSP | Gas | NA | NA | NA | NA | NA | NA | NA | NA | NA | NA | NA | 0 | NA | NA | NA | NA | NA | Sidestream | AMX_Sidestream
Kampschreur et al., 2008 | 10.1016/j.watres.2007.08.022 | Full | Single Stage | Expanded Granular Sludge Bed (EGSB) | EGSB | NA | Granular Sludge (GS) | GS | Olburgen, The Netherlands | 0.442 | 600 | Partial Nitrification / Anammox (PNA) | PNA | 2.2 | Reject Water | None | 1.2 | 720 | 1.2 | NA | NA | NA | NA | NA | NA | NA | NA | NA | NA | NA | NA | NA | NA | NA | NA | NA | NA | NA | NA | NA | 0.80092 | NA | NA | NA | NA | NA | NA | NA | NA | NA | NA | NA | NA | NA | NA | NA | NA | NA | NA | NA | NA | NA | NA | NA | NA | NA | NA | NA | 83.3333 | NA | NA | NA | Gas Chromatography (GC) | GC | Gas Sampling Pump (GSP) | GSP | Gas | NA | NA | NA | NA | NA | NA | NA | NA | NA | NA | NA | 2000000 | NA | NA | NA | NA | NA | Sidestream | PNA_Sidestream
Desloover et al., 2011 | 10.1016/j.watres.2011.02.028 | Full | Single Stage | Completely Stirred Tank Reactor (CSTR) | CSTR | 2.5 | Flocculent Sludge (FS) | FS | Bergen op Zoom, The Netherlands | 0.442 | 2406.3 | Partial Nitrification (PN) | PN | 3.43 | Industrial Wastewater | None | 1851 m3/d | 481.26 | 0.2 | 0.34216 | 1.5153 | 36.1967 | 160.2995 | 0.41419 | 1.3609 | 116.8738 | 384.0138 | 236.8089 | 304.4686 | 79.7767 | 102.57 | 237.5653 | 237.5653 | 0.09 kgN/m3/d | 45% | NA | NA | NA | NA | NA | 13.5 | 5.85 | NA | NA | NA | NA | NA | NA | 442 | 442 | NA | NA | 1.8605 | NA | NA | NA | 31.2 | 40.8 | 1 | 100 | NA | NA | 0.75 | 180 | NA | 309 | 2.1595 | 423.68 | 306.0634 | NA | NA | 7.5 | Photoacoustic Spectroscopy (PAS) | PAS | Flux Chamber (FC) | FC | Gas | NA | NA | NA | 250 | NA | NA | NA | NA | NA | NA | NA | 12752.64 | NA | NA | NA | NA | NA | Sidestream | PN_Sidestream
Desloover et al., 2011 | 10.1016/j.watres.2011.02.028 | Full | Single Stage | Completely Stirred Tank Reactor (CSTR) | CSTR | 2.5 | Flocculent Sludge (FS) | FS | Bergen op Zoom, The Netherlands | 0.442 | 1660.68 | Anammox (AMX) | AMX | 0 | Industrial Wastewater | None | 5931 | 448.3836 | 0.27 | 13.3198 | 58.9879 | 3.5407 | 15.6803 | 44.8491 | 147.3613 | 8.7675 | 28.8075 | 34.2269 | 44.0061 | 9.2733 | 11.9228 | 92.3959 | 92.3959 | 0.26 kgN/m3/d | 96.3% | NA | NA | NA | NA | NA | 0 | 0 | NA | NA | NA | NA | NA | NA | 123 | 123 | NA | NA | 1.3312 | NA | NA | NA | 6.72 | 1104 | 1 | 0 | NA | NA | 0 | 180 | NA | 305 | 1.953 | 385.3347 | 0 | NA | NA | 7.9 | Photoacoustic Spectroscopy (PAS) | PAS | Flux Chamber (FC) | FC | Gas | NA | NA | NA | 3250 | NA | NA | NA | NA | NA | NA | NA | 0 | NA | NA | NA | NA | NA | Sidestream | AMX_Sidestream
Chuang et al., 2007 | 10.1016/j.watres.2006.10.019 | Lab | Single Stage | Down-flow Hanging Sponge (DHS) | DHS | NA | Biofilm (BF) | BF | Niigata, Japan | 0.444 | 0.0025 | Partial Nitrification (PN) | PN | 3.43 | Synthetic Wastewater | Step Feeding | 6.42 | 0.01605 | 6.42 | 0 | 0 | 40 | 177.1429 | 0 | 0 | 17 | 55.8571 | 400 | 514.2857 | 338 | 434.5714 | 400 | 400 | 0.91 kgN/m3/d | 14.17% | NA | NA | NA | NA | 4.97 | 4.97 | 0.70447 | NA | NA | NA | NA | NA | NA | NA | NA | NA | NA | NA | NA | NA | NA | 1.5 | NA | 1 | 100 | NA | NA | 1.2 | NA | NA | 303 | 1.8553 | 367.4838 | NA | NA | NA | 8.1 | Gas Chromatography (GC) | GC | Grab Gas Sampling (GGS) | GGS | Gas | NA | NA | NA | NA | NA | NA | NA | NA | NA | NA | NA | NA | NA | NA | NA | NA | NA | Sidestream | PN_Sidestream
Chuang et al., 2007 | 10.1016/j.watres.2006.10.019 | Lab | Single Stage | Down-flow Hanging Sponge (DHS) | DHS | NA | Biofilm (BF) | BF | Niigata, Japan | 0.444 | 0.0025 | Partial Nitrification (PN) | PN | 3.43 | Synthetic Wastewater | Step Feeding | 1.6 | 0.004 | 1.6 | 0 | 0 | 10 | 44.2857 | 0 | 0 | 33 | 108.4286 | 100 | 128.5714 | 56 | 72 | 100 | 100 | 0.7 | 43.75% | NA | NA | NA | NA | 11.27 | 11.27 | 4.9306 | NA | NA | NA | NA | NA | NA | NA | NA | NA | NA | NA | NA | NA | NA | 1.5 | NA | 1 | 100 | NA | NA | 1.2 | NA | NA | 303 | 1.8553 | 367.4838 | NA | NA | NA | 8.1 | Gas Chromatography (GC) | GC | Grab Gas Sampling (GGS) | GGS | Gas | NA | NA | NA | NA | NA | NA | NA | NA | NA | NA | NA | NA | NA | NA | NA | NA | NA | Sidestream | PN_Sidestream
Lackner et al., 2014 | 10.1016/j.watres.2014.02.032 | Full | Single Stage | Sequencing Batch Reactor (SBR) | SBR | 2.5 | Granular Sludge + Flocculent Sludge (GS+FS) | GS+FS | Amersfort, The Netherlands | 0.442 | 780 | Partial Nitrification / Anammox (PNA) | PNA | 2.2 | Reject Water | NA | 0.65 kgN/m3/d | 507 | 0.65 | NA | NA | 25 | 110.7143 | NA | NA | 5 | 16.4286 | 500 | 642.8571 | 150 | 192.8571 | NA | NA | NA | 64% | NA | NA | NA | NA | NA | NA | NA | NA | NA | NA | NA | NA | NA | NA | NA | NA | NA | NA | NA | NA | NA | 26 | NA | NA | NA | NA | NA | 0.3 | NA | NA | NA | NA | NA | NA | NA | NA | NA | NA | NA | NA | NA | NA | NA | NA | NA | NA | NA | NA | NA | NA | NA | NA | NA | NA | NA | NA | NA | NA | NA | Sidestream | PNA_Sidestream
Lackner et al., 2014 | 10.1016/j.watres.2014.02.032 | Full | Single Stage | Sequencing Batch Reactor (SBR) | SBR | 2.5 | Granular Sludge + Flocculent Sludge (GS+FS) | GS+FS | Apeldoorn, The Netherlands | 0.442 | 2400 | Partial Nitrification / Anammox (PNA) | PNA | 2.2 | Reject Water | NA | 0.54 | 1296 | 0.54 | NA | NA | 50 | 221.4286 | NA | NA | 5 | 16.4286 | 1000 | 1285.7143 | 100 | 128.5714 | NA | NA | NA | 84.5% | NA | NA | NA | NA | NA | NA | NA | NA | NA | NA | NA | NA | NA | NA | NA | NA | NA | NA | NA | NA | NA | 58 | NA | NA | 50 | NA | NA | 0.3 | NA | NA | NA | NA | NA | NA | NA | NA | 6.8 | NA | NA | NA | NA | NA | NA | NA | NA | NA | NA | NA | NA | NA | NA | NA | NA | NA | NA | NA | NA | NA | NA | Sidestream | PNA_Sidestream
Lackner et al., 2014 | 10.1016/j.watres.2014.02.032 | Full | Single Stage | Sequencing Batch Reactor (SBR) | SBR | 2.5 | Granular Sludge + Flocculent Sludge (GS+FS) | GS+FS | Balingen, Germany | 0.47 | 705 | Partial Nitrification / Anammox (PNA) | PNA | 2.2 | Reject Water | NA | 0.075 | 52.875 | 0.075 | NA | NA | 50 | 221.4286 | NA | NA | 1 | 3.2857 | 500 | 642.8571 | 100 | 128.5714 | NA | NA | NA | 69.8% | NA | NA | NA | NA | NA | NA | NA | NA | NA | NA | NA | NA | NA | NA | NA | NA | NA | NA | NA | NA | NA | 94 | NA | NA | 80 | NA | NA | 0.3 | NA | NA | NA | NA | NA | NA | NA | NA | 7.05 | NA | NA | NA | NA | NA | NA | NA | NA | NA | NA | NA | NA | NA | NA | NA | NA | NA | NA | NA | NA | NA | NA | Sidestream | PNA_Sidestream
Lackner et al., 2014 | 10.1016/j.watres.2014.02.032 | Full | Single Stage | Sequencing Batch Reactor (SBR) | SBR | 2.5 | Granular Sludge + Flocculent Sludge (GS+FS) | GS+FS | Heidelberg, Germany | 0.47 | 1140 | Partial Nitrification / Anammox (PNA) | PNA | 2.2 | Reject Water | NA | 0.2 | 228 | 0.2 | NA | NA | 50 | 221.4286 | NA | NA | 5 | 16.4286 | 1000 | 1285.7143 | 50 | 64.2857 | NA | NA | NA | 89.5% | NA | NA | NA | NA | NA | NA | NA | NA | NA | NA | NA | NA | NA | NA | NA | NA | NA | NA | NA | NA | NA | 114 | NA | NA | 40 | NA | NA | 0.35 | NA | NA | NA | NA | NA | NA | NA | NA | 7 | NA | NA | NA | NA | NA | NA | NA | NA | NA | NA | NA | NA | NA | NA | NA | NA | NA | NA | NA | NA | NA | NA | Sidestream | PNA_Sidestream
Lackner et al., 2014 | 10.1016/j.watres.2014.02.032 | Full | Single Stage | Sequencing Batch Reactor (SBR) | SBR | 2.5 | Flocculent Sludge (FS) | FS | Ingolstadt, Germany | 0.47 | 1120 | Partial Nitrification / Anammox (PNA) | PNA | 2.2 | Reject Water | NA | 0.19 | 212.8 | 0.19 | NA | NA | 100 | 442.8571 | NA | NA | 1 | 3.2857 | 1000 | 1285.7143 | 150 | 192.8571 | NA | NA | NA | 74.9% | NA | NA | NA | NA | NA | NA | NA | NA | NA | NA | NA | NA | NA | NA | NA | NA | NA | NA | NA | NA | NA | 75 | NA | NA | 40 | NA | NA | 1 | NA | NA | NA | NA | NA | NA | NA | NA | NA | NA | NA | NA | NA | NA | NA | NA | NA | NA | NA | NA | NA | NA | NA | NA | NA | NA | NA | NA | NA | NA | NA | Sidestream | PNA_Sidestream
Lackner et al., 2014 | 10.1016/j.watres.2014.02.032 | Full | Single Stage | Sequencing Batch Reactor (SBR) | SBR | 2.5 | Granular Sludge + Flocculent Sludge (GS+FS) | GS+FS | Nieuwegein, The Netherlands | 0.442 | 450 | Partial Nitrification / Anammox (PNA) | PNA | 2.2 | Reject Water | Intermittant Aeration | 0.61 | 274.5 | 0.61 | NA | NA | 100 | 442.8571 | NA | NA | 20 | 65.7143 | 1000 | 1285.7143 | 200 | 257.1429 | NA | NA | NA | 68% | NA | NA | NA | NA | NA | NA | NA | NA | NA | NA | NA | NA | NA | NA | NA | NA | NA | NA | NA | NA | NA | 42 | NA | NA | NA | NA | NA | 0.2 | NA | NA | NA | NA | NA | NA | NA | NA | NA | NA | NA | NA | NA | NA | NA | NA | NA | NA | NA | NA | NA | NA | NA | NA | NA | NA | NA | NA | NA | NA | NA | Sidestream | PNA_Sidestream
Lackner et al., 2014 | 10.1016/j.watres.2014.02.032 | Full | Single Stage | Sequencing Batch Reactor (SBR) | SBR | 2.5 | Granular Sludge + Flocculent Sludge (GS+FS) | GS+FS | Plettenberg, Germany | 0.47 | 134 | Partial Nitrification / Anammox (PNA) | PNA | 2.2 | Reject Water | NA | 0.45 | 60.3 | 0.45 | NA | NA | 50 | 221.4286 | NA | NA | 5 | 16.4286 | 500 | 642.8571 | 100 | 128.5714 | NA | NA | NA | 69% | NA | NA | NA | NA | NA | NA | NA | NA | NA | NA | NA | NA | NA | NA | NA | NA | NA | NA | NA | NA | NA | 40 | NA | NA | 40.2985 | NA | NA | 0.25 | NA | NA | NA | NA | NA | NA | NA | NA | 7 | NA | NA | NA | NA | NA | NA | NA | NA | NA | NA | NA | NA | NA | NA | NA | NA | NA | NA | NA | NA | NA | NA | Sidestream | PNA_Sidestream
Lackner et al., 2014 | 10.1016/j.watres.2014.02.032 | Full | Single Stage | Sequencing Batch Reactor (SBR) | SBR | 2.5 | Flocculent Sludge (FS) | FS | Z√ºrich, Switzerland | 0.16 | 2800 | Partial Nitrification / Anammox (PNA) | PNA | 2.2 | Reject Water | NA | 0.4 | 1120 | 0.4 | NA | NA | 20 | 88.5714 | NA | NA | 1 | 3.2857 | 700 | 900 | 50 | 64.2857 | NA | NA | NA | 89.86% | NA | NA | NA | NA | NA | NA | NA | NA | NA | NA | NA | NA | NA | NA | NA | NA | NA | NA | NA | NA | NA | 45 | NA | NA | 100 | NA | NA | 0.05 | NA | NA | NA | NA | NA | NA | NA | NA | NA | NA | NA | NA | NA | NA | NA | NA | NA | NA | NA | NA | NA | NA | NA | NA | NA | NA | NA | NA | NA | NA | NA | Sidestream | PNA_Sidestream
Lackner et al., 2014 | 10.1016/j.watres.2014.02.032 | Full | Single Stage | Moving Bed Biofilm Reactor (MBBR) | MBBR | 2.5 | Biofilm (BF) | BF | Malm√∂, Sweden | 0.022 | 200 | Partial Nitrification / Anammox (PNA) | PNA | 2.2 | Reject Water | NA | 1.1 | 220 | 1.1 | NA | NA | 100 | 442.8571 | NA | NA | 5 | 16.4286 | 1000 | 1285.7143 | 100 | 128.5714 | NA | NA | NA | 79.5% | NA | NA | NA | NA | NA | NA | NA | NA | NA | NA | NA | NA | NA | NA | NA | NA | NA | NA | NA | NA | NA | 24 | NA | NA | 100 | NA | NA | 1.5 | NA | NA | NA | NA | NA | NA | NA | NA | NA | NA | NA | NA | NA | NA | NA | NA | NA | NA | NA | NA | NA | NA | NA | NA | NA | NA | NA | NA | NA | NA | NA | Sidestream | PNA_Sidestream
Lackner et al., 2014 | 10.1016/j.watres.2014.02.032 | Full | Single Stage | Expanded Granular Sludge Bed (EGSB) | EGSB | NA | Granular Sludge (GS) | GS | Olburgen, The Netherlands | 0.442 | 600 | Partial Nitrification / Anammox (PNA) | PNA | 2.2 | Industrial Wastewater | NA | 1.665 | 999 | 1.665 | NA | NA | 25 | 110.7143 | NA | NA | 25 | 82.1429 | 500 | 642.8571 | 25 | 32.1429 | NA | NA | NA | 85% | NA | NA | NA | NA | NA | NA | NA | NA | NA | NA | NA | NA | NA | NA | NA | NA | NA | NA | NA | NA | NA | 5 | NA | NA | NA | NA | NA | NA | NA | NA | NA | NA | NA | NA | NA | NA | 7.75 | NA | NA | NA | NA | NA | NA | NA | NA | NA | NA | NA | NA | NA | NA | NA | NA | NA | NA | NA | NA | NA | NA | Sidestream | PNA_Sidestream
Lackner et al., 2014 | 10.1016/j.watres.2014.02.032 | Full | Two Stage | Gas Lift Reactor (GLR) | GLR | 1.2 | Granular Sludge + Flocculent Sludge (GS+FS) | GS+FS | Lichtenvoorde, The Netherlands | 0.442 | 225 | Partial Nitrification / Anammox (PNA) | PNA | 2.2 | Industrial Wastewater | NA | 1.335 | 300.375 | 1.335 | NA | NA | 25 | 110.7143 | NA | NA | 10 | 32.8571 | 500 | 642.8571 | 25 | 32.1429 | NA | NA | NA | 88% | NA | NA | NA | NA | NA | NA | NA | NA | NA | NA | NA | NA | NA | NA | NA | NA | NA | NA | NA | NA | NA | 8 | NA | NA | 100 | NA | NA | 1.5 | NA | NA | NA | NA | NA | NA | NA | NA | NA | NA | NA | NA | NA | NA | NA | NA | NA | NA | NA | NA | NA | NA | NA | NA | NA | NA | NA | NA | NA | NA | NA | Sidestream | PNA_Sidestream
Lackner et al., 2014 | 10.1016/j.watres.2014.02.032 | Full | Two Stage | Integrated Fixed-Film Activated Sludge (IFAS) | IFAS | 2.5 | Biofilm + Flocculent Sludge (BF+FS) | BF+FS | Landshut, Germany | 0.47 | 783 | Partial Nitrification / Anammox (PNA) | PNA | 2.2 | Reject Water | NA | 0.88 | 689.04 | 0.88 | NA | NA | 25 | 110.7143 | NA | NA | 1 | 3.2857 | 1500 | 1928.5714 | 100 | 128.5714 | NA | NA | NA | 91.6% | NA | NA | NA | NA | NA | NA | NA | NA | NA | NA | NA | NA | NA | NA | NA | NA | NA | NA | NA | NA | NA | 67 | NA | NA | NA | NA | NA | NA | NA | NA | NA | NA | NA | NA | NA | NA | NA | NA | NA | NA | NA | NA | NA | NA | NA | NA | NA | NA | NA | NA | NA | NA | NA | NA | NA | NA | NA | NA | NA | Sidestream | PNA_Sidestream
Lackner et al., 2014 | 10.1016/j.watres.2014.02.032 | Full | Two Stage | Completely Stirred Tank Reactor (CSTR) | CSTR | 2.5 | Granular Sludge (GS) | GS | Rotterdam, The Netherlands | 0.442 | 2500 | Partial Nitrification / Anammox (PNA) | PNA | 2.2 | Reject Water | NA | 3.65 | 9125 | 3.65 | NA | NA | 100 | 442.8571 | NA | NA | 5 | 16.4286 | 1000 | 1285.7143 | 50 | 64.2857 | NA | NA | NA | 84.5% | NA | NA | NA | NA | NA | NA | NA | NA | NA | NA | NA | NA | NA | NA | NA | NA | NA | NA | NA | NA | NA | 42 | NA | NA | NA | NA | NA | NA | NA | NA | NA | NA | NA | NA | NA | NA | NA | NA | NA | NA | NA | NA | NA | NA | NA | NA | NA | NA | NA | NA | NA | NA | NA | NA | NA | NA | NA | NA | NA | Sidestream | PNA_Sidestream
Lackner et al., 2014 | 10.1016/j.watres.2014.02.032 | Full | Single Stage | Sequencing Batch Reactor (SBR) | SBR | 2.5 | Granular Sludge + Flocculent Sludge (GS+FS) | GS+FS | Bergen op Zoom, The Netherlands | 0.442 | 7920 | Partial Nitrification / Anammox (PNA) | PNA | 2.2 | Industrial Wastewater | NA | 0.1 | 792 | 0.1 | NA | NA | 10 | 44.2857 | NA | NA | NA | NA | 500 | 642.8571 | 5 | 6.4286 | NA | NA | NA | 97% | NA | NA | NA | NA | NA | NA | NA | NA | NA | NA | NA | NA | NA | NA | NA | NA | NA | NA | NA | NA | NA | 80 | NA | NA | NA | NA | NA | 0.9 | NA | NA | NA | NA | NA | NA | NA | NA | NA | NA | NA | NA | NA | NA | NA | NA | NA | NA | NA | NA | NA | NA | NA | NA | NA | NA | NA | NA | NA | NA | NA | Sidestream | PNA_Sidestream
Zhou et al., 2021 | 10.1002/wer.1549 | Lab | Single Stage | Attached-Film Expanded Bed (AFEB) | AFEB | 1.2 | Biofilm (BF) | BF | Xiamen, China | 0.4711 | 0.0025 | Anammox (AMX) | AMX | 0 | Synthetic Wastewater | 5mg/L Fe(II) | 10g/L/d | 0.025 | 10 | NA | NA | 32.0275 | 141.836 | 192.8522 | 633.6573 | 31.0653 | 102.0717 | 173.1959 | 222.6804 | 29.1409 | 37.4669 | 350 | 350 | 78.74% | 78.74% | NA | NA | NA | NA | 0.05 | 0.05 | 0.0635 | NA | NA | NA | NA | NA | NA | NA | NA | NA | NA | NA | NA | NA | NA | 0.48 | NA | 1 | 0 | NA | NA | NA | NA | NA | 307 | 2.0544 | 404.0527 | 0 | NA | NA | 8.0288 | NA | NA | NA | NA | NA | NA | NA | NA | NA | NA | NA | NA | NA | NA | NA | NA | 0 | NA | NA | NA | NA | NA | Sidestream | AMX_Sidestream
Zhou et al., 2021 | 10.1002/wer.1549 | Lab | Single Stage | Attached-Film Expanded Bed (AFEB) | AFEB | 1.2 | Biofilm (BF) | BF | Xiamen, China | 0.4711 | 0.0025 | Anammox (AMX) | AMX | 0 | Synthetic Wastewater | 20mg/L Fe(II) | 10 | 0.025 | 10 | NA | NA | 22.543 | 99.8331 | 194.3643 | 638.6254 | 2.7491 | 9.0329 | 169.7594 | 218.2621 | 15.5326 | 19.9705 | 350 | 350 | 88.16% | 88.16% | NA | NA | NA | NA | 0.17 | 0.17 | 0.19283 | NA | NA | NA | NA | NA | NA | NA | NA | NA | NA | NA | NA | NA | NA | 0.48 | NA | 1 | 0 | NA | NA | NA | NA | NA | 307 | 2.0544 | 404.0527 | 0 | NA | NA | 8.2601 | NA | NA | NA | NA | NA | NA | NA | NA | NA | NA | NA | NA | NA | NA | NA | NA | 0 | NA | NA | NA | NA | NA | Sidestream | AMX_Sidestream
Ali et al., 2016 | 10.1016/j.watres.2016.06.034 | Lab | Single Stage | Sequencing Batch Reactor (SBR) | SBR | 2.5 | Granular Sludge (GS) | GS | Hokkaido, Japan | 0.516 | 0.002 | Partial Nitrification / Anammox (PNA) | PNA | 2.2 | Synthetic Wastewater | NA | 0.0012 | 0.0012 | 0.6 | NA | NA | NA | NA | NA | NA | NA | NA | 300 | 385.7143 | NA | NA | 300 | 300 | NA | 72.59% | NA | NA | NA | NA | 0.98 | 1.35 | 0.98 | NA | NA | NA | NA | NA | NA | NA | NA | NA | NA | NA | NA | NA | NA | 12 | NA | 2 | 95.8333 | NA | NA | 1 | NA | NA | 310 | 2.2135 | 433.8483 | 0.216 | NA | NA | 7.6 | Photoacoustic Spectroscopy (PAS) | PAS | Headspace | Headspace | Gas | NA | NA | NA | NA | NA | NA | NA | NA | NA | NA | NA | 9 | NA | NA | NA | NA | NA | Sidestream | PNA_Sidestream
Kampschreur et al., 2009 | 10.2166/wst.2009.608 | Full | Single Stage | Completely Stirred Tank Reactor (CSTR) | CSTR | 2.5 | Granular Sludge (GS) | GS | Delft, The Netherlands | 0.442 | 600 | Partial Nitrification / Anammox (PNA) | PNA | 2.2 | Reject Water | NA | 2 kgN/m3/d | 1200 | 2 | NA | NA | NA | NA | NA | NA | NA | NA | 250 | 321.4286 | NA | NA | 250 | 250 | NA | 73.65% | NA | NA | NA | NA | 1.23 | 1.67 | 1.23 | NA | NA | NA | NA | NA | NA | NA | NA | NA | NA | NA | NA | NA | NA | NA | NA | NA | NA | NA | NA | 5 | NA | NA | 310 | 2.2135 | 433.8483 | 28800 | NA | NA | NA | Gas Chromatography (GC) | GC | Headspace | Headspace | Gas | NA | NA | NA | NA | NA | NA | NA | NA | NA | NA | NA | 48 | NA | NA | NA | NA | NA | Sidestream | PNA_Sidestream
De Clippeleir et al., 2013 | 10.1007/s00253-013-4744-x | Lab | Single Stage | Rotating Biological Contactor (RBC) | RBC | 2.1 | Biofilm (BF) | BF | Gent, Belgium | 0.208 | 0.0025 | Partial Nitrification / Anammox (PNA) | PNA | 2.2 | Synthetic Wastewater | NA | 1169 mgN/L/d | 0.0029225 | 1.169 | NA | NA | 17 | 75.2857 | NA | NA | 14 | 46 | 57.5 | 73.9286 | 9 | 11.5714 | 57.5 | 57.5 | 38% | 38% | NA | NA | NA | NA | 5.1 | 13.4211 | 5.1 | NA | NA | NA | NA | NA | NA | NA | NA | NA | NA | 0.5 | NA | NA | NA | 1.09 | NA | 1 | 55 | NA | NA | 2.9 | NA | NA | 288 | 1.2325 | 257.4772 | NA | NA | NA | 7.6 | Photoacoustic Spectroscopy (PAS) | PAS | Headspace | Headspace | Gas | NA | NA | NA | NA | NA | NA | NA | NA | NA | NA | NA | NA | NA | NA | NA | NA | NA | Sidestream | PNA_Sidestream
De Clippeleir et al., 2013 | 10.1007/s00253-013-4744-x | Lab | Single Stage | Rotating Biological Contactor (RBC) | RBC | 2.1 | Biofilm (BF) | BF | Gent, Belgium | 0.208 | 0.0025 | Partial Nitrification / Anammox (PNA) | PNA | 2.2 | Synthetic Wastewater | NA | 585 | 0.0014625 | 0.585 | NA | NA | 37 | 163.8571 | NA | NA | 13 | 42.7143 | 57.5 | 73.9286 | 1.4 | 1.8 | 57.5 | 57.5 | 17% | 17% | NA | NA | NA | NA | 6.4 | 37.6471 | 6.4 | NA | NA | NA | NA | NA | NA | NA | NA | NA | NA | 0.5 | NA | NA | NA | 1.09 | NA | 1 | 55 | NA | NA | 3.7 | NA | NA | 289 | 1.2683 | 263.6567 | NA | NA | NA | 7.6 | Photoacoustic Spectroscopy (PAS) | PAS | Headspace | Headspace | Gas | NA | NA | NA | NA | NA | NA | NA | NA | NA | NA | NA | NA | NA | NA | NA | NA | NA | Sidestream | PNA_Sidestream
De Clippeleir et al., 2013 | 10.1007/s00253-013-4744-x | Lab | Single Stage | Rotating Biological Contactor (RBC) | RBC | 2.1 | Biofilm (BF) | BF | Gent, Belgium | 0.208 | 0.0025 | Partial Nitrification / Anammox (PNA) | PNA | 2.2 | Domestic Wastewater | NA | 1340 | 0.00335 | 1.34 | NA | NA | 18 | 79.7143 | NA | NA | 6 | 19.7143 | 34.5 | 44.3571 | 11 | 14.1429 | 34.5 | 34.5 | 35% | 35% | NA | NA | NA | NA | 5 | 14.2857 | 5 | NA | NA | NA | NA | NA | NA | NA | NA | NA | NA | 2 | NA | NA | NA | 1.06 | NA | 1 | 55 | NA | NA | 4 | NA | NA | 287 | 1.1974 | 251.4426 | NA | NA | NA | 7.6 | Photoacoustic Spectroscopy (PAS) | PAS | Headspace | Headspace | Gas | NA | NA | NA | NA | NA | NA | NA | NA | NA | NA | NA | NA | NA | NA | NA | NA | NA | Mainstream | PNA_Mainstream
De Clippeleir et al., 2013 | 10.1007/s00253-013-4744-x | Lab | Single Stage | Rotating Biological Contactor (RBC) | RBC | 2.1 | Biofilm (BF) | BF | Gent, Belgium | 0.208 | 0.0025 | Partial Nitrification / Anammox (PNA) | PNA | 2.2 | Domestic Wastewater | NA | 1554 | 0.003885 | 1.554 | NA | NA | 16 | 70.8571 | NA | NA | 6 | 19.7143 | 34.5 | 44.3571 | 19 | 24.4286 | 34.5 | 34.5 | 28% | 28% | NA | NA | NA | NA | 4.5 | 16.0714 | 4.5 | NA | NA | NA | NA | NA | NA | NA | NA | NA | NA | 2 | NA | NA | NA | 1.06 | NA | 1 | 55 | NA | NA | 3.2 | NA | NA | 288 | 1.2325 | 257.4772 | NA | NA | NA | 7.6 | Photoacoustic Spectroscopy (PAS) | PAS | Headspace | Headspace | Gas | NA | NA | NA | NA | NA | NA | NA | NA | NA | NA | NA | NA | NA | NA | NA | NA | NA | Mainstream | PNA_Mainstream
De Clippeleir et al., 2013 | 10.1007/s00253-013-4744-x | Lab | Single Stage | Rotating Biological Contactor (RBC) | RBC | 2.1 | Biofilm (BF) | BF | Gent, Belgium | 0.208 | 0.0025 | Partial Nitrification / Anammox (PNA) | PNA | 2.2 | Domestic Wastewater | NA | 1737 | 0.0043425 | 1.737 | NA | NA | 18 | 79.7143 | NA | NA | 18 | 59.1429 | 34.5 | 44.3571 | 12 | 15.4286 | 34.5 | 34.5 | 32% | 32% | NA | NA | NA | NA | 6.2 | 19.375 | 6.2 | NA | NA | NA | NA | NA | NA | NA | NA | NA | NA | 2 | NA | NA | NA | 1.06 | NA | 1 | 55 | NA | NA | 3.3 | NA | NA | 289 | 1.2683 | 263.6567 | NA | NA | NA | 7.6 | Photoacoustic Spectroscopy (PAS) | PAS | Headspace | Headspace | Gas | NA | NA | NA | NA | NA | NA | NA | NA | NA | NA | NA | NA | NA | NA | NA | NA | NA | Mainstream | PNA_Mainstream
De Clippeleir et al., 2013 | 10.1007/s00253-013-4744-x | Lab | Single Stage | Rotating Biological Contactor (RBC) | RBC | 2.1 | Biofilm (BF) | BF | Gent, Belgium | 0.208 | 0.0025 | Partial Nitrification / Anammox (PNA) | PNA | 2.2 | Domestic Wastewater | NA | 2718 | 0.006795 | 2.718 | NA | NA | 20 | 88.5714 | NA | NA | 9 | 29.5714 | 34.5 | 44.3571 | 58 | 74.5714 | 34.5 | 34.5 | 27% | 27% | NA | NA | NA | NA | 3 | 11.1111 | 3 | NA | NA | NA | NA | NA | NA | NA | NA | NA | NA | 2 | NA | NA | NA | 1.06 | NA | 1 | 55 | NA | NA | 3.2 | NA | NA | 288 | 1.2325 | 257.4772 | NA | NA | NA | 7.8 | Photoacoustic Spectroscopy (PAS) | PAS | Headspace | Headspace | Gas | NA | NA | NA | NA | NA | NA | NA | NA | NA | NA | NA | NA | NA | NA | NA | NA | NA | Mainstream | PNA_Mainstream
Castro-Barros et al., 2015 | 10.1016/j.watres.2014.10.056 | Full | Single Stage | Expanded Granular Sludge Bed (EGSB) | EGSB | NA | Granular Sludge (GS) | GS | Olburgen, The Netherlands | 0.442 | 600 | Partial Nitrification / Anammox (PNA) | PNA | 2.2 | Reject Water | NA | 1.76 kgN/m3/d | 1056 | 1.76 | NA | NA | NA | NA | NA | NA | 17.996 kg/d | 5.8127 | 92.4% | 267.7479 | 63 | 20.3488 | NA | NA | 74.4% | 74.4% | NA | NA | NA | NA | 2.5 | 3.3602 | 2.5 | NA | NA | NA | NA | NA | NA | NA | NA | NA | NA | NA | NA | NA | NA | NA | NA | NA | NA | NA | NA | NA | NA | NA | 310 | 2.2135 | 433.8483 | 96984 | NA | NA | NA | Non-dispersive Infrared Spectroscopy (NDIR) | NDIR | Headspace | Headspace | Gas | NA | NA | NA | NA | NA | NA | NA | NA | NA | NA | NA | 4041000 | NA | NA | NA | NA | NA | Sidestream | PNA_Sidestream
Castro-Barros et al., 2015 | 10.1016/j.watres.2014.10.056 | Full | Single Stage | Expanded Granular Sludge Bed (EGSB) | EGSB | NA | Granular Sludge (GS) | GS | Olburgen, The Netherlands | 0.442 | 600 | Partial Nitrification / Anammox (PNA) | PNA | 2.2 | Reject Water | NA | 1.76 kgN/m3/d | 1056 | 1.76 | NA | NA | NA | NA | NA | NA | 15.95 | 5.1518 | 92.4% | 275.3978 | 64.8 | 20.9302 | NA | NA | 74.4% | 74.4% | NA | NA | NA | NA | 1 | 1.3441 | 1 | NA | NA | NA | NA | NA | NA | NA | NA | NA | NA | NA | NA | NA | NA | NA | NA | NA | NA | NA | NA | NA | NA | NA | 310 | 2.2135 | 433.8483 | 26112 | NA | NA | NA | Non-dispersive Infrared Spectroscopy (NDIR) | NDIR | Headspace | Headspace | Gas | NA | NA | NA | NA | NA | NA | NA | NA | NA | NA | NA | 1088000 | NA | NA | NA | NA | NA | Sidestream | PNA_Sidestream
Arora et al., 2019 | 10.1021/acs.iecr.9b04591 | Pilot | Single Stage | Sequencing Batch Reactor (SBR) | SBR | 2.5 | Flocculent Sludge (FS) | FS | Gyeongsan, Republic of Korea | 0.74 | 0.55 | Partial Nitrification / Anammox (PNA) | PNA | 2.2 | Reject Water | NA | 0.3245 | 0.3245 | 0.59 | 35.5 | 157.2143 | 15.9 | 70.4143 | 76 | 24.5478 | 23.4 | 7.5581 | 183.5 | 235.9286 | 44.5 | 57.2143 | 295 | 295 | 0.71593 | 71.59% | NA | NA | NA | NA | 4.4 g N2O kg‚àí1 N eliminated | 0.28 | 0.3911 | NA | NA | NA | NA | NA | NA | 250 | 250 | 0.055 | 0.055 | 0.84746 | NA | NA | NA | 12 | NA | 2 | 41.7827 | NA | NA | 0.8 | NA | 400 | 306 | 2.0032 | 394.5827 | NA | NA | NA | 7.8 | NA | NA | NA | NA | NA | NA | NA | NA | NA | NA | NA | NA | NA | NA | NA | 1.13 | NA | 0.68 | 0.41 | NA | NA | NA | Sidestream | PNA_Sidestream
Cao et al., 2024 | 10.1016/j.jclepro.2023.139916 | Lab | Single Stage | Sequencing Batch Reactor (SBR) | SBR | 2.5 | Flocculent Sludge (FS) | FS | Beijing, China | 0.558 | 0.005 | Partial Denitrification (PD) | PD | 0 | Synthetic Wastewater | NA | 0.0028657 | 0.0028657 | 0.57313 | 80 | 354.2857 | NA | NA | NA | NA | NA | NA | NA | NA | NA | NA | NA | NA | NA | NA | NA | NA | NA | NA | NA | NA | NA | 17.2 | 17.2 | NA | NA | NA | NA | NA | NA | NA | NA | 0 | NA | NA | NA | 3.35 | NA | 1.675 | 83.3333 | NA | NA | NA | NA | NA | 299 | 1.6707 | 334.2246 | 0 | NA | NA | NA | Clark-type Sensor (CTS) | CTS | in situ | in situ | Liquid | NA | NA | 7500 | NA | NA | NA | NA | NA | NA | NA | NA | 0 | NA | NA | NA | NA | NA | Sidestream | PD
Cao et al., 2024 | 10.1016/j.jclepro.2023.139916 | Lab | Single Stage | Sequencing Batch Reactor (SBR) | SBR | 2.5 | Flocculent Sludge (FS) | FS | Beijing, China | 0.558 | 0.005 | Partial Denitrification (PD) | PD | 0 | Synthetic Wastewater | NA | 0.0028657 | 0.0028657 | 0.57313 | 80 | 354.2857 | NA | NA | NA | NA | NA | NA | NA | NA | NA | NA | NA | NA | NA | NA | NA | NA | NA | NA | NA | NA | NA | 10.9 | 10.9 | NA | NA | NA | NA | NA | NA | NA | NA | 1 | NA | NA | NA | 3.35 | NA | 1.675 | 83.3333 | NA | NA | NA | NA | NA | 299 | 1.6707 | 334.2246 | 0 | NA | NA | NA | Clark-type Sensor (CTS) | CTS | in situ | in situ | Liquid | NA | NA | 7500 | NA | NA | NA | NA | NA | NA | NA | NA | 0 | NA | NA | NA | NA | NA | Sidestream | PD
Cao et al., 2024 | 10.1016/j.jclepro.2023.139916 | Lab | Single Stage | Sequencing Batch Reactor (SBR) | SBR | 2.5 | Flocculent Sludge (FS) | FS | Beijing, China | 0.558 | 0.005 | Partial Denitrification (PD) | PD | 0 | Synthetic Wastewater | NA | 0.0028657 | 0.0028657 | 0.57313 | 80 | 354.2857 | NA | NA | NA | NA | NA | NA | NA | NA | NA | NA | NA | NA | NA | NA | NA | NA | NA | NA | NA | NA | NA | 9.5 | 9.5 | NA | NA | NA | NA | NA | NA | NA | NA | 2 | NA | NA | NA | 3.35 | NA | 1.675 | 83.3333 | NA | NA | NA | NA | NA | 299 | 1.6707 | 334.2246 | 0 | NA | NA | NA | Clark-type Sensor (CTS) | CTS | in situ | in situ | Liquid | NA | NA | 7500 | NA | NA | NA | NA | NA | NA | NA | NA | 0 | NA | NA | NA | NA | NA | Sidestream | PD
Cao et al., 2024 | 10.1016/j.jclepro.2023.139916 | Lab | Single Stage | Sequencing Batch Reactor (SBR) | SBR | 2.5 | Flocculent Sludge (FS) | FS | Beijing, China | 0.558 | 0.005 | Partial Denitrification (PD) | PD | 0 | Synthetic Wastewater | NA | 0.0028657 | 0.0028657 | 0.57313 | 80 | 354.2857 | NA | NA | NA | NA | NA | NA | NA | NA | NA | NA | NA | NA | NA | NA | NA | NA | NA | NA | NA | NA | NA | 6 | 6 | NA | NA | NA | NA | NA | NA | NA | NA | 3 | NA | NA | NA | 3.35 | NA | 1.675 | 83.3333 | NA | NA | NA | NA | NA | 299 | 1.6707 | 334.2246 | 0 | NA | NA | NA | Clark-type Sensor (CTS) | CTS | in situ | in situ | Liquid | NA | NA | 7500 | NA | NA | NA | NA | NA | NA | NA | NA | 0 | NA | NA | NA | NA | NA | Sidestream | PD
Cao et al., 2024 | 10.1016/j.jclepro.2023.139916 | Lab | Single Stage | Sequencing Batch Reactor (SBR) | SBR | 2.5 | Flocculent Sludge (FS) | FS | Beijing, China | 0.558 | 0.005 | Partial Denitrification (PD) | PD | 0 | Synthetic Wastewater | NA | 0.0028657 | 0.0028657 | 0.57313 | 80 | 354.2857 | NA | NA | NA | NA | NA | NA | NA | NA | NA | NA | NA | NA | NA | NA | NA | NA | NA | NA | NA | NA | NA | 63.4 | 63.4 | NA | NA | NA | NA | NA | NA | NA | NA | 3 | NA | NA | NA | 3.35 | NA | 1.675 | 83.3333 | NA | NA | NA | NA | NA | 299 | 1.6707 | 334.2246 | 0 | NA | NA | NA | Clark-type Sensor (CTS) | CTS | in situ | in situ | Liquid | NA | NA | 7500 | NA | NA | NA | NA | NA | NA | NA | NA | 0 | NA | NA | NA | NA | NA | Sidestream | PD
Cao et al., 2024 | 10.1016/j.jclepro.2023.139916 | Lab | Single Stage | Sequencing Batch Reactor (SBR) | SBR | 2.5 | Flocculent Sludge (FS) | FS | Beijing, China | 0.558 | 0.005 | Partial Denitrification (PD) | PD | 0 | Synthetic Wastewater | NA | 0.0028657 | 0.0028657 | 0.57313 | 80 | 354.2857 | NA | NA | NA | NA | NA | NA | NA | NA | NA | NA | NA | NA | NA | NA | NA | NA | NA | NA | NA | NA | NA | 39.9 | 39.9 | NA | NA | NA | NA | NA | NA | NA | NA | 2 | NA | NA | NA | 3.35 | NA | 1.675 | 83.3333 | NA | NA | NA | NA | NA | 299 | 1.6707 | 334.2246 | 0 | NA | NA | 5.5 | Clark-type Sensor (CTS) | CTS | in situ | in situ | Liquid | NA | NA | 7500 | NA | NA | NA | NA | NA | NA | NA | NA | 0 | NA | NA | NA | NA | NA | Sidestream | PD
Cao et al., 2024 | 10.1016/j.jclepro.2023.139916 | Lab | Single Stage | Sequencing Batch Reactor (SBR) | SBR | 2.5 | Flocculent Sludge (FS) | FS | Beijing, China | 0.558 | 0.005 | Partial Denitrification (PD) | PD | 0 | Synthetic Wastewater | NA | 0.0028657 | 0.0028657 | 0.57313 | 80 | 354.2857 | NA | NA | NA | NA | NA | NA | NA | NA | NA | NA | NA | NA | NA | NA | NA | NA | NA | NA | NA | NA | NA | 18.9 | 18.9 | NA | NA | NA | NA | NA | NA | NA | NA | 2 | NA | NA | NA | 3.35 | NA | 1.675 | 83.3333 | NA | NA | NA | NA | NA | 299 | 1.6707 | 334.2246 | 0 | NA | NA | 6.1 | Clark-type Sensor (CTS) | CTS | in situ | in situ | Liquid | NA | NA | 7500 | NA | NA | NA | NA | NA | NA | NA | NA | 0 | NA | NA | NA | NA | NA | Sidestream | PD
Cao et al., 2024 | 10.1016/j.jclepro.2023.139916 | Lab | Single Stage | Sequencing Batch Reactor (SBR) | SBR | 2.5 | Flocculent Sludge (FS) | FS | Beijing, China | 0.558 | 0.005 | Partial Denitrification (PD) | PD | 0 | Synthetic Wastewater | NA | 0.0028657 | 0.0028657 | 0.57313 | 80 | 354.2857 | NA | NA | NA | NA | NA | NA | NA | NA | NA | NA | NA | NA | NA | NA | NA | NA | NA | NA | NA | NA | NA | 11.4 | 11.4 | NA | NA | NA | NA | NA | NA | NA | NA | 2 | NA | NA | NA | 3.35 | NA | 1.675 | 83.3333 | NA | NA | NA | NA | NA | 299 | 1.6707 | 334.2246 | 0 | NA | NA | 8.2 | Clark-type Sensor (CTS) | CTS | in situ | in situ | Liquid | NA | NA | 7500 | NA | NA | NA | NA | NA | NA | NA | NA | 0 | NA | NA | NA | NA | NA | Sidestream | PD
Cao et al., 2024 | 10.1016/j.jclepro.2023.139916 | Lab | Single Stage | Sequencing Batch Reactor (SBR) | SBR | 2.5 | Flocculent Sludge (FS) | FS | Beijing, China | 0.558 | 0.005 | Partial Denitrification (PD) | PD | 0 | Synthetic Wastewater | NA | 0.0028657 | 0.0028657 | 0.57313 | 80 | 354.2857 | NA | NA | NA | NA | NA | NA | NA | NA | NA | NA | NA | NA | NA | NA | NA | NA | NA | NA | NA | NA | NA | 12.3 | 12.3 | NA | NA | NA | NA | NA | NA | NA | NA | 2 | NA | NA | NA | 3.35 | NA | 1.675 | 83.3333 | NA | NA | NA | NA | NA | 299 | 1.6707 | 334.2246 | 0 | NA | NA | 9 | Clark-type Sensor (CTS) | CTS | in situ | in situ | Liquid | NA | NA | 7500 | NA | NA | NA | NA | NA | NA | NA | NA | 0 | NA | NA | NA | NA | NA | Sidestream | PD
Cao et al., 2024 | 10.1016/j.jclepro.2023.139916 | Lab | Single Stage | Sequencing Batch Reactor (SBR) | SBR | 2.5 | Flocculent Sludge (FS) | FS | Beijing, China | 0.558 | 0.005 | Partial Denitrification (PD) | PD | 0 | Synthetic Wastewater | NA | 0.00035821 | 0.00035821 | 0.071642 | 10 | 44.2857 | NA | NA | NA | NA | NA | NA | NA | NA | NA | NA | NA | NA | NA | NA | NA | NA | NA | NA | NA | NA | NA | 0.1 | 0.1 | NA | NA | NA | NA | NA | NA | NA | NA | 2 | NA | NA | NA | 3.35 | NA | 1.675 | 83.3333 | NA | NA | NA | NA | NA | 299 | 1.6707 | 334.2246 | 0 | NA | NA | NA | Clark-type Sensor (CTS) | CTS | in situ | in situ | Liquid | NA | NA | 7500 | NA | NA | NA | NA | NA | NA | NA | NA | 0 | NA | NA | NA | NA | NA | Sidestream | PD
Cao et al., 2024 | 10.1016/j.jclepro.2023.139916 | Lab | Single Stage | Sequencing Batch Reactor (SBR) | SBR | 2.5 | Flocculent Sludge (FS) | FS | Beijing, China | 0.558 | 0.005 | Partial Denitrification (PD) | PD | 0 | Synthetic Wastewater | NA | 0.00071642 | 0.00071642 | 0.14328 | 20 | 88.5714 | NA | NA | NA | NA | NA | NA | NA | NA | NA | NA | NA | NA | NA | NA | NA | NA | NA | NA | NA | NA | NA | 0.6 | 0.6 | NA | NA | NA | NA | NA | NA | NA | NA | 2 | NA | NA | NA | 3.35 | NA | 1.675 | 83.3333 | NA | NA | NA | NA | NA | 299 | 1.6707 | 334.2246 | 0 | NA | NA | NA | Clark-type Sensor (CTS) | CTS | in situ | in situ | Liquid | NA | NA | 7500 | NA | NA | NA | NA | NA | NA | NA | NA | 0 | NA | NA | NA | NA | NA | Sidestream | PD
Cao et al., 2024 | 10.1016/j.jclepro.2023.139916 | Lab | Single Stage | Sequencing Batch Reactor (SBR) | SBR | 2.5 | Flocculent Sludge (FS) | FS | Beijing, China | 0.558 | 0.005 | Partial Denitrification (PD) | PD | 0 | Synthetic Wastewater | NA | 0.0010746 | 0.0010746 | 0.21493 | 30 | 132.8571 | NA | NA | NA | NA | NA | NA | NA | NA | NA | NA | NA | NA | NA | NA | NA | NA | NA | NA | NA | NA | NA | 9.4 | 9.4 | NA | NA | NA | NA | NA | NA | NA | NA | 2 | NA | NA | NA | 3.35 | NA | 1.675 | 83.3333 | NA | NA | NA | NA | NA | 299 | 1.6707 | 334.2246 | 0 | NA | NA | NA | Clark-type Sensor (CTS) | CTS | in situ | in situ | Liquid | NA | NA | 7500 | NA | NA | NA | NA | NA | NA | NA | NA | 0 | NA | NA | NA | NA | NA | Sidestream | PD
Cao et al., 2024 | 10.1016/j.jclepro.2023.139916 | Lab | Single Stage | Sequencing Batch Reactor (SBR) | SBR | 2.5 | Flocculent Sludge (FS) | FS | Beijing, China | 0.558 | 0.005 | Partial Denitrification (PD) | PD | 0 | Synthetic Wastewater | NA | 0.0019701 | 0.0019701 | 0.39403 | 55 | 243.5714 | NA | NA | NA | NA | NA | NA | NA | NA | NA | NA | NA | NA | NA | NA | NA | NA | NA | NA | NA | NA | NA | 10.2 | 10.2 | NA | NA | NA | NA | NA | NA | NA | NA | 2 | NA | NA | NA | 3.35 | NA | 1.675 | 83.3333 | NA | NA | NA | NA | NA | 299 | 1.6707 | 334.2246 | 0 | NA | NA | NA | Clark-type Sensor (CTS) | CTS | in situ | in situ | Liquid | NA | NA | 7500 | NA | NA | NA | NA | NA | NA | NA | NA | 0 | NA | NA | NA | NA | NA | Sidestream | PD
Cao et al., 2024 | 10.1016/j.jclepro.2023.139916 | Lab | Single Stage | Sequencing Batch Reactor (SBR) | SBR | 2.5 | Flocculent Sludge (FS) | FS | Beijing, China | 0.558 | 0.005 | Partial Denitrification (PD) | PD | 0 | Synthetic Wastewater | NA | 0.0028657 | 0.0028657 | 0.57313 | 80 | 354.2857 | NA | NA | NA | NA | NA | NA | NA | NA | NA | NA | NA | NA | NA | NA | NA | NA | NA | NA | NA | NA | NA | 9.5 | 9.5 | NA | NA | NA | NA | NA | NA | NA | NA | 2 | NA | NA | NA | 3.35 | NA | 1.675 | 83.3333 | NA | NA | NA | NA | NA | 299 | 1.6707 | 334.2246 | 0 | NA | NA | NA | Clark-type Sensor (CTS) | CTS | in situ | in situ | Liquid | NA | NA | 7500 | NA | NA | NA | NA | NA | NA | NA | NA | 0 | NA | NA | NA | NA | NA | Sidestream | PD
Christensson et al., 2013 | 10.2166/wst.2013.156 | Full | Single Stage | Moving Bed Biofilm Reactor (MBBR) | MBBR | 2.5 | Biofilm (BF) | BF | Malm√∂, Sweden | 0.022 | 200 | Partial Nitrification / Anammox (PNA) | PNA | 2.2 | Reject Water | NA | 200 | 200 | 1 | NA | NA | NA | NA | NA | NA | NA | NA | 855 | 1099.2857 | 85.5 | 109.9286 | NA | NA | 90% | 90% | NA | NA | NA | NA | 0.55 | 0.55 | 0.495 | NA | NA | NA | NA | NA | NA | 257 | NA | NA | NA | NA | NA | NA | NA | 7.3846 | NA | NA | NA | NA | NA | 1 | NA | NA | 298.5 | 1.6486 | 330.2847 | NA | NA | NA | 7.35 | NA | NA | NA | NA | NA | NA | NA | NA | NA | NA | NA | NA | NA | NA | NA | NA | NA | 1.75 | NA | NA | NA | NA | Sidestream | PNA_Sidestream
Christensson et al., 2013 | 10.2166/wst.2013.156 | Full | Single Stage | Moving Bed Biofilm Reactor (MBBR) | MBBR | 2.5 | Biofilm (BF) | BF | VaÃàxjoÃà, Sweden | 0.022 | 350 | Partial Nitrification / Anammox (PNA) | PNA | 2.2 | Reject Water | NA | 320 | 320 | 0.91429 | NA | NA | NA | NA | NA | NA | NA | NA | 1043 | 1341 | 166.88 | 214.56 | NA | NA | 84% | 84% | NA | NA | NA | NA | 2.15 | 2.15 | 1.806 | NA | NA | NA | NA | NA | NA | NA | NA | NA | NA | NA | NA | NA | NA | 58.3333 | NA | NA | NA | NA | NA | 0.5 | NA | NA | 298.5 | 1.6486 | 330.2847 | NA | NA | NA | 7.1 | NA | NA | NA | NA | NA | NA | NA | NA | NA | NA | NA | NA | NA | NA | NA | NA | NA | NA | NA | NA | NA | NA | Sidestream | PNA_Sidestream
Christensson et al., 2013 | 10.2166/wst.2013.156 | Full | Single Stage | Moving Bed Biofilm Reactor (MBBR) | MBBR | 2.5 | Biofilm (BF) | BF | VaÃàxjoÃà, Sweden | 0.022 | 350 | Partial Nitrification / Anammox (PNA) | PNA | 2.2 | Reject Water | NA | 320 | 320 | 0.91429 | NA | NA | NA | NA | NA | NA | NA | NA | 1043 | 1341 | 166.88 | 214.56 | NA | NA | 84% | 84% | NA | NA | NA | NA | 0.06 | 0.06 | 0.0504 | NA | NA | NA | NA | NA | NA | NA | NA | NA | NA | NA | NA | NA | NA | 58.3333 | NA | NA | NA | NA | NA | 1 | NA | NA | 298.5 | 1.6486 | 330.2847 | NA | NA | NA | 7.1 | NA | NA | NA | NA | NA | NA | NA | NA | NA | NA | NA | NA | NA | NA | NA | NA | NA | NA | NA | NA | NA | NA | Sidestream | PNA_Sidestream
Conan et al., 2018 | 10.1016/j.jclepro.2018.08.258 | Lab | Aerated | Sequencing Batch Reactor (SBR) | SBR | 2.5 | Flocculent Sludge (FS) | FS | Brittany, France | 0.048 | 0.002 | Partial Nitrification (PN) | PN | 3.43 | Reject Water | NA | 0.48 | 0.00096 | 0.48 | 0 | 0 | 4 | 17.7143 | 1 | 3.2857 | 562 | 1846.5714 | 1167 | 1500.4286 | 596 | 766.2857 | 1168 | 1168 | NA | 0.51% | NA | NA | NA | NA | NA | 2.4 | 1.4 | NA | NA | NA | NA | NA | NA | NA | NA | NA | NA | NA | NA | NA | NA | 61.92 | NA | 1 | 93.75 | NA | NA | NA | NA | NA | 308 | 2.1065 | 413.75 | 2.88 | NA | NA | NA | Non-dispersive Infrared Spectroscopy (NDIR) | NDIR | Headspace | Headspace | Gas | NA | NA | NA | NA | NA | NA | NA | NA | NA | NA | NA | 120 | NA | NA | NA | NA | NA | Sidestream | PN_Sidestream
Conan et al., 2018 | 10.1016/j.jclepro.2018.08.258 | Lab | Aerated | Sequencing Batch Reactor (SBR) | SBR | 2.5 | Flocculent Sludge (FS) | FS | Brittany, France | 0.048 | 0.002 | Partial Nitrification (PN) | PN | 3.43 | Reject Water | NA | 0.9 | 0.0018 | 0.9 | 0 | 0 | 4 | 17.7143 | 0 | 0 | 542 | 1780.8571 | 1147 | 1474.7143 | 603 | 775.2857 | 1147 | 1147 | NA | 52.38% | NA | NA | NA | NA | NA | 2.1 | 1.1 | NA | NA | NA | NA | NA | NA | NA | NA | NA | NA | NA | NA | NA | NA | 31.92 | NA | 1 | 93.75 | NA | NA | NA | NA | NA | 308 | 2.1065 | 413.75 | 2.88 | NA | NA | NA | Non-dispersive Infrared Spectroscopy (NDIR) | NDIR | Headspace | Headspace | Gas | NA | NA | NA | NA | NA | NA | NA | NA | NA | NA | NA | 120 | NA | NA | NA | NA | NA | Sidestream | PN_Sidestream
Conan et al., 2018 | 10.1016/j.jclepro.2018.08.258 | Lab | Aerated | Sequencing Batch Reactor (SBR) | SBR | 2.5 | Flocculent Sludge (FS) | FS | Brittany, France | 0.048 | 0.002 | Partial Nitrification (PN) | PN | 3.43 | Reject Water | NA | 1.33 | 0.00266 | 1.33 | 1 | 4.4286 | 2 | 8.8571 | 0 | 0 | 533 | 1751.2857 | 1153 | 1482.4286 | 612 | 786.8571 | 1157.4286 | 1157.4286 | NA | 46.15% | NA | NA | NA | NA | NA | 1.3 | 0.6 | NA | NA | NA | NA | NA | NA | NA | NA | NA | NA | NA | NA | NA | NA | 20.88 | NA | 1 | 93.75 | NA | NA | NA | NA | NA | 308 | 2.1065 | 413.75 | 2.88 | NA | NA | NA | Non-dispersive Infrared Spectroscopy (NDIR) | NDIR | Headspace | Headspace | Gas | NA | NA | NA | NA | NA | NA | NA | NA | NA | NA | NA | 120 | NA | NA | NA | NA | NA | Sidestream | PN_Sidestream
Conan et al., 2018 | 10.1016/j.jclepro.2018.08.258 | Lab | Non-aerated | Sequencing Batch Reactor (SBR) | SBR | 2.5 | Flocculent Sludge (FS) | FS | Brittany, France | 0.048 | 0.002 | Anammox (AMX) | AMX | 0 | Reject Water | NA | 0.64 | 0.00128 | 0.64 | 2 | 8.8571 | 32 | 141.7143 | 275 | 903.5714 | 2 | 6.5714 | 246 | 316.2857 | 32 | 41.1429 | 529.8571 | 529.8571 | NA | 87.54% | NA | NA | NA | NA | NA | 0 | 0 | NA | NA | NA | NA | NA | NA | NA | NA | NA | NA | NA | NA | NA | NA | 19.44 | NA | 1 | 0 | NA | NA | NA | NA | NA | 308 | 2.1065 | 413.75 | 0 | NA | NA | NA | Non-dispersive Infrared Spectroscopy (NDIR) | NDIR | Headspace | Headspace | Gas | NA | NA | NA | NA | NA | NA | NA | NA | NA | NA | NA | 0 | NA | NA | NA | NA | NA | Sidestream | AMX_Sidestream
Conan et al., 2018 | 10.1016/j.jclepro.2018.08.258 | Lab | Non-aerated | Sequencing Batch Reactor (SBR) | SBR | 2.5 | Flocculent Sludge (FS) | FS | Brittany, France | 0.048 | 0.002 | Anammox (AMX) | AMX | 0 | Reject Water | NA | 0.76 | 0.00152 | 0.76 | 2 | 8.8571 | 56 | 248 | 476 | 1564 | 50 | 164.2857 | 458 | 588.8571 | 88 | 113.1429 | 942.8571 | 942.8571 | NA | 78.57% | NA | NA | NA | NA | NA | 1.4 | 1.1 | NA | NA | NA | NA | NA | NA | NA | NA | NA | NA | NA | NA | NA | NA | 30.96 | NA | 1 | 0 | NA | NA | NA | NA | NA | 308 | 2.1065 | 413.75 | 0 | NA | NA | NA | Non-dispersive Infrared Spectroscopy (NDIR) | NDIR | Headspace | Headspace | Gas | NA | NA | NA | NA | NA | NA | NA | NA | NA | NA | NA | 0 | NA | NA | NA | NA | NA | Sidestream | AMX_Sidestream
Conan et al., 2018 | 10.1016/j.jclepro.2018.08.258 | Lab | Non-aerated | Sequencing Batch Reactor (SBR) | SBR | 2.5 | Flocculent Sludge (FS) | FS | Brittany, France | 0.048 | 0.002 | Anammox (AMX) | AMX | 0 | Reject Water | NA | 0.51 | 0.00102 | 0.51 | 2 | 8.8571 | 35 | 155 | 246 | 808.2857 | 3 | 9.8571 | 243 | 312.4286 | 45 | 57.8571 | 497.8571 | 497.8571 | NA | 80% | NA | NA | NA | NA | NA | 0.5 | 0.4 | NA | NA | NA | NA | NA | NA | NA | NA | NA | NA | NA | NA | NA | NA | 23.52 | NA | 1 | 0 | NA | NA | NA | NA | NA | 308 | 2.1065 | 413.75 | 0 | NA | NA | NA | Non-dispersive Infrared Spectroscopy (NDIR) | NDIR | Headspace | Headspace | Gas | NA | NA | NA | NA | NA | NA | NA | NA | NA | NA | NA | 0 | NA | NA | NA | NA | NA | Sidestream | AMX_Sidestream
Conan et al., 2018 | 10.1016/j.jclepro.2018.08.258 | Lab | Non-aerated | Sequencing Batch Reactor (SBR) | SBR | 2.5 | Flocculent Sludge (FS) | FS | Brittany, France | 0.048 | 0.002 | Anammox (AMX) | AMX | 0 | Reject Water | NA | 0.61 | 0.00122 | 0.61 | 2 | 8.8571 | 31 | 137.2857 | 296 | 972.5714 | 22 | 72.2857 | 317 | 407.5714 | 116 | 149.1429 | 621.8571 | 621.8571 | NA | 69.39% | NA | NA | NA | NA | NA | 4.9 | 3.4 | NA | NA | NA | NA | NA | NA | NA | NA | NA | NA | NA | NA | NA | NA | 24.72 | NA | 1 | 0 | NA | NA | NA | NA | NA | 308 | 2.1065 | 413.75 | 0 | NA | NA | NA | Non-dispersive Infrared Spectroscopy (NDIR) | NDIR | Headspace | Headspace | Gas | NA | NA | NA | NA | NA | NA | NA | NA | NA | NA | NA | 0 | NA | NA | NA | NA | NA | Sidestream | AMX_Sidestream
Conan et al., 2018 | 10.1016/j.jclepro.2018.08.258 | Lab | Single Stage | Sequencing Batch Reactor (SBR) | SBR | 2.5 | Flocculent Sludge (FS) | FS | Brittany, France | 0.048 | 0.002 | Partial Nitrification / Anammox (PNA) | PNA | 2.2 | Reject Water | NA | 0.33 | 0.00066 | 0.33 | 1 | 4.4286 | 26 | 115.1429 | 1 | 3.2857 | 17 | 55.8571 | 459 | 590.1429 | 47 | 60.4286 | 464.4286 | 464.4286 | NA | 80% | NA | NA | NA | NA | NA | 0.5 | 0.4 | NA | NA | NA | NA | NA | NA | NA | NA | NA | NA | NA | NA | NA | NA | 35.28 | NA | 1 | 35 | NA | NA | NA | NA | NA | 308 | 2.1065 | 413.75 | 0.576 | NA | NA | NA | Non-dispersive Infrared Spectroscopy (NDIR) | NDIR | Headspace | Headspace | Gas | NA | NA | NA | NA | NA | NA | NA | NA | NA | NA | NA | 24 | NA | NA | NA | NA | NA | Sidestream | PNA_Sidestream
Conan et al., 2018 | 10.1016/j.jclepro.2018.08.258 | Lab | Single Stage | Sequencing Batch Reactor (SBR) | SBR | 2.5 | Flocculent Sludge (FS) | FS | Brittany, France | 0.048 | 0.002 | Partial Nitrification / Anammox (PNA) | PNA | 2.2 | Reject Water | NA | 0.67 | 0.00134 | 0.67 | 2 | 8.8571 | 60 | 265.7143 | 1 | 3.2857 | 23 | 75.5714 | 911 | 1171.2857 | 142 | 182.5714 | 920.8571 | 920.8571 | NA | 66.67% | NA | NA | NA | NA | NA | 1.2 | 0.8 | NA | NA | NA | NA | NA | NA | NA | NA | NA | NA | NA | NA | NA | NA | 32.88 | NA | 1 | 46.2 | NA | NA | NA | NA | NA | 308 | 2.1065 | 413.75 | 0.576 | NA | NA | NA | Non-dispersive Infrared Spectroscopy (NDIR) | NDIR | Headspace | Headspace | Gas | NA | NA | NA | NA | NA | NA | NA | NA | NA | NA | NA | 24 | NA | NA | NA | NA | NA | Sidestream | PNA_Sidestream
Conan et al., 2018 | 10.1016/j.jclepro.2018.08.258 | Lab | Single Stage | Sequencing Batch Reactor (SBR) | SBR | 2.5 | Flocculent Sludge (FS) | FS | Brittany, France | 0.048 | 0.002 | Partial Nitrification / Anammox (PNA) | PNA | 2.2 | Reject Water | NA | 0.42 | 0.00084 | 0.42 | 2 | 8.8571 | 25 | 110.7143 | 1 | 3.2857 | 18 | 59.1429 | 442 | 568.2857 | 118 | 151.7143 | 451.8571 | 451.8571 | NA | 66.67% | NA | NA | NA | NA | NA | 1.8 | 1.2 | NA | NA | NA | NA | NA | NA | NA | NA | NA | NA | NA | NA | NA | NA | 25.92 | NA | 1 | 43.1 | NA | NA | NA | NA | NA | 308 | 2.1065 | 413.75 | 0.576 | NA | NA | NA | Non-dispersive Infrared Spectroscopy (NDIR) | NDIR | Headspace | Headspace | Gas | NA | NA | NA | NA | NA | NA | NA | NA | NA | NA | NA | 24 | NA | NA | NA | NA | NA | Sidestream | PNA_Sidestream
Conan et al., 2018 | 10.1016/j.jclepro.2018.08.258 | Lab | Single Stage | Sequencing Batch Reactor (SBR) | SBR | 2.5 | Flocculent Sludge (FS) | FS | Brittany, France | 0.048 | 0.002 | Partial Nitrification / Anammox (PNA) | PNA | 2.2 | Reject Water | NA | 0.34 | 0.00068 | 0.34 | 2 | 8.8571 | 21 | 93 | 3 | 9.8571 | 26 | 85.4286 | 461 | 592.7143 | 86 | 110.5714 | 472.8571 | 472.8571 | NA | 73.02% | NA | NA | NA | NA | NA | 6.3 | 4.6 | NA | NA | NA | NA | NA | NA | NA | NA | NA | NA | NA | NA | NA | NA | 37.2 | NA | 1 | 33.8 | NA | NA | NA | NA | NA | 308 | 2.1065 | 413.75 | 0.576 | NA | NA | NA | Non-dispersive Infrared Spectroscopy (NDIR) | NDIR | Headspace | Headspace | Gas | NA | NA | NA | NA | NA | NA | NA | NA | NA | NA | NA | 24 | NA | NA | NA | NA | NA | Sidestream | PNA_Sidestream
Graaff et al., 2010 | 10.1016/j.watres.2009.12.039 | Lab | Single Stage | Completely Stirred Tank Reactor (CSTR) | CSTR | 2.5 | Flocculent Sludge (FS) | FS | Leeuwarden, The Netherlands | 0.442 | 0.0032 | Partial Nitrification (PN) | PN | 3.43 | Black Water | NA | 0.52 | 0.001664 | 0.52 | 0 | 0 | 0 | 0 | 0 | 0 | 0.5 | 1.6429 | 0.75 | 0.96429 | 0.25 | 0.32143 | 0.75 | 0.75 | 0.66667 | 66.67% | NA | NA | NA | NA | 1.9 | 2.85 | 1.9 | NA | NA | NA | NA | NA | NA | NA | NA | NA | NA | NA | NA | NA | NA | 40.8 | 408 | 1 | 100 | NA | NA | 4.1 | NA | NA | 323 | 3.0065 | 590.5237 | 1.872 | NA | NA | 6.8 | Gas Chromatography (GC) | GC | Grab Gas Sample (GGS) | GGS | Gas | NA | NA | NA | NA | NA | NA | NA | NA | NA | NA | NA | 18 | NA | NA | NA | NA | NA | Sidestream | PN_Sidestream
Ganesa et al., 2019 | 10.1016/j.chemosphere.2019.02.104 | Lab | Single Stage | Sequencing Batch Reactor (SBR) | SBR | 2.5 | Flocculent Sludge (FS) | FS | Penang, Malaysia | 0.753 | 0.002 | Anammox (AMX) | AMX | 0 | Synthetic Wastewater | NA | 0.000206 | 0.000206 | 0.103 | 0 | 0 | NA | NA | 53 | 174.1429 | 79.3478 | 35.9643 | 50 | 64.2857 | 80.0752 | 12.8088 | 103 | 103 | 0.78689 | 78.69% | NA | 0.16603774 mg/L/h | NA | NA | 3.868 | 4.9155 | 3.868 | NA | NA | NA | NA | NA | NA | NA | NA | NA | NA | NA | NA | NA | NA | 96 | NA | 4 | 0 | NA | NA | NA | NA | NA | 308 | 2.1065 | 413.75 | NA | NA | NA | NA | Fourier Transform Infrared Gas Analyzer (FTIR) | FTIR | Headspace | Headspace | Gas | NA | NA | NA | NA | NA | NA | NA | NA | NA | NA | NA | NA | NA | NA | NA | NA | NA | Sidestream | AMX_Sidestream
Ganesa et al., 2019 | 10.1016/j.chemosphere.2019.02.104 | Lab | Single Stage | Sequencing Batch Reactor (SBR) | SBR | 2.5 | Flocculent Sludge (FS) | FS | Penang, Malaysia | 0.753 | 0.002 | Anammox (AMX) | AMX | 0 | Synthetic Wastewater | 5 mg/L hydrazine | 0.000206 | 0.000206 | 0.103 | 0 | 0 | NA | NA | 53 | 174.1429 | 85.1449 | 25.869 | 50 | 64.2857 | 85.7143 | 9.1837 | 103 | 103 | 0.84693 | 84.69% | NA | 0.064151 | NA | NA | 1.4948 | 1.7649 | 1.4948 | NA | NA | NA | NA | NA | NA | NA | NA | NA | NA | NA | NA | NA | NA | 96 | NA | 4 | 0 | NA | NA | NA | NA | NA | 308 | 2.1065 | 413.75 | NA | NA | NA | NA | Fourier Transform Infrared Gas Analyzer (FTIR) | FTIR | Headspace | Headspace | Gas | NA | NA | NA | NA | NA | NA | NA | NA | NA | NA | NA | NA | NA | NA | NA | NA | NA | Sidestream | AMX_Sidestream
Ganesa et al., 2019 | 10.1016/j.chemosphere.2019.02.104 | Lab | Single Stage | Sequencing Batch Reactor (SBR) | SBR | 2.5 | Flocculent Sludge (FS) | FS | Penang, Malaysia | 0.753 | 0.002 | Anammox (AMX) | AMX | 0 | Synthetic Wastewater | 10 mg/L hydrazine | 0.000206 | 0.000206 | 0.103 | 0 | 0 | NA | NA | 53 | 174.1429 | 86.5942 | 23.3452 | 50 | 64.2857 | 87.9699 | 7.7336 | 103 | 103 | 0.86605 | 86.61% | NA | 0.037736 | NA | NA | 0.87928 | 1.0153 | 0.87928 | NA | NA | NA | NA | NA | NA | NA | NA | NA | NA | NA | NA | NA | NA | 96 | NA | 4 | 0 | NA | NA | NA | NA | NA | 308 | 2.1065 | 413.75 | NA | NA | NA | NA | Fourier Transform Infrared Gas Analyzer (FTIR) | FTIR | Headspace | Headspace | Gas | NA | NA | NA | NA | NA | NA | NA | NA | NA | NA | NA | NA | NA | NA | NA | NA | NA | Sidestream | AMX_Sidestream
Ganesa et al., 2019 | 10.1016/j.chemosphere.2019.02.104 | Lab | Single Stage | Sequencing Batch Reactor (SBR) | SBR | 2.5 | Flocculent Sludge (FS) | FS | Penang, Malaysia | 0.753 | 0.002 | Anammox (AMX) | AMX | 0 | Synthetic Wastewater | 15 mg/L hydrazine | 0.000206 | 0.000206 | 0.103 | 0 | 0 | NA | NA | 53 | 174.1429 | 85.5072 | 25.2381 | 50 | 64.2857 | 86.8421 | 8.4586 | 103 | 103 | 0.85445 | 85.45% | NA | 0.075472 | NA | NA | 1.7586 | 2.0581 | 1.7586 | NA | NA | NA | NA | NA | NA | NA | NA | NA | NA | NA | NA | NA | NA | 96 | NA | 4 | 0 | NA | NA | NA | NA | NA | 308 | 2.1065 | 413.75 | NA | NA | NA | NA | Fourier Transform Infrared Gas Analyzer (FTIR) | FTIR | Headspace | Headspace | Gas | NA | NA | NA | NA | NA | NA | NA | NA | NA | NA | NA | NA | NA | NA | NA | NA | NA | Sidestream | AMX_Sidestream
Ganesa et al., 2019 | 10.1016/j.chemosphere.2019.02.104 | Lab | Single Stage | Sequencing Batch Reactor (SBR) | SBR | 2.5 | Flocculent Sludge (FS) | FS | Penang, Malaysia | 0.753 | 0.002 | Anammox (AMX) | AMX | 0 | Synthetic Wastewater | 20 mg/L hydrazine | 0.000206 | 0.000206 | 0.103 | 0 | 0 | NA | NA | 53 | 174.1429 | 84.7826 | 26.5 | 50 | 64.2857 | 84.9624 | 9.667 | 103 | 103 | 0.84124 | 84.12% | NA | 0.12642 | NA | NA | 2.9456 | 3.5015 | 2.9456 | NA | NA | NA | NA | NA | NA | NA | NA | NA | NA | NA | NA | NA | NA | 96 | NA | 4 | 0 | NA | NA | NA | NA | NA | 308 | 2.1065 | 413.75 | NA | NA | NA | NA | Fourier Transform Infrared Gas Analyzer (FTIR) | FTIR | Headspace | Headspace | Gas | NA | NA | NA | NA | NA | NA | NA | NA | NA | NA | NA | NA | NA | NA | NA | NA | NA | Sidestream | AMX_Sidestream
Fang et al., 2020 | 10.1016/j.jenvman.2020.110586 | Lab | Single Stage | Expanded Granular Sludge Bed (EGSB) | EGSB | NA | Granular Sludge (GS) | GS | Chongqing, China | 0.4743 | 0.005 | Partial Nitrification / Anammox (PNA) | PNA | 2.2 | Synthetic Wastewater | NA | 746 mgN/L/d | 0.00373 | 0.746 | NA | NA | NA | NA | NA | NA | NA | NA | 127.8857 | 127.8857 | 93.8406 | 7.877 | 99.4667 | 99.4667 | 77.5362 | 77.54% | NA | NA | NA | NA | 5.9007 | 7.6102 | 5.9007 | NA | NA | NA | NA | NA | NA | NA | NA | NA | NA | NA | NA | NA | NA | 3.2 | NA | NA | NA | NA | NA | 0.315 | NA | NA | 302 | 1.8078 | 358.8709 | NA | NA | NA | 8 | Non-dispersive Infrared Spectroscopy (NDIR) | NDIR | Headspace | Headspace | Gas | NA | NA | NA | NA | NA | NA | NA | NA | NA | NA | NA | NA | NA | NA | NA | NA | NA | Sidestream | PNA_Sidestream
Fang et al., 2020 | 10.1016/j.jenvman.2020.110586 | Lab | Single Stage | Expanded Granular Sludge Bed (EGSB) | EGSB | NA | Granular Sludge (GS) | GS | Chongqing, China | 0.4743 | 0.005 | Partial Nitrification / Anammox (PNA) | PNA | 2.2 | Synthetic Wastewater | NA | 1869 | 0.009345 | 1.869 | NA | NA | NA | NA | NA | NA | NA | NA | 130.1625 | 130.1625 | 93.1159 | 8.9605 | 101.2375 | 101.2375 | 75.7246 | 75.72% | NA | NA | NA | NA | 7.0927 | 9.3665 | 7.0927 | NA | NA | NA | NA | NA | NA | NA | NA | NA | NA | NA | NA | NA | NA | 1.3 | NA | NA | NA | NA | NA | 0.41 | NA | NA | 302 | 1.8078 | 358.8709 | NA | NA | NA | 8 | Non-dispersive Infrared Spectroscopy (NDIR) | NDIR | Headspace | Headspace | Gas | NA | NA | NA | NA | NA | NA | NA | NA | NA | NA | NA | NA | NA | NA | NA | NA | NA | Sidestream | PNA_Sidestream
Fang et al., 2020 | 10.1016/j.jenvman.2020.110586 | Lab | Single Stage | Expanded Granular Sludge Bed (EGSB) | EGSB | NA | Granular Sludge (GS) | GS | Chongqing, China | 0.4743 | 0.005 | Partial Nitrification / Anammox (PNA) | PNA | 2.2 | Synthetic Wastewater | NA | 2238 | 0.01119 | 2.238 | NA | NA | NA | NA | NA | NA | NA | NA | 131.8821 | 131.8821 | 93.4783 | 8.601 | 102.575 | 102.575 | 75.3623 | 75.36% | NA | NA | NA | NA | 7.8079 | 10.3605 | 7.8079 | NA | NA | NA | NA | NA | NA | NA | NA | NA | NA | NA | NA | NA | NA | 1.1 | NA | NA | NA | NA | NA | 0.51 | NA | NA | 302 | 1.8078 | 358.8709 | NA | NA | NA | 8 | Non-dispersive Infrared Spectroscopy (NDIR) | NDIR | Headspace | Headspace | Gas | NA | NA | NA | NA | NA | NA | NA | NA | NA | NA | NA | NA | NA | NA | NA | NA | NA | Sidestream | PNA_Sidestream
Fang et al., 2020 | 10.1016/j.jenvman.2020.110586 | Lab | Single Stage | Expanded Granular Sludge Bed (EGSB) | EGSB | NA | Granular Sludge (GS) | GS | Chongqing, China | 0.4743 | 0.005 | Partial Nitrification / Anammox (PNA) | PNA | 2.2 | Synthetic Wastewater | NA | 2988 | 0.01494 | 2.988 | NA | NA | NA | NA | NA | NA | NA | NA | 128.0571 | 128.0571 | 94.5652 | 6.9596 | 99.6 | 99.6 | 74.6377 | 74.64% | NA | NA | NA | NA | 8.6424 | 11.5791 | 8.6424 | NA | NA | NA | NA | NA | NA | NA | NA | NA | NA | NA | NA | NA | NA | 0.8 | NA | NA | NA | NA | NA | 0.54 | NA | NA | 302 | 1.8078 | 358.8709 | NA | NA | NA | 8 | Non-dispersive Infrared Spectroscopy (NDIR) | NDIR | Headspace | Headspace | Gas | NA | NA | NA | NA | NA | NA | NA | NA | NA | NA | NA | NA | NA | NA | NA | NA | NA | Sidestream | PNA_Sidestream
Jia et al., 2018b | 10.1039/c8ew00125a | Lab | Single Stage | Expanded Granular Sludge Bed (EGSB) | EGSB | NA | Granular Sludge (GS) | GS | Gent, Belgium | 0.15 | 0.065 | Anammox (AMX) | AMX | 0 | Synthetic Wastewater | NA | 0.37 | 0.02405 | 0.37 | 0 | 0 | NA | NA | 400 | 1314.2857 | 98.2% | 23.6571 | 350 | 450 | 91.4% | 38.7 | 750 | 750 | 86.1% | 86.1% | NA | NA | NA | NA | 0.13 | 0.15099 | 0.13 | NA | NA | NA | NA | NA | NA | 0 | NA | NA | NA | 0 | NA | NA | NA | 24 | NA | 1 | 0 | NA | NA | 0.05 | NA | NA | 303 | 1.8553 | 367.4838 | 0 | NA | NA | 7.2 | Non-dispersive Infrared Spectroscopy (NDIR) | NDIR | Headspace | Headspace | Gas | NA | NA | NA | 3360 | NA | NA | NA | NA | NA | NA | NA | 0 | NA | NA | NA | NA | NA | Sidestream | AMX_Sidestream
Jia et al., 2018b | 10.1039/c8ew00125a | Lab | Single Stage | Expanded Granular Sludge Bed (EGSB) | EGSB | NA | Granular Sludge (GS) | GS | Gent, Belgium | 0.15 | 0.065 | Anammox (AMX) | AMX | 0 | Synthetic Wastewater | NA | 0.4 | 0.026 | 0.4 | 0 | 0 | NA | NA | 200 | 657.1429 | 0.986 | 3.2397 | 200 | 257.1429 | 80.9% | 49.1143 | 400 | 400 | 81.53% | 81.53% | NA | NA | NA | NA | 0.17 | 0.20851 | 0.17 | NA | NA | NA | NA | NA | NA | 8 | NA | NA | NA | 0.02 | NA | NA | NA | 48 | NA | 1 | 0 | NA | NA | 0.05 | NA | NA | 303 | 1.8553 | 367.4838 | 0 | NA | NA | 7.2 | Non-dispersive Infrared Spectroscopy (NDIR) | NDIR | Headspace | Headspace | Gas | NA | NA | NA | 3360 | NA | NA | NA | NA | NA | NA | NA | 0 | NA | NA | NA | NA | NA | Sidestream | AMX_Sidestream
Jia et al., 2018b | 10.1039/c8ew00125a | Lab | Single Stage | Expanded Granular Sludge Bed (EGSB) | EGSB | NA | Granular Sludge (GS) | GS | Gent, Belgium | 0.15 | 0.065 | Anammox (AMX) | AMX | 0 | Synthetic Wastewater | NA | 0.4 | 0.026 | 0.4 | 0 | 0 | NA | NA | 200 | 657.1429 | 2.528 | 8.3063 | 200 | 257.1429 | 81.6% | 47.3143 | 400 | 400 | 82.4% | 82.4% | NA | NA | NA | NA | 0.46 | 0.55825 | 0.46 | NA | NA | NA | NA | NA | NA | 40 | NA | NA | NA | 0.1 | NA | NA | NA | 24 | NA | 1 | 0 | NA | NA | 0.05 | NA | NA | 303 | 1.8553 | 367.4838 | 0 | NA | NA | 7.2 | Non-dispersive Infrared Spectroscopy (NDIR) | NDIR | Headspace | Headspace | Gas | NA | NA | NA | 3360 | NA | NA | NA | NA | NA | NA | NA | 0 | NA | NA | NA | NA | NA | Sidestream | AMX_Sidestream
Jin et al., 2016 | 10.1186/s40064-016-2392-1 | Lab | Single Stage | Expanded Granular Sludge Bed (EGSB) | EGSB | NA | Granular Sludge (GS) | GS | Guilin, China | 0.5154 | 0.01 | Anammox (AMX) | AMX | 0 | Synthetic Wastewater | NA | 0.0019625 | 0.0019625 | 0.19625 | 7.9984 | 35.4215 | NA | NA | 28.973 | 95.1969 | NA | NA | 28.4456 | 36.5729 | NA | NA | NA | 65.417 | 81% | 81% | NA | NA | NA | NA | NA | 0.55327 | 0.44815 | NA | NA | NA | NA | NA | NA | NA | NA | NA | NA | NA | NA | NA | NA | 8 | NA | 1 | 0 | NA | NA | 0.5 | NA | NA | NA | NA | NA | 0 | NA | NA | NA | Gas Chromatography (GC) | GC | Grab Gas Sample (GGS) | GGS | Gas | NA | NA | 4000 | NA | NA | NA | NA | NA | NA | NA | NA | 0 | NA | NA | NA | NA | NA | Mainstream | AMX_Mainstream
Jin et al., 2016 | 10.1186/s40064-016-2392-1 | Lab | Single Stage | Expanded Granular Sludge Bed (EGSB) | EGSB | NA | Granular Sludge (GS) | GS | Guilin, China | 0.5154 | 0.01 | Anammox (AMX) | AMX | 0 | Synthetic Wastewater | NA | 0.0019536 | 0.0019536 | 0.19536 | 6.6377 | 29.3953 | NA | NA | 29.4929 | 96.9054 | NA | NA | 28.9896 | 37.2724 | NA | NA | NA | 65.1202 | 81% | 81% | NA | NA | NA | NA | NA | 0.59813 | 0.48449 | NA | NA | NA | NA | NA | NA | NA | NA | NA | NA | NA | NA | NA | NA | 8 | NA | 1 | 0 | NA | NA | 0.5 | NA | NA | NA | NA | NA | 0 | NA | NA | NA | Gas Chromatography (GC) | GC | Grab Gas Sample (GGS) | GGS | Gas | NA | NA | 4000 | NA | NA | NA | NA | NA | NA | NA | NA | 0 | NA | NA | NA | NA | NA | Mainstream | AMX_Mainstream
Jin et al., 2016 | 10.1186/s40064-016-2392-1 | Lab | Single Stage | Expanded Granular Sludge Bed (EGSB) | EGSB | NA | Granular Sludge (GS) | GS | Guilin, China | 0.5154 | 0.01 | Anammox (AMX) | AMX | 0 | Synthetic Wastewater | NA | 0.0019079 | 0.0019079 | 0.19079 | 6.3159 | 27.9703 | NA | NA | 29.5595 | 97.1242 | NA | NA | 27.7202 | 35.6403 | NA | NA | NA | 63.5956 | 81% | 81% | NA | NA | NA | NA | NA | 0.64299 | 0.52082 | NA | NA | NA | NA | NA | NA | NA | NA | NA | NA | NA | NA | NA | NA | 8 | NA | 1 | 0 | NA | NA | 0.5 | NA | NA | NA | NA | NA | 0 | NA | NA | NA | Gas Chromatography (GC) | GC | Grab Gas Sample (GGS) | GGS | Gas | NA | NA | 4000 | NA | NA | NA | NA | NA | NA | NA | NA | 0 | NA | NA | NA | NA | NA | Mainstream | AMX_Mainstream
Jin et al., 2016 | 10.1186/s40064-016-2392-1 | Lab | Single Stage | Expanded Granular Sludge Bed (EGSB) | EGSB | NA | Granular Sludge (GS) | GS | Guilin, China | 0.5154 | 0.01 | Anammox (AMX) | AMX | 0 | Synthetic Wastewater | NA | 0.0026365 | 0.0026365 | 0.26365 | 7.677 | 33.9979 | NA | NA | 43.8736 | 144.1561 | NA | NA | 36.3342 | 46.7154 | NA | NA | NA | 87.8848 | 81% | 81% | NA | NA | NA | NA | NA | 0.65047 | 0.52688 | NA | NA | NA | NA | NA | NA | NA | NA | NA | NA | NA | NA | NA | NA | 8 | NA | 1 | 0 | NA | NA | 0.5 | NA | NA | NA | NA | NA | 0 | NA | NA | NA | Gas Chromatography (GC) | GC | Grab Gas Sample (GGS) | GGS | Gas | NA | NA | 4000 | NA | NA | NA | NA | NA | NA | NA | NA | 0 | NA | NA | NA | NA | NA | Mainstream | AMX_Mainstream
Jin et al., 2016 | 10.1186/s40064-016-2392-1 | Lab | Single Stage | Expanded Granular Sludge Bed (EGSB) | EGSB | NA | Granular Sludge (GS) | GS | Guilin, China | 0.5154 | 0.01 | Anammox (AMX) | AMX | 0 | Synthetic Wastewater | NA | 0.0027097 | 0.0027097 | 0.27097 | 8.2487 | 36.5298 | NA | NA | 44.199 | 145.2252 | NA | NA | 37.8756 | 48.6973 | NA | NA | NA | 90.3233 | 81% | 81% | NA | NA | NA | NA | NA | 0.69533 | 0.56321 | NA | NA | NA | NA | NA | NA | NA | NA | NA | NA | NA | NA | NA | NA | 8 | NA | 1 | 0 | NA | NA | 0.5 | NA | NA | NA | NA | NA | 0 | NA | NA | NA | Gas Chromatography (GC) | GC | Grab Gas Sample (GGS) | GGS | Gas | NA | NA | 4000 | NA | NA | NA | NA | NA | NA | NA | NA | 0 | NA | NA | NA | NA | NA | Mainstream | AMX_Mainstream
Jin et al., 2016 | 10.1186/s40064-016-2392-1 | Lab | Single Stage | Expanded Granular Sludge Bed (EGSB) | EGSB | NA | Granular Sludge (GS) | GS | Guilin, China | 0.5154 | 0.01 | Anammox (AMX) | AMX | 0 | Synthetic Wastewater | NA | 0.0028134 | 0.0028134 | 0.28134 | 9.5683 | 42.3741 | NA | NA | 45.4307 | 149.2724 | NA | NA | 38.7824 | 49.8631 | NA | NA | NA | 93.7815 | 81% | 81% | NA | NA | NA | NA | NA | 0.72523 | 0.58744 | NA | NA | NA | NA | NA | NA | NA | NA | NA | NA | NA | NA | NA | NA | 8 | NA | 1 | 0 | NA | NA | 0.5 | NA | NA | NA | NA | NA | 0 | NA | NA | NA | Gas Chromatography (GC) | GC | Grab Gas Sample (GGS) | GGS | Gas | NA | NA | 4000 | NA | NA | NA | NA | NA | NA | NA | NA | 0 | NA | NA | NA | NA | NA | Mainstream | AMX_Mainstream
Jin et al., 2016 | 10.1186/s40064-016-2392-1 | Lab | Single Stage | Expanded Granular Sludge Bed (EGSB) | EGSB | NA | Granular Sludge (GS) | GS | Guilin, China | 0.5154 | 0.01 | Anammox (AMX) | AMX | 0 | Synthetic Wastewater | NA | 0.0028476 | 0.0028476 | 0.28476 | 8.7177 | 38.607 | NA | NA | 43.8852 | 144.1941 | NA | NA | 42.3187 | 54.4097 | NA | NA | NA | 94.9215 | 81% | 81% | NA | NA | NA | NA | NA | 0.9271 | 0.75095 | NA | NA | NA | NA | NA | NA | NA | NA | NA | NA | NA | NA | NA | NA | 8 | NA | 1 | 0 | NA | NA | 0.5 | NA | NA | NA | NA | NA | 0 | NA | NA | NA | Gas Chromatography (GC) | GC | Grab Gas Sample (GGS) | GGS | Gas | NA | NA | 4000 | NA | NA | NA | NA | NA | NA | NA | NA | 0 | NA | NA | NA | NA | NA | Mainstream | AMX_Mainstream
Jin et al., 2016 | 10.1186/s40064-016-2392-1 | Lab | Single Stage | Expanded Granular Sludge Bed (EGSB) | EGSB | NA | Granular Sludge (GS) | GS | Guilin, China | 0.5154 | 0.01 | Anammox (AMX) | AMX | 0 | Synthetic Wastewater | NA | 0.0031657 | 0.0031657 | 0.31657 | 7.7443 | 34.2964 | NA | NA | 40.8609 | 134.2572 | NA | NA | 56.9171 | 73.1791 | NA | NA | NA | 105.5223 | 81% | 81% | NA | NA | NA | NA | NA | 1.428 | 1.1567 | NA | NA | NA | NA | NA | NA | NA | NA | NA | NA | NA | NA | NA | NA | 8 | NA | 1 | 0 | NA | NA | 0.5 | NA | NA | NA | NA | NA | 0 | NA | NA | NA | Gas Chromatography (GC) | GC | Grab Gas Sample (GGS) | GGS | Gas | NA | NA | 4000 | NA | NA | NA | NA | NA | NA | NA | NA | 0 | NA | NA | NA | NA | NA | Mainstream | AMX_Mainstream
Juan-D√≠az et al., 2022 | 10.1016/j.cej.2021.134087 | Lab | Single Stage | Upflow Anaerobic Sludge Blanket (UASB) | UASB | NA | Granular Sludge (GS) | GS | Catalonia, NE Spain | 0.14 | 0.012 | Simultaneous partial Nitrification, ANAMMOX and Denitrification (SNAD) | SNAD | 2.2 | Domestic Wastewater | NA | 0.17 g/L/d | 0.00204 | 0.17 | NA | NA | 3 | 13.2857 | NA | NA | 1 | 3.2857 | NA | NA | 2 | 2.5714 | 5 | 5 | 92% | 92% | NA | 0.0072308 | NA | NA | 0.0046078 | 0.0050085 | 0.0046078 | NA | NA | NA | NA | NA | NA | 40 | 40 | NA | NA | 8 | NA | NA | NA | 1 | NA | NA | NA | NA | NA | NA | NA | NA | 293 | 1.4195 | 289.8936 | 0.013 | NA | NA | NA | Clark-type Sensor (CTS) | CTS | Headspace | Headspace | Gas | NA | NA | NA | NA | NA | NA | NA | NA | NA | NA | NA | 0.54167 | NA | NA | Acetate | NA | NA | Mainstream | SNAD
Juan-D√≠az et al., 2022 | 10.1016/j.cej.2021.134087 | Lab | Single Stage | Upflow Anaerobic Sludge Blanket (UASB) | UASB | NA | Granular Sludge (GS) | GS | Catalonia, NE Spain | 0.14 | 0.012 | Simultaneous partial Nitrification, ANAMMOX and Denitrification (SNAD) | SNAD | 2.2 | Domestic Wastewater | NA | 0.15 | 0.0018 | 0.15 | NA | NA | 7 | 31 | NA | NA | 3 | 9.8571 | NA | NA | 4 | 5.1429 | 13 | 13 | 79% | 79% | NA | 0.0045538 | NA | NA | 0.0032889 | 0.0041632 | 0.0032889 | NA | NA | NA | NA | NA | NA | 40 | 40 | NA | NA | 3.0769 | NA | NA | NA | 1 | NA | NA | NA | NA | NA | NA | NA | NA | 293 | 1.4195 | 289.8936 | 0.013 | NA | NA | NA | Clark-type Sensor (CTS) | CTS | Headspace | Headspace | Gas | NA | NA | NA | NA | NA | NA | NA | NA | NA | NA | NA | 0.54167 | NA | NA | NA | NA | NA | Mainstream | SNAD
Juan-D√≠az et al., 2022 | 10.1016/j.cej.2021.134087 | Lab | Single Stage | Upflow Anaerobic Sludge Blanket (UASB) | UASB | NA | Granular Sludge (GS) | GS | Catalonia, NE Spain | 0.14 | 0.012 | Simultaneous partial Nitrification, ANAMMOX and Denitrification (SNAD) | SNAD | 2.2 | Domestic Wastewater | NA | 0.14 | 0.00168 | 0.14 | NA | NA | 2 | 8.8571 | NA | NA | 2 | 6.5714 | NA | NA | 5 | 6.4286 | 8 | 8 | 88% | 88% | NA | 0.0021539 | NA | NA | 0.0016667 | 0.0018939 | 0.0016667 | NA | NA | NA | NA | NA | NA | 40 | 40 | NA | NA | 5 | NA | NA | NA | 1 | NA | NA | NA | NA | NA | NA | NA | NA | 290 | 1.3049 | 269.9845 | 0.013 | NA | NA | NA | Clark-type Sensor (CTS) | CTS | Headspace | Headspace | Gas | NA | NA | NA | NA | NA | NA | NA | NA | NA | NA | NA | 0.54167 | NA | NA | Acetate | NA | NA | Mainstream | SNAD
Kanders et al., 2019 | 10.2166/wst.2019.163 | Full | Single Stage | Moving Bed Biofilm Reactor (MBBR) | MBBR | 2.5 | Flocculent Sludge (FS) | FS | NorrkoÃàping, Sweden | 0.008 | 1000 | Partial Nitrification / Anammox (PNA) | PNA | 2.2 | Reject Water | Intermittant Aeration | 195 | 195 | 0.195 | NA | NA | 257 | 257 | NA | NA | 3.9 | 3.9 | 941 | 941 | 154 | 154 | 941 | 941 | 67% | 67% | NA | 0.71 | NA | NA | 0.71 | 1.0597 | 0.71 | NA | NA | NA | NA | NA | NA | NA | NA | NA | NA | 0.2 | NA | NA | NA | 125 | NA | 125 | 34 | NA | NA | 1.9 | NA | NA | 308.1 | 2.1117 | 414.7324 | NA | NA | NA | 6.74 | Gas Filter Correlation (GFC) | GFC | Headspace | Headspace | Gas | NA | NA | NA | NA | NA | NA | NA | NA | NA | NA | NA | NA | NA | NA | NA | NA | NA | Sidestream | PNA_Sidestream
Kanders et al., 2019 | 10.2166/wst.2019.163 | Full | Single Stage | Moving Bed Biofilm Reactor (MBBR) | MBBR | 2.5 | Flocculent Sludge (FS) | FS | NorrkoÃàping, Sweden | 0.008 | 1000 | Partial Nitrification / Anammox (PNA) | PNA | 2.2 | Reject Water | Intermittant Aeration | 210 | 210 | 0.21 | NA | NA | 330 | 330 | NA | NA | 3.8 | 3.8 | 894 | 894 | 247 | 247 | 894 | 894 | 50% | 50% | NA | 0.71 | NA | NA | 0.71 | 1.42 | 0.71 | NA | NA | NA | NA | NA | NA | NA | NA | NA | NA | 0.2 | NA | NA | NA | 125 | NA | 125 | 38 | NA | NA | 2.3 | NA | NA | 305.5 | 1.978 | 389.9313 | NA | NA | NA | 7.05 | Gas Filter Correlation (GFC) | GFC | Headspace | Headspace | Gas | NA | NA | NA | NA | NA | NA | NA | NA | NA | NA | NA | NA | NA | NA | NA | NA | NA | Sidestream | PNA_Sidestream
Kanders et al., 2019 | 10.2166/wst.2019.163 | Full | Single Stage | Moving Bed Biofilm Reactor (MBBR) | MBBR | 2.5 | Flocculent Sludge (FS) | FS | NorrkoÃàping, Sweden | 0.008 | 1000 | Partial Nitrification / Anammox (PNA) | PNA | 2.2 | Reject Water | Intermittant Aeration | 155 | 155 | 0.155 | NA | NA | 73 | 73 | NA | NA | 1.8 | 1.8 | 1022 | 1022 | 124 | 124 | 1022 | 1022 | 86% | 86% | NA | 0.14 | NA | NA | 0.14 | 0.16279 | 0.14 | NA | NA | NA | NA | NA | NA | NA | NA | NA | NA | 0.3 | NA | NA | NA | 125 | NA | 125 | 22 | NA | NA | 1.8 | NA | NA | 295 | 1.4999 | 303.9755 | NA | NA | NA | 7.68 | Gas Filter Correlation (GFC) | GFC | Headspace | Headspace | Gas | NA | NA | NA | NA | NA | NA | NA | NA | NA | NA | NA | NA | NA | NA | NA | NA | NA | Sidestream | PNA_Sidestream
Kong et al., 2015 | 10.1007/s12205-014-0035-z | Lab | Single Stage | Sequencing Batch Biofilm Reactor (SBBR) | SBBR | 2.5 | Biofilm (BF) | BF | Shandong, China | 0.6838 | 0.006 | Partial Nitrification (PN) | PN | 3.43 | Synthetic Wastewater | NA | 0.0012 | 0.0012 | 0.2 | 0 | 0 | 9.3 | 41.1857 | 0 | 0 | 76.6 | 251.6857 | 200 | 257.1429 | 55.8% | 113.6571 | 200 | 200 | 55.8% | 55.8% | NA | 1.2 | NA | NA | 1.2 | 2.1505 | 1.2 | NA | NA | NA | NA | NA | NA | NA | NA | NA | NA | NA | NA | NA | NA | 24 | 384 | NA | NA | NA | NA | NA | NA | NA | 308 | 2.1065 | 413.75 | 0.00012 | NA | NA | NA | Gas Chromatography (GC) | GC | Grab Gas Sample (GGS) | GGS | Gas | NA | NA | 3200 | NA | NA | NA | NA | NA | NA | NA | NA | 0.005 | NA | NA | NA | NA | NA | Sidestream | PN_Sidestream
Kong et al., 2015 | 10.1007/s12205-014-0035-z | Lab | Single Stage | Sequencing Batch Biofilm Reactor (SBBR) | SBBR | 2.5 | Biofilm (BF) | BF | Shandong, China | 0.6838 | 0.006 | Partial Nitrification (PN) | PN | 3.43 | Synthetic Wastewater | NA | 0.0018 | 0.0018 | 0.3 | 0 | 0 | 15.4 | 68.2 | 0 | 0 | 79.6 | 261.5429 | 300 | 385.7143 | 43% | 219.8571 | 300 | 300 | 43% | 43% | NA | 1.3 | NA | NA | 1.3 | 3.0233 | 1.3 | NA | NA | NA | NA | NA | NA | NA | NA | NA | NA | NA | NA | NA | NA | 24 | 384 | NA | NA | NA | NA | NA | NA | NA | 308 | 2.1065 | 413.75 | 0.00012 | NA | NA | NA | Gas Chromatography (GC) | GC | Grab Gas Sample (GGS) | GGS | Gas | NA | NA | 3200 | NA | NA | NA | NA | NA | NA | NA | NA | 0.005 | NA | NA | NA | NA | NA | Sidestream | PN_Sidestream
Kong et al., 2015 | 10.1007/s12205-014-0035-z | Lab | Single Stage | Sequencing Batch Biofilm Reactor (SBBR) | SBBR | 2.5 | Biofilm (BF) | BF | Shandong, China | 0.6838 | 0.006 | Partial Nitrification (PN) | PN | 3.43 | Synthetic Wastewater | NA | 0.0024 | 0.0024 | 0.4 | 0 | 0 | 19.5 | 86.3571 | 0 | 0 | 86.3 | 283.5571 | 400 | 514.2857 | 38.3% | 317.3143 | 400 | 400 | 38.3% | 38.3% | NA | 1 | NA | NA | 1 | 2.611 | 1 | NA | NA | NA | NA | NA | NA | NA | NA | NA | NA | NA | NA | NA | NA | 24 | 384 | NA | NA | NA | NA | NA | NA | NA | 308 | 2.1065 | 413.75 | 0.00012 | NA | NA | NA | Gas Chromatography (GC) | GC | Grab Gas Sample (GGS) | GGS | Gas | NA | NA | 3200 | NA | NA | NA | NA | NA | NA | NA | NA | 0.005 | NA | NA | NA | NA | NA | Sidestream | PN_Sidestream
Kong et al., 2015 | 10.1007/s12205-014-0035-z | Lab | Single Stage | Sequencing Batch Biofilm Reactor (SBBR) | SBBR | 2.5 | Biofilm (BF) | BF | Shandong, China | 0.6838 | 0.006 | Partial Nitrification (PN) | PN | 3.43 | Synthetic Wastewater | 2% NaCl | 0.0012 | 0.0012 | 0.2 | 0 | 0 | 11.5 | 50.9286 | 0 | 0 | 74.3 | 244.1286 | 200 | 257.1429 | 57.8% | 108.5143 | 200 | 200 | 57.8% | 57.8% | NA | 1.5 | NA | NA | 1.5 | 2.5952 | 1.5 | NA | NA | NA | NA | NA | NA | NA | NA | NA | NA | NA | NA | NA | NA | 24 | 384 | NA | NA | NA | NA | NA | NA | NA | 308 | 2.1065 | 413.75 | 0.00012 | NA | NA | NA | Gas Chromatography (GC) | GC | Grab Gas Sample (GGS) | GGS | Gas | NA | NA | 3200 | NA | NA | NA | NA | NA | NA | NA | NA | 0.005 | NA | NA | NA | NA | NA | Sidestream | PN_Sidestream
Kong et al., 2015 | 10.1007/s12205-014-0035-z | Lab | Single Stage | Sequencing Batch Biofilm Reactor (SBBR) | SBBR | 2.5 | Biofilm (BF) | BF | Shandong, China | 0.6838 | 0.006 | Partial Nitrification (PN) | PN | 3.43 | Synthetic Wastewater | 4% NaCl | 0.0012 | 0.0012 | 0.2 | 0 | 0 | 12.5 | 55.3571 | 0 | 0 | 71.2 | 233.9429 | 200 | 257.1429 | 56.8% | 111.0857 | 200 | 200 | 56.8% | 56.8% | NA | 1.6 | NA | NA | 1.6 | 2.8169 | 1.6 | NA | NA | NA | NA | NA | NA | NA | NA | NA | NA | NA | NA | NA | NA | 24 | 384 | NA | NA | NA | NA | NA | NA | NA | 308 | 2.1065 | 413.75 | 0.00012 | NA | NA | NA | Gas Chromatography (GC) | GC | Grab Gas Sample (GGS) | GGS | Gas | NA | NA | 3200 | NA | NA | NA | NA | NA | NA | NA | NA | 0.005 | NA | NA | NA | NA | NA | Sidestream | PN_Sidestream
Kong et al., 2015 | 10.1007/s12205-014-0035-z | Lab | Single Stage | Sequencing Batch Biofilm Reactor (SBBR) | SBBR | 2.5 | Biofilm (BF) | BF | Shandong, China | 0.6838 | 0.006 | Partial Nitrification (PN) | PN | 3.43 | Synthetic Wastewater | 6% NaCl | 0.0012 | 0.0012 | 0.2 | 0 | 0 | 11.7 | 51.8143 | 0 | 0 | 69.4 | 228.0286 | 200 | 257.1429 | 58.2% | 107.4857 | 200 | 200 | 58.2% | 58.2% | NA | 1.8 | NA | NA | 1.8 | 3.0928 | 1.8 | NA | NA | NA | NA | NA | NA | NA | NA | NA | NA | NA | NA | NA | NA | 24 | 384 | NA | NA | NA | NA | NA | NA | NA | 308 | 2.1065 | 413.75 | 0.00012 | NA | NA | NA | Gas Chromatography (GC) | GC | Grab Gas Sample (GGS) | GGS | Gas | NA | NA | 3200 | NA | NA | NA | NA | NA | NA | NA | NA | 0.005 | NA | NA | NA | NA | NA | Sidestream | PN_Sidestream
Kong et al., 2015 | 10.1007/s12205-014-0035-z | Lab | Single Stage | Sequencing Batch Biofilm Reactor (SBBR) | SBBR | 2.5 | Biofilm (BF) | BF | Shandong, China | 0.6838 | 0.006 | Partial Nitrification (PN) | PN | 3.43 | Synthetic Wastewater | 8% NaCl | 0.0012 | 0.0012 | 0.2 | 0 | 0 | 10.2 | 45.1714 | 0 | 0 | 67.4 | 221.4571 | 200 | 257.1429 | 57.1% | 110.3143 | 200 | 200 | 57.1% | 57.1% | NA | 1.9 | NA | NA | 1.9 | 3.3275 | 1.9 | NA | NA | NA | NA | NA | NA | NA | NA | NA | NA | NA | NA | NA | NA | 24 | 384 | NA | NA | NA | NA | NA | NA | NA | 308 | 2.1065 | 413.75 | 0.00012 | NA | NA | NA | Gas Chromatography (GC) | GC | Grab Gas Sample (GGS) | GGS | Gas | NA | NA | 3200 | NA | NA | NA | NA | NA | NA | NA | NA | 0.005 | NA | NA | NA | NA | NA | Sidestream | PN_Sidestream
Lang et al., 2022 | 10.1016/j.biteb.2022.101224 | Lab | Single Stage | Sequencing Batch Reactor (SBR) | SBR | 2.5 | Flocculent Sludge (FS) | FS | Toulouse, France | 0.048 | 0.011 | Partial Nitrification / Anammox (PNA) | PNA | 2.2 | Synthetic Wastewater | NA | 0.001 | 0.001 | 0.090909 | 0 | 0 | 112.1495 | 496.6622 | 0 | 0 | 14.0187 | 46.0614 | 500 | 500 | 5.6075 | 7.2096 | 500 | 500 | 0.73645 | 73.64% | NA | 1.9065 | NA | NA | 1.9065 | 2.5888 | 1.9065 | NA | NA | NA | NA | NA | NA | NA | NA | NA | NA | NA | NA | NA | NA | 132 | NA | 11 | 97.5 | NA | NA | 2 | NA | NA | 299 | 1.6707 | 334.2246 | 0.11016 | NA | NA | 7.2 | Non-dispersive Infrared Spectroscopy (NDIR) | NDIR | Headspace | Headspace | Gas | NA | NA | NA | NA | NA | NA | NA | NA | NA | NA | NA | 4.5899 | NA | NA | NA | NA | NA | Sidestream | PNA_Sidestream
Lang et al., 2022 | 10.1016/j.biteb.2022.101224 | Lab | Single Stage | Sequencing Batch Reactor (SBR) | SBR | 2.5 | Flocculent Sludge (FS) | FS | Toulouse, France | 0.048 | 0.011 | Partial Nitrification / Anammox (PNA) | PNA | 2.2 | Synthetic Wastewater | NA | 0.001 | 0.001 | 0.090909 | 0 | 0 | 120.5607 | 533.9119 | 0 | 0 | 100.9346 | 331.6422 | 500 | 500 | 2.8037 | 3.6048 | 500 | 500 | 0.5514 | 55.14% | NA | 3.7009 | NA | NA | 3.7009 | 6.7119 | 3.7009 | NA | NA | NA | NA | NA | NA | NA | NA | NA | NA | NA | NA | NA | NA | 132 | NA | 11 | 97.5 | NA | NA | 1 | NA | NA | 299 | 1.6707 | 334.2246 | 0.28136 | NA | NA | 7.2 | Non-dispersive Infrared Spectroscopy (NDIR) | NDIR | Headspace | Headspace | Gas | NA | NA | NA | NA | NA | NA | NA | NA | NA | NA | NA | 11.7235 | NA | NA | NA | NA | NA | Sidestream | PNA_Sidestream
Lang et al., 2022 | 10.1016/j.biteb.2022.101224 | Lab | Single Stage | Sequencing Batch Reactor (SBR) | SBR | 2.5 | Flocculent Sludge (FS) | FS | Toulouse, France | 0.048 | 0.011 | Partial Nitrification / Anammox (PNA) | PNA | 2.2 | Synthetic Wastewater | NA | 0.001 | 0.001 | 0.090909 | 0 | 0 | 70.0935 | 310.4139 | 0 | 0 | 42.0561 | 138.1842 | 500 | 500 | 2.8037 | 3.6048 | 500 | 500 | 0.77009 | 77.01% | NA | 5.6822 | NA | NA | 5.6822 | 7.3786 | 5.6822 | NA | NA | NA | NA | NA | NA | NA | NA | NA | NA | NA | NA | NA | NA | 132 | NA | 11 | 97.5 | NA | NA | 0.3 | NA | NA | 299 | 1.6707 | 334.2246 | 0.11016 | NA | NA | 7.2 | Non-dispersive Infrared Spectroscopy (NDIR) | NDIR | Headspace | Headspace | Gas | NA | NA | NA | NA | NA | NA | NA | NA | NA | NA | NA | 4.5899 | NA | NA | NA | NA | NA | Sidestream | PNA_Sidestream
Lang et al., 2022 | 10.1016/j.biteb.2022.101224 | Lab | Single Stage | Sequencing Batch Reactor (SBR) | SBR | 2.5 | Flocculent Sludge (FS) | FS | Toulouse, France | 0.048 | 0.011 | Partial Nitrification / Anammox (PNA) | PNA | 2.2 | Synthetic Wastewater | NA | 0.001 | 0.001 | 0.090909 | 0 | 0 | 86.9159 | 384.9132 | 0 | 0 | 33.6449 | 110.5474 | 500 | 500 | 0 | 0 | 500 | 500 | 0.75888 | 75.89% | NA | 2.1682 | NA | NA | 2.1682 | 2.8571 | 2.1682 | NA | NA | NA | NA | NA | NA | NA | NA | NA | NA | NA | NA | NA | NA | 132 | NA | 11 | 97.5 | NA | NA | 0.3 | NA | NA | 299 | 1.6707 | 334.2246 | 0.28269 | NA | NA | 7.2 | Non-dispersive Infrared Spectroscopy (NDIR) | NDIR | Headspace | Headspace | Gas | NA | NA | NA | NA | NA | NA | NA | NA | NA | NA | NA | 11.7788 | NA | NA | NA | NA | NA | Sidestream | PNA_Sidestream
Yang et al., 2016 | 10.2166/wst.2016.454 | Full | Single Stage | Moving Bed Biofilm Reactor (MBBR) | MBBR | 2.5 | Biofilm (BF) | BF | Stockholm, Sweden | 0.022 | 700 | Partial Nitrification / Anammox (PNA) | PNA | 2.2 | Reject Water | Intermittent Areation | 189.9657 | 189.9657 | 0.27138 | NA | NA | NA | NA | NA | NA | NA | NA | 1476 | 1897.7143 | NA | NA | NA | NA | 138.9365 | 73.14% | NA | NA | NA | NA | NA | 0.98519 | 0.72055 | NA | NA | NA | NA | NA | NA | NA | NA | NA | NA | NA | NA | NA | NA | 132 | NA | 132 | 83.3333 | NA | NA | 3 | NA | NA | 301 | 1.7612 | 350.4599 | NA | NA | NA | 7.8 | Gas Filter Correlation (GFC) | GFC | Flux Chamber (FC) | FC | Gas | NA | NA | NA | NA | NA | NA | NA | NA | NA | NA | NA | NA | NA | NA | NA | NA | NA | Sidestream | PNA_Sidestream
Yang et al., 2016 | 10.2166/wst.2016.454 | Full | Single Stage | Moving Bed Biofilm Reactor (MBBR) | MBBR | 2.5 | Biofilm (BF) | BF | Stockholm, Sweden | 0.022 | 700 | Partial Nitrification / Anammox (PNA) | PNA | 2.2 | Reject Water | Intermittent Areation | 198.1132 | 198.1132 | 0.28302 | NA | NA | NA | NA | NA | NA | NA | NA | 1476 | 1897.7143 | NA | NA | NA | NA | 156.0892 | 78.79% | NA | NA | NA | NA | NA | 0.68504 | 0.53973 | NA | NA | NA | NA | NA | NA | NA | NA | NA | NA | NA | NA | NA | NA | 132 | NA | 132 | 83.3333 | NA | NA | 3 | NA | NA | 301 | 1.7612 | 350.4599 | NA | NA | NA | 7.8 | Gas Filter Correlation (GFC) | GFC | Flux Chamber (FC) | FC | Gas | NA | NA | NA | NA | NA | NA | NA | NA | NA | NA | NA | NA | NA | NA | NA | NA | NA | Sidestream | PNA_Sidestream
Yang et al., 2016 | 10.2166/wst.2016.454 | Full | Single Stage | Moving Bed Biofilm Reactor (MBBR) | MBBR | 2.5 | Biofilm (BF) | BF | Stockholm, Sweden | 0.022 | 700 | Partial Nitrification / Anammox (PNA) | PNA | 2.2 | Reject Water | Intermittent Areation | 180.9605 | 180.9605 | 0.25852 | NA | NA | NA | NA | NA | NA | NA | NA | 1476 | 1897.7143 | NA | NA | NA | NA | 144.94 | 80.09% | NA | NA | NA | NA | NA | 0.83121 | 0.66575 | NA | NA | NA | NA | NA | NA | NA | NA | NA | NA | NA | NA | NA | NA | 132 | NA | 132 | 83.3333 | NA | NA | 3 | NA | NA | 301 | 1.7612 | 350.4599 | NA | NA | NA | 7.8 | Gas Filter Correlation (GFC) | GFC | Flux Chamber (FC) | FC | Gas | NA | NA | NA | NA | NA | NA | NA | NA | NA | NA | NA | NA | NA | NA | NA | NA | NA | Sidestream | PNA_Sidestream
Yang et al., 2016 | 10.2166/wst.2016.454 | Full | Single Stage | Moving Bed Biofilm Reactor (MBBR) | MBBR | 2.5 | Biofilm (BF) | BF | Stockholm, Sweden | 0.022 | 700 | Partial Nitrification / Anammox (PNA) | PNA | 2.2 | Reject Water | Intermittent Areation | 193.825 | 193.825 | 0.27689 | NA | NA | NA | NA | NA | NA | NA | NA | 1476 | 1897.7143 | NA | NA | NA | NA | 178.8165 | 92.26% | NA | NA | NA | NA | NA | 1.0483 | 0.96712 | NA | NA | NA | NA | NA | NA | NA | NA | NA | NA | NA | NA | NA | NA | 132 | NA | 132 | 83.3333 | NA | NA | 3 | NA | NA | 301 | 1.7612 | 350.4599 | NA | NA | NA | 7.8 | Gas Filter Correlation (GFC) | GFC | Flux Chamber (FC) | FC | Gas | NA | NA | NA | NA | NA | NA | NA | NA | NA | NA | NA | NA | NA | NA | NA | NA | NA | Sidestream | PNA_Sidestream
Yang et al., 2016 | 10.2166/wst.2016.454 | Pilot | Single Stage | Moving Bed Biofilm Reactor (MBBR) | MBBR | 2.5 | Biofilm (BF) | BF | Stockholm, Sweden | 0.022 | 0.2 | Partial Nitrification / Anammox (PNA) | PNA | 2.2 | Reject Water | Intermittent Areation | 80L biofilm carrier, 500m2/m3, 1.7 gN/m2/d | 0.68 | 3.4 | NA | NA | NA | NA | NA | NA | NA | NA | 977 | 1256.1429 | NA | NA | NA | NA | 88.3% | 88.3% | NA | NA | NA | NA | NA | 0.57758 | 0.51 | NA | NA | NA | NA | NA | NA | 681 | NA | NA | NA | 0.69703 | NA | NA | NA | 42 | NA | 42 | 75 | NA | NA | 1.5 | NA | NA | 298 | 1.6267 | 326.3912 | NA | NA | NA | 7.1 | Gas Filter Correlation (GFC) | GFC | Flux Chamber (FC) | FC | Gas | NA | NA | NA | NA | NA | NA | NA | NA | NA | NA | NA | NA | NA | NA | NA | NA | NA | Sidestream | PNA_Sidestream
Yang et al., 2016 | 10.2166/wst.2016.454 | Pilot | Single Stage | Moving Bed Biofilm Reactor (MBBR) | MBBR | 2.5 | Biofilm (BF) | BF | Stockholm, Sweden | 0.022 | 0.2 | Partial Nitrification / Anammox (PNA) | PNA | 2.2 | Reject Water | Intermittent Areation | 80L biofilm carrier, 500m2/m3, 2.5 gN/m2/d | 1 | 5 | NA | NA | NA | NA | NA | NA | NA | NA | 977 | 1256.1429 | NA | NA | NA | NA | 80.2% | 80.2% | NA | NA | NA | NA | NA | 1.6085 | 1.29 | NA | NA | NA | NA | NA | NA | 681 | NA | NA | NA | 0.69703 | NA | NA | NA | 42 | NA | 42 | 75 | NA | NA | 1.5 | NA | NA | 298 | 1.6267 | 326.3912 | NA | NA | NA | 7.5 | Gas Filter Correlation (GFC) | GFC | Flux Chamber (FC) | FC | Gas | NA | NA | NA | NA | NA | NA | NA | NA | NA | NA | NA | NA | NA | NA | NA | NA | NA | Sidestream | PNA_Sidestream
Yang et al., 2016 | 10.2166/wst.2016.454 | Pilot | Single Stage | Moving Bed Biofilm Reactor (MBBR) | MBBR | 2.5 | Biofilm (BF) | BF | Stockholm, Sweden | 0.022 | 0.2 | Partial Nitrification / Anammox (PNA) | PNA | 2.2 | Reject Water | Intermittent Areation | 80L biofilm carrier, 500m2/m5, 3.3 gN/m2/d | 1.32 | 6.6 | NA | NA | NA | NA | NA | NA | NA | NA | 977 | 1256.1429 | NA | NA | NA | NA | 76.8% | 76.8% | NA | NA | NA | NA | NA | 1.4583 | 1.12 | NA | NA | NA | NA | NA | NA | 681 | NA | NA | NA | 0.69703 | NA | NA | NA | 42 | NA | 42 | 75 | NA | NA | 1.5 | NA | NA | 298 | 1.6267 | 326.3912 | NA | NA | NA | 7.6 | Gas Filter Correlation (GFC) | GFC | Flux Chamber (FC) | FC | Gas | NA | NA | NA | NA | NA | NA | NA | NA | NA | NA | NA | NA | NA | NA | NA | NA | NA | Sidestream | PNA_Sidestream
Yang et al., 2013 | 10.2166/wst.2013.232 | Pilot | Single Stage | Moving Bed Biofilm Reactor (MBBR) | MBBR | 2.5 | Biofilm (BF) | BF | Stockholm, Sweden | 0.022 | 0.2 | Partial Nitrification / Anammox (PNA) | PNA | 2.2 | Reject Water | Intermittent Areation | 2.3 | 0.92 | 4.6 | 1.84 | 8.1486 | NA | NA | 0.04 | 0.13143 | NA | NA | 977.1 | 1256.2714 | NA | NA | 978.98 | NA | 82% | 82% | NA | NA | NA | NA | 0.65 | 0.79268 | 0.65 | NA | NA | NA | NA | NA | NA | 681 | NA | NA | NA | 0.69696 | NA | NA | NA | 42 | NA | 42 | 75 | NA | NA | 0.75 | NA | NA | 298 | 1.6267 | 326.3912 | NA | NA | NA | 8.09 | Gas Filter Correlation (GFC) | GFC | Flux Chamber (FC) | FC | Gas | NA | NA | NA | NA | NA | NA | NA | NA | NA | NA | NA | NA | NA | NA | NA | NA | NA | Sidestream | PNA_Sidestream
Yang et al., 2013 | 10.2166/wst.2013.232 | Pilot | Single Stage | Moving Bed Biofilm Reactor (MBBR) | MBBR | 2.5 | Biofilm (BF) | BF | Stockholm, Sweden | 0.022 | 0.2 | Partial Nitrification / Anammox (PNA) | PNA | 2.2 | Reject Water | Intermittent Areation | 2.8 | 1.12 | 5.6 | 1.84 | 8.1486 | NA | NA | 0.04 | 0.13143 | NA | NA | 977.1 | 1256.2714 | NA | NA | 978.98 | NA | 82% | 82% | NA | NA | NA | NA | 1.7 | 2.0732 | 1.7 | NA | NA | NA | NA | NA | NA | 681 | NA | NA | NA | 0.69696 | NA | NA | NA | 42 | NA | 42 | 75 | NA | NA | 0.75 | NA | NA | 298 | 1.6267 | 326.3912 | NA | NA | NA | 8.09 | Gas Filter Correlation (GFC) | GFC | Flux Chamber (FC) | FC | Gas | NA | NA | NA | NA | NA | NA | NA | NA | NA | NA | NA | NA | NA | NA | NA | NA | NA | Sidestream | PNA_Sidestream
Yang et al., 2013 | 10.2166/wst.2013.232 | Pilot | Single Stage | Moving Bed Biofilm Reactor (MBBR) | MBBR | 2.5 | Biofilm (BF) | BF | Stockholm, Sweden | 0.022 | 0.2 | Partial Nitrification / Anammox (PNA) | PNA | 2.2 | Reject Water | NA | 2.1 | 0.84 | 4.2 | 1.84 | 8.1486 | NA | NA | 0.04 | 0.13143 | NA | NA | 977.1 | 1256.2714 | NA | NA | 978.98 | NA | 82% | 82% | NA | NA | NA | NA | 0.4 | 0.4878 | 0.4 | NA | NA | NA | NA | NA | NA | 681 | NA | NA | NA | 0.69696 | NA | NA | NA | 42 | NA | 1 | 100 | NA | NA | 2.5 | NA | NA | 295.5 | 1.5205 | 307.6016 | NA | NA | NA | 8.09 | Gas Filter Correlation (GFC) | GFC | Flux Chamber (FC) | FC | Gas | NA | NA | NA | NA | NA | NA | NA | NA | NA | NA | NA | NA | NA | NA | NA | NA | NA | Sidestream | PNA_Sidestream
Yang et al., 2013 | 10.2166/wst.2013.232 | Pilot | Single Stage | Moving Bed Biofilm Reactor (MBBR) | MBBR | 2.5 | Biofilm (BF) | BF | Stockholm, Sweden | 0.022 | 0.2 | Partial Nitrification / Anammox (PNA) | PNA | 2.2 | Reject Water | NA | 2.1 | 0.84 | 4.2 | 1.84 | 8.1486 | NA | NA | 0.04 | 0.13143 | NA | NA | 977.1 | 1256.2714 | NA | NA | 978.98 | NA | 82% | 82% | NA | NA | NA | NA | 1.6 | 1.9512 | 1.6 | NA | NA | NA | NA | NA | NA | 681 | NA | NA | NA | 0.69696 | NA | NA | NA | 42 | NA | 1 | 100 | NA | NA | 1 | NA | NA | 295.5 | 1.5205 | 307.6016 | NA | NA | NA | 8.09 | Gas Filter Correlation (GFC) | GFC | Flux Chamber (FC) | FC | Gas | NA | NA | NA | NA | NA | NA | NA | NA | NA | NA | NA | NA | NA | NA | NA | NA | NA | Sidestream | PNA_Sidestream
Yang et al., 2013 | 10.2166/wst.2013.232 | Pilot | Single Stage | Moving Bed Biofilm Reactor (MBBR) | MBBR | 2.5 | Biofilm (BF) | BF | Stockholm, Sweden | 0.022 | 0.2 | Partial Nitrification / Anammox (PNA) | PNA | 2.2 | Reject Water | Intermittent Areation | 1.7 | 0.68 | 3.4 | 1.84 | 8.1486 | 61.5 | 272.3571 | 0.04 | 0.13143 | 6.1 | 20.0429 | 977.1 | 1256.2714 | 25.3 | 32.5286 | 978.98 | NA | 88.3% | 88.3% | NA | NA | NA | NA | 0.51 | 0.57758 | 0.51 | NA | NA | NA | NA | NA | NA | 681 | NA | NA | NA | 0.69696 | NA | NA | NA | 42 | NA | 42 | 75 | NA | NA | 1.5 | NA | NA | 298 | 1.6267 | 326.3912 | NA | NA | NA | 7.1 | Gas Filter Correlation (GFC) | GFC | Flux Chamber (FC) | FC | Gas | NA | NA | NA | NA | NA | NA | NA | NA | NA | NA | NA | NA | NA | NA | NA | NA | NA | Sidestream | PNA_Sidestream
Yang et al., 2013 | 10.2166/wst.2013.232 | Pilot | Single Stage | Moving Bed Biofilm Reactor (MBBR) | MBBR | 2.5 | Biofilm (BF) | BF | Stockholm, Sweden | 0.022 | 0.2 | Partial Nitrification / Anammox (PNA) | PNA | 2.2 | Reject Water | Intermittent Areation | 2.5 | 1 | 5 | 1.84 | 8.1486 | 54.7 | 242.2429 | 0.04 | 0.13143 | 6.12 | 20.1086 | 977.1 | 1256.2714 | 95.5 | 122.7857 | 978.98 | NA | 80.2% | 80.2% | NA | NA | NA | NA | 1.29 | 1.6085 | 1.29 | NA | NA | NA | NA | NA | NA | 681 | NA | NA | NA | 0.69696 | NA | NA | NA | 42 | NA | 42 | 75 | NA | NA | 1.5 | NA | NA | 298 | 1.6267 | 326.3912 | NA | NA | NA | 7.5 | Gas Filter Correlation (GFC) | GFC | Flux Chamber (FC) | FC | Gas | NA | NA | NA | NA | NA | NA | NA | NA | NA | NA | NA | NA | NA | NA | NA | NA | NA | Sidestream | PNA_Sidestream
Yang et al., 2013 | 10.2166/wst.2013.232 | Pilot | Single Stage | Moving Bed Biofilm Reactor (MBBR) | MBBR | 2.5 | Biofilm (BF) | BF | Stockholm, Sweden | 0.022 | 0.2 | Partial Nitrification / Anammox (PNA) | PNA | 2.2 | Reject Water | Intermittent Areation | 3.3 | 1.32 | 6.6 | 1.84 | 8.1486 | 48.4 | 214.3429 | 0.04 | 0.13143 | 6.67 | 21.9157 | 977.1 | 1256.2714 | 126.6 | 162.7714 | 978.98 | NA | 76.8% | 76.8% | NA | NA | NA | NA | 1.12 | 1.4583 | 1.12 | NA | NA | NA | NA | NA | NA | 681 | NA | NA | NA | 0.69696 | NA | NA | NA | 42 | NA | 42 | 75 | NA | NA | 1.5 | NA | NA | 298 | 1.6267 | 326.3912 | NA | NA | NA | 7.6 | Gas Filter Correlation (GFC) | GFC | Flux Chamber (FC) | FC | Gas | NA | NA | NA | NA | NA | NA | NA | NA | NA | NA | NA | NA | NA | NA | NA | NA | NA | Sidestream | PNA_Sidestream
Yang et al., 2013 | 10.2166/wst.2013.232 | Pilot | Single Stage | Moving Bed Biofilm Reactor (MBBR) | MBBR | 2.5 | Biofilm (BF) | BF | Stockholm, Sweden | 0.022 | 0.2 | Partial Nitrification / Anammox (PNA) | PNA | 2.2 | Reject Water | Intermittent Areation | 1.5 | 0.6 | 3 | 1.84 | 8.1486 | 130.8 | 579.2571 | 0.04 | 0.13143 | 7.6 | 24.9714 | 977.1 | 1256.2714 | 27.5 | 35.3571 | 978.98 | NA | 80.1% | 80.1% | NA | NA | NA | NA | 0.64 | 0.799 | 0.64 | NA | NA | NA | NA | NA | NA | 681 | NA | NA | NA | 0.69696 | NA | NA | NA | 42 | NA | 1 | 100 | NA | NA | 1.5 | NA | NA | 298 | 1.6267 | 326.3912 | NA | NA | NA | 6.5 | Gas Filter Correlation (GFC) | GFC | Flux Chamber (FC) | FC | Gas | NA | NA | NA | NA | NA | NA | NA | NA | NA | NA | NA | NA | NA | NA | NA | NA | NA | Sidestream | PNA_Sidestream
Yang et al., 2013 | 10.2166/wst.2013.232 | Pilot | Single Stage | Moving Bed Biofilm Reactor (MBBR) | MBBR | 2.5 | Biofilm (BF) | BF | Stockholm, Sweden | 0.022 | 0.2 | Partial Nitrification / Anammox (PNA) | PNA | 2.2 | Reject Water | Intermittent Areation | 2.3 | 0.92 | 4.6 | 1.84 | 8.1486 | 86.2 | 381.7429 | 0.04 | 0.13143 | 6.5 | 21.3571 | 977.1 | 1256.2714 | 74.4 | 95.6571 | 978.98 | NA | 76.1% | 76.1% | NA | NA | NA | NA | 1.16 | 1.5243 | 1.16 | NA | NA | NA | NA | NA | NA | 681 | NA | NA | NA | 0.69696 | NA | NA | NA | 42 | NA | 1 | 100 | NA | NA | 1.5 | NA | NA | 298 | 1.6267 | 326.3912 | NA | NA | NA | 7.3 | Gas Filter Correlation (GFC) | GFC | Flux Chamber (FC) | FC | Gas | NA | NA | NA | NA | NA | NA | NA | NA | NA | NA | NA | NA | NA | NA | NA | NA | NA | Sidestream | PNA_Sidestream
Yang et al., 2013 | 10.2166/wst.2013.232 | Pilot | Single Stage | Moving Bed Biofilm Reactor (MBBR) | MBBR | 2.5 | Biofilm (BF) | BF | Stockholm, Sweden | 0.022 | 0.2 | Partial Nitrification / Anammox (PNA) | PNA | 2.2 | Reject Water | Intermittent Areation | 3.1 | 1.24 | 6.2 | 1.84 | 8.1486 | 72.5 | 321.0714 | 0.04 | 0.13143 | 4.4 | 14.4571 | 977.1 | 1256.2714 | 87.1 | 111.9857 | 978.98 | NA | 81.5% | 81.5% | NA | NA | NA | NA | 1.11 | 1.362 | 1.11 | NA | NA | NA | NA | NA | NA | 681 | NA | NA | NA | 0.69696 | NA | NA | NA | 42 | NA | 1 | 100 | NA | NA | 1.5 | NA | NA | 298 | 1.6267 | 326.3912 | NA | NA | NA | 7.4 | Gas Filter Correlation (GFC) | GFC | Flux Chamber (FC) | FC | Gas | NA | NA | NA | NA | NA | NA | NA | NA | NA | NA | NA | NA | NA | NA | NA | NA | NA | Sidestream | PNA_Sidestream
Yang et al., 2013 | 10.2166/wst.2013.232 | Pilot | Single Stage | Moving Bed Biofilm Reactor (MBBR) | MBBR | 2.5 | Biofilm (BF) | BF | Stockholm, Sweden | 0.022 | 0.2 | Partial Nitrification / Anammox (PNA) | PNA | 2.2 | Reject Water | Intermittent Areation | 3.7 | 1.48 | 7.4 | 1.84 | 8.1486 | 89.5 | 396.3571 | 0.04 | 0.13143 | 7.71 | 25.3329 | 977.1 | 1256.2714 | 60.2 | 77.4 | 978.98 | NA | 79.8% | 79.8% | NA | NA | NA | NA | 0.8 | 1.0025 | 0.8 | NA | NA | NA | NA | NA | NA | 681 | NA | NA | NA | 0.69696 | NA | NA | NA | 42 | NA | 42 | 75 | NA | NA | 2.5 | NA | NA | 298 | 1.6267 | 326.3912 | NA | NA | NA | 7.2 | Gas Filter Correlation (GFC) | GFC | Flux Chamber (FC) | FC | Gas | NA | NA | NA | NA | NA | NA | NA | NA | NA | NA | NA | NA | NA | NA | NA | NA | NA | Sidestream | PNA_Sidestream
Liu et al., 2019 | 10.1016/j.watres.2019.115057 | Lab | Single Stage | Membrane Biofilm Reactor (MBfR) | MBfR | NA | Biofilm (BF) | BF | Queensland, Australia | 0.81 | 6e-05 | Partial Nitritation, Anammox and Methane-dependent nitrite/nitrate reduction reactions (PNAM) | PNAM | 2.2 | Synthetic Wastewater | NA | 1.5 kgN/m3/d | 9e-05 | 1.5 | 0 | 0 | 10 | 44.2857 | 0 | 0 | NA | NA | 1030 | 1324.2857 | NA | NA | 1030 | 1030 | 98% | 98% | NA | NA | NA | NA | 0.34 | 0.34694 | 0.34 | NA | NA | NA | NA | NA | NA | NA | NA | NA | NA | NA | NA | NA | NA | 16 | NA | 1 | 100 | NA | NA | 0.1 | NA | NA | 303 | 1.8553 | 367.4838 | 0.00095 | NA | NA | 7 | Gas Chromatography (GC) | GC | Headspace Method (HM) | HM | Gas | NA | NA | NA | NA | NA | NA | NA | NA | NA | NA | NA | 0.039583 | NA | NA | NA | NA | NA | Sidestream | PNAM
Wang et al., 2016 | 10.1016/j.procbio.2016.02.001 | Lab | Single Stage | Membrane Bioreactor (MBR) | MBR | 4.26 | Flocculent Sludge (FS) | FS | Dalian, China | 0.5876 | 0.0045 | Simultaneous partial Nitrification, ANAMMOX and Denitrification (SNAD) | SNAD | 2.2 | Synthetic Wastewater | Intermittent Areation | 0.0019446 | 0.0019446 | 0.43213 | 0 | 0 | 9.7473 | 43.1666 | 0 | 0 | 6.4982 | 21.3512 | 288.0866 | 370.3971 | 0 | 0 | 288.0866 | 288.0866 | 92.1% | 92.1% | NA | NA | NA | NA | 2 | 2.1716 | 2 | NA | NA | NA | NA | NA | NA | 150.5415 | 150.5415 | NA | NA | 0.52256 | NA | NA | NA | 16 | 1140 | 240 | 26.3158 | NA | NA | 0.2 | NA | NA | 308 | 2.1065 | 413.75 | 54.2016 | NA | NA | 8.05 | Gas Chromatography (GC) | GC | Grab Gas Sample (GGS) | GGS | Gas | NA | NA | NA | NA | NA | NA | NA | NA | NA | NA | NA | 2258.4 | NA | NA | NA | NA | NA | Sidestream | SNAD
Ma et al., 2013 | 10.1016/j.biortech.2012.11.025 | Lab | Single Stage | Upflow Anaerobic Sludge Blanket (UASB) | UASB | NA | Granular Sludge (GS) | GS | Beijing, China | 0.5688 | 0.008 | Anammox (AMX) | AMX | 0 | Domestic Wastewater | NA | NRR = 5.72kgN/m3/d | 0.074534 | 9.3168 | 12.5247 | 55.4664 | 13.7489 | 60.8879 | 15.9865 | 52.527 | 0.97748 | 3.2117 | 19.6502 | 25.2646 | 1.6323 | 2.0987 | 48.1614 | 48.1614 | 61.39% | 61.39% | NA | NA | NA | NA | 0.006 | 0.0097728 | 0.006 | NA | NA | NA | NA | NA | NA | NA | NA | NA | NA | NA | NA | NA | NA | 0.12 | NA | 1 | 0 | NA | NA | NA | NA | NA | 303 | 1.8553 | 367.4838 | 0 | NA | NA | NA | Gas Chromatography (GC) | GC | Grab Gas Sample (GGS) | GGS | Gas | NA | NA | NA | NA | NA | NA | NA | NA | NA | NA | NA | 0 | NA | NA | NA | NA | NA | Mainstream | AMX_Mainstream
Mi et al., 2017 | 10.2166/wst.2017.517 | Lab | Single Stage | Continuous-Flow Biofilm Reactor (CFBR) | CFBR | 2.5 | Biofilm (BF) | BF | Shaanxi, China | 0.6336 | 0.007 | Partial Nitrification / Anammox (PNA) | PNA | 2.2 | Synthetic Wastewater | NA | 0.57 | 0.00399 | 0.57 | 0 | 0 | 32.22 | 32.22 | 0 | 0 | 51.0968 | 167.8894 | 210 | 210 | 187 | 23 | 163.3333 | 163.3333 | 81.03% | 81.03% | NA | NA | NA | NA | 2.1769 | 2.6865 | 2.1769 | NA | NA | NA | NA | NA | NA | NA | NA | NA | NA | NA | NA | NA | NA | 10 | NA | 1 | 100 | NA | NA | 1.2 | NA | NA | 305.1 | 1.958 | 386.2497 | 0.144 | NA | NA | 8 | Clark-type Sensor (CTS) | CTS | in situ | in situ | Liquid | NA | NA | NA | NA | NA | NA | NA | NA | NA | NA | NA | 6 | NA | NA | NA | NA | NA | Sidestream | PNA_Sidestream
Mi et al., 2017 | 10.2166/wst.2017.517 | Lab | Single Stage | Continuous-Flow Biofilm Reactor (CFBR) | CFBR | 2.5 | Biofilm (BF) | BF | Shaanxi, China | 0.6336 | 0.007 | Partial Nitrification / Anammox (PNA) | PNA | 2.2 | Synthetic Wastewater | NA | 0.38 | 0.00266 | 0.38 | 0 | 0 | 16.27 | 16.27 | 0 | 0 | 20.9032 | 68.682 | 136 | 136 | 119.87 | 16.13 | 105.7778 | 105.7778 | 85.27% | 85.27% | NA | NA | NA | NA | 2.8401 | 3.3308 | 2.8401 | NA | NA | NA | NA | NA | NA | NA | NA | NA | NA | NA | NA | NA | NA | 10 | NA | 1 | 100 | NA | NA | 1.2 | NA | NA | 305.1 | 1.958 | 386.2497 | 0.144 | NA | NA | 8 | Clark-type Sensor (CTS) | CTS | in situ | in situ | Liquid | NA | NA | NA | NA | NA | NA | NA | NA | NA | NA | NA | 6 | NA | NA | NA | NA | NA | Sidestream | PNA_Sidestream
Mi et al., 2017 | 10.2166/wst.2017.517 | Lab | Single Stage | Continuous-Flow Biofilm Reactor (CFBR) | CFBR | 2.5 | Biofilm (BF) | BF | Shaanxi, China | 0.6336 | 0.007 | Partial Nitrification / Anammox (PNA) | PNA | 2.2 | Synthetic Wastewater | NA | 0.26 | 0.00182 | 0.26 | 0 | 0 | 10.79 | 10.79 | 0 | 0 | 15.4839 | 50.8756 | 100 | 100 | 80.94 | 19.06 | 77.7778 | 77.7778 | 83.88% | 83.88% | NA | NA | NA | NA | 2.8571 | 3.4062 | 2.8571 | NA | NA | NA | NA | NA | NA | NA | NA | NA | NA | NA | NA | NA | NA | 10 | NA | 1 | 100 | NA | NA | 1.2 | NA | NA | 305.1 | 1.958 | 386.2497 | 0.144 | NA | NA | 8 | Clark-type Sensor (CTS) | CTS | in situ | in situ | Liquid | NA | NA | NA | NA | NA | NA | NA | NA | NA | NA | NA | 6 | NA | NA | NA | NA | NA | Sidestream | PNA_Sidestream
Mi et al., 2017 | 10.2166/wst.2017.517 | Lab | Single Stage | Continuous-Flow Biofilm Reactor (CFBR) | CFBR | 2.5 | Biofilm (BF) | BF | Shaanxi, China | 0.6336 | 0.007 | Partial Nitrification / Anammox (PNA) | PNA | 2.2 | Synthetic Wastewater | NA | 0.19 | 0.00133 | 0.19 | 0 | 0 | 8.1 | 8.1 | 0 | 0 | 5.4194 | 17.8065 | 70 | 70 | 53.16 | 16.84 | 54.4444 | 54.4444 | 84.91% | 84.91% | NA | NA | NA | NA | 3.2823 | 3.8656 | 3.2823 | NA | NA | NA | NA | NA | NA | NA | NA | NA | NA | NA | NA | NA | NA | 10 | NA | 1 | 100 | NA | NA | 1.2 | NA | NA | 305.1 | 1.958 | 386.2497 | 0.144 | NA | NA | 8 | Clark-type Sensor (CTS) | CTS | in situ | in situ | Liquid | NA | NA | NA | NA | NA | NA | NA | NA | NA | NA | NA | 6 | NA | NA | NA | NA | NA | Sidestream | PNA_Sidestream
Mi et al., 2017 | 10.2166/wst.2017.517 | Lab | Single Stage | Continuous-Flow Biofilm Reactor (CFBR) | CFBR | 2.5 | Biofilm (BF) | BF | Shaanxi, China | 0.6336 | 0.007 | Partial Nitrification / Anammox (PNA) | PNA | 2.2 | Synthetic Wastewater | NA | 0.13 | 0.00091 | 0.13 | 0 | 0 | 6.12 | 6.12 | 0 | 0 | 10.8387 | 35.6129 | 50 | 50 | 44.5 | 5.5 | 38.8889 | 38.8889 | 85.72% | 85.72% | NA | NA | NA | NA | 4.5068 | 5.2576 | 4.5068 | NA | NA | NA | NA | NA | NA | NA | NA | NA | NA | NA | NA | NA | NA | 10 | NA | 1 | 100 | NA | NA | 1.2 | NA | NA | 305.1 | 1.958 | 386.2497 | 0.144 | NA | NA | 8 | Clark-type Sensor (CTS) | CTS | in situ | in situ | Liquid | NA | NA | NA | NA | NA | NA | NA | NA | NA | NA | NA | 6 | NA | NA | NA | NA | NA | Sidestream | PNA_Sidestream
Mi et al., 2017 | 10.2166/wst.2017.517 | Lab | Single Stage | Continuous-Flow Biofilm Reactor (CFBR) | CFBR | 2.5 | Biofilm (BF) | BF | Shaanxi, China | 0.6336 | 0.007 | Partial Nitrification / Anammox (PNA) | PNA | 2.2 | Synthetic Wastewater | NA | 0.11 | 0.00077 | 0.11 | 0 | 0 | 4.16 | 4.16 | 0 | 0 | 7.7419 | 25.4378 | 30 | 30 | 28.14 | 1.86 | 23.3333 | 23.3333 | 84.65% | 84.65% | NA | NA | NA | NA | 6.0034 | 7.092 | 6.0034 | NA | NA | NA | NA | NA | NA | NA | NA | NA | NA | NA | NA | NA | NA | 7 | NA | 1 | 100 | NA | NA | 1.2 | NA | NA | 305.1 | 1.958 | 386.2497 | 0.144 | NA | NA | 8 | Clark-type Sensor (CTS) | CTS | in situ | in situ | Liquid | NA | NA | NA | NA | NA | NA | NA | NA | NA | NA | NA | 6 | NA | NA | NA | NA | NA | Sidestream | PNA_Sidestream
Mi et al., 2017 | 10.2166/wst.2017.517 | Lab | Single Stage | Continuous-Flow Biofilm Reactor (CFBR) | CFBR | 2.5 | Biofilm (BF) | BF | Shaanxi, China | 0.6336 | 0.007 | Partial Nitrification / Anammox (PNA) | PNA | 2.2 | Synthetic Wastewater | NA | 0.16 | 0.00112 | 0.16 | 0 | 0 | 4.33 | 4.33 | 0 | 0 | 5.4194 | 17.8065 | 30 | 30 | 26.54 | 3.46 | 23.3333 | 23.3333 | 86.93% | 86.93% | NA | NA | NA | NA | 5.1531 | 5.9278 | 5.1531 | NA | NA | NA | NA | NA | NA | NA | NA | NA | NA | NA | NA | NA | NA | 5 | NA | 1 | 100 | NA | NA | 1.2 | NA | NA | 305.1 | 1.958 | 386.2497 | 0.144 | NA | NA | 8 | Clark-type Sensor (CTS) | CTS | in situ | in situ | Liquid | NA | NA | NA | NA | NA | NA | NA | NA | NA | NA | NA | 6 | NA | NA | NA | NA | NA | Sidestream | PNA_Sidestream
Mi et al., 2017 | 10.2166/wst.2017.517 | Lab | Single Stage | Continuous-Flow Biofilm Reactor (CFBR) | CFBR | 2.5 | Biofilm (BF) | BF | Shaanxi, China | 0.6336 | 0.007 | Partial Nitrification / Anammox (PNA) | PNA | 2.2 | Synthetic Wastewater | NA | 0.32 | 0.00224 | 0.32 | 0 | 0 | 3.08 | 3.08 | 0 | 0 | 5.4194 | 17.8065 | 30 | 30 | 29.04 | 0.96 | 23.3333 | 23.3333 | 84.48% | 84.48% | NA | NA | NA | NA | 3.8435 | 4.5496 | 3.8435 | NA | NA | NA | NA | NA | NA | NA | NA | NA | NA | NA | NA | NA | NA | 3 | NA | 1 | 100 | NA | NA | 1.2 | NA | NA | 305.1 | 1.958 | 386.2497 | 0.144 | NA | NA | 8 | Clark-type Sensor (CTS) | CTS | in situ | in situ | Liquid | NA | NA | NA | NA | NA | NA | NA | NA | NA | NA | NA | 6 | NA | NA | NA | NA | NA | Sidestream | PNA_Sidestream
Panwivia et al., 2014 | 10.1080/10934529.2014.882674 | Lab | Single Stage | Sequencing Batch Reactor (SBR) | SBR | 2.5 | Flocculent Sludge (FS) | FS | Bangkok, Thailand | 0.4394 | 0.003 | Anammox (AMX) | AMX | 0 | Synthetic Wastewater | NA | 0.000309 | 0.000309 | 0.103 | 0 | 0 | NA | NA | 103 | 338.4286 | NA | NA | 103 | 132.4286 | NA | NA | 206 | 206 | NA | NA | NA | NA | NA | NA | 0.02 | NA | 0.02 | NA | NA | NA | NA | NA | NA | NA | NA | NA | NA | NA | NA | NA | NA | 48 | NA | 2 | 0 | NA | NA | NA | NA | NA | NA | NA | NA | 0 | NA | NA | 7.8 | Gas Chromatography (GC) | GC | Grab Gas Sample (GGS) | GGS | Gas | NA | NA | NA | NA | NA | NA | NA | NA | NA | NA | NA | 0 | NA | NA | NA | NA | NA | Sidestream | AMX_Sidestream
Panwivia et al., 2014 | 10.1080/10934529.2014.882674 | Lab | Single Stage | Sequencing Batch Reactor (SBR) | SBR | 2.5 | Flocculent Sludge (FS) | FS | Bangkok, Thailand | 0.4394 | 0.003 | Anammox (AMX) | AMX | 0 | Synthetic Wastewater | NA | 0.0007245 | 0.0007245 | 0.2415 | 0 | 0 | NA | NA | 273 | 897 | NA | NA | 210 | 270 | NA | NA | 483 | 483 | NA | NA | NA | NA | NA | NA | 0.025 | NA | 0.025 | NA | NA | NA | NA | NA | NA | NA | NA | NA | NA | NA | NA | NA | NA | 48 | NA | 2 | 0 | NA | NA | NA | NA | NA | NA | NA | NA | 0 | NA | NA | 7.8 | Gas Chromatography (GC) | GC | Grab Gas Sample (GGS) | GGS | Gas | NA | NA | NA | NA | NA | NA | NA | NA | NA | NA | NA | 0 | NA | NA | NA | NA | NA | Sidestream | AMX_Sidestream
Panwivia et al., 2014 | 10.1080/10934529.2014.882674 | Lab | Single Stage | Sequencing Batch Reactor (SBR) | SBR | 2.5 | Flocculent Sludge (FS) | FS | Bangkok, Thailand | 0.4394 | 0.003 | Anammox (AMX) | AMX | 0 | Synthetic Wastewater | NA | 0.0004725 | 0.0004725 | 0.1575 | 0 | 0 | NA | NA | 210 | 690 | 100 | 328.5714 | 105 | 135 | 30 | 38.5714 | 315 | 315 | 58.73% | 58.73% | NA | NA | NA | NA | 0.2 | 0.34054 | 0.2 | NA | NA | NA | NA | NA | NA | NA | NA | NA | NA | NA | NA | NA | NA | 48 | NA | 2 | 0 | NA | NA | NA | NA | NA | NA | NA | NA | 0 | NA | NA | 7.8 | Gas Chromatography (GC) | GC | Grab Gas Sample (GGS) | GGS | Gas | NA | NA | NA | 460 | NA | NA | NA | NA | NA | NA | NA | 0 | NA | NA | NA | NA | NA | Sidestream | AMX_Sidestream
Panwivia et al., 2014 | 10.1080/10934529.2014.882674 | Lab | Single Stage | Sequencing Batch Biofilm Reactor (SBBR) | SBBR | 2.5 | Biofilm (BF) | BF | Bangkok, Thailand | 0.4394 | 0.003 | Anammox (AMX) | AMX | 0 | Synthetic Wastewater | NA | 0.000309 | 0.000309 | 0.103 | 0 | 0 | NA | NA | 103 | 338.4286 | NA | NA | 103 | 132.4286 | NA | NA | 206 | 206 | NA | NA | NA | NA | NA | NA | 0.014 | NA | 0.014 | NA | NA | NA | NA | NA | NA | NA | NA | NA | NA | NA | NA | NA | NA | 48 | NA | 2 | 0 | NA | NA | NA | NA | NA | NA | NA | NA | 0 | NA | NA | 7.8 | Gas Chromatography (GC) | GC | Grab Gas Sample (GGS) | GGS | Gas | NA | NA | NA | NA | NA | NA | NA | NA | NA | NA | NA | 0 | NA | NA | NA | NA | NA | Sidestream | AMX_Sidestream
Panwivia et al., 2014 | 10.1080/10934529.2014.882674 | Lab | Single Stage | Sequencing Batch Biofilm Reactor (SBBR) | SBBR | 2.5 | Biofilm (BF) | BF | Bangkok, Thailand | 0.4394 | 0.003 | Anammox (AMX) | AMX | 0 | Synthetic Wastewater | NA | 0.0007245 | 0.0007245 | 0.2415 | 0 | 0 | NA | NA | 273 | 897 | 10 | 32.8571 | 210 | 270 | 10 | 12.8571 | 483 | 483 | 95.86% | 95.86% | NA | NA | NA | NA | 0.022 | 0.02295 | 0.022 | NA | NA | NA | NA | NA | NA | NA | NA | NA | NA | NA | NA | NA | NA | 48 | NA | 2 | 0 | NA | NA | NA | NA | NA | NA | NA | NA | 0 | NA | NA | 7.8 | Gas Chromatography (GC) | GC | Grab Gas Sample (GGS) | GGS | Gas | NA | NA | NA | 2972 | NA | NA | NA | NA | NA | NA | NA | 0 | NA | NA | NA | NA | NA | Sidestream | AMX_Sidestream
Panwivia et al., 2014 | 10.1080/10934529.2014.882674 | Lab | Single Stage | Sequencing Batch Biofilm Reactor (SBBR) | SBBR | 2.5 | Biofilm (BF) | BF | Bangkok, Thailand | 0.4394 | 0.003 | Anammox (AMX) | AMX | 0 | Synthetic Wastewater | NA | 0.0004725 | 0.0004725 | 0.1575 | 0 | 0 | NA | NA | 210 | 690 | 40 | 131.4286 | 105 | 135 | 3 | 3.8571 | 315 | 315 | 86.35% | 86.35% | NA | NA | NA | NA | 0.16 | 0.18529 | 0.16 | NA | NA | NA | NA | NA | NA | NA | NA | NA | NA | NA | NA | NA | NA | 48 | NA | 2 | 0 | NA | NA | NA | NA | NA | NA | NA | NA | 0 | NA | NA | 7.8 | Gas Chromatography (GC) | GC | Grab Gas Sample (GGS) | GGS | Gas | NA | NA | NA | 1250 | NA | NA | NA | NA | NA | NA | NA | 0 | NA | NA | NA | NA | NA | Sidestream | AMX_Sidestream
Panwivia et al., 2014 | 10.1080/10934529.2014.882674 | Lab | Single Stage | Sequencing Batch Reactor (SBR) | SBR | 2.5 | Flocculent Sludge (FS) | FS | Bangkok, Thailand | 0.4394 | 0.003 | Anammox (AMX) | AMX | 0 | Synthetic Wastewater | NA | 0.0007245 | 0.0007245 | 0.2415 | 0 | 0 | NA | NA | 210 | 690 | NA | NA | 273 | 351 | NA | NA | 483 | 483 | NA | NA | NA | NA | NA | NA | 0.044 | NA | 0.044 | NA | NA | NA | NA | NA | NA | NA | NA | NA | NA | NA | NA | NA | NA | 48 | NA | 2 | 0 | NA | NA | NA | NA | NA | NA | NA | NA | 0 | NA | NA | 6.8 | Gas Chromatography (GC) | GC | Grab Gas Sample (GGS) | GGS | Gas | NA | NA | NA | NA | NA | NA | NA | NA | NA | NA | NA | 0 | NA | NA | NA | NA | NA | Sidestream | AMX_Sidestream
Panwivia et al., 2014 | 10.1080/10934529.2014.882674 | Lab | Single Stage | Sequencing Batch Reactor (SBR) | SBR | 2.5 | Flocculent Sludge (FS) | FS | Bangkok, Thailand | 0.4394 | 0.003 | Anammox (AMX) | AMX | 0 | Synthetic Wastewater | NA | 0.0007245 | 0.0007245 | 0.2415 | 0 | 0 | NA | NA | 210 | 690 | NA | NA | 273 | 351 | NA | NA | 483 | 483 | NA | NA | NA | NA | NA | NA | 0.038 | NA | 0.038 | NA | NA | NA | NA | NA | NA | NA | NA | NA | NA | NA | NA | NA | NA | 48 | NA | 2 | 0 | NA | NA | NA | NA | NA | NA | NA | NA | 0 | NA | NA | 7.3 | Gas Chromatography (GC) | GC | Grab Gas Sample (GGS) | GGS | Gas | NA | NA | NA | NA | NA | NA | NA | NA | NA | NA | NA | 0 | NA | NA | NA | NA | NA | Sidestream | AMX_Sidestream
Panwivia et al., 2014 | 10.1080/10934529.2014.882674 | Lab | Single Stage | Sequencing Batch Reactor (SBR) | SBR | 2.5 | Flocculent Sludge (FS) | FS | Bangkok, Thailand | 0.4394 | 0.003 | Anammox (AMX) | AMX | 0 | Synthetic Wastewater | NA | 0.0007245 | 0.0007245 | 0.2415 | 0 | 0 | NA | NA | 210 | 690 | NA | NA | 273 | 351 | NA | NA | 483 | 483 | NA | NA | NA | NA | NA | NA | 0.035 | NA | 0.035 | NA | NA | NA | NA | NA | NA | NA | NA | NA | NA | NA | NA | NA | NA | 48 | NA | 2 | 0 | NA | NA | NA | NA | NA | NA | NA | NA | 0 | NA | NA | 7.8 | Gas Chromatography (GC) | GC | Grab Gas Sample (GGS) | GGS | Gas | NA | NA | NA | NA | NA | NA | NA | NA | NA | NA | NA | 0 | NA | NA | NA | NA | NA | Sidestream | AMX_Sidestream
Panwivia et al., 2014 | 10.1080/10934529.2014.882674 | Lab | Single Stage | Sequencing Batch Reactor (SBR) | SBR | 2.5 | Flocculent Sludge (FS) | FS | Bangkok, Thailand | 0.4394 | 0.003 | Anammox (AMX) | AMX | 0 | Synthetic Wastewater | NA | 0.0007245 | 0.0007245 | 0.2415 | 0 | 0 | NA | NA | 210 | 690 | NA | NA | 273 | 351 | NA | NA | 483 | 483 | NA | NA | NA | NA | NA | NA | 0.029 | NA | 0.029 | NA | NA | NA | NA | NA | NA | NA | NA | NA | NA | NA | NA | NA | NA | 48 | NA | 2 | 0 | NA | NA | NA | NA | NA | NA | NA | NA | 0 | NA | NA | 8.3 | Gas Chromatography (GC) | GC | Grab Gas Sample (GGS) | GGS | Gas | NA | NA | NA | NA | NA | NA | NA | NA | NA | NA | NA | 0 | NA | NA | NA | NA | NA | Sidestream | AMX_Sidestream
Panwivia et al., 2014 | 10.1080/10934529.2014.882674 | Lab | Single Stage | Sequencing Batch Biofilm Reactor (SBBR) | SBBR | 2.5 | Biofilm (BF) | BF | Bangkok, Thailand | 0.4394 | 0.003 | Anammox (AMX) | AMX | 0 | Synthetic Wastewater | NA | 0.0007245 | 0.0007245 | 0.2415 | 0 | 0 | NA | NA | 210 | 690 | 10 | 32.8571 | 273 | 351 | 10 | 12.8571 | 483 | 483 | 95.86% | 95.86% | NA | NA | NA | NA | 0.03 | 0.031296 | 0.03 | NA | NA | NA | NA | NA | NA | NA | NA | NA | NA | NA | NA | NA | NA | 48 | NA | 2 | 0 | NA | NA | NA | NA | NA | NA | NA | NA | 0 | NA | NA | 6.8 | Gas Chromatography (GC) | GC | Grab Gas Sample (GGS) | GGS | Gas | NA | NA | NA | 2972 | NA | NA | NA | NA | NA | NA | NA | 0 | NA | NA | NA | NA | NA | Sidestream | AMX_Sidestream
Panwivia et al., 2014 | 10.1080/10934529.2014.882674 | Lab | Single Stage | Sequencing Batch Biofilm Reactor (SBBR) | SBBR | 2.5 | Biofilm (BF) | BF | Bangkok, Thailand | 0.4394 | 0.003 | Anammox (AMX) | AMX | 0 | Synthetic Wastewater | NA | 0.0007245 | 0.0007245 | 0.2415 | 0 | 0 | NA | NA | 210 | 690 | 10 | 32.8571 | 273 | 351 | 10 | 12.8571 | 483 | 483 | 95.86% | 95.86% | NA | NA | NA | NA | 0.02 | 0.020864 | 0.02 | NA | NA | NA | NA | NA | NA | NA | NA | NA | NA | NA | NA | NA | NA | 48 | NA | 2 | 0 | NA | NA | NA | NA | NA | NA | NA | NA | 0 | NA | NA | 7.3 | Gas Chromatography (GC) | GC | Grab Gas Sample (GGS) | GGS | Gas | NA | NA | NA | 2972 | NA | NA | NA | NA | NA | NA | NA | 0 | NA | NA | NA | NA | NA | Sidestream | AMX_Sidestream
Panwivia et al., 2014 | 10.1080/10934529.2014.882674 | Lab | Single Stage | Sequencing Batch Biofilm Reactor (SBBR) | SBBR | 2.5 | Biofilm (BF) | BF | Bangkok, Thailand | 0.4394 | 0.003 | Anammox (AMX) | AMX | 0 | Synthetic Wastewater | NA | 0.0007245 | 0.0007245 | 0.2415 | 0 | 0 | NA | NA | 210 | 690 | 10 | 32.8571 | 273 | 351 | 10 | 12.8571 | 483 | 483 | 95.86% | 95.86% | NA | NA | NA | NA | 0.028 | 0.02921 | 0.028 | NA | NA | NA | NA | NA | NA | NA | NA | NA | NA | NA | NA | NA | NA | 48 | NA | 2 | 0 | NA | NA | NA | NA | NA | NA | NA | NA | 0 | NA | NA | 7.8 | Gas Chromatography (GC) | GC | Grab Gas Sample (GGS) | GGS | Gas | NA | NA | NA | 2972 | NA | NA | NA | NA | NA | NA | NA | 0 | NA | NA | NA | NA | NA | Sidestream | AMX_Sidestream
Panwivia et al., 2014 | 10.1080/10934529.2014.882674 | Lab | Single Stage | Sequencing Batch Biofilm Reactor (SBBR) | SBBR | 2.5 | Biofilm (BF) | BF | Bangkok, Thailand | 0.4394 | 0.003 | Anammox (AMX) | AMX | 0 | Synthetic Wastewater | NA | 0.0007245 | 0.0007245 | 0.2415 | 0 | 0 | NA | NA | 210 | 690 | 10 | 32.8571 | 273 | 351 | 10 | 12.8571 | 483 | 483 | 95.86% | 95.86% | NA | NA | NA | NA | 0.023 | 0.023994 | 0.023 | NA | NA | NA | NA | NA | NA | NA | NA | NA | NA | NA | NA | NA | NA | 48 | NA | 2 | 0 | NA | NA | NA | NA | NA | NA | NA | NA | 0 | NA | NA | 8.3 | Gas Chromatography (GC) | GC | Grab Gas Sample (GGS) | GGS | Gas | NA | NA | NA | 2972 | NA | NA | NA | NA | NA | NA | NA | 0 | NA | NA | NA | NA | NA | Sidestream | AMX_Sidestream
N√†cher bet al., 2010 | 10.1021/es1013467 | Lab | Non-aerated | Membrane Aerated Biofilm Reactor (MABR) | MABR | 6 | Biofilm (BF) | BF | Lundtofte, Denmark | 0.373 | 0.00241 | Anammox (AMX) | AMX | 0 | Synthetic Wastewater | Non-aerated | 0.78 gN/L/d removal | 0.0027251 | 1.1308 | 0 | 0 | 85.4795 | 378.5519 | 0 | 0 | 0 | 0 | 750 | 964.2857 | 146.8493 | 188.8063 | 750 | 750 | 68.98% | 68.98% | NA | NA | NA | NA | 0.001 | 0.0014497 | 0.001 | NA | NA | NA | NA | NA | NA | NA | NA | NA | NA | NA | NA | NA | NA | NA | NA | NA | 80 | NA | NA | NA | NA | NA | 305 | 1.953 | 385.3347 | 0 | NA | NA | NA | Microsensor | Microsensor | in situ | in situ | Liquid | NA | NA | NA | NA | NA | NA | NA | NA | NA | NA | NA | 0 | NA | NA | NA | NA | NA | Sidestream | AMX_Sidestream
N√†cher bet al., 2010 | 10.1021/es1013467 | Lab | Aerated | Membrane Aerated Biofilm Reactor (MABR) | MABR | 6 | Biofilm (BF) | BF | Lundtofte, Denmark | 0.373 | 0.00241 | Partial Nitrification (PN) | PN | 3.43 | Synthetic Wastewater | Aerated | 0.78 | 0.0027251 | 1.1308 | 0 | 0 | 85.4795 | 378.5519 | 0 | 0 | 0 | 0 | 750 | 964.2857 | 146.8493 | 188.8063 | 750 | 750 | 68.98% | 68.98% | NA | NA | NA | NA | 0.015 | 0.021745 | 0.015 | NA | NA | NA | NA | NA | NA | NA | NA | NA | NA | NA | NA | NA | NA | NA | NA | NA | 80 | NA | NA | NA | NA | NA | 305 | 1.953 | 385.3347 | 6.48 | NA | NA | NA | Microsensor | Microsensor | in situ | in situ | Liquid | NA | NA | NA | NA | NA | NA | NA | NA | NA | NA | NA | 270 | NA | NA | NA | NA | NA | Sidestream | PN_Sidestream
Peng et al., 2020 | 10.1021/acs.est.9b06404 | Lab | Single Stage | Sequencing Batch Biofilm Reactor (SBBR) | SBBR | 2.5 | Biofilm + Flocculent Sludge (BF+FS) | BF | Ant- werpen, Belgium | 0.15 | 0.0045 | Partial Nitrification / Anammox (PNA) | PNA | 2.2 | Synthetic Wastewater | NA | 200mgN/L/d | 0.0009 | 0.2 | 0 | 0 | 27.8226 | 123.2143 | 0 | 0 | 1.7814 | 5.8533 | 50 | 64.2857 | 0.20161 | 0.25922 | 50 | 50 | 34.02% | 34.02% | NA | NA | NA | NA | 1.8148 | 5.3338 | 1.8148 | NA | NA | NA | NA | NA | NA | NA | NA | NA | NA | NA | NA | NA | NA | 6 | NA | 3 | 66.6667 | NA | NA | 1 | NA | NA | 293 | 1.4195 | 289.8936 | 2.88 | NA | NA | 6 | Laser Absorption Spectroscopy (LAS) | LAS | Gas Sampling Pump (GSP) | GSP | Gas | NA | NA | NA | NA | NA | NA | NA | NA | NA | NA | NA | 120 | NA | NA | NA | NA | NA | Mainstream | PNA_Mainstream
Peng et al., 2020 | 10.1021/acs.est.9b06404 | Lab | Single Stage | Sequencing Batch Biofilm Reactor (SBBR) | SBBR | 2.5 | Biofilm + Flocculent Sludge (BF+FS) | BF | Ant- werpen, Belgium | 0.15 | 0.0045 | Partial Nitrification / Anammox (PNA) | PNA | 2.2 | Synthetic Wastewater | NA | 200 | 0.0009 | 0.2 | 0 | 0 | 26.2097 | 116.0714 | 0 | 0 | 1.8517 | 6.0843 | 50 | 64.2857 | 0.20161 | 0.25922 | 50 | 50 | 43.15% | 43.15% | NA | NA | NA | NA | 1.963 | 4.5488 | 1.963 | NA | NA | NA | NA | NA | NA | NA | NA | NA | NA | NA | NA | NA | NA | 6 | NA | 3 | 66.6667 | NA | NA | 1 | NA | NA | 293 | 1.4195 | 289.8936 | 2.88 | NA | NA | 6 | Laser Absorption Spectroscopy (LAS) | LAS | Gas Sampling Pump (GSP) | GSP | Gas | NA | NA | NA | NA | NA | NA | NA | NA | NA | NA | NA | 120 | NA | NA | NA | NA | NA | Mainstream | PNA_Mainstream
Peng et al., 2020 | 10.1021/acs.est.9b06404 | Lab | Single Stage | Sequencing Batch Biofilm Reactor (SBBR) | SBBR | 2.5 | Biofilm + Flocculent Sludge (BF+FS) | BF | Ant- werpen, Belgium | 0.15 | 0.0045 | Partial Nitrification / Anammox (PNA) | PNA | 2.2 | Synthetic Wastewater | NA | 200 | 0.0009 | 0.2 | 0 | 0 | 26.8145 | 118.75 | 0 | 0 | 3.0054 | 9.8749 | 50 | 64.2857 | 0.60484 | 0.77765 | 50 | 50 | 44.81% | 44.81% | NA | NA | NA | NA | 3.3148 | 7.3969 | 3.3148 | NA | NA | NA | NA | NA | NA | NA | NA | NA | NA | NA | NA | NA | NA | 6 | NA | 3 | 66.6667 | NA | NA | 1 | NA | NA | 293 | 1.4195 | 289.8936 | 2.88 | NA | NA | 6 | Laser Absorption Spectroscopy (LAS) | LAS | Gas Sampling Pump (GSP) | GSP | Gas | NA | NA | NA | NA | NA | NA | NA | NA | NA | NA | NA | 120 | NA | NA | NA | NA | NA | Mainstream | PNA_Mainstream
Peng et al., 2020 | 10.1021/acs.est.9b06404 | Lab | Single Stage | Sequencing Batch Biofilm Reactor (SBBR) | SBBR | 2.5 | Biofilm + Flocculent Sludge (BF+FS) | BF | Ant- werpen, Belgium | 0.15 | 0.0045 | Partial Nitrification / Anammox (PNA) | PNA | 2.2 | Synthetic Wastewater | NA | 200 | 0.0009 | 0.2 | 0 | 0 | 5.4866 | 24.2976 | 0 | 0 | 0.90951 | 2.9884 | 50 | 64.2857 | 8.535 | 10.9736 | 50 | 50 | 70.94% | 70.94% | NA | NA | NA | NA | 1.5094 | 2.1278 | 1.5094 | NA | NA | NA | NA | NA | NA | NA | NA | NA | NA | NA | NA | NA | NA | 6 | NA | 3 | 66.6667 | NA | NA | 1 | NA | NA | 293 | 1.4195 | 289.8936 | 2.88 | NA | NA | 6 | Laser Absorption Spectroscopy (LAS) | LAS | Gas Sampling Pump (GSP) | GSP | Gas | NA | NA | NA | NA | NA | NA | NA | NA | NA | NA | NA | 120 | NA | NA | NA | NA | NA | Mainstream | PNA_Mainstream
Peng et al., 2020 | 10.1021/acs.est.9b06404 | Lab | Single Stage | Sequencing Batch Biofilm Reactor (SBBR) | SBBR | 2.5 | Biofilm + Flocculent Sludge (BF+FS) | BF | Ant- werpen, Belgium | 0.15 | 0.0045 | Partial Nitrification / Anammox (PNA) | PNA | 2.2 | Synthetic Wastewater | NA | 200 | 0.0009 | 0.2 | 0 | 0 | 7.9268 | 35.1045 | 0 | 0 | 1.7262 | 5.6719 | 50 | 64.2857 | 7.3165 | 9.4069 | 50 | 50 | 69.23% | 69.23% | NA | NA | NA | NA | 1.7736 | 2.5618 | 1.7736 | NA | NA | NA | NA | NA | NA | NA | NA | NA | NA | NA | NA | NA | NA | 6 | NA | 3 | 66.6667 | NA | NA | 1 | NA | NA | 293 | 1.4195 | 289.8936 | 2.88 | NA | NA | 6 | Laser Absorption Spectroscopy (LAS) | LAS | Gas Sampling Pump (GSP) | GSP | Gas | NA | NA | NA | NA | NA | NA | NA | NA | NA | NA | NA | 120 | NA | NA | NA | NA | NA | Mainstream | PNA_Mainstream
Peng et al., 2020 | 10.1021/acs.est.9b06404 | Lab | Single Stage | Sequencing Batch Biofilm Reactor (SBBR) | SBBR | 2.5 | Biofilm + Flocculent Sludge (BF+FS) | BF | Ant- werpen, Belgium | 0.15 | 0.0045 | Partial Nitrification / Anammox (PNA) | PNA | 2.2 | Synthetic Wastewater | NA | 200 | 0.0009 | 0.2 | 0 | 0 | 2.8412 | 12.5824 | 0 | 0 | 2.5615 | 8.4163 | 50 | 64.2857 | 11.3778 | 14.6286 | 50 | 50 | 61.97% | 61.97% | NA | NA | NA | NA | 2.8679 | 4.6282 | 2.8679 | NA | NA | NA | NA | NA | NA | NA | NA | NA | NA | NA | NA | NA | NA | 6 | NA | 3 | 66.6667 | NA | NA | 1 | NA | NA | 293 | 1.4195 | 289.8936 | 2.88 | NA | NA | 6 | Laser Absorption Spectroscopy (LAS) | LAS | Gas Sampling Pump (GSP) | GSP | Gas | NA | NA | NA | NA | NA | NA | NA | NA | NA | NA | NA | 120 | NA | NA | NA | NA | NA | Mainstream | PNA_Mainstream
Peng et al., 2020 | 10.1021/acs.est.9b06404 | Lab | Single Stage | Sequencing Batch Biofilm Reactor (SBBR) | SBBR | 2.5 | Biofilm + Flocculent Sludge (BF+FS) | BF | Ant- werpen, Belgium | 0.15 | 0.0045 | Partial Nitrification / Anammox (PNA) | PNA | 2.2 | Synthetic Wastewater | NA | 200 | 0.0009 | 0.2 | 0 | 0 | 2.6373 | 11.6795 | 0 | 0 | 3.5081 | 11.5267 | 50 | 64.2857 | 11.3768 | 14.6274 | 50 | 50 | 66.67% | 66.67% | NA | NA | NA | NA | 3.2642 | 4.8962 | 3.2642 | NA | NA | NA | NA | NA | NA | NA | NA | NA | NA | NA | NA | NA | NA | 6 | NA | 3 | 66.6667 | NA | NA | 1 | NA | NA | 293 | 1.4195 | 289.8936 | 2.88 | NA | NA | 6 | Laser Absorption Spectroscopy (LAS) | LAS | Gas Sampling Pump (GSP) | GSP | Gas | NA | NA | NA | NA | NA | NA | NA | NA | NA | NA | NA | 120 | NA | NA | NA | NA | NA | Mainstream | PNA_Mainstream
Peng et al., 2020 | 10.1021/acs.est.9b06404 | Lab | Single Stage | Sequencing Batch Biofilm Reactor (SBBR) | SBBR | 2.5 | Biofilm + Flocculent Sludge (BF+FS) | BF | Ant- werpen, Belgium | 0.15 | 0.0045 | Partial Nitrification / Anammox (PNA) | PNA | 2.2 | Synthetic Wastewater | NA | 200 | 0.0009 | 0.2 | 0 | 0 | 5.0751 | 22.4754 | 0 | 0 | 3.6566 | 12.0146 | 50 | 64.2857 | 9.9531 | 12.7969 | 50 | 50 | 64.1% | 64.1% | NA | NA | NA | NA | 3.5472 | 5.5336 | 3.5472 | NA | NA | NA | NA | NA | NA | NA | NA | NA | NA | NA | NA | NA | NA | 6 | NA | 3 | 66.6667 | NA | NA | 1 | NA | NA | 293 | 1.4195 | 289.8936 | 2.88 | NA | NA | 6 | Laser Absorption Spectroscopy (LAS) | LAS | Gas Sampling Pump (GSP) | GSP | Gas | NA | NA | NA | NA | NA | NA | NA | NA | NA | NA | NA | 120 | NA | NA | NA | NA | NA | Mainstream | PNA_Mainstream
Podder et al., 2020 | 10.1016/j.biortech.2020.123578 | Lab | Single Stage | Sequencing Batch Biofilm Reactor (SBBR) | SBBR | 2.5 | Biofilm (BF) | BF | Utah, US | 0.7053 | 0.002 | Partial Nitrification / Anammox (PNA) | PNA | 2.2 | Synthetic Wastewater | Intermittant Aeration | 8.9e-05 | 8.9e-05 | 0.044505 | 3.663 | 16.2219 | 0.18315 | 0.81109 | 0 | 0 | 4.5788 | 15.0445 | 85.348 | 109.7331 | 2.5641 | 3.2967 | 89.011 | 89.011 | 91.77% | 91.77% | NA | NA | NA | NA | 0.31 | 0.3378 | 0.31 | NA | NA | NA | NA | NA | NA | 457.9487 | 457.9487 | NA | NA | 5.1449 | NA | NA | NA | 48 | NA | 88 | 30.5556 | NA | NA | 0.25 | NA | NA | 310 | 2.2135 | 433.8483 | NA | NA | NA | 7.5 | Gas Filter Correlation (GFC) | GFC | Headspace | Headspace | Gas | NA | NA | NA | NA | NA | NA | NA | NA | NA | NA | NA | NA | NA | NA | NA | NA | NA | Sidestream | PNA_Sidestream
Podder et al., 2020 | 10.1016/j.biortech.2020.123578 | Lab | Single Stage | Sequencing Batch Biofilm Reactor (SBBR) | SBBR | 2.5 | Biofilm (BF) | BF | Utah, US | 0.7053 | 0.002 | Partial Nitrification / Anammox (PNA) | PNA | 2.2 | Synthetic Wastewater | Intermittant Aeration | 8.9e-05 | 8.9e-05 | 0.044505 | 3.663 | 16.2219 | 0.18315 | 0.81109 | 0 | 0 | 4.5788 | 15.0445 | 85.348 | 109.7331 | 2.5641 | 3.2967 | 89.011 | 89.011 | 91.77% | 91.77% | NA | NA | NA | NA | 0.6 | 0.65381 | 0.6 | NA | NA | NA | NA | NA | NA | 457.9487 | 457.9487 | NA | NA | 5.1449 | NA | NA | NA | 48 | NA | 88 | 30.5556 | NA | NA | 0.4 | NA | NA | 310 | 2.2135 | 433.8483 | NA | NA | NA | 7.5 | Gas Filter Correlation (GFC) | GFC | Headspace | Headspace | Gas | NA | NA | NA | NA | NA | NA | NA | NA | NA | NA | NA | NA | NA | NA | NA | NA | NA | Sidestream | PNA_Sidestream
Podder et al., 2020 | 10.1016/j.biortech.2020.123578 | Lab | Single Stage | Sequencing Batch Biofilm Reactor (SBBR) | SBBR | 2.5 | Biofilm (BF) | BF | Utah, US | 0.7053 | 0.002 | Partial Nitrification / Anammox (PNA) | PNA | 2.2 | Synthetic Wastewater | Intermittant Aeration | 8.9e-05 | 8.9e-05 | 0.044505 | 3.663 | 16.2219 | 0.18315 | 0.81109 | 0 | 0 | 4.5788 | 15.0445 | 85.348 | 109.7331 | 2.5641 | 3.2967 | 89.011 | 89.011 | 91.77% | 91.77% | NA | NA | NA | NA | 0.25 | 0.27242 | 0.25 | NA | NA | NA | NA | NA | NA | 457.9487 | 457.9487 | NA | NA | 5.1449 | NA | NA | NA | 48 | NA | 88 | 30.5556 | NA | NA | 0.15 | NA | NA | 310 | 2.2135 | 433.8483 | NA | NA | NA | 7.5 | Gas Filter Correlation (GFC) | GFC | Headspace | Headspace | Gas | NA | NA | NA | NA | NA | NA | NA | NA | NA | NA | NA | NA | NA | NA | NA | NA | NA | Sidestream | PNA_Sidestream
Qiu et al., 2021 | 10.1016/j.jclepro.2021.126104 | Lab | Single Stage | Sequencing Batch Reactor (SBR) | SBR | 2.5 | Flocculent Sludge (FS) | FS | Galway, Ireland | 0.255 | 0.008 | Partial Nitrification / Anammox (PNA) | PNA | 2.2 | Synthetic Wastewater | Intermittant Aeration | 0.00082759 | 0.00082759 | 0.10345 | NA | NA | NA | NA | NA | NA | NA | NA | 300 | 385.7143 | NA | NA | 300 | 300 | 75% | 75% | NA | NA | NA | NA | 0.57 | 0.76 | 0.57 | NA | NA | NA | NA | NA | NA | 100 | NA | NA | NA | 0.33333 | NA | NA | NA | 69.6 | NA | 92.8 | 66.6667 | NA | NA | 0.005 | NA | NA | 303 | 1.8553 | 367.4838 | 0.144 | NA | NA | 8.15 | Clark-type Sensor (CTS) | CTS | in situ | in situ | Liquid | NA | NA | NA | NA | NA | NA | NA | NA | NA | NA | NA | 6 | NA | NA | NA | NA | NA | Sidestream | PNA_Sidestream
Qiu et al., 2021 | 10.1016/j.jclepro.2021.126104 | Lab | Single Stage | Sequencing Batch Reactor (SBR) | SBR | 2.5 | Flocculent Sludge (FS) | FS | Galway, Ireland | 0.255 | 0.008 | Partial Nitrification / Anammox (PNA) | PNA | 2.2 | Synthetic Wastewater | Intermittant Aeration | 0.00082759 | 0.00082759 | 0.10345 | NA | NA | NA | NA | NA | NA | NA | NA | 300 | 385.7143 | NA | NA | 300 | 300 | 75% | 75% | NA | NA | NA | NA | 0.39 | 0.52 | 0.39 | NA | NA | NA | NA | NA | NA | 0 | NA | NA | NA | 0 | NA | NA | NA | 69.6 | NA | 92.8 | 66.6667 | NA | NA | 0.005 | NA | NA | 303 | 1.8553 | 367.4838 | 0.144 | NA | NA | 8.15 | Clark-type Sensor (CTS) | CTS | in situ | in situ | Liquid | NA | NA | NA | NA | NA | NA | NA | NA | NA | NA | NA | 6 | NA | NA | NA | NA | NA | Sidestream | PNA_Sidestream
Ramos et al., 2015 | 10.1016/j.procbio.2015.12.020 | Lab | Single Stage | Expanded Granular Sludge Bed (EGSB) | EGSB | NA | Granular Sludge (GS) | GS | Barcelona, Spain | 0.256 | 0.0026 | Partial Nitrification (PN) | PN | 3.43 | Synthetic Wastewater | Aromatic compounds and salt | 1.1 gN/L/d | 0.00286 | 1.1 | NA | NA | NA | NA | NA | NA | 499 | 1639.5714 | 1000 | 1285.7143 | 419 | 538.7143 | 1000 | 1000 | 58.1% | 58.1% | NA | NA | NA | NA | 6.5018 | 11.1906 | 6.5018 | NA | NA | NA | NA | NA | NA | 0.7 gCOD/L/d | 630 | NA | NA | 0.7 | NA | NA | NA | 21.6 | NA | NA | 100 | NA | NA | 0.5 | NA | NA | 303 | 1.8553 | 367.4838 | 0.288 | NA | NA | 8 | Gas Chromatography (GC) | GC | Grab Gas Sample (GGS) | GGS | Gas | NA | NA | NA | NA | NA | NA | NA | NA | NA | NA | NA | 12 | NA | NA | NA | NA | NA | Sidestream | PN_Sidestream
Ramos et al., 2015 | 10.1016/j.procbio.2015.12.020 | Lab | Single Stage | Expanded Granular Sludge Bed (EGSB) | EGSB | NA | Granular Sludge (GS) | GS | Barcelona, Spain | 0.256 | 0.0026 | Partial Nitrification (PN) | PN | 3.43 | Synthetic Wastewater | Aromatic compounds and salt | 1.1 | 0.00286 | 1.1 | NA | NA | NA | NA | NA | NA | 499 | 1639.5714 | 1000 | 1285.7143 | 419 | 538.7143 | 1000 | 1000 | 58.1% | 58.1% | NA | NA | NA | NA | 2.394 | 4.1204 | 2.394 | NA | NA | NA | NA | NA | NA | 0.7 | 630 | NA | NA | 0.7 | NA | NA | NA | 21.6 | NA | NA | 100 | NA | NA | 1 | NA | NA | 303 | 1.8553 | 367.4838 | 0.288 | NA | NA | 8 | Gas Chromatography (GC) | GC | Grab Gas Sample (GGS) | GGS | Gas | NA | NA | NA | NA | NA | NA | NA | NA | NA | NA | NA | 12 | NA | NA | NA | NA | NA | Sidestream | PN_Sidestream
Ramos et al., 2015 | 10.1016/j.procbio.2015.12.020 | Lab | Single Stage | Expanded Granular Sludge Bed (EGSB) | EGSB | NA | Granular Sludge (GS) | GS | Barcelona, Spain | 0.256 | 0.0026 | Partial Nitrification (PN) | PN | 3.43 | Synthetic Wastewater | Aromatic compounds and salt | 1.1 | 0.00286 | 1.1 | NA | NA | NA | NA | NA | NA | 499 | 1639.5714 | 1000 | 1285.7143 | 419 | 538.7143 | 1000 | 1000 | 58.1% | 58.1% | NA | NA | NA | NA | 2.5844 | 4.4482 | 2.5844 | NA | NA | NA | NA | NA | NA | 0.7 | 630 | NA | NA | 0.7 | NA | NA | NA | 21.6 | NA | NA | 100 | NA | NA | 1.5 | NA | NA | 303 | 1.8553 | 367.4838 | 0.288 | NA | NA | 8 | Gas Chromatography (GC) | GC | Grab Gas Sample (GGS) | GGS | Gas | NA | NA | NA | NA | NA | NA | NA | NA | NA | NA | NA | 12 | NA | NA | NA | NA | NA | Sidestream | PN_Sidestream
Ramos et al., 2015 | 10.1016/j.procbio.2015.12.020 | Lab | Single Stage | Expanded Granular Sludge Bed (EGSB) | EGSB | NA | Granular Sludge (GS) | GS | Barcelona, Spain | 0.256 | 0.0026 | Partial Nitrification (PN) | PN | 3.43 | Synthetic Wastewater | Aromatic compounds and salt | 1.1 | 0.00286 | 1.1 | NA | NA | NA | NA | NA | NA | 499 | 1639.5714 | 1000 | 1285.7143 | 419 | 538.7143 | 1000 | 1000 | 58.1% | 58.1% | NA | NA | NA | NA | 1.8499 | 3.1839 | 1.8499 | NA | NA | NA | NA | NA | NA | 0.7 | 630 | NA | NA | 0.7 | NA | NA | NA | 21.6 | NA | NA | 100 | NA | NA | 4 | NA | NA | 303 | 1.8553 | 367.4838 | 0.288 | NA | NA | 8 | Gas Chromatography (GC) | GC | Grab Gas Sample (GGS) | GGS | Gas | NA | NA | NA | NA | NA | NA | NA | NA | NA | NA | NA | 12 | NA | NA | NA | NA | NA | Sidestream | PN_Sidestream
Schoepp et al., 2018 | 10.2166/wst.2018.500 | Pilot | Single Stage | Sequencing Batch Reactor (SBR) | SBR | 2.5 | Flocculent Sludge (FS) | FS | Vienna, Austria | 0.059 | 0.375 | Partial Nitrification / Anammox (PNA) | PNA | 2.2 | Reject Water | NA | 0.51 kgN/m3/d | 0.19125 | 0.51 | 3.2 | 14.1714 | 246 | 1089.4286 | 3.1 | 10.1857 | 3 | 9.8571 | 1241 | 1595.5714 | 56 | 72 | 1247.3 | 1247.3 | 76% | 76% | NA | NA | NA | NA | 4.3 | 6.8 | 4.3 | NA | NA | NA | NA | NA | NA | NA | NA | NA | NA | NA | NA | NA | NA | 55.2 | NA | 13.8 | 87.5 | NA | NA | 0.09 | NA | NA | 308 | 2.1065 | 413.75 | 10.8 | NA | NA | 7.38 | Clark-type Sensor (CTS) | CTS | Gas Sampling Pump (GSP) | GSP | Gas | NA | NA | NA | NA | NA | NA | NA | NA | NA | NA | NA | 450 | NA | NA | NA | NA | NA | Sidestream | PNA_Sidestream
Schoepp et al., 2018 | 10.2166/wst.2018.500 | Pilot | Two Stage | Sequencing Batch Reactor (SBR) | SBR | 2.5 | Flocculent Sludge (FS) | FS | Vienna, Austria | 0.059 | 0.375 | Partial Nitrification / Anammox (PNA) | PNA | 2.2 | Reject Water | NA | 0.52 | 0.195 | 0.52 | 3.2 | 14.1714 | 286 | 1266.5714 | 3.1 | 10.1857 | 1.6 | 5.2571 | 1241 | 1595.5714 | 51 | 65.5714 | 1247.3 | 1247.3 | 71% | 71% | NA | NA | NA | NA | 3.7 | 5.2 | 3.7 | NA | NA | NA | NA | NA | NA | NA | NA | NA | NA | NA | NA | NA | NA | 55.2 | NA | 13.8 | 87.5 | NA | NA | 0.13 | NA | NA | 308 | 2.1065 | 413.75 | 9.768 | NA | NA | 7.36 | Clark-type Sensor (CTS) | CTS | Gas Sampling Pump (GSP) | GSP | Gas | NA | NA | NA | NA | NA | NA | NA | NA | NA | NA | NA | 407 | NA | NA | NA | NA | NA | Sidestream | PNA_Sidestream
Schoepp et al., 2018 | 10.2166/wst.2018.500 | Pilot | Two Stage | Completely Stirred Tank Reactor (CSTR) | CSTR | 2.5 | Flocculent Sludge (FS) | FS | Vienna, Austria | 0.059 | 0.375 | Partial Nitrification / Anammox (PNA) | PNA | 2.2 | Reject Water | NA | 0.57 | 0.21375 | 0.57 | 3.2 | 14.1714 | 315 | 1395 | 3.1 | 10.1857 | 4.3 | 14.1286 | 1241 | 1595.5714 | 84 | 108 | 1247.3 | 1247.3 | 69% | 69% | NA | NA | NA | NA | 1.8 | 2.8 | 1.8 | NA | NA | NA | NA | NA | NA | NA | NA | NA | NA | NA | NA | NA | NA | 55.2 | NA | 1 | 100 | NA | NA | 0.11 | NA | NA | 308 | 2.1065 | 413.75 | 8.736 | NA | NA | 7.32 | Clark-type Sensor (CTS) | CTS | Gas Sampling Pump (GSP) | GSP | Gas | NA | NA | NA | NA | NA | NA | NA | NA | NA | NA | NA | 364 | NA | NA | NA | NA | NA | Sidestream | PNA_Sidestream
Suenaga et al., 2021 | 10.1021/acs.est.1c00674 | Lab | Single Stage | Upflow Fixed-bed Anammox Reactor (UFAR) | UFAR | NA | Biofilm (BF) | BF | Tokyo, Japan | 0.435 | 0.005 | Anammox (AMX) | AMX | 0 | Synthetic Wastewater | NA | 3.35 gN/d | 0.0035 | 0.7 | 0 | 0 | NA | NA | 200 | 657.1429 | NA | NA | 200 | 257.1429 | NA | NA | 400 | 400 | 71.3% | 71.3% | NA | NA | NA | NA | 0.284 | 0.39832 | 0.284 | NA | NA | NA | NA | NA | NA | NA | NA | NA | NA | NA | NA | NA | NA | 13.7143 | NA | 1 | 0 | NA | NA | NA | NA | NA | 303 | 1.8553 | 367.4838 | 0 | NA | NA | 8.36 | Gas Chromatography (GC) | GC | Grab Gas Sample (GGS) | GGS | Gas | NA | NA | NA | NA | NA | NA | NA | NA | NA | NA | NA | 0 | NA | NA | NA | NA | NA | Sidestream | AMX_Sidestream
Wan et al., 2021 | 10.1016/j.scitotenv.2021.149092 | Lab | Single Stage | Bubble Column Reactor (BCR) | BCR | 2.5 | Granular Sludge (GS) | GS | Tilburg, The Netherlands | 0.256 | 0.0065 | Partial Nitrification / Anammox (PNA) | PNA | 2.2 | Synthetic Wastewater | NA | 0.0035226 | 0.0035226 | 0.54194 | 0 | 0 | 116.129 | 514.2857 | 0 | 0 | 0 | 0 | 541.9355 | 696.7742 | 32.2581 | 41.4747 | 541.9355 | 541.9355 | 72.62% | 72.62% | NA | NA | NA | NA | 0.13112583 gN/d | 5.126 | 3.7224 | NA | NA | NA | NA | NA | NA | 400 | 400 | NA | NA | 0.7381 | NA | NA | NA | 24 | NA | NA | 100 | NA | NA | 0.78947 | NA | NA | 311 | 2.2684 | 444.2607 | 0.27059 | NA | NA | 7.5 | Non-dispersive Infrared Spectroscopy (NDIR) | NDIR | Headspace | Headspace | Gas | NA | NA | NA | NA | NA | NA | NA | NA | NA | NA | NA | 11.2745 | NA | NA | NA | NA | NA | Sidestream | PNA_Sidestream
Wan et al., 2021 | 10.1016/j.scitotenv.2021.149092 | Lab | Single Stage | Bubble Column Reactor (BCR) | BCR | 2.5 | Granular Sludge (GS) | GS | Tilburg, The Netherlands | 0.256 | 0.0065 | Partial Nitrification / Anammox (PNA) | PNA | 2.2 | Synthetic Wastewater | NA | 0.0052 | 0.0052 | 0.8 | 0 | 0 | 109.6774 | 485.7143 | 0 | 0 | 32.2581 | 105.9908 | 800 | 1028.5714 | 32.2581 | 41.4747 | 800 | 800 | 78.23% | 78.23% | NA | NA | NA | NA | 0.2702 | 6.6425 | 5.1961 | NA | NA | NA | NA | NA | NA | 748.3871 | 748.3871 | NA | NA | 0.93548 | NA | NA | NA | 24 | NA | NA | 100 | NA | NA | 0.15789 | NA | NA | 311 | 2.2684 | 444.2607 | 0.70588 | NA | NA | 7.5 | Non-dispersive Infrared Spectroscopy (NDIR) | NDIR | Headspace | Headspace | Gas | NA | NA | NA | NA | NA | NA | NA | NA | NA | NA | NA | 29.4118 | NA | NA | NA | NA | NA | Sidestream | PNA_Sidestream
Wan et al., 2021 | 10.1016/j.scitotenv.2021.149092 | Lab | Single Stage | Bubble Column Reactor (BCR) | BCR | 2.5 | Granular Sludge (GS) | GS | Tilburg, The Netherlands | 0.256 | 0.0065 | Partial Nitrification / Anammox (PNA) | PNA | 2.2 | Synthetic Wastewater | NA | 0.0052 | 0.0052 | 0.8 | 0 | 0 | 64.5161 | 285.7143 | 0 | 0 | 83.871 | 275.576 | 800 | 1028.5714 | 141.9355 | 182.4885 | 800 | 800 | 63.71% | 63.71% | NA | NA | NA | NA | 0.1947 | 5.8771 | 3.7443 | NA | NA | NA | NA | NA | NA | 683.871 | 683.871 | NA | NA | 0.85484 | NA | NA | NA | 24 | NA | NA | 100 | NA | NA | 0.86842 | NA | NA | 311 | 2.2684 | 444.2607 | 0.42353 | NA | NA | 7.5 | Non-dispersive Infrared Spectroscopy (NDIR) | NDIR | Headspace | Headspace | Gas | NA | NA | NA | NA | NA | NA | NA | NA | NA | NA | NA | 17.6471 | NA | NA | NA | NA | NA | Sidestream | PNA_Sidestream
Wan et al., 2021 | 10.1016/j.scitotenv.2021.149092 | Lab | Single Stage | Bubble Column Reactor (BCR) | BCR | 2.5 | Granular Sludge (GS) | GS | Tilburg, The Netherlands | 0.256 | 0.0065 | Partial Nitrification / Anammox (PNA) | PNA | 2.2 | Synthetic Wastewater | NA | 0.005829 | 0.005829 | 0.89677 | 0 | 0 | 25.8065 | 114.2857 | 0 | 0 | 19.3548 | 63.5945 | 896.7742 | 1152.9954 | 180.6452 | 232.2581 | 896.7742 | 896.7742 | 74.82% | 74.82% | NA | NA | NA | NA | 0.11523 | 2.6421 | 1.9769 | NA | NA | NA | NA | NA | NA | 800 | 800 | NA | NA | 0.89209 | NA | NA | NA | 24 | NA | NA | 100 | NA | NA | 0.078947 | NA | NA | 311 | 2.2684 | 444.2607 | 0.32941 | NA | NA | 7.5 | Non-dispersive Infrared Spectroscopy (NDIR) | NDIR | Headspace | Headspace | Gas | NA | NA | NA | NA | NA | NA | NA | NA | NA | NA | NA | 13.7255 | NA | NA | NA | NA | NA | Sidestream | PNA_Sidestream
Wan et al., 2021 | 10.1016/j.scitotenv.2021.149092 | Lab | Single Stage | Bubble Column Reactor (BCR) | BCR | 2.5 | Granular Sludge (GS) | GS | Tilburg, The Netherlands | 0.256 | 0.0065 | Partial Nitrification / Anammox (PNA) | PNA | 2.2 | Synthetic Wastewater | NA | 0.0051581 | 0.0051581 | 0.79355 | 0 | 0 | 58.0645 | 257.1429 | 0 | 0 | 6.4516 | 21.1982 | 793.5484 | 1020.2765 | 77.4194 | 99.5392 | 793.5484 | 793.5484 | 82.11% | 82.11% | NA | NA | NA | NA | 0.15894 | 3.7526 | 3.0814 | NA | NA | NA | NA | NA | NA | 0 | 0 | NA | NA | 0 | NA | NA | NA | 24 | NA | NA | 100 | NA | NA | 0.55263 | NA | NA | 311 | 2.2684 | 444.2607 | 0.27059 | NA | NA | 7.5 | Non-dispersive Infrared Spectroscopy (NDIR) | NDIR | Headspace | Headspace | Gas | NA | NA | NA | NA | NA | NA | NA | NA | NA | NA | NA | 11.2745 | NA | NA | NA | NA | NA | Sidestream | PNA_Sidestream
Wan et al., 2021 | 10.1016/j.scitotenv.2021.149092 | Lab | Single Stage | Bubble Column Reactor (BCR) | BCR | 2.5 | Granular Sludge (GS) | GS | Tilburg, The Netherlands | 0.256 | 0.0065 | Partial Nitrification / Anammox (PNA) | PNA | 2.2 | Synthetic Wastewater | NA | 0.0051581 | 0.0051581 | 0.79355 | 0 | 0 | 70.9677 | 314.2857 | 0 | 0 | 6.4516 | 21.1982 | 793.5484 | 1020.2765 | 154.8387 | 199.0783 | 793.5484 | 793.5484 | 70.73% | 70.73% | NA | NA | NA | NA | 0.059603 | 1.6337 | 1.1555 | NA | NA | NA | NA | NA | NA | 6.4516 | 6.4516 | NA | NA | 0.0081301 | NA | NA | NA | 24 | NA | NA | 100 | NA | NA | 1.4211 | NA | NA | 311 | 2.2684 | 444.2607 | 0.23529 | NA | NA | 7.5 | Non-dispersive Infrared Spectroscopy (NDIR) | NDIR | Headspace | Headspace | Gas | NA | NA | NA | NA | NA | NA | NA | NA | NA | NA | NA | 9.8039 | NA | NA | NA | NA | NA | Sidestream | PNA_Sidestream
Wan et al., 2021 | 10.1016/j.scitotenv.2021.149092 | Lab | Single Stage | Bubble Column Reactor (BCR) | BCR | 2.5 | Granular Sludge (GS) | GS | Tilburg, The Netherlands | 0.256 | 0.0065 | Partial Nitrification / Anammox (PNA) | PNA | 2.2 | Synthetic Wastewater | NA | 0.0052 | 0.0052 | 0.8 | 0 | 0 | 83.871 | 371.4286 | 0 | 0 | 19.3548 | 63.5945 | 800 | 1028.5714 | 64.5161 | 82.9493 | 800 | 800 | 79.03% | 79.03% | NA | NA | NA | NA | 0.099338 | 2.4172 | 1.9103 | NA | NA | NA | NA | NA | NA | 0 | 0 | NA | NA | 0 | NA | NA | NA | 24 | NA | NA | 100 | NA | NA | 2.2895 | NA | NA | 311 | 2.2684 | 444.2607 | 0.27059 | NA | NA | 7.5 | Non-dispersive Infrared Spectroscopy (NDIR) | NDIR | Headspace | Headspace | Gas | NA | NA | NA | NA | NA | NA | NA | NA | NA | NA | NA | 11.2745 | NA | NA | NA | NA | NA | Sidestream | PNA_Sidestream
Wan et al., 2021 | 10.1016/j.scitotenv.2021.149092 | Lab | Single Stage | Bubble Column Reactor (BCR) | BCR | 2.5 | Granular Sludge (GS) | GS | Tilburg, The Netherlands | 0.256 | 0.0065 | Partial Nitrification / Anammox (PNA) | PNA | 2.2 | Synthetic Wastewater | NA | 0.0052 | 0.0052 | 0.8 | 0 | 0 | 6.4516 | 28.5714 | 0 | 0 | 6.4516 | 21.1982 | 800 | 1028.5714 | 225.8065 | 290.3226 | 800 | 800 | 70.16% | 70.16% | NA | NA | NA | NA | 0.019868 | 0.54456 | 0.38207 | NA | NA | NA | NA | NA | NA | 754.8387 | 754.8387 | NA | NA | 0.94355 | NA | NA | NA | 24 | NA | NA | 100 | NA | NA | 0.94737 | NA | NA | 311 | 2.2684 | 444.2607 | 0.27059 | NA | NA | 7.5 | Non-dispersive Infrared Spectroscopy (NDIR) | NDIR | Headspace | Headspace | Gas | NA | NA | NA | NA | NA | NA | NA | NA | NA | NA | NA | 11.2745 | NA | NA | NA | NA | NA | Sidestream | PNA_Sidestream
Wang et al., 2021b | 10.1016/j.biortech.2021.125762 | Lab | Single Stage | Sequencing Batch Reactor (SBR) | SBR | 2.5 | Granular Sludge (GS) | GS | Beijing, China | 0.5688 | 0.0024 | Partial Nitrification / Anammox (PNA) | PNA | 2.2 | Reject Water | NA | 0.75 | 0.0018 | 0.75 | 20.4054 | 90.3668 | 74.4595 | 329.749 | 1.8243 | 5.9942 | 0.13514 | 0.44402 | 234.9324 | 302.056 | 8.5811 | 11.0328 | 515.625 | 515.625 | 81% | 81% | NA | NA | NA | NA | 1.15 | 1.15 | 0.9315 | NA | NA | NA | NA | NA | NA | 543.0421 | 543.0421 | NA | NA | 1.0532 | NA | NA | NA | 16.5 | NA | 19.8 | 60 | NA | NA | 0.16412 | NA | NA | 306 | 2.0032 | 394.5827 | 2.16 | NA | NA | NA | Clark-type Sensor (CTS) | CTS | in situ | in situ | Liquid | NA | NA | NA | NA | NA | NA | NA | NA | NA | NA | NA | 90 | NA | NA | NA | NA | NA | Sidestream | PNA_Sidestream
Wang et al., 2021b | 10.1016/j.biortech.2021.125762 | Lab | Single Stage | Sequencing Batch Reactor (SBR) | SBR | 2.5 | Granular Sludge (GS) | GS | Beijing, China | 0.5688 | 0.0024 | Partial Nitrification / Anammox (PNA) | PNA | 2.2 | Synthetic Wastewater | NA | 1.1 | 0.00264 | 1.1 | 41.3907 | 183.3018 | 68.7086 | 304.281 | 2.4834 | 8.1599 | 0 | 0 | 245.0331 | 315.0426 | 19.8675 | 25.544 | 554.5833 | 554.5833 | 87% | 87% | NA | NA | NA | NA | 0.95 | 0.95 | 0.8265 | NA | NA | NA | NA | NA | NA | 454.3689 | 454.3689 | NA | NA | 0.8193 | NA | NA | NA | 12.1 | NA | 12.1 | 50 | NA | NA | 0.025122 | NA | NA | 306 | 2.0032 | 394.5827 | 1.728 | NA | NA | NA | Clark-type Sensor (CTS) | CTS | in situ | in situ | Liquid | NA | NA | NA | NA | NA | NA | NA | NA | NA | NA | NA | 72 | NA | NA | NA | NA | NA | Sidestream | PNA_Sidestream
Wang et al., 2019b | 10.1016/j.jes.2019.03.016 | Lab | Single Stage | Upflow Anaerobic Sludge Blanket (UASB) | UASB | NA | Granular Sludge (GS) | GS | Beijing, China | 0.5688 | 0.006 | Anammox (AMX) | AMX | 0 | Synthetic Wastewater | NA | 2.3 | 0.0138 | 2.3 | 0 | 0 | 5.3459 | 23.6748 | 59.1195 | 194.2498 | 0 | 0 | 37.7358 | 48.5175 | 3.1447 | 4.0431 | 96.8553 | 96.8553 | 91.23% | 91.23% | NA | 0.010054 | NA | NA | 0.15727 | 0.17238 | 0.15727 | NA | NA | NA | 0.00015071 | NA | NA | NA | NA | NA | NA | NA | NA | NA | NA | 2.1 | NA | 1 | 0 | NA | NA | NA | NA | NA | 298 | 1.6267 | 326.3912 | 0 | NA | NA | 7.4 | Gas Chromatography (GC) | GC | Grab Gas Sample (GGS) | GGS | Gas | NA | NA | NA | NA | NA | NA | NA | NA | NA | NA | NA | 0 | NA | NA | NA | NA | NA | Sidestream | AMX_Sidestream
Wang et al., 2016b | 10.1016/j.procbio.2016.02.001 | Lab | Single Stage | Membrane Bioreactor (MBR) | MBR | 4.26 | Flocculent Sludge (FS) | FS | Dalian, China | 0.5876 | 0.0045 | Simultaneous partial Nitrification, ANAMMOX and Denitrification (SNAD) | SNAD | 2.2 | Synthetic Wastewater | Intermittent Areation | 0.0019415 | 0.0019415 | 0.43144 | 0 | 0 | 9.2784 | 41.0898 | 0 | 0 | 5.1546 | 16.9367 | 287.6289 | 369.8085 | 6.701 | 8.6156 | 287.6289 | 287.6289 | 95.42% | 95.42% | NA | NA | NA | NA | 2 | 2.1922 | 2 | NA | NA | NA | NA | NA | NA | 151.5464 | 151.5464 | NA | NA | 0.52688 | NA | NA | NA | 16 | NA | 192 | 26.3158 | NA | NA | 0.2 | NA | NA | 308 | 2.1065 | 413.75 | 1.8 | NA | NA | 8 | Gas Chromatography (GC) | GC | Grab Gas Sample (GGS) | GGS | Gas | NA | NA | 8000 | NA | NA | NA | NA | NA | NA | NA | NA | 30 | NA | NA | NA | NA | NA | Sidestream | SNAD
Weissenbacher et al., 2010 | 10.2175/106143009X447867 | Full | Single Stage | Sequencing Batch Reactor (SBR) | SBR | 2.5 | Granular Sludge + Flocculent Sludge (GS+FS) | GS | Innsbruck, Austria | 0.153 | 500 | Partial Nitrification / Anammox (PNA) | PNA | 2.2 | Reject Water | Intermittent Areation | 230.5665 | 230.5665 | 0.46113 | 0 | 0 | 54.4 | 240.9143 | 0 | 0 | 0.16587 | 0.545 | 1800 | 1800 | 11.7767 | 15.1415 | 1521.7391 | 1521.7391 | 89.1% | 89.1% | NA | NA | NA | NA | 1.3 | 1.3 | 1.1583 | NA | NA | NA | NA | NA | NA | NA | NA | NA | NA | NA | NA | NA | NA | 79.2 | NA | 60 | NA | NA | NA | 0.3 | NA | NA | 303 | 1.8553 | 367.4838 | 19200 | NA | NA | 7.045 | Gas Chromatography (GC) | GC | Grab Gas Sample (GGS) | GGS | Gas | NA | NA | NA | NA | NA | NA | NA | NA | NA | NA | NA | 800000 | NA | NA | NA | NA | NA | Sidestream | PNA_Sidestream
Yan et al., 2019 | 10.1016/j.chemosphere.2019.04.148 | Lab | Single Stage | Sequencing Batch Biofilm Reactor (SBBR) | SBBR | 2.5 | Biofilm (BF) | BF | Chongqing, China | 0.4743 | 0.03 | Partial Nitrification / Anammox (PNA) | PNA | 2.2 | Synthetic Wastewater | NA | 0.0054 | 0.0054 | 0.18 | 12.1951 | 54.007 | 12.1951 | 54.007 | 1.2683 | 4.1672 | 0.63415 | 2.0836 | 360 | 462.8571 | 0 | 0 | 360 | 360 | 81% | 81% | 0.81607419 mgN/gBiomass/h | 0.01689516 mgN/gBiomass/h | NA | NA | 2.0833 | 2.0833 | 1.6875 | NA | NA | NA | NA | NA | NA | 0 | 0 | NA | NA | 0 | NA | NA | NA | 48 | NA | 12 | 50 | NA | NA | 1.75 | NA | NA | 303 | 1.8553 | 367.4838 | NA | NA | NA | 8 | Gas Chromatography (GC) | GC | Grab Gas Sample (GGS) | GGS | Gas | NA | NA | NA | NA | NA | NA | NA | NA | NA | NA | NA | NA | NA | NA | C6H12O6 | NA | NA | Sidestream | PNA_Sidestream
Yan et al., 2019 | 10.1016/j.chemosphere.2019.04.148 | Lab | Single Stage | Sequencing Batch Biofilm Reactor (SBBR) | SBBR | 2.5 | Biofilm (BF) | BF | Chongqing, China | 0.4743 | 0.03 | Partial Nitrification / Anammox (PNA) | PNA | 2.2 | Synthetic Wastewater | NA | 0.0054 | 0.0054 | 0.18 | 36.5854 | 162.0209 | 2.439 | 10.8014 | 2.5366 | 8.3345 | 0.92683 | 3.0453 | 360 | 462.8571 | 0 | 0 | 360 | 360 | 82% | 82% | 0.83138 | 0.015323 | NA | NA | 1.843 | 1.843 | 1.5113 | NA | NA | NA | NA | NA | NA | 240 | 240 | NA | NA | 0.67 | NA | NA | NA | 48 | NA | 12 | 50 | NA | NA | 1.75 | NA | NA | 303 | 1.8553 | 367.4838 | NA | NA | NA | 8 | Gas Chromatography (GC) | GC | Grab Gas Sample (GGS) | GGS | Gas | NA | NA | NA | NA | NA | NA | NA | NA | NA | NA | NA | NA | NA | NA | C6H12O7 | NA | NA | Sidestream | PNA_Sidestream
Yan et al., 2019 | 10.1016/j.chemosphere.2019.04.148 | Lab | Single Stage | Sequencing Batch Biofilm Reactor (SBBR) | SBBR | 2.5 | Biofilm (BF) | BF | Chongqing, China | 0.4743 | 0.03 | Partial Nitrification / Anammox (PNA) | PNA | 2.2 | Synthetic Wastewater | NA | 0.0054 | 0.0054 | 0.18 | 7.3171 | 32.4042 | 4.878 | 21.6028 | 0.87805 | 2.885 | 0.53659 | 1.7631 | 360 | 462.8571 | 0 | 0 | 360 | 360 | 84% | 84% | 0.85688 | 0.014113 | NA | NA | 1.647 | 1.647 | 1.3835 | NA | NA | NA | NA | NA | NA | 360 | 360 | NA | NA | 1 | NA | NA | NA | 48 | NA | 12 | 50 | NA | NA | 1.75 | NA | NA | 303 | 1.8553 | 367.4838 | NA | NA | NA | 8 | Gas Chromatography (GC) | GC | Grab Gas Sample (GGS) | GGS | Gas | NA | NA | NA | NA | NA | NA | NA | NA | NA | NA | NA | NA | NA | NA | C6H12O8 | NA | NA | Sidestream | PNA_Sidestream
Yu et al., 2025 | 10.1016/j.biortech.2024.132022 | Lab | Single Stage | Upflow Fixed-bed Anammox Reactor (UFAR) | UFAR | NA | Biofilm (BF) | BF | Xiangtan, China | 0.49 | 0.0002 | Anammox (AMX) | AMX | 0 | Synthetic Wastewater | NA | 1.2 | 0.00024 | 1.2 | 0 | 0 | 7.3333 | 32.4762 | 50 | 164.2857 | 23.2877 | 76.5166 | 50 | 64.2857 | 38.6667 | 49.7143 | 100 | 100 | 37.93% | 37.93% | NA | NA | NA | NA | NA | 0.89 | 0.28 | NA | NA | NA | NA | NA | NA | NA | NA | NA | NA | NA | NA | NA | NA | 2 | NA | 1 | 0 | NA | NA | 0.5 | NA | NA | 288 | 1.2325 | 257.4772 | 0 | NA | NA | 7.5 | Gas Chromatography (GC) | GC | Grab Gas Sample (GGS) | GGS | Gas | NA | NA | NA | NA | NA | NA | NA | NA | NA | NA | NA | 0 | NA | NA | NA | NA | NA | Sidestream | AMX_Sidestream
Yu et al., 2025 | 10.1016/j.biortech.2024.132022 | Lab | Single Stage | Upflow Fixed-bed Anammox Reactor (UFAR) | UFAR | NA | Biofilm (BF) | BF | Xiangtan, China | 0.49 | 0.0002 | Anammox (AMX) | AMX | 0 | Synthetic Wastewater | NA | 1.2 | 0.00024 | 1.2 | 0 | 0 | 14 | 62 | 50 | 164.2857 | 8.2192 | 27.0059 | 50 | 64.2857 | 16 | 20.5714 | 100 | 100 | 83.99% | 83.99% | NA | NA | NA | NA | NA | 0.21 | 0.15 | NA | NA | NA | NA | NA | NA | NA | NA | NA | NA | NA | NA | NA | NA | 2 | NA | 1 | 0 | NA | NA | 0.5 | NA | NA | 298 | 1.6267 | 326.3912 | 0 | NA | NA | 7.5 | Gas Chromatography (GC) | GC | Grab Gas Sample (GGS) | GGS | Gas | NA | NA | NA | NA | NA | NA | NA | NA | NA | NA | NA | 0 | NA | NA | NA | NA | NA | Sidestream | AMX_Sidestream
Yu et al., 2025 | 10.1016/j.biortech.2024.132022 | Lab | Single Stage | Upflow Fixed-bed Anammox Reactor (UFAR) | UFAR | NA | Biofilm (BF) | BF | Xiangtan, China | 0.49 | 0.0002 | Anammox (AMX) | AMX | 0 | Synthetic Wastewater | NA | 1.2 | 0.00024 | 1.2 | 0 | 0 | 8.6667 | 38.381 | 50 | 164.2857 | 0.68493 | 2.2505 | 50 | 64.2857 | 8.6667 | 11.1429 | 100 | 100 | 86.7% | 86.7% | NA | NA | NA | NA | NA | 0.04 | 0.03 | NA | NA | NA | NA | NA | NA | NA | NA | NA | NA | NA | NA | NA | NA | 2 | NA | 1 | 0 | NA | NA | 0.5 | NA | NA | 308 | 2.1065 | 413.75 | 0 | NA | NA | 7.5 | Gas Chromatography (GC) | GC | Grab Gas Sample (GGS) | GGS | Gas | NA | NA | NA | NA | NA | NA | NA | NA | NA | NA | NA | 0 | NA | NA | NA | NA | NA | Sidestream | AMX_Sidestream
Yu et al., 2025 | 10.1016/j.biortech.2024.132022 | Lab | Single Stage | Upflow Fixed-bed Anammox Reactor (UFAR) | UFAR | NA | Biofilm (BF) | BF | Xiangtan, China | 0.49 | 0.0002 | Anammox (AMX) | AMX | 0 | Synthetic Wastewater | NA | 1.2 | 0.00024 | 1.2 | 0 | 0 | 5.3333 | 23.619 | 50 | 164.2857 | 45.2055 | 148.5323 | 50 | 64.2857 | 44 | 56.5714 | 100 | 100 | 4.93% | 4.93% | NA | NA | NA | NA | NA | 1.36 | 0.26 | NA | NA | NA | NA | NA | NA | NA | NA | NA | NA | NA | NA | NA | NA | 2 | NA | 1 | 0 | NA | NA | 0.5 | NA | NA | 318 | 2.681 | 524.4904 | 0 | NA | NA | 7.5 | Gas Chromatography (GC) | GC | Grab Gas Sample (GGS) | GGS | Gas | NA | NA | NA | NA | NA | NA | NA | NA | NA | NA | NA | 0 | NA | NA | NA | NA | NA | Sidestream | AMX_Sidestream
Yu et al., 2025 | 10.1016/j.biortech.2024.132022 | Lab | Single Stage | Upflow Fixed-bed Anammox Reactor (UFAR) | UFAR | NA | Biofilm (BF) | BF | Xiangtan, China | 0.49 | 0.0002 | Anammox (AMX) | AMX | 0 | Synthetic Wastewater | NA | 1.2 | 0.00024 | 1.2 | 0 | 0 | 2 | 8.8571 | 50 | 164.2857 | 47.9452 | 157.5342 | 50 | 64.2857 | 44 | 56.5714 | 100 | 100 | 2.22% | 2.22% | NA | NA | NA | NA | NA | 3.82 | 0.16 | NA | NA | NA | NA | NA | NA | NA | NA | NA | NA | NA | NA | NA | NA | 2 | NA | 1 | 0 | NA | NA | 0.5 | NA | NA | 328 | 3.3591 | 664.8706 | 0 | NA | NA | 7.5 | Gas Chromatography (GC) | GC | Grab Gas Sample (GGS) | GGS | Gas | NA | NA | NA | NA | NA | NA | NA | NA | NA | NA | NA | 0 | NA | NA | NA | NA | NA | Sidestream | AMX_Sidestream
Zhang et al., 2018 | 10.1016/j.biortech.2017.11.027 | Lab | Single Stage | Expanded Granular Sludge Bed (EGSB) | EGSB | NA | Granular Sludge (GS) | GS | Guilin, China | 0.5154 | 0.008 | Anammox (AMX) | AMX | 0 | Synthetic Wastewater | 20 mg/L IC | 1 kgN/m3/d | 0.008 | 1 | 0 | 0 | NA | NA | 120 | 394.2857 | NA | NA | 100 | 128.5714 | NA | NA | 220 | 220 | 75.6% | 75.6% | NA | NA | NA | NA | NA | 0.20044 | 0.15154 | NA | NA | NA | NA | NA | NA | NA | NA | NA | NA | NA | NA | NA | NA | 5.5 | NA | 1 | 0 | NA | NA | 0.1 | NA | NA | 305 | 1.953 | 385.3347 | 0 | NA | NA | 7.45 | Gas Chromatography (GC) | GC | Grab Gas Sample (GGS) | GGS | Gas | NA | NA | NA | NA | NA | NA | NA | NA | NA | NA | NA | 0 | NA | NA | NA | NA | NA | Sidestream | AMX_Sidestream
Zhang et al., 2018 | 10.1016/j.biortech.2017.11.027 | Lab | Single Stage | Expanded Granular Sludge Bed (EGSB) | EGSB | NA | Granular Sludge (GS) | GS | Guilin, China | 0.5154 | 0.008 | Anammox (AMX) | AMX | 0 | Synthetic Wastewater | 55 mg/L IC | 2 kgN/m3/d | 0.008 | 1 | 0 | 0 | NA | NA | 120 | 394.2857 | NA | NA | 100 | 128.5714 | NA | NA | 220 | 220 | 80.22% | 80.22% | NA | NA | NA | NA | NA | 0.40088 | 0.32158 | NA | NA | NA | NA | NA | NA | NA | NA | NA | NA | NA | NA | NA | NA | 5.5 | NA | 1 | 0 | NA | NA | 0.1 | NA | NA | 305 | 1.953 | 385.3347 | 0 | NA | NA | 7.45 | Gas Chromatography (GC) | GC | Grab Gas Sample (GGS) | GGS | Gas | NA | NA | NA | NA | NA | NA | NA | NA | NA | NA | NA | 0 | NA | NA | NA | NA | NA | Sidestream | AMX_Sidestream
Zhang et al., 2018 | 10.1016/j.biortech.2017.11.027 | Lab | Single Stage | Expanded Granular Sludge Bed (EGSB) | EGSB | NA | Granular Sludge (GS) | GS | Guilin, China | 0.5154 | 0.008 | Anammox (AMX) | AMX | 0 | Synthetic Wastewater | 130 mg/L IC | 3 kgN/m3/d | 0.008 | 1 | 0 | 0 | NA | NA | 120 | 394.2857 | NA | NA | 100 | 128.5714 | NA | NA | 220 | 220 | 88.57% | 88.57% | NA | NA | NA | NA | NA | 0.59868 | 0.53026 | NA | NA | NA | NA | NA | NA | NA | NA | NA | NA | NA | NA | NA | NA | 5.5 | NA | 1 | 0 | NA | NA | 0.1 | NA | NA | 305 | 1.953 | 385.3347 | 0 | NA | NA | 7.45 | Gas Chromatography (GC) | GC | Grab Gas Sample (GGS) | GGS | Gas | NA | NA | NA | NA | NA | NA | NA | NA | NA | NA | NA | 0 | NA | NA | NA | NA | NA | Sidestream | AMX_Sidestream
Zhang et al., 2018 | 10.1016/j.biortech.2017.11.027 | Lab | Single Stage | Expanded Granular Sludge Bed (EGSB) | EGSB | NA | Granular Sludge (GS) | GS | Guilin, China | 0.5154 | 0.008 | Anammox (AMX) | AMX | 0 | Synthetic Wastewater | 180 mg/L IC | 4 kgN/m3/d | 0.008 | 1 | 0 | 0 | NA | NA | 120 | 394.2857 | NA | NA | 100 | 128.5714 | NA | NA | 220 | 220 | 88.57% | 88.57% | NA | NA | NA | NA | NA | 0.94945 | 0.84094 | NA | NA | NA | NA | NA | NA | NA | NA | NA | NA | NA | NA | NA | NA | 5.5 | NA | 1 | 0 | NA | NA | 0.1 | NA | NA | 305 | 1.953 | 385.3347 | 0 | NA | NA | 7.45 | Gas Chromatography (GC) | GC | Grab Gas Sample (GGS) | GGS | Gas | NA | NA | NA | NA | NA | NA | NA | NA | NA | NA | NA | 0 | NA | NA | NA | NA | NA | Sidestream | AMX_Sidestream
Zhang et al., 2024b | 10.1016/j.watres.2024.121491 | Lab | Three Stage | Continuous-Flow Biofilm Reactor (CFBR) | AOBR | 2.5 | Biofilm (BF) | BF | Guangzhou, China | 0.4403 | 0.006 | Partial Denitrification / Anammox (PdNA) | PdNA | 2.96 | Synthetic Wastewater | NA | 0.0045491 | 0.0045491 | 0.75818 | 0.90909 | 4.026 | NA | NA | NA | NA | 1.3 | 4.2714 | 62.2727 | 80.0649 | 9.3182 | 11.9805 | 63.1818 | 63.1818 | 32% | 32% | NA | NA | NA | NA | NA | 0.021875 | 0.007 | NA | NA | NA | NA | NA | NA | NA | NA | NA | NA | NA | NA | NA | NA | 2 | NA | 1 | 0 | NA | NA | NA | NA | NA | NA | NA | NA | 0 | NA | NA | NA | Gas Chromatography (GC) | GC | Grab Gas Sample (GGS) | GGS | Gas | NA | NA | NA | NA | NA | NA | NA | NA | NA | NA | NA | 0 | NA | NA | NA | NA | NA | Sidestream | PdNA
Zhang et al., 2024b | 10.1016/j.watres.2024.121491 | Lab | Three Stage | Continuous-Flow Biofilm Reactor (CFBR) | AOBR | 2.5 | Biofilm (BF) | BF | Guangzhou, China | 0.4403 | 0.0045 | Partial Nitrification / Anammox (PNA) | PNA | 2.2 | Synthetic Wastewater | Intermittent Areation | 0.0015055 | 0.0015055 | 0.33455 | 5 | 22.1429 | NA | NA | NA | NA | 0.58 | 1.9057 | 15.9091 | 20.4545 | 7.7273 | 9.9351 | 20.9091 | 20.9091 | 27.2% | 27.2% | NA | NA | NA | NA | NA | 0.36397 | 0.099 | NA | NA | NA | NA | NA | NA | NA | NA | NA | NA | NA | NA | NA | NA | 1.5 | NA | 1.2 | 66.6667 | NA | NA | 2.5 | NA | NA | NA | NA | NA | NA | NA | NA | NA | Gas Chromatography (GC) | GC | Grab Gas Sample (GGS) | GGS | Gas | NA | NA | NA | NA | NA | NA | NA | NA | NA | NA | NA | NA | NA | NA | NA | NA | NA | Mainstream | PNA_Mainstream
Zhang et al., 2024b | 10.1016/j.watres.2024.121491 | Lab | Three Stage | Continuous-Flow Biofilm Reactor (CFBR) | AOBR | 2.5 | Biofilm (BF) | BF | Guangzhou, China | 0.4403 | 0.003 | Partial Denitrification / Anammox (PdNA) | PdNA | 2.96 | Synthetic Wastewater | NA | 0.0011782 | 0.0011782 | 0.39273 | 7.0455 | 31.2013 | NA | NA | NA | NA | 0.12 | 0.39429 | 9.3182 | 11.9805 | 2.5 | 3.2143 | 16.3636 | 16.3636 | 19.4% | 19.4% | NA | NA | NA | NA | NA | 0.010309 | 0.002 | NA | NA | NA | NA | NA | NA | NA | NA | NA | NA | NA | NA | NA | NA | 1 | NA | 1 | 0 | NA | NA | NA | NA | NA | NA | NA | NA | 0 | NA | NA | NA | Gas Chromatography (GC) | GC | Grab Gas Sample (GGS) | GGS | Gas | NA | NA | NA | NA | NA | NA | NA | NA | NA | NA | NA | 0 | NA | NA | NA | NA | NA | Mainstream | PdNA
Zhang et al., 2024b | 10.1016/j.watres.2024.121491 | Lab | Three Stage | Continuous-Flow Biofilm Reactor (CFBR) | AOBR | 2.5 | Biofilm (BF) | BF | Guangzhou, China | 0.4403 | 0.0045 | Partial Nitrification / Anammox (PNA) | PNA | 2.2 | Synthetic Wastewater | Intermittent Areation | 0.00098182 | 0.00098182 | 0.21818 | 5.9091 | 26.1688 | NA | NA | NA | NA | 0.38 | 1.2486 | 7.7273 | 9.9351 | 1.5909 | 2.0455 | 13.6364 | 13.6364 | 17% | 17% | NA | NA | NA | NA | NA | 0.51176 | 0.087 | NA | NA | NA | NA | NA | NA | NA | NA | NA | NA | NA | NA | NA | NA | 1.5 | NA | 1.2 | 66.6667 | NA | NA | 2.5 | NA | NA | NA | NA | NA | NA | NA | NA | NA | Gas Chromatography (GC) | GC | Grab Gas Sample (GGS) | GGS | Gas | NA | NA | NA | NA | NA | NA | NA | NA | NA | NA | NA | NA | NA | NA | NA | NA | NA | Mainstream | PNA_Mainstream
Zhang et al., 2024b | 10.1016/j.watres.2024.121491 | Lab | Three Stage | Continuous-Flow Biofilm Reactor (CFBR) | AOBR | 2.5 | Biofilm (BF) | BF | Guangzhou, China | 0.4403 | 0.003 | Partial Denitrification / Anammox (PdNA) | PdNA | 2.96 | Synthetic Wastewater | NA | 0.00085091 | 0.00085091 | 0.28364 | 9.3182 | 41.2662 | NA | NA | NA | NA | 0.13 | 0.42714 | 2.5 | 3.2143 | 0.45455 | 0.58442 | 11.8182 | 11.8182 | 4.5% | 4.5% | NA | NA | NA | NA | NA | 0.088889 | 0.004 | NA | NA | NA | NA | NA | NA | NA | NA | NA | NA | NA | NA | NA | NA | 1 | NA | 1 | 0 | NA | NA | NA | NA | NA | NA | NA | NA | 0 | NA | NA | NA | Gas Chromatography (GC) | GC | Grab Gas Sample (GGS) | GGS | Gas | NA | NA | NA | NA | NA | NA | NA | NA | NA | NA | NA | 0 | NA | NA | NA | NA | NA | Mainstream | PdNA
Zhu et al., 2023 | 10.1016/j.biortech.2023.129607 | Lab | Single Stage | Rotating Biological Contactor (RBC) | RBC | 2.1 | Biofilm (BF) | BF | Antwerpen, Belgium | 0.15 | 0.051 | Partial Nitrification / Anammox (PNA) | PNA | 2.2 | Synthetic Wastewater | NA | 105.2 mgN/L/d | 0.0053652 | 0.1052 | 9.2308 | 40.8791 | 13.9847 | 61.9324 | 2.9308 | 9.6297 | 0.91603 | 3.0098 | 47.5676 | 61.1583 | 12.9 | 16.5857 | 59.7291 | 59.7291 | 55.88% | 55.88% | NA | NA | NA | NA | 1.5869 | 1.5869 | 0.88678 | NA | NA | NA | NA | NA | NA | NA | NA | NA | NA | NA | NA | NA | NA | 10.2 | NA | 1 | 50 | NA | NA | 0.19 | NA | NA | 294 | 1.4593 | 296.851 | 7.92 | NA | NA | 7.4507 | Laser Absorption Spectroscopy (LAS) | LAS | Gas Sampling Pump (GSP) | GSP | Gas | NA | NA | NA | NA | NA | NA | NA | NA | NA | NA | NA | 0.2 | NA | NA | NA | NA | NA | Mainstream | PNA_Mainstream
Zhu et al., 2023 | 10.1016/j.biortech.2023.129607 | Lab | Single Stage | Rotating Biological Contactor (RBC) | RBC | 2.1 | Biofilm (BF) | BF | Antwerpen, Belgium | 0.15 | 0.051 | Partial Nitrification / Anammox (PNA) | PNA | 2.2 | Synthetic Wastewater | NA | 105.2 | 0.0053652 | 0.1052 | 9.2308 | 40.8791 | 13.9847 | 61.9324 | 2.9308 | 9.6297 | 0.91603 | 3.0098 | 47.5676 | 61.1583 | 12.9 | 16.5857 | 59.7291 | 59.7291 | 55.88% | 55.88% | NA | NA | NA | NA | 1.8591 | 1.8591 | 1.0389 | NA | NA | NA | NA | NA | NA | NA | NA | NA | NA | NA | NA | NA | NA | 10.2 | NA | 1 | 50 | NA | NA | 0.6 | NA | NA | 294 | 1.4593 | 296.851 | 7.92 | NA | NA | 7.4507 | Laser Absorption Spectroscopy (LAS) | LAS | Gas Sampling Pump (GSP) | GSP | Gas | NA | NA | NA | NA | NA | NA | NA | NA | NA | NA | NA | 0.85 | NA | NA | NA | NA | NA | Mainstream | PNA_Mainstream
Zhu et al., 2023 | 10.1016/j.biortech.2023.129607 | Lab | Single Stage | Rotating Biological Contactor (RBC) | RBC | 2.1 | Biofilm (BF) | BF | Antwerpen, Belgium | 0.15 | 0.051 | Partial Nitrification / Anammox (PNA) | PNA | 2.2 | Synthetic Wastewater | NA | 105.2 | 0.0053652 | 0.1052 | 9.2308 | 40.8791 | 13.9847 | 61.9324 | 2.9308 | 9.6297 | 0.91603 | 3.0098 | 47.5676 | 61.1583 | 12.9 | 16.5857 | 59.7291 | 59.7291 | 55.88% | 55.88% | NA | NA | NA | NA | 2.0849 | 2.0849 | 1.1651 | NA | NA | NA | NA | NA | NA | NA | NA | NA | NA | NA | NA | NA | NA | 10.2 | NA | 1 | 50 | NA | NA | 0.91 | NA | NA | 294 | 1.4593 | 296.851 | 7.92 | NA | NA | 7.4507 | Laser Absorption Spectroscopy (LAS) | LAS | Gas Sampling Pump (GSP) | GSP | Gas | NA | NA | NA | NA | NA | NA | NA | NA | NA | NA | NA | 1.5 | NA | NA | NA | NA | NA | Mainstream | PNA_Mainstream
Zhu et al., 2023 | 10.1016/j.biortech.2023.129607 | Lab | Single Stage | Rotating Biological Contactor (RBC) | RBC | 2.1 | Biofilm (BF) | BF | Antwerpen, Belgium | 0.15 | 0.051 | Partial Nitrification / Anammox (PNA) | PNA | 2.2 | Synthetic Wastewater | NA | 105.2 | 0.0053652 | 0.1052 | 9.2308 | 40.8791 | 13.9847 | 61.9324 | 2.9308 | 9.6297 | 0.91603 | 3.0098 | 47.5676 | 61.1583 | 12.9 | 16.5857 | 59.7291 | 59.7291 | 55.88% | 55.88% | NA | NA | NA | NA | 2.3977 | 2.3977 | 1.3399 | NA | NA | NA | NA | NA | NA | NA | NA | NA | NA | NA | NA | NA | NA | 10.2 | NA | 1 | 50 | NA | NA | 1.43 | NA | NA | 294 | 1.4593 | 296.851 | 7.92 | NA | NA | 7.4507 | Laser Absorption Spectroscopy (LAS) | LAS | Gas Sampling Pump (GSP) | GSP | Gas | NA | NA | NA | NA | NA | NA | NA | NA | NA | NA | NA | 2.15 | NA | NA | NA | NA | NA | Mainstream | PNA_Mainstream
Zhu et al., 2023 | 10.1016/j.biortech.2023.129607 | Lab | Single Stage | Rotating Biological Contactor (RBC) | RBC | 2.1 | Biofilm (BF) | BF | Antwerpen, Belgium | 0.15 | 0.051 | Partial Nitrification / Anammox (PNA) | PNA | 2.2 | Synthetic Wastewater | NA | 105.2 | 0.0053652 | 0.1052 | 9.2308 | 40.8791 | 13.9847 | 61.9324 | 2.9308 | 9.6297 | 0.91603 | 3.0098 | 47.5676 | 61.1583 | 12.9 | 16.5857 | 59.7291 | 59.7291 | 55.88% | 55.88% | NA | NA | NA | NA | 2.4672 | 2.4672 | 1.3787 | NA | NA | NA | NA | NA | NA | NA | NA | NA | NA | NA | NA | NA | NA | 10.2 | NA | 1 | 50 | NA | NA | 1.84 | NA | NA | 294 | 1.4593 | 296.851 | 7.92 | NA | NA | 7.4507 | Laser Absorption Spectroscopy (LAS) | LAS | Gas Sampling Pump (GSP) | GSP | Gas | NA | NA | NA | NA | NA | NA | NA | NA | NA | NA | NA | 2.8 | NA | NA | NA | NA | NA | Mainstream | PNA_Mainstream